214572872 | Central HP <5.4 tons | ARCOAIRE | HRCU-A-CB (Split System: Heat Pump with Remote Outdoor Unit-Air-Source) | HVH837GKA** |  |  | EA*4X48L24A*+WALLCON | *97CMN0802120B* | 32400 | 17.5 | 8.5 | 32400 | 25000 | 77.16% | 1.98 | 0 | 11 |  |  |  |  | R-410A | 2.7 | Residential & Commercial | USHP | Ducted CEE Tier 1
215742328 | Central HP <5.4 tons | AMERICAN STANDARD | HRCU-A-CB (Split System: Heat Pump with Remote Outdoor Unit-Air-Source) | 4A6V8X60A1 | ADP |  | H,TG49960 | S8V2C100M5PDA | 54000 | 18 | 8.2 | 50000 | 39500 | 79% | 1.78 | 0 | 11.7 |  |  |  |  | R-410A | 4.5 | Residential & Commercial | USHP | Ducted CEE Tier 1
214572922 | Central HP <5.4 tons | ARCOAIRE | HRCU-A-CB (Split System: Heat Pump with Remote Outdoor Unit-Air-Source) | HVH837GKA** |  |  | EA*4X60L24A*+WALLCON | *97CMN0602120B* | 32600 | 17.5 | 8.5 | 31800 | 25000 | 78.62% | 1.96 | 0 | 11 |  |  |  |  | R-410A | 2.7167 | Residential & Commercial | USHP | Ducted CEE Tier 1
215742315 | Central HP <5.4 tons | AMERICAN STANDARD | HRCU-A-CB (Split System: Heat Pump with Remote Outdoor Unit-Air-Source) | 4A6V0X60A1 | ADP |  | H,TG49960 | S8V2C100M5PCA | 54000 | 19 | 8.2 | 50000 | 39500 | 79% | 1.78 | 0 | 11.7 |  |  |  |  | R-410A | 4.5 | Residential & Commercial | USHP | Ducted CEE Tier 1
211259765 | Central HP <5.4 tons | ARCOAIRE | HRCU-A-CB (Split System: Heat Pump with Remote Outdoor Unit-Air-Source) | DLCURAH18ABK |  |  | EA*4X19L17A* | *96VTN0401712A* | 18200 | 15.5 | 8.5 | 18300 | 17600 | 96.17% | 2.12 | 0 | 10.5 |  |  |  |  | R-410A | 1.5167 | Residential & Commercial | USHP | Ducted CEE Tier 1
216737211 | Central HP <5.4 tons | PAYNE HEATING AND COOLING | HRCU-A-CB (Split System: Heat Pump with Remote Outdoor Unit-Air-Source) | 37MUHAQ24AA3 |  |  | CSAH*3012AM* | PG80MSUA36040B** | 22400 | 16 | 8.1 | 21000 | 18800 | 89.52% | 1.85 | 0 | 10.5 |  |  |  |  | R-454B | 1.8667 | Residential & Commercial | USHP | Ducted CEE Tier 1
212976388 | Central HP <5.4 tons | PAYNE HEATING AND COOLING | HRCU-A-CB (Split System: Heat Pump with Remote Outdoor Unit-Air-Source) | 38MURAQ24AB3* |  |  | CAP**3621AL* | PG96VTAB60080C** | 24000 | 17 | 8.5 | 26400 | 23400 | 88.64% | 1.94 | 0 | 10 |  |  |  |  | R-410A | 2 | Residential & Commercial | USHP | Ducted CEE Tier 1
216681831 | Central HP <5.4 tons | PAYNE HEATING AND COOLING | HRCU-A-CB (Split System: Heat Pump with Remote Outdoor Unit-Air-Source) | 38MURAQ36AB3* |  |  | CSPH*3612AL* | PG97VTAA60100C** | 35600 | 15.5 | 8.5 | 38500 | 34600 | 89.87% | 1.78 | 0 | 9.8 |  |  |  |  | R-410A | 2.9667 | Residential & Commercial | USHP
213787631 | Central HP <5.4 tons | PAYNE HEATING AND COOLING | HRCU-A-CB (Split System: Heat Pump with Remote Outdoor Unit-Air-Source) | 38MURAQ30AB3* |  |  | PF4TNXC48L* | 0 | 31600 | 15.75 | 9 | 32400 | 25800 | 79.63% | 1.88 | 0 | 9.5 |  |  |  |  | R-410A | 2.6333 | Residential & Commercial | USHP
215942404 | Central HP <5.4 tons | ARCOAIRE | HRCU-A-CB (Split System: Heat Pump with Remote Outdoor Unit-Air-Source) | H5H3V36*K*AAA* |  |  | EVM5X60M21A*+WALLCON | *97CMN0601714B* | 35200 | 21 | 8.5 | 37400 | 28000 | 74.87% | 2.06 | 0 | 11.7 |  |  |  |  | R-454B | 2.9333 | Residential & Commercial | USHP | Ducted CEE Tier 1
215942474 | Central HP <5.4 tons | ARCOAIRE | HRCU-A-CB (Split System: Heat Pump with Remote Outdoor Unit-Air-Source) | H5H3V36*K*AAA* |  |  | EVD5X61M21A*+WALLCON | *80CSU0601716A* | 35800 | 22 | 8.5 | 37400 | 28400 | 75.94% | 2.04 | 0 | 12 |  |  |  |  | R-454B | 2.9833 | Residential & Commercial | USHP | Ducted CEE Tier 1
215942554 | Central HP <5.4 tons | ARCOAIRE | HRCU-A-CB (Split System: Heat Pump with Remote Outdoor Unit-Air-Source) | H5H3V36*K*AAA* |  |  | EVD5X61M24A*+WALLCON | *80CSU1002120A* | 36000 | 22 | 8.5 | 37400 | 28400 | 75.94% | 2.04 | 0 | 12.5 |  |  |  |  | R-454B | 3 | Residential & Commercial | USHP | Ducted CEE Tier 1
215940398 | Central HP <5.4 tons | ARCOAIRE | HRCU-A-CB (Split System: Heat Pump with Remote Outdoor Unit-Air-Source) | H5H3V36*K*AAA* |  |  | EVM5X60M21A*+WALLCON | *96CTN0802120B* | 35600 | 21.5 | 8.5 | 38000 | 28600 | 75.26% | 2.04 | 0 | 12 |  |  |  |  | R-454B | 2.9667 | Residential & Commercial | USHP | Ducted CEE Tier 1
215940468 | Central HP <5.4 tons | ARCOAIRE | HRCU-A-CB (Split System: Heat Pump with Remote Outdoor Unit-Air-Source) | H5H3V36*K*AAA* |  |  | EVM5X60M24A*+WALLCON | *96CTN0802120B* | 35400 | 21.5 | 8.5 | 38000 | 28600 | 75.26% | 2.04 | 0 | 12 |  |  |  |  | R-454B | 2.95 | Residential & Commercial | USHP | Ducted CEE Tier 1
215940548 | Central HP <5.4 tons | ARCOAIRE | HRCU-A-CB (Split System: Heat Pump with Remote Outdoor Unit-Air-Source) | H5H3V36*K*AAA* |  |  | EVD5X36M21A*+WALLCON | *97CTN0801716A* | 34200 | 20.5 | 8.5 | 39000 | 28600 | 73.33% | 2.04 | 0 | 11.5 |  |  |  |  | R-454B | 2.85 | Residential & Commercial | USHP | Ducted CEE Tier 1
215942654 | Central HP <5.4 tons | ARCOAIRE | HRCU-A-CB (Split System: Heat Pump with Remote Outdoor Unit-Air-Source) | H5H3V36*K*AAA* |  |  | EVD5X61M24A*+WALLCON | *96CTN0802120B* | 36000 | 22 | 8.5 | 37400 | 28200 | 75.4% | 2.04 | 0 | 12.5 |  |  |  |  | R-454B | 3 | Residential & Commercial | USHP | Ducted CEE Tier 1
215940518 | Central HP <5.4 tons | ARCOAIRE | HRCU-A-CB (Split System: Heat Pump with Remote Outdoor Unit-Air-Source) | H5H3V36*K*AAA* |  |  | EVD5X36M21A*+WALLCON | *80CSU0401712B* | 34600 | 21 | 8.5 | 38500 | 28000 | 72.73% | 2.06 | 0 | 12 |  |  |  |  | R-454B | 2.8833 | Residential & Commercial | USHP | Ducted CEE Tier 1
215939848 | Central HP <5.4 tons | ARCOAIRE | HRCU-A-CB (Split System: Heat Pump with Remote Outdoor Unit-Air-Source) | H5H3V36*K*AAA* |  |  | EA*5X61M21A*+WALLCON | *80CSU0601716B* | 34400 | 20.5 | 9.5 | 34400 | 26000 | 75.58% | 2.06 | 0 | 12 |  |  |  |  | R-454B | 2.8667 | Residential & Commercial | USHP | Ducted CEE Tier 1
215939898 | Central HP <5.4 tons | ARCOAIRE | HRCU-A-CB (Split System: Heat Pump with Remote Outdoor Unit-Air-Source) | H5H3V36*K*AAA* |  |  | EA*5X61M24A*+WALLCON | *96CTN0802120B* | 34400 | 20.5 | 9.5 | 34400 | 26000 | 75.58% | 2.06 | 0 | 12 |  |  |  |  | R-454B | 2.8667 | Residential & Commercial | USHP | Ducted CEE Tier 1
215940098 | Central HP <5.4 tons | ARCOAIRE | HRCU-A-CB (Split System: Heat Pump with Remote Outdoor Unit-Air-Source) | H5H3V36*K*AAA* |  |  | ESH5X48M12A*+WALLCON | *96CTN0802120B* | 33800 | 19.5 | 9 | 34800 | 26600 | 76.44% | 1.94 | 0 | 11.5 |  |  |  |  | R-454B | 2.8167 | Residential & Commercial | USHP | Ducted CEE Tier 1
215940148 | Central HP <5.4 tons | ARCOAIRE | HRCU-A-CB (Split System: Heat Pump with Remote Outdoor Unit-Air-Source) | H5H3V36*K*AAA* |  |  | ESH5X48M12A*+WALLCON | *97CTN0802120A* | 33800 | 19.5 | 9 | 34800 | 26600 | 76.44% | 1.94 | 0 | 11.5 |  |  |  |  | R-454B | 2.8167 | Residential & Commercial | USHP | Ducted CEE Tier 1
215940248 | Central HP <5.4 tons | ARCOAIRE | HRCU-A-CB (Split System: Heat Pump with Remote Outdoor Unit-Air-Source) | H5H3V36*K*AAA* |  |  | ESH5X60M12A*+WALLCON | *97CTN1202422A* | 34200 | 19.5 | 9 | 34200 | 26000 | 76.02% | 1.94 | 0 | 11.7 |  |  |  |  | R-454B | 2.85 | Residential & Commercial | USHP | Ducted CEE Tier 1
215942504 | Central HP <5.4 tons | ARCOAIRE | HRCU-A-CB (Split System: Heat Pump with Remote Outdoor Unit-Air-Source) | H5H3V36*K*AAA* |  |  | EVD5X61M21A*+WALLCON | *80CTL1102120B* | 36000 | 22 | 8.5 | 37400 | 28200 | 75.4% | 2.04 | 0 | 12.5 |  |  |  |  | R-454B | 3 | Residential & Commercial | USHP | Ducted CEE Tier 1
215942574 | Central HP <5.4 tons | ARCOAIRE | HRCU-A-CB (Split System: Heat Pump with Remote Outdoor Unit-Air-Source) | H5H3V36*K*AAA* |  |  | EVD5X61M24A*+WALLCON | *95CSU0802120B* | 36000 | 22 | 8.5 | 37400 | 28200 | 75.4% | 2.04 | 0 | 12.5 |  |  |  |  | R-454B | 3 | Residential & Commercial | USHP | Ducted CEE Tier 1
215942604 | Central HP <5.4 tons | ARCOAIRE | HRCU-A-CB (Split System: Heat Pump with Remote Outdoor Unit-Air-Source) | H5H3V36*K*AAA* |  |  | EVM5X61M24A*+WALLCON | *96CTN0802120B* | 36000 | 22 | 8.5 | 37400 | 28200 | 75.4% | 2.04 | 0 | 12.5 |  |  |  |  | R-454B | 3 | Residential & Commercial | USHP | Ducted CEE Tier 1
215939648 | Central HP <5.4 tons | ARCOAIRE | HRCU-A-CB (Split System: Heat Pump with Remote Outdoor Unit-Air-Source) | H5H3V36*K*AAA* |  |  | EA*5X42M21A*+WALLCON | *96CTN0802120B* | 32600 | 19.5 | 9.5 | 34800 | 26800 | 77.01% | 2.02 | 0 | 11.7 |  |  |  |  | R-454B | 2.7167 | Residential & Commercial | USHP | Ducted CEE Tier 1
215940198 | Central HP <5.4 tons | ARCOAIRE | HRCU-A-CB (Split System: Heat Pump with Remote Outdoor Unit-Air-Source) | H5H3V36*K*AAA* |  |  | ESH5X60M12A*+WALLCON | *80CSU0601716B* | 34200 | 19.5 | 9 | 34200 | 26000 | 76.02% | 1.94 | 0 | 11.7 |  |  |  |  | R-454B | 2.85 | Residential & Commercial | USHP | Ducted CEE Tier 1
215940048 | Central HP <5.4 tons | ARCOAIRE | HRCU-A-CB (Split System: Heat Pump with Remote Outdoor Unit-Air-Source) | H5H3V36*K*AAA* |  |  | ESH5X42M12A*+WALLCON | *97CTN0601716A* | 33200 | 18.5 | 9 | 35600 | 27200 | 76.4% | 1.92 | 0 | 10.5 |  |  |  |  | R-454B | 2.7667 | Residential & Commercial | USHP | Ducted CEE Tier 1
215939948 | Central HP <5.4 tons | ARCOAIRE | HRCU-A-CB (Split System: Heat Pump with Remote Outdoor Unit-Air-Source) | H5H3V36*K*AAA* |  |  | ESH5X36M12A*+WALLCON | *80CSU0401712B* | 33400 | 19 | 9 | 34800 | 26600 | 76.44% | 1.92 | 0 | 11.5 |  |  |  |  | R-454B | 2.7833 | Residential & Commercial | USHP | Ducted CEE Tier 1
212985927 | Central HP <5.4 tons | ARCOAIRE | HRCU-A-CB (Split System: Heat Pump with Remote Outdoor Unit-Air-Source) | DLCURAH18ABK |  |  | EA*4X30L17A* | *96MSN0261410A* | 17500 | 16 | 8.5 | 18100 | 18800 | 103.9% | 2.26 | 0 | 10.5 |  |  |  |  | R-410A | 1.4583 | Residential & Commercial | USHP | Ducted CEE Tier 1
212984725 | Central HP <5.4 tons | ARCOAIRE | HRCU-A-CB (Split System: Heat Pump with Remote Outdoor Unit-Air-Source) | DLCURAH18ABK |  |  | EA*4X25L17A* | *92MSN0801716A* | 18300 | 16.5 | 8.5 | 18100 | 17600 | 97.24% | 2.14 | 0 | 11 |  |  |  |  | R-410A | 1.525 | Residential & Commercial | USHP | Ducted CEE Tier 1
212985518 | Central HP <5.4 tons | ARCOAIRE | HRCU-A-CB (Split System: Heat Pump with Remote Outdoor Unit-Air-Source) | DLCURAH36ABK |  |  | EA*4X48L24A* | *92MSN1002122A* | 36000 | 16.5 | 8.5 | 37800 | 34600 | 91.53% | 2.04 | 0 | 10 |  |  |  |  | R-410A | 3 | Residential & Commercial | USHP | Ducted CEE Tier 1
216681087 | Central HP <5.4 tons | PAYNE HEATING AND COOLING | HRCU-A-CB (Split System: Heat Pump with Remote Outdoor Unit-Air-Source) | 38MURAQ36AB3* |  |  | CSPH*3612AL* | PG97VTAA60080C** | 36000 | 15.2 | 8.5 | 38500 | 34600 | 89.87% | 1.78 | 0 | 9.8 |  |  |  |  | R-410A | 3 | Residential & Commercial | USHP
215936738 | Central HP <5.4 tons | ARCOAIRE | HRCU-A-CB (Split System: Heat Pump with Remote Outdoor Unit-Air-Source) | H5H3V36*K*AAA* |  |  | EVD5X60M24A*+WALLCON | *80CSU1002120A* | 35400 | 21.5 | 8.5 | 38000 | 28600 | 75.26% | 2.04 | 0 | 12 |  |  |  |  | R-454B | 2.95 | Residential & Commercial | USHP | Ducted CEE Tier 1
213773389 | Central HP <5.4 tons | ARCOAIRE | HRCU-A-CB (Split System: Heat Pump with Remote Outdoor Unit-Air-Source) | HVH825GKA3* |  |  | EA*4X42L21A*+WALLCON | *80CTL0701716B* | 23800 | 16.5 | 8.1 | 21400 | 16600 | 77.57% | 1.94 | 0 | 10.5 |  |  |  |  | R-410A | 1.9833 | Residential & Commercial | USHP | Ducted CEE Tier 1
213773689 | Central HP <5.4 tons | ARCOAIRE | HRCU-A-CB (Split System: Heat Pump with Remote Outdoor Unit-Air-Source) | HVH825GKA3* |  |  | EA*4X48L21A*+WALLCON | *80CTL0451712B* | 24000 | 16.5 | 8.1 | 21000 | 16700 | 79.52% | 2 | 0 | 10.5 |  |  |  |  | R-410A | 2 | Residential & Commercial | USHP | Ducted CEE Tier 1
213773709 | Central HP <5.4 tons | ARCOAIRE | HRCU-A-CB (Split System: Heat Pump with Remote Outdoor Unit-Air-Source) | HVH825GKA3* |  |  | EA*4X48L21A*+WALLCON | *80CTL0901716B* | 24200 | 17 | 8.1 | 20800 | 16600 | 79.81% | 2.02 | 0 | 11 |  |  |  |  | R-410A | 2.0167 | Residential & Commercial | USHP | Ducted CEE Tier 1
211260188 | Central HP <5.4 tons | ARCOAIRE | HRCU-A-CB (Split System: Heat Pump with Remote Outdoor Unit-Air-Source) | DLCURAH18ABK |  |  | EA*4X24L14A* | *80ES(N,L)0451412A* | 18000 | 16 | 8.5 | 18900 | 18900 | 100% | 2.28 | 0 | 10.5 |  |  |  |  | R-410A | 1.5 | Residential & Commercial | USHP | Ducted CEE Tier 1
211261556 | Central HP <5.4 tons | ARCOAIRE | HRCU-A-CB (Split System: Heat Pump with Remote Outdoor Unit-Air-Source) | DLCURAH18ABK |  |  | EA*4X30L17A* | *96VSN0601714A* | 17800 | 16 | 8.5 | 18400 | 18500 | 100.5% | 2.22 | 0 | 10.5 |  |  |  |  | R-410A | 1.4833 | Residential & Commercial | USHP | Ducted CEE Tier 1
211261741 | Central HP <5.4 tons | ARCOAIRE | HRCU-A-CB (Split System: Heat Pump with Remote Outdoor Unit-Air-Source) | DLCURAH18ABK |  |  | EA*4X30L17A* | *80ESU0401712A* | 18600 | 16.5 | 9 | 19000 | 18200 | 95.79% | 2.22 | 0 | 11 |  |  |  |  | R-410A | 1.55 | Residential & Commercial | USHP | Ducted CEE Tier 1
211261790 | Central HP <5.4 tons | ARCOAIRE | HRCU-A-CB (Split System: Heat Pump with Remote Outdoor Unit-Air-Source) | DLCURAH18ABK |  |  | EA*4X30L17A* | *96VTN0401712A* | 17900 | 15.5 | 8.5 | 18500 | 18500 | 100% | 2.22 | 0 | 10.5 |  |  |  |  | R-410A | 1.4917 | Residential & Commercial | USHP | Ducted CEE Tier 1
215941748 | Central HP <5.4 tons | ARCOAIRE | HRCU-A-CB (Split System: Heat Pump with Remote Outdoor Unit-Air-Source) | H5H3V48*K*AAA* |  |  | EVD5X60M24A*+WALLCON | *97CTN1002122A* | 45500 | 20.5 | 8.1 | 52500 | 38000 | 72.38% | 1.9 | 0 | 11.5 |  |  |  |  | R-454B | 3.7917 | Residential & Commercial | USHP | Ducted CEE Tier 1
215941228 | Central HP <5.4 tons | ARCOAIRE | HRCU-A-CB (Split System: Heat Pump with Remote Outdoor Unit-Air-Source) | H5H3V48*K*AAA* |  |  | ESH5X60M12A*+WALLCON | *97CTN0801716A* | 44000 | 19.5 | 9 | 49000 | 37400 | 76.33% | 1.8 | 0 | 10.5 |  |  |  |  | R-454B | 3.6667 | Residential & Commercial | USHP | Ducted CEE Tier 1
215941328 | Central HP <5.4 tons | ARCOAIRE | HRCU-A-CB (Split System: Heat Pump with Remote Outdoor Unit-Air-Source) | H5H3V48*K*AAA* |  |  | EVM5X49M21A*+WALLCON | *96CTN0802120B* | 45500 | 20.5 | 8.1 | 53000 | 38500 | 72.64% | 1.95 | 0 | 11 |  |  |  |  | R-454B | 3.7917 | Residential & Commercial | USHP | Ducted CEE Tier 1
215941528 | Central HP <5.4 tons | ARCOAIRE | HRCU-A-CB (Split System: Heat Pump with Remote Outdoor Unit-Air-Source) | H5H3V48*K*AAA* |  |  | EVD5X48M21A*+WALLCON | *96CTN0802120B* | 44500 | 19.5 | 8.1 | 52000 | 38500 | 74.04% | 1.9 | 0 | 10.5 |  |  |  |  | R-454B | 3.7083 | Residential & Commercial | USHP | Ducted CEE Tier 1
211259937 | Central HP <5.4 tons | ARCOAIRE | HRCU-A-CB (Split System: Heat Pump with Remote Outdoor Unit-Air-Source) | DLCURAH18ABK |  |  | EA*4X19L17A* | *92ESN0601412A* | 18700 | 16.5 | 8.5 | 18600 | 17500 | 94.09% | 2.14 | 0 | 11 |  |  |  |  | R-410A | 1.5583 | Residential & Commercial | USHP | Ducted CEE Tier 1
211260940 | Central HP <5.4 tons | ARCOAIRE | HRCU-A-CB (Split System: Heat Pump with Remote Outdoor Unit-Air-Source) | DLCURAH18ABK |  |  | EA*4X25L17A* | *96VTN0601412A* | 18500 | 16 | 8.5 | 18300 | 17400 | 95.08% | 2.12 | 0 | 11 |  |  |  |  | R-410A | 1.5417 | Residential & Commercial | USHP | Ducted CEE Tier 1
211260705 | Central HP <5.4 tons | ARCOAIRE | HRCU-A-CB (Split System: Heat Pump with Remote Outdoor Unit-Air-Source) | DLCURAH18ABK |  |  | EA*4X25L17A* | *96VSN0601714A* | 18200 | 16 | 8.5 | 18100 | 17600 | 97.24% | 2.12 | 0 | 11 |  |  |  |  | R-410A | 1.5167 | Residential & Commercial | USHP | Ducted CEE Tier 1
211260354 | Central HP <5.4 tons | ARCOAIRE | HRCU-A-CB (Split System: Heat Pump with Remote Outdoor Unit-Air-Source) | DLCURAH18ABK |  |  | EA*4X24L17A* | *80VSL0451716A* | 17600 | 16 | 8.5 | 18500 | 19100 | 103.2% | 2.3 | 0 | 10.5 |  |  |  |  | R-410A | 1.4667 | Residential & Commercial | USHP | Ducted CEE Tier 1
216682779 | Central HP <5.4 tons | ARCOAIRE | HRCU-A-CB (Split System: Heat Pump with Remote Outdoor Unit-Air-Source) | DLCURAH30ABK |  |  | EA*4X36L21A* | *97VTN1002122A* | 29800 | 15.2 | 8.5 | 34000 | 27600 | 81.18% | 1.75 | 0 | 9 |  |  |  |  | R-410A | 2.4833 | Residential & Commercial | USHP
215934948 | Central HP <5.4 tons | ARCOAIRE | HRCU-A-CB (Split System: Heat Pump with Remote Outdoor Unit-Air-Source) | H5H3V36*K*AAA* |  |  | EVM5X44M21A*+WALLCON | *96CTN1002122B* | 35600 | 22 | 8.5 | 38000 | 28600 | 75.26% | 2.02 | 0 | 12.5 |  |  |  |  | R-454B | 2.9667 | Residential & Commercial | USHP | Ducted CEE Tier 1
215941028 | Central HP <5.4 tons | ARCOAIRE | HRCU-A-CB (Split System: Heat Pump with Remote Outdoor Unit-Air-Source) | H5H3V48*K*AAA* |  |  | EA*5X60M24A*+WALLCON | *97CTN1202422A* | 44500 | 21 | 9.5 | 48000 | 36400 | 75.83% | 2 | 0 | 11 |  |  |  |  | R-454B | 3.7083 | Residential & Commercial | USHP | Ducted CEE Tier 1
215941108 | Central HP <5.4 tons | ARCOAIRE | HRCU-A-CB (Split System: Heat Pump with Remote Outdoor Unit-Air-Source) | H5H3V48*K*AAA* |  |  | EA*5X61M24A*+WALLCON | *97CTN0802120A* | 45500 | 21 | 9.5 | 48500 | 37000 | 76.29% | 2 | 0 | 11 |  |  |  |  | R-454B | 3.7917 | Residential & Commercial | USHP | Ducted CEE Tier 1
212982940 | Central HP <5.4 tons | ARCOAIRE | HRCU-A-CB (Split System: Heat Pump with Remote Outdoor Unit-Air-Source) | DLCURAH30ABK |  |  | EA*4X37L21A* | *80MSU0802120A* | 30600 | 15.2 | 8.1 | 33400 | 26200 | 78.44% | 1.86 | 0 | 9 |  |  |  |  | R-410A | 2.55 | Residential & Commercial | USHP
212517481 | Central HP <5.4 tons | YORK | HRCU-A-CB (Split System: Heat Pump with Remote Outdoor Unit-Air-Source) | HMH72B341 | ADP |  | CV365*9 | TL9E100C20UH11 | 33400 | 17 | 8.5 | 32400 | 23000 | 70.99% | 2.06 | 0 | 10 |  |  |  |  | R-410A | 2.7833 | Residential & Commercial | USHP | Ducted CEE Tier 1
215935198 | Central HP <5.4 tons | ARCOAIRE | HRCU-A-CB (Split System: Heat Pump with Remote Outdoor Unit-Air-Source) | H5H3V36*K*AAA* |  |  | EVM5X60M21A*+WALLCON | *80CTL0702120B* | 35600 | 21.5 | 8.5 | 38000 | 28600 | 75.26% | 2.02 | 0 | 12 |  |  |  |  | R-454B | 2.9667 | Residential & Commercial | USHP | Ducted CEE Tier 1
215935248 | Central HP <5.4 tons | ARCOAIRE | HRCU-A-CB (Split System: Heat Pump with Remote Outdoor Unit-Air-Source) | H5H3V36*K*AAA* |  |  | EVM5X60M21A*+WALLCON | *95CSU0802120B* | 35600 | 21.5 | 8.5 | 38000 | 28600 | 75.26% | 2.04 | 0 | 12 |  |  |  |  | R-454B | 2.9667 | Residential & Commercial | USHP | Ducted CEE Tier 1
214242309 | Central HP <5.4 tons | ARCOAIRE | HRCU-A-CB (Split System: Heat Pump with Remote Outdoor Unit-Air-Source) | HVH825GKA3* |  |  | EN(A,D,W)4X48L21**+WALLCON | *96CTN0801714B* | 24000 | 17 | 8.1 | 21400 | 16600 | 77.57% | 2 | 0 | 11 |  |  |  |  | R-410A | 2 | Residential & Commercial | USHP | Ducted CEE Tier 1
214242359 | Central HP <5.4 tons | ARCOAIRE | HRCU-A-CB (Split System: Heat Pump with Remote Outdoor Unit-Air-Source) | HVH825GKA3* |  |  | EN(A,D)4X48L24**+WALLCON | *97CMN1002122B* | 24200 | 17 | 8.1 | 21200 | 16500 | 77.83% | 2 | 0 | 11.5 |  |  |  |  | R-410A | 2.0167 | Residential & Commercial | USHP | Ducted CEE Tier 1
216737864 | Central HP <5.4 tons | ARCOAIRE | HRCU-A-CB (Split System: Heat Pump with Remote Outdoor Unit-Air-Source) | D5CUHAH24AAK |  |  | ESH5X30M12A* | *96VTN1002120B* | 22800 | 16 | 8.5 | 21200 | 19000 | 89.62% | 1.96 | 0 | 11 |  |  |  |  | R-454B | 1.9 | Residential & Commercial | USHP | Ducted CEE Tier 1
216737064 | Central HP <5.4 tons | ARCOAIRE | HRCU-A-CB (Split System: Heat Pump with Remote Outdoor Unit-Air-Source) | D5CUHAH24AAK |  |  | ESH5X30M12A* | *80MS(N,L)0702116A* | 22400 | 15.2 | 8.1 | 21000 | 18900 | 90% | 1.9 | 0 | 10.5 |  |  |  |  | R-454B | 1.8667 | Residential & Commercial | USHP | Ducted CEE Tier 1
216737112 | Central HP <5.4 tons | ARCOAIRE | HRCU-A-CB (Split System: Heat Pump with Remote Outdoor Unit-Air-Source) | D5CUHAH24AAK |  |  | ESH5X30M12A* | *80MS(N,L)1102120A* | 22800 | 15.2 | 8.1 | 21200 | 19000 | 89.62% | 1.9 | 0 | 10.5 |  |  |  |  | R-454B | 1.9 | Residential & Commercial | USHP | Ducted CEE Tier 1
216736927 | Central HP <5.4 tons | ARCOAIRE | HRCU-A-CB (Split System: Heat Pump with Remote Outdoor Unit-Air-Source) | D5CUHAH24AAK |  |  | ESH5X24M12A* | *97VTN0802120A* | 22200 | 15.2 | 8.1 | 21000 | 19000 | 90.48% | 1.9 | 0 | 10.5 |  |  |  |  | R-454B | 1.85 | Residential & Commercial | USHP | Ducted CEE Tier 1
216736429 | Central HP <5.4 tons | ARCOAIRE | HRCU-A-CB (Split System: Heat Pump with Remote Outdoor Unit-Air-Source) | D5CUHAH24AAK |  |  | ESH5X24M12A* | *80VTL0701716B* | 22600 | 15.5 | 8.1 | 21200 | 19100 | 90.09% | 1.85 | 0 | 10.5 |  |  |  |  | R-454B | 1.8833 | Residential & Commercial | USHP | Ducted CEE Tier 1
216735726 | Central HP <5.4 tons | ARCOAIRE | HRCU-A-CB (Split System: Heat Pump with Remote Outdoor Unit-Air-Source) | D5CUHAH24AAK |  |  | EA*5X37M21A* | *97CMN0801714B* | 22800 | 16 | 8.5 | 20400 | 18300 | 89.71% | 1.98 | 0 | 11 |  |  |  |  | R-454B | 1.9 | Residential & Commercial | USHP | Ducted CEE Tier 1
215940768 | Central HP <5.4 tons | ARCOAIRE | HRCU-A-CB (Split System: Heat Pump with Remote Outdoor Unit-Air-Source) | H5H3V36*K*AAA* |  |  | EVD5X49M24A*+WALLCON | *96CTN0802120B* | 35400 | 21.5 | 8.5 | 38000 | 28600 | 75.26% | 2.04 | 0 | 12 |  |  |  |  | R-454B | 2.95 | Residential & Commercial | USHP | Ducted CEE Tier 1
215940818 | Central HP <5.4 tons | ARCOAIRE | HRCU-A-CB (Split System: Heat Pump with Remote Outdoor Unit-Air-Source) | H5H3V36*K*AAA* |  |  | EVD5X60M21A*+WALLCON | *80CSU0401712B* | 35800 | 22 | 8.5 | 38000 | 28400 | 74.74% | 2.02 | 0 | 12.5 |  |  |  |  | R-454B | 2.9833 | Residential & Commercial | USHP | Ducted CEE Tier 1
215940448 | Central HP <5.4 tons | ARCOAIRE | HRCU-A-CB (Split System: Heat Pump with Remote Outdoor Unit-Air-Source) | H5H3V36*K*AAA* |  |  | EVM5X60M21A*+WALLCON | *97CTN0802120A* | 35600 | 21.5 | 8.5 | 38000 | 28600 | 75.26% | 2.04 | 0 | 12 |  |  |  |  | R-454B | 2.9667 | Residential & Commercial | USHP | Ducted CEE Tier 1
215941068 | Central HP <5.4 tons | ARCOAIRE | HRCU-A-CB (Split System: Heat Pump with Remote Outdoor Unit-Air-Source) | H5H3V48*K*AAA* |  |  | EA*5X61M21A*+WALLCON | *97CTN0801716A* | 44500 | 20 | 9 | 49000 | 37600 | 76.73% | 2 | 0 | 11 |  |  |  |  | R-454B | 3.7083 | Residential & Commercial | USHP | Ducted CEE Tier 1
214628600 | Central HP <5.4 tons | CARRIER | HRCU-A-CB (Split System: Heat Pump with Remote Outdoor Unit-Air-Source) | 38MURAQ30AB3* | ADP |  | V,C36H175P159 | 58S(B,C)*B070M17**12 | 29800 | 15.2 | 8.1 | 32600 | 27200 | 83.44% | 1.8 | 0 | 9 |  |  |  |  | R-410A | 2.4833 | Residential & Commercial | USHP
214628634 | Central HP <5.4 tons | CARRIER | HRCU-A-CB (Split System: Heat Pump with Remote Outdoor Unit-Air-Source) | 38MURAQ30AB3* | ADP |  | PL36H210P749 | 58S(B,C)*B070M21**16 | 29600 | 15.2 | 8.1 | 32600 | 27200 | 83.44% | 1.8 | 0 | 9 |  |  |  |  | R-410A | 2.4667 | Residential & Commercial | USHP
216734507 | Central HP <5.4 tons | ARCOAIRE | HRCU-A-CB (Split System: Heat Pump with Remote Outdoor Unit-Air-Source) | D5CUHAH24AAK |  |  | EA*5X36M17A* | *80CTL0901716B* | 22200 | 16 | 8.1 | 20800 | 18600 | 89.42% | 1.85 | 0 | 10.5 |  |  |  |  | R-454B | 1.85 | Residential & Commercial | USHP | Ducted CEE Tier 1
216735073 | Central HP <5.4 tons | ARCOAIRE | HRCU-A-CB (Split System: Heat Pump with Remote Outdoor Unit-Air-Source) | D5CUHAH24AAK |  |  | EA*5X37M17A* | *80VTL0701716B* | 22800 | 16 | 8.5 | 20800 | 18400 | 88.46% | 1.96 | 0 | 11 |  |  |  |  | R-454B | 1.9 | Residential & Commercial | USHP | Ducted CEE Tier 1
213739864 | Central HP <5.4 tons | DAY & NIGHT | HRCU-A-CB (Split System: Heat Pump with Remote Outdoor Unit-Air-Source) | DLCURAH24ABK | ADP |  | PL36H175P159 | *80MSU0401712A* | 23600 | 17 | 8.5 | 24600 | 24000 | 97.56% | 2.02 | 0 | 10.5 |  |  |  |  | R-410A | 1.9667 | Residential & Commercial | USHP | Ducted CEE Tier 1
213739883 | Central HP <5.4 tons | DAY & NIGHT | HRCU-A-CB (Split System: Heat Pump with Remote Outdoor Unit-Air-Source) | DLCURAH24ABK | ADP |  | PL36H175P159 | *80VTL0451412B* | 23600 | 17 | 8.5 | 24600 | 24200 | 98.37% | 2.04 | 0 | 10.5 |  |  |  |  | R-410A | 1.9667 | Residential & Commercial | USHP | Ducted CEE Tier 1
216735556 | Central HP <5.4 tons | ARCOAIRE | HRCU-A-CB (Split System: Heat Pump with Remote Outdoor Unit-Air-Source) | D5CUHAH24AAK |  |  | EA*5X37M21A* | *80MSU0401712A* | 23000 | 17 | 8.5 | 20600 | 18400 | 89.32% | 1.96 | 0 | 11 |  |  |  |  | R-454B | 1.9167 | Residential & Commercial | USHP | Ducted CEE Tier 1
216734874 | Central HP <5.4 tons | ARCOAIRE | HRCU-A-CB (Split System: Heat Pump with Remote Outdoor Unit-Air-Source) | D5CUHAH24AAK |  |  | EA*5X36M17A* | OMV112K14A | 22800 | 16 | 8.5 | 21200 | 19000 | 89.62% | 1.96 | 0 | 10.5 |  |  |  |  | R-454B | 1.9 | Residential & Commercial | USHP | Ducted CEE Tier 1
216734655 | Central HP <5.4 tons | ARCOAIRE | HRCU-A-CB (Split System: Heat Pump with Remote Outdoor Unit-Air-Source) | D5CUHAH24AAK |  |  | EA*5X36M17A* | *96MSN0601412A* | 22400 | 15.5 | 8.1 | 20800 | 18800 | 90.38% | 1.9 | 0 | 10.5 |  |  |  |  | R-454B | 1.8667 | Residential & Commercial | USHP | Ducted CEE Tier 1
216734470 | Central HP <5.4 tons | ARCOAIRE | HRCU-A-CB (Split System: Heat Pump with Remote Outdoor Unit-Air-Source) | D5CUHAH24AAK |  |  | EA*5X36M17A* | *80MSU0601716A* | 22400 | 16.5 | 8.5 | 20800 | 18600 | 89.42% | 1.96 | 0 | 11 |  |  |  |  | R-454B | 1.8667 | Residential & Commercial | USHP | Ducted CEE Tier 1
214731167 | Central HP <5.4 tons | BRYANT HEATING AND COOLING SYSTEMS | HRCU-A-CB (Split System: Heat Pump with Remote Outdoor Unit-Air-Source) | 38MURAQ24AB3* | ADP |  | H,PG31930 | 926TC36040V17*** | 22200 | 16 | 8.5 | 24600 | 24000 | 97.56% | 2.02 | 0 | 9.5 |  |  |  |  | R-410A | 1.85 | Residential & Commercial | USHP
212986719 | Central HP <5.4 tons | ARCOAIRE | HRCU-A-CB (Split System: Heat Pump with Remote Outdoor Unit-Air-Source) | DLCURAH18ABK |  |  | EN(A,D)4X30L17** | *96MSN0401712A* | 17400 | 15.5 | 8.1 | 18100 | 18700 | 103.3% | 2.24 | 0 | 10.5 |  |  |  |  | R-410A | 1.45 | Residential & Commercial | USHP | Ducted CEE Tier 1
213739898 | Central HP <5.4 tons | DAY & NIGHT | HRCU-A-CB (Split System: Heat Pump with Remote Outdoor Unit-Air-Source) | DLCURAH24ABK | ADP |  | PL36H***P039 | *92MSN0601412A* | 22800 | 16 | 9 | 25400 | 25000 | 98.43% | 2.12 | 0 | 9.5 |  |  |  |  | R-410A | 1.9 | Residential & Commercial | USHP
213739900 | Central HP <5.4 tons | DAY & NIGHT | HRCU-A-CB (Split System: Heat Pump with Remote Outdoor Unit-Air-Source) | DLCURAH24ABK | ADP |  | FG32936 | *92MSN0601412A* | 23200 | 17 | 8.5 | 24800 | 23400 | 94.35% | 1.98 | 0 | 10 |  |  |  |  | R-410A | 1.9333 | Residential & Commercial | USHP | Ducted CEE Tier 1
213739914 | Central HP <5.4 tons | DAY & NIGHT | HRCU-A-CB (Split System: Heat Pump with Remote Outdoor Unit-Air-Source) | DLCURAH24ABK | ADP |  | FG35936 | *95MSU0401712A* | 23400 | 17 | 8.5 | 24400 | 24000 | 98.36% | 2.02 | 0 | 10 |  |  |  |  | R-410A | 1.95 | Residential & Commercial | USHP | Ducted CEE Tier 1
213739964 | Central HP <5.4 tons | DAY & NIGHT | HRCU-A-CB (Split System: Heat Pump with Remote Outdoor Unit-Air-Source) | DLCURAH24ABK | ADP |  | PL36H210P299 | *96VSN0401712B* | 24200 | 16 | 8.5 | 23800 | 21200 | 89.08% | 1.8 | 0 | 10 |  |  |  |  | R-410A | 2.0167 | Residential & Commercial | USHP | Ducted CEE Tier 1
213739980 | Central HP <5.4 tons | DAY & NIGHT | HRCU-A-CB (Split System: Heat Pump with Remote Outdoor Unit-Air-Source) | DLCURAH24ABK | ADP |  | V,G36H***P449 | *96VSN0601412B* | 23600 | 17 | 8.5 | 24600 | 23600 | 95.93% | 2 | 0 | 10 |  |  |  |  | R-410A | 1.9667 | Residential & Commercial | USHP | Ducted CEE Tier 1
212987487 | Central HP <5.4 tons | ARCOAIRE | HRCU-A-CB (Split System: Heat Pump with Remote Outdoor Unit-Air-Source) | DLCURAH24ABK |  |  | EN(A,D)4X36L21** | *96MSN0801716A* | 23800 | 17 | 8.5 | 26400 | 24000 | 90.91% | 1.98 | 0 | 10.5 |  |  |  |  | R-410A | 1.9833 | Residential & Commercial | USHP | Ducted CEE Tier 1
214630489 | Central HP <5.4 tons | CARRIER | HRCU-A-CB (Split System: Heat Pump with Remote Outdoor Unit-Air-Source) | 25VNA837A*030* | ADP |  | PL36H210P299 | 59TN6B100C21**22 | 32400 | 18 | 8.5 | 30400 | 24400 | 80.26% | 2 | 0 | 11.7 |  |  |  |  | R-410A | 2.7 | Residential & Commercial | USHP | Ducted CEE Tier 1
214320257 | Central HP <5.4 tons | RUUD | HRCU-A-CB (Split System: Heat Pump with Remote Outdoor Unit-Air-Source) | RD17AZ36AJ3N | ADP |  | PL36H175P389 | U98MV0603A17UPS | 33200 | 18 | 8.1 | 32600 | 29400 | 90.18% | 1.9 | 0 | 9.5 |  |  |  |  | R-410A | 2.7667 | Residential & Commercial | USHP
215941048 | Central HP <5.4 tons | ARCOAIRE | HRCU-A-CB (Split System: Heat Pump with Remote Outdoor Unit-Air-Source) | H5H3V48*K*AAA* |  |  | EA*5X61M21A*+WALLCON | *80CSU0401712B* | 45500 | 21.5 | 9.5 | 48500 | 36800 | 75.88% | 2 | 0 | 11.5 |  |  |  |  | R-454B | 3.7917 | Residential & Commercial | USHP | Ducted CEE Tier 1
212984413 | Central HP <5.4 tons | ARCOAIRE | HRCU-A-CB (Split System: Heat Pump with Remote Outdoor Unit-Air-Source) | DLCURAH36ABK |  |  | EA*4X48L21A* | *92MSN0801716A* | 35800 | 16.5 | 8.5 | 37800 | 34600 | 91.53% | 2.02 | 0 | 10 |  |  |  |  | R-410A | 2.9833 | Residential & Commercial | USHP | Ducted CEE Tier 1
215674667 | Central HP <5.4 tons | ARCOAIRE | HRCU-A-CB (Split System: Heat Pump with Remote Outdoor Unit-Air-Source) | H5H0V48*K*AAA* |  |  | EA*5X61M24A*+WALLCON | *96CTN1202422B* | 46000 | 18.5 | 9 | 47500 | 33600 | 70.74% | 2.06 | 0 | 10 |  |  |  |  | R-454B | 3.8333 | Residential & Commercial | USHP | Ducted CEE Tier 1
214628684 | Central HP <5.4 tons | CARRIER | HRCU-A-CB (Split System: Heat Pump with Remote Outdoor Unit-Air-Source) | 38MURAQ30AB3* | ADP |  | C36A***L159 | 58S(B,C)*B090M21**20 | 30200 | 15.2 | 8.1 | 32800 | 27000 | 82.32% | 1.8 | 0 | 9 |  |  |  |  | R-410A | 2.5167 | Residential & Commercial | USHP
215940628 | Central HP <5.4 tons | ARCOAIRE | HRCU-A-CB (Split System: Heat Pump with Remote Outdoor Unit-Air-Source) | H5H3V36*K*AAA* |  |  | EVD5X42M21A*+WALLCON | *80CSU0401712B* | 34600 | 21 | 8.5 | 38500 | 28000 | 72.73% | 2.04 | 0 | 12 |  |  |  |  | R-454B | 2.8833 | Residential & Commercial | USHP | Ducted CEE Tier 1
216020665 | Central HP <5.4 tons | YORK | HRCU-A-CB (Split System: Heat Pump with Remote Outdoor Unit-Air-Source) | HH836E2S11 | ADP |  | V,Y36H175P38*+TXV-BLEED | Y91E080B12SMPS1 | 33600 | 18 | 8.5 | 29800 | 25200 | 84.56% | 2 | 0 | 11 |  |  |  |  | R-454B | 2.8 | Residential & Commercial | USHP | Ducted CEE Tier 1
216680840 | Central HP <5.4 tons | PAYNE HEATING AND COOLING | HRCU-A-CB (Split System: Heat Pump with Remote Outdoor Unit-Air-Source) | 38MURAQ18AB3* |  |  | CAP**2417AL* | PG97VTAA48080B** | 17200 | 16 | 8.5 | 18100 | 19200 | 106.1% | 2.2 | 0 | 10.5 |  |  |  |  | R-410A | 1.4333 | Residential & Commercial | USHP | Ducted CEE Tier 1
215941148 | Central HP <5.4 tons | ARCOAIRE | HRCU-A-CB (Split System: Heat Pump with Remote Outdoor Unit-Air-Source) | H5H3V48*K*AAA* |  |  | ESH5X48M12A*+WALLCON | *80CSU0401712B* | 44000 | 20 | 9 | 48500 | 36600 | 75.46% | 1.82 | 0 | 11 |  |  |  |  | R-454B | 3.6667 | Residential & Commercial | USHP | Ducted CEE Tier 1
215941648 | Central HP <5.4 tons | ARCOAIRE | HRCU-A-CB (Split System: Heat Pump with Remote Outdoor Unit-Air-Source) | H5H3V48*K*AAA* |  |  | EVD5X49M24A*+WALLCON | *97CTN1002122A* | 45500 | 20.5 | 8.1 | 52500 | 38000 | 72.38% | 1.9 | 0 | 11.5 |  |  |  |  | R-454B | 3.7917 | Residential & Commercial | USHP | Ducted CEE Tier 1
215941768 | Central HP <5.4 tons | ARCOAIRE | HRCU-A-CB (Split System: Heat Pump with Remote Outdoor Unit-Air-Source) | H5H3V48*K*AAA* |  |  | EVD5X61M21A*+WALLCON | *96CTN0802120B* | 46000 | 20.5 | 8.1 | 53500 | 38500 | 71.96% | 1.95 | 0 | 11.5 |  |  |  |  | R-454B | 3.8333 | Residential & Commercial | USHP | Ducted CEE Tier 1
214861404 | Central HP <5.4 tons | RUUD | HRCU-A-CB (Split System: Heat Pump with Remote Outdoor Unit-Air-Source) | RD17AZ60AJ3N | ADP |  | H,RE84960 | U98MV0855A21UPS | 53000 | 17 | 8.1 | 52000 | 49000 | 94.23% | 1.75 | 0 | 9.5 |  |  |  |  | R-410A | 4.4167 | Residential & Commercial | USHP
214627533 | Central HP <5.4 tons | CARRIER | HRCU-A-CB (Split System: Heat Pump with Remote Outdoor Unit-Air-Source) | 38MURAQ18AB3* | ADP |  | A24VBA+TXV | 58S(B,C)*B045M14**12 | 17400 | 16 | 8.5 | 16800 | 19100 | 113.7% | 2.34 | 0 | 10.5 |  |  |  |  | R-410A | 1.45 | Residential & Commercial | USHP | Ducted CEE Tier 1
214627548 | Central HP <5.4 tons | CARRIER | HRCU-A-CB (Split System: Heat Pump with Remote Outdoor Unit-Air-Source) | 38MURAQ18AB3* | ADP |  | C36A***L159 | 58S(B,C)*B070M14**12 | 17600 | 16 | 8.5 | 16900 | 18700 | 110.7% | 2.3 | 0 | 11 |  |  |  |  | R-410A | 1.4667 | Residential & Commercial | USHP | Ducted CEE Tier 1
207573591 | Central HP <5.4 tons | DAY & NIGHT | HRCU-A-CB (Split System: Heat Pump with Remote Outdoor Unit-Air-Source) | CVH837GKA2* | ADP |  | FG81936 | *80CTL0901716A* | 32400 | 18 | 8.1 | 30800 | 27200 | 88.31% | 2.2 | 12.5 | 11.5 |  |  |  |  | R-410A | 2.7 | Residential & Commercial | USHP | Ducted CEE Tier 1
214626921 | Central HP <5.4 tons | CARRIER | HRCU-A-CB (Split System: Heat Pump with Remote Outdoor Unit-Air-Source) | 25VNA424A*031* | ADP |  | PL36H210P749 | 59CU5A060C17**16 | 23400 | 20 | 10.5 | 25000 | 19500 | 78% | 2.44 | 0 | 13 |  |  |  |  | R-410A | 1.95 | Residential & Commercial | USHP | Ducted CEE Tier 1
207573657 | Central HP <5.4 tons | DAY & NIGHT | HRCU-A-CB (Split System: Heat Pump with Remote Outdoor Unit-Air-Source) | CVH848GKA2* | ADP |  | FG36948 | *80CSU0802120A* | 45500 | 17 | 8.5 | 45000 | 32800 | 72.89% | 2.32 | 10.5 | 10 |  |  |  |  | R-410A | 3.7917 | Residential & Commercial | USHP | Ducted CEE Tier 1
214861395 | Central HP <5.4 tons | RUUD | HRCU-A-CB (Split System: Heat Pump with Remote Outdoor Unit-Air-Source) | RD17AZ60AJ3N | ADP |  | H,RE84960 | R951V0705A21M4S | 53000 | 17 | 8.1 | 52000 | 49000 | 94.23% | 1.75 | 0 | 9.5 |  |  |  |  | R-410A | 4.4167 | Residential & Commercial | USHP
214627574 | Central HP <5.4 tons | CARRIER | HRCU-A-CB (Split System: Heat Pump with Remote Outdoor Unit-Air-Source) | 38MURAQ18AB3* | ADP |  | A24VBA+TXV | 58TP*B070V14**12 | 17500 | 16 | 8.5 | 16900 | 19000 | 112.4% | 2.34 | 0 | 10.5 |  |  |  |  | R-410A | 1.4583 | Residential & Commercial | USHP | Ducted CEE Tier 1
207573744 | Central HP <5.4 tons | DAY & NIGHT | HRCU-A-CB (Split System: Heat Pump with Remote Outdoor Unit-Air-Source) | CVH848GKA2* | ADP |  | FG35948 | *96CTN1002122A* | 44500 | 17 | 8.5 | 44500 | 34600 | 77.75% | 2 | 10.5 | 10 |  |  |  |  | R-410A | 3.7083 | Residential & Commercial | USHP | Ducted CEE Tier 1
207573746 | Central HP <5.4 tons | DAY & NIGHT | HRCU-A-CB (Split System: Heat Pump with Remote Outdoor Unit-Air-Source) | CVH848GKA2* | ADP |  | FG36960 | *96CTN1002122A* | 44500 | 17 | 8.5 | 44500 | 34600 | 77.75% | 2 | 10.5 | 10 |  |  |  |  | R-410A | 3.7083 | Residential & Commercial | USHP | Ducted CEE Tier 1
207573773 | Central HP <5.4 tons | DAY & NIGHT | HRCU-A-CB (Split System: Heat Pump with Remote Outdoor Unit-Air-Source) | CVH848GKA2* | ADP |  | FG35948 | *97CMN1002122A* | 44500 | 17 | 8.5 | 44500 | 34600 | 77.75% | 2 | 10.5 | 10 |  |  |  |  | R-410A | 3.7083 | Residential & Commercial | USHP | Ducted CEE Tier 1
215942364 | Central HP <5.4 tons | ARCOAIRE | HRCU-A-CB (Split System: Heat Pump with Remote Outdoor Unit-Air-Source) | H5H3V36*K*AAA* |  |  | EVM5X44M21A*+WALLCON | *97CMN0601714B* | 35200 | 21 | 8.5 | 37400 | 28000 | 74.87% | 2.06 | 0 | 11.7 |  |  |  |  | R-454B | 2.9333 | Residential & Commercial | USHP | Ducted CEE Tier 1
215942414 | Central HP <5.4 tons | ARCOAIRE | HRCU-A-CB (Split System: Heat Pump with Remote Outdoor Unit-Air-Source) | H5H3V36*K*AAA* |  |  | EVM5X60M21A*+WALLCON | *96CTN0601714B* | 35200 | 21 | 8.5 | 37400 | 28000 | 74.87% | 2.06 | 0 | 11.7 |  |  |  |  | R-454B | 2.9333 | Residential & Commercial | USHP | Ducted CEE Tier 1
216682299 | Central HP <5.4 tons | PAYNE HEATING AND COOLING | HRCU-A-CB (Split System: Heat Pump with Remote Outdoor Unit-Air-Source) | 38MURAQ24AB3* |  |  | CAP**3621AL* | PG97VTAA60100C** | 23600 | 17 | 9 | 25600 | 23200 | 90.62% | 1.82 | 0 | 10 |  |  |  |  | R-410A | 1.9667 | Residential & Commercial | USHP | Ducted CEE Tier 1
214570402 | Central HP <5.4 tons | ARCOAIRE | HRCU-A-CB (Split System: Heat Pump with Remote Outdoor Unit-Air-Source) | HVH825GKA3* |  |  | EA*4X36L21A*+WALLCON | *97CMN0602120B* | 23600 | 16 | 8.1 | 21400 | 16700 | 78.04% | 1.92 | 0 | 10.5 |  |  |  |  | R-410A | 1.9667 | Residential & Commercial | USHP | Ducted CEE Tier 1
215940568 | Central HP <5.4 tons | ARCOAIRE | HRCU-A-CB (Split System: Heat Pump with Remote Outdoor Unit-Air-Source) | H5H3V36*K*AAA* |  |  | EVD5X36M21A*+WALLCON | *97CTN1002122A* | 34400 | 21 | 8.5 | 38500 | 28000 | 72.73% | 2.06 | 0 | 12 |  |  |  |  | R-454B | 2.8667 | Residential & Commercial | USHP | Ducted CEE Tier 1
215940368 | Central HP <5.4 tons | ARCOAIRE | HRCU-A-CB (Split System: Heat Pump with Remote Outdoor Unit-Air-Source) | H5H3V36*K*AAA* |  |  | EVM5X49M21A*+WALLCON | *97CTN0801716A* | 35400 | 21 | 8.5 | 38500 | 29000 | 75.32% | 2.02 | 0 | 12 |  |  |  |  | R-454B | 2.95 | Residential & Commercial | USHP | Ducted CEE Tier 1
214570512 | Central HP <5.4 tons | ARCOAIRE | HRCU-A-CB (Split System: Heat Pump with Remote Outdoor Unit-Air-Source) | HVH825GKA3* |  |  | EA*4X42L21A*+WALLCON | *95CSU1002122B* | 23800 | 16.5 | 8.1 | 21400 | 16600 | 77.57% | 1.96 | 0 | 11 |  |  |  |  | R-410A | 1.9833 | Residential & Commercial | USHP | Ducted CEE Tier 1
214572652 | Central HP <5.4 tons | ARCOAIRE | HRCU-A-CB (Split System: Heat Pump with Remote Outdoor Unit-Air-Source) | HVH837GKA** |  |  | EA*4X42L24A*+WALLCON | *80CTL0702120B* | 31800 | 18 | 8.5 | 33000 | 24400 | 73.94% | 1.9 | 0 | 11 |  |  |  |  | R-410A | 2.65 | Residential & Commercial | USHP | Ducted CEE Tier 1
214572752 | Central HP <5.4 tons | ARCOAIRE | HRCU-A-CB (Split System: Heat Pump with Remote Outdoor Unit-Air-Source) | HVH837GKA** |  |  | EA*4X43L21A*+WALLCON | *97CMN0802120B* | 32800 | 17.5 | 8.5 | 32800 | 25200 | 76.83% | 2 | 0 | 11.5 |  |  |  |  | R-410A | 2.7333 | Residential & Commercial | USHP | Ducted CEE Tier 1
214571162 | Central HP <5.4 tons | ARCOAIRE | HRCU-A-CB (Split System: Heat Pump with Remote Outdoor Unit-Air-Source) | HVH825GKA3* |  |  | EN(A,D,W)4X42L21**+WALLCON | *95CSU0802120B* | 23800 | 16.5 | 8.1 | 21400 | 16700 | 78.04% | 1.96 | 0 | 11 |  |  |  |  | R-410A | 1.9833 | Residential & Commercial | USHP | Ducted CEE Tier 1
214571182 | Central HP <5.4 tons | ARCOAIRE | HRCU-A-CB (Split System: Heat Pump with Remote Outdoor Unit-Air-Source) | HVH825GKA3* |  |  | EN(A,D,W)4X42L21**+WALLCON | *97CMN0602120B* | 23600 | 16 | 8.1 | 21600 | 16700 | 77.31% | 1.94 | 0 | 11 |  |  |  |  | R-410A | 1.9667 | Residential & Commercial | USHP | Ducted CEE Tier 1
215942524 | Central HP <5.4 tons | ARCOAIRE | HRCU-A-CB (Split System: Heat Pump with Remote Outdoor Unit-Air-Source) | H5H3V36*K*AAA* |  |  | EVD5X61M21A*+WALLCON | *97CMN0802120B* | 35800 | 22 | 8.5 | 37400 | 28200 | 75.4% | 2.04 | 0 | 12.5 |  |  |  |  | R-454B | 2.9833 | Residential & Commercial | USHP | Ducted CEE Tier 1
215941018 | Central HP <5.4 tons | ARCOAIRE | HRCU-A-CB (Split System: Heat Pump with Remote Outdoor Unit-Air-Source) | H5H3V48*K*AAA* |  |  | EA*5X60M24A*+WALLCON | *97CTN1002122A* | 44500 | 21 | 9.5 | 48000 | 36400 | 75.83% | 2 | 0 | 11 |  |  |  |  | R-454B | 3.7083 | Residential & Commercial | USHP | Ducted CEE Tier 1
215941218 | Central HP <5.4 tons | ARCOAIRE | HRCU-A-CB (Split System: Heat Pump with Remote Outdoor Unit-Air-Source) | H5H3V48*K*AAA* |  |  | ESH5X60M12A*+WALLCON | *80CSU0601716B* | 45000 | 20.5 | 9 | 48500 | 36600 | 75.46% | 1.82 | 0 | 11.5 |  |  |  |  | R-454B | 3.75 | Residential & Commercial | USHP | Ducted CEE Tier 1
215941318 | Central HP <5.4 tons | ARCOAIRE | HRCU-A-CB (Split System: Heat Pump with Remote Outdoor Unit-Air-Source) | H5H3V48*K*AAA* |  |  | EVM5X48M21A*+WALLCON | *97CTN1002122A* | 44500 | 20 | 8.1 | 52000 | 38500 | 74.04% | 2 | 0 | 11 |  |  |  |  | R-454B | 3.7083 | Residential & Commercial | USHP | Ducted CEE Tier 1
212988821 | Central HP <5.4 tons | ARCOAIRE | HRCU-A-CB (Split System: Heat Pump with Remote Outdoor Unit-Air-Source) | DLCURAH18ABK |  |  | EN(A,D)4X24L17** | *95MSU0401712A* | 17600 | 16 | 8.5 | 18700 | 19100 | 102.1% | 2.3 | 0 | 10.5 |  |  |  |  | R-410A | 1.4667 | Residential & Commercial | USHP | Ducted CEE Tier 1
214573002 | Central HP <5.4 tons | ARCOAIRE | HRCU-A-CB (Split System: Heat Pump with Remote Outdoor Unit-Air-Source) | HVH837GKA** |  |  | EA*4X61L21A*+WALLCON | *96CTN0802120B* | 33200 | 18.5 | 8.5 | 31800 | 24800 | 77.99% | 2 | 0 | 11.5 |  |  |  |  | R-410A | 2.7667 | Residential & Commercial | USHP | Ducted CEE Tier 1
212984497 | Central HP <5.4 tons | ARCOAIRE | HRCU-A-CB (Split System: Heat Pump with Remote Outdoor Unit-Air-Source) | DLCURAH30ABK |  |  | EA*4X43L21A* | *92MSN0801716A* | 30400 | 15.5 | 8.1 | 33200 | 26400 | 79.52% | 1.84 | 0 | 9 |  |  |  |  | R-410A | 2.5333 | Residential & Commercial | USHP
215941078 | Central HP <5.4 tons | ARCOAIRE | HRCU-A-CB (Split System: Heat Pump with Remote Outdoor Unit-Air-Source) | H5H3V48*K*AAA* |  |  | EA*5X61M21A*+WALLCON | *97CTN0802120A* | 45000 | 21 | 9.5 | 48500 | 37000 | 76.29% | 2 | 0 | 11 |  |  |  |  | R-454B | 3.75 | Residential & Commercial | USHP | Ducted CEE Tier 1
214861400 | Central HP <5.4 tons | RUUD | HRCU-A-CB (Split System: Heat Pump with Remote Outdoor Unit-Air-Source) | RD17AZ60AJ3N | ADP |  | H,RE84960 | R962V0705A21M4S | 53000 | 17 | 8.1 | 52000 | 49000 | 94.23% | 1.75 | 0 | 9.5 |  |  |  |  | R-410A | 4.4167 | Residential & Commercial | USHP
215224754 | Central HP <5.4 tons | CARRIER | HRCU-A-CB (Split System: Heat Pump with Remote Outdoor Unit-Air-Source) | 25VNA424A*031* | ADP |  | H,PG7J936 | 59MN7C060C21**20 | 23200 | 20 | 10.5 | 25000 | 19500 | 78% | 2.42 | 0 | 12.5 |  |  |  |  | R-410A | 1.9333 | Residential & Commercial | USHP | Ducted CEE Tier 1
214571232 | Central HP <5.4 tons | ARCOAIRE | HRCU-A-CB (Split System: Heat Pump with Remote Outdoor Unit-Air-Source) | HVH825GKA3* |  |  | EN(A,D,W)4X48L21**+WALLCON | *95CSU1002122B* | 24200 | 17 | 8.1 | 21200 | 16600 | 78.3% | 2.02 | 0 | 11.5 |  |  |  |  | R-410A | 2.0167 | Residential & Commercial | USHP | Ducted CEE Tier 1
214572552 | Central HP <5.4 tons | ARCOAIRE | HRCU-A-CB (Split System: Heat Pump with Remote Outdoor Unit-Air-Source) | HVH837GKA** |  |  | EA*4X37L21A*+WALLCON | *95CSU1002122B* | 33000 | 17.5 | 8.5 | 32600 | 25000 | 76.69% | 2 | 0 | 11.5 |  |  |  |  | R-410A | 2.75 | Residential & Commercial | USHP | Ducted CEE Tier 1
214627621 | Central HP <5.4 tons | CARRIER | HRCU-A-CB (Split System: Heat Pump with Remote Outdoor Unit-Air-Source) | 38MURAQ18AB3* | ADP |  | C36A***L159 | 58TP*B070V17**16 | 17600 | 16 | 8.1 | 16600 | 18200 | 109.6% | 2.24 | 0 | 11 |  |  |  |  | R-410A | 1.4667 | Residential & Commercial | USHP | Ducted CEE Tier 1
214627624 | Central HP <5.4 tons | CARRIER | HRCU-A-CB (Split System: Heat Pump with Remote Outdoor Unit-Air-Source) | 38MURAQ18AB3* | ADP |  | V,C36H175P139 | 58TP*B070V17**16 | 17500 | 16 | 8.5 | 16900 | 19100 | 113% | 2.34 | 0 | 10.5 |  |  |  |  | R-410A | 1.4583 | Residential & Commercial | USHP | Ducted CEE Tier 1
214627658 | Central HP <5.4 tons | CARRIER | HRCU-A-CB (Split System: Heat Pump with Remote Outdoor Unit-Air-Source) | 38MURAQ18AB3* | ADP |  | V,C36H***P039 | 59SC6A040M14**10 | 16900 | 15.2 | 8.5 | 16900 | 19400 | 114.8% | 2.38 | 0 | 10 |  |  |  |  | R-410A | 1.4083 | Residential & Commercial | USHP | Ducted CEE Tier 1
214627724 | Central HP <5.4 tons | CARRIER | HRCU-A-CB (Split System: Heat Pump with Remote Outdoor Unit-Air-Source) | 38MURAQ18AB3* | ADP |  | A24VBA+TXV | 59SC6A060M14**12 | 17400 | 16 | 8.5 | 17000 | 19400 | 114.1% | 2.38 | 0 | 10.5 |  |  |  |  | R-410A | 1.45 | Residential & Commercial | USHP | Ducted CEE Tier 1
214627738 | Central HP <5.4 tons | CARRIER | HRCU-A-CB (Split System: Heat Pump with Remote Outdoor Unit-Air-Source) | 38MURAQ18AB3* | ADP |  | C36A***L159 | 59SC6A060M14**12 | 17400 | 16 | 8.5 | 16500 | 18300 | 110.9% | 2.26 | 0 | 10.5 |  |  |  |  | R-410A | 1.45 | Residential & Commercial | USHP | Ducted CEE Tier 1
214627839 | Central HP <5.4 tons | CARRIER | HRCU-A-CB (Split System: Heat Pump with Remote Outdoor Unit-Air-Source) | 38MURAQ18AB3* | ADP |  | V,C36H175P139 | 59SU5B060M17**16 | 17200 | 16 | 8.5 | 16600 | 19000 | 114.5% | 2.34 | 0 | 10.5 |  |  |  |  | R-410A | 1.4333 | Residential & Commercial | USHP | Ducted CEE Tier 1
215941058 | Central HP <5.4 tons | ARCOAIRE | HRCU-A-CB (Split System: Heat Pump with Remote Outdoor Unit-Air-Source) | H5H3V48*K*AAA* |  |  | EA*5X61M21A*+WALLCON | *80CSU0601716B* | 45000 | 21 | 9.5 | 48500 | 37000 | 76.29% | 2 | 0 | 11.5 |  |  |  |  | R-454B | 3.75 | Residential & Commercial | USHP | Ducted CEE Tier 1
214570452 | Central HP <5.4 tons | ARCOAIRE | HRCU-A-CB (Split System: Heat Pump with Remote Outdoor Unit-Air-Source) | HVH825GKA3* |  |  | EA*4X37L21A*+WALLCON | *95CSU1002122B* | 24400 | 16.5 | 8.5 | 21200 | 16600 | 78.3% | 2.04 | 0 | 11 |  |  |  |  | R-410A | 2.0333 | Residential & Commercial | USHP | Ducted CEE Tier 1
215668710 | Central HP <5.4 tons | ARCOAIRE | HRCU-A-CB (Split System: Heat Pump with Remote Outdoor Unit-Air-Source) | H5H0V36*K*AAA* |  |  | EA*5X37M21A*+WALLCON | *95CSU0802120B* | 34400 | 17.5 | 9 | 35400 | 25200 | 71.19% | 1.9 | 0 | 10 |  |  |  |  | R-454B | 2.8667 | Residential & Commercial | USHP | Ducted CEE Tier 1
215668910 | Central HP <5.4 tons | ARCOAIRE | HRCU-A-CB (Split System: Heat Pump with Remote Outdoor Unit-Air-Source) | H5H0V36*K*AAA* |  |  | EA*5X42M21A*+WALLCON | *97CMN0802120B* | 33200 | 17.5 | 9 | 35800 | 25600 | 71.51% | 1.86 | 0 | 10 |  |  |  |  | R-454B | 2.7667 | Residential & Commercial | USHP | Ducted CEE Tier 1
214572772 | Central HP <5.4 tons | ARCOAIRE | HRCU-A-CB (Split System: Heat Pump with Remote Outdoor Unit-Air-Source) | HVH837GKA** |  |  | EA*4X48L21A*+WALLCON | *80CTL0702120B* | 32200 | 17.5 | 8.5 | 32400 | 25000 | 77.16% | 1.98 | 0 | 11 |  |  |  |  | R-410A | 2.6833 | Residential & Commercial | USHP | Ducted CEE Tier 1
215940998 | Central HP <5.4 tons | ARCOAIRE | HRCU-A-CB (Split System: Heat Pump with Remote Outdoor Unit-Air-Source) | H5H3V48*K*AAA* |  |  | EA*5X60M24A*+WALLCON | *96CTN0802120B* | 44500 | 21 | 9.5 | 48500 | 36600 | 75.46% | 2 | 0 | 11 |  |  |  |  | R-454B | 3.7083 | Residential & Commercial | USHP | Ducted CEE Tier 1
215940948 | Central HP <5.4 tons | ARCOAIRE | HRCU-A-CB (Split System: Heat Pump with Remote Outdoor Unit-Air-Source) | H5H3V48*K*AAA* |  |  | EA*5X48M21A*+WALLCON | *80CSU0401712B* | 43500 | 21 | 9.5 | 48000 | 36400 | 75.83% | 1.92 | 0 | 11 |  |  |  |  | R-454B | 3.625 | Residential & Commercial | USHP | Ducted CEE Tier 1
214731149 | Central HP <5.4 tons | BRYANT HEATING AND COOLING SYSTEMS | HRCU-A-CB (Split System: Heat Pump with Remote Outdoor Unit-Air-Source) | 38MURAQ18AB3* | ADP |  | H,PG31930 | 926TC48060V17*** | 16800 | 15.2 | 8.5 | 16800 | 19100 | 113.7% | 2.34 | 0 | 10 |  |  |  |  | R-410A | 1.4 | Residential & Commercial | USHP | Ducted CEE Tier 1
214572632 | Central HP <5.4 tons | ARCOAIRE | HRCU-A-CB (Split System: Heat Pump with Remote Outdoor Unit-Air-Source) | HVH837GKA** |  |  | EA*4X42L21A*+WALLCON | *97CMN0802120B* | 31800 | 17 | 8.5 | 32800 | 24400 | 74.39% | 1.9 | 0 | 11 |  |  |  |  | R-410A | 2.65 | Residential & Commercial | USHP | Ducted CEE Tier 1
214573382 | Central HP <5.4 tons | ARCOAIRE | HRCU-A-CB (Split System: Heat Pump with Remote Outdoor Unit-Air-Source) | HVH837GKA** |  |  | EN(A,D,W)4X42L21**+WALLCON | *95CSU0802120B* | 31800 | 17 | 8.1 | 33000 | 24600 | 74.55% | 1.88 | 0 | 11 |  |  |  |  | R-410A | 2.65 | Residential & Commercial | USHP | Ducted CEE Tier 1
214573852 | Central HP <5.4 tons | ARCOAIRE | HRCU-A-CB (Split System: Heat Pump with Remote Outdoor Unit-Air-Source) | HVH837GKA2* |  |  | EA*4X43L21A*+WALLCON | *80CTL0702120B* | 32800 | 17.5 | 8.5 | 32800 | 25200 | 76.83% | 2 | 0 | 11 |  |  |  |  | R-410A | 2.7333 | Residential & Commercial | USHP | Ducted CEE Tier 1
214572952 | Central HP <5.4 tons | ARCOAIRE | HRCU-A-CB (Split System: Heat Pump with Remote Outdoor Unit-Air-Source) | HVH837GKA** |  |  | EA*4X61L21A*+WALLCON | *80CTL0702120B* | 33200 | 17.5 | 8.5 | 32000 | 25000 | 78.12% | 2 | 0 | 11.5 |  |  |  |  | R-410A | 2.7667 | Residential & Commercial | USHP | Ducted CEE Tier 1
214238947 | Central HP <5.4 tons | ARCOAIRE | HRCU-A-CB (Split System: Heat Pump with Remote Outdoor Unit-Air-Source) | HVH837GKA2* |  |  | EN(A,D)4X36L21**+WALLCON | *96CTN1002122B* | 31400 | 16.5 | 8.1 | 33000 | 24000 | 72.73% | 1.82 | 0 | 11 |  |  |  |  | R-410A | 2.6167 | Residential & Commercial | USHP | Ducted CEE Tier 1
214574572 | Central HP <5.4 tons | ARCOAIRE | HRCU-A-CB (Split System: Heat Pump with Remote Outdoor Unit-Air-Source) | HVH837GKA2* |  |  | EN(A,D,W)4X48L21**+WALLCON | *80CTL0702120B* | 32400 | 18.5 | 8.1 | 32800 | 24800 | 75.61% | 1.96 | 0 | 11.5 |  |  |  |  | R-410A | 2.7 | Residential & Commercial | USHP | Ducted CEE Tier 1
214574122 | Central HP <5.4 tons | ARCOAIRE | HRCU-A-CB (Split System: Heat Pump with Remote Outdoor Unit-Air-Source) | HVH837GKA2* |  |  | EA*4X61L21A*+WALLCON | *97CMN0602120B* | 33000 | 17.5 | 8.5 | 32200 | 25000 | 77.64% | 1.98 | 0 | 11 |  |  |  |  | R-410A | 2.75 | Residential & Commercial | USHP | Ducted CEE Tier 1
214573772 | Central HP <5.4 tons | ARCOAIRE | HRCU-A-CB (Split System: Heat Pump with Remote Outdoor Unit-Air-Source) | HVH837GKA2* |  |  | EA*4X42L21A*+WALLCON | *97CMN0802120B* | 31800 | 17 | 8.5 | 32800 | 24400 | 74.39% | 1.9 | 0 | 11 |  |  |  |  | R-410A | 2.65 | Residential & Commercial | USHP | Ducted CEE Tier 1
214573922 | Central HP <5.4 tons | ARCOAIRE | HRCU-A-CB (Split System: Heat Pump with Remote Outdoor Unit-Air-Source) | HVH837GKA2* |  |  | EA*4X48L21A*+WALLCON | *95CSU0802120B* | 32200 | 17.5 | 8.5 | 32400 | 25000 | 77.16% | 1.98 | 0 | 11 |  |  |  |  | R-410A | 2.6833 | Residential & Commercial | USHP | Ducted CEE Tier 1
214574072 | Central HP <5.4 tons | ARCOAIRE | HRCU-A-CB (Split System: Heat Pump with Remote Outdoor Unit-Air-Source) | HVH837GKA2* |  |  | EA*4X60L24A*+WALLCON | *97CMN0802120B* | 32800 | 17.5 | 8.5 | 31600 | 24800 | 78.48% | 2 | 0 | 11.5 |  |  |  |  | R-410A | 2.7333 | Residential & Commercial | USHP | Ducted CEE Tier 1
211260591 | Central HP <5.4 tons | ARCOAIRE | HRCU-A-CB (Split System: Heat Pump with Remote Outdoor Unit-Air-Source) | DLCURAH18ABK |  |  | EA*4X24L17A* | *92ESN0601714A* | 17700 | 16.5 | 8.5 | 18500 | 19100 | 103.2% | 2.3 | 0 | 10.5 |  |  |  |  | R-410A | 1.475 | Residential & Commercial | USHP | Ducted CEE Tier 1
211260641 | Central HP <5.4 tons | ARCOAIRE | HRCU-A-CB (Split System: Heat Pump with Remote Outdoor Unit-Air-Source) | DLCURAH18ABK |  |  | EA*4X24L17A* | *80ESU0601716A | 18500 | 16 | 9 | 19400 | 18600 | 95.88% | 2.26 | 0 | 10.5 |  |  |  |  | R-410A | 1.5417 | Residential & Commercial | USHP | Ducted CEE Tier 1
211260407 | Central HP <5.4 tons | ARCOAIRE | HRCU-A-CB (Split System: Heat Pump with Remote Outdoor Unit-Air-Source) | DLCURAH18ABK |  |  | EA*4X24L17A* | *96VTN0401712A* | 17700 | 15.5 | 8.5 | 18700 | 19100 | 102.1% | 2.28 | 0 | 10.5 |  |  |  |  | R-410A | 1.475 | Residential & Commercial | USHP | Ducted CEE Tier 1
211260509 | Central HP <5.4 tons | ARCOAIRE | HRCU-A-CB (Split System: Heat Pump with Remote Outdoor Unit-Air-Source) | DLCURAH18ABK |  |  | EA*4X24L17A* | *95ESN0261410A* | 18000 | 15.5 | 8.5 | 19000 | 18900 | 99.47% | 2.26 | 0 | 10.5 |  |  |  |  | R-410A | 1.5 | Residential & Commercial | USHP | Ducted CEE Tier 1
211259921 | Central HP <5.4 tons | ARCOAIRE | HRCU-A-CB (Split System: Heat Pump with Remote Outdoor Unit-Air-Source) | DLCURAH18ABK |  |  | EA*4X19L17A* | *80ES(N,L)0701712A* | 18600 | 16.5 | 8.5 | 18400 | 17500 | 95.11% | 2.14 | 0 | 11 |  |  |  |  | R-410A | 1.55 | Residential & Commercial | USHP | Ducted CEE Tier 1
213369391 | Central HP <5.4 tons | CARRIER | HRCU-A-CB (Split System: Heat Pump with Remote Outdoor Unit-Air-Source) | 38MURAQ18AB3* | ADP |  | H,PG7J936 | 59TP6C080V17**16 | 17500 | 16 | 8.5 | 17100 | 18700 | 109.4% | 2.3 | 0 | 10.5 |  |  |  |  | R-410A | 1.4583 | Residential & Commercial | USHP | Ducted CEE Tier 1
212977720 | Central HP <5.4 tons | PAYNE HEATING AND COOLING | HRCU-A-CB (Split System: Heat Pump with Remote Outdoor Unit-Air-Source) | 38MURAQ18AB3* |  |  | CAP**2414AL* | PG80MS(A,L)A36045A** | 17500 | 16.5 | 8.5 | 18400 | 19500 | 106% | 2.34 | 0 | 10.5 |  |  |  |  | R-410A | 1.4583 | Residential & Commercial | USHP | Ducted CEE Tier 1
214279736 | Central HP <5.4 tons | PAYNE HEATING AND COOLING | HRCU-A-CB (Split System: Heat Pump with Remote Outdoor Unit-Air-Source) | 38MURAQ18AB3* |  |  | CAP**2417AL* | PG96MSAA48060B** | 17200 | 16 | 8.5 | 18100 | 19400 | 107.2% | 2.32 | 0 | 10.5 |  |  |  |  | R-410A | 1.4333 | Residential & Commercial | USHP | Ducted CEE Tier 1
215668734 | Central HP <5.4 tons | ARCOAIRE | HRCU-A-CB (Split System: Heat Pump with Remote Outdoor Unit-Air-Source) | H5H0V36*K*AAA* |  |  | EA*5X37M21A*+WALLCON | *97CMN0602120B* | 34200 | 17.5 | 9 | 35400 | 25400 | 71.75% | 1.88 | 0 | 9.5 |  |  |  |  | R-454B | 2.85 | Residential & Commercial | USHP
215668750 | Central HP <5.4 tons | ARCOAIRE | HRCU-A-CB (Split System: Heat Pump with Remote Outdoor Unit-Air-Source) | H5H0V36*K*AAA* |  |  | EA*5X37M21A*+WALLCON | *97CMN0802120B* | 34400 | 18 | 8.1 | 35400 | 25200 | 71.19% | 1.88 | 0 | 10 |  |  |  |  | R-454B | 2.8667 | Residential & Commercial | USHP | Ducted CEE Tier 1
215668766 | Central HP <5.4 tons | ARCOAIRE | HRCU-A-CB (Split System: Heat Pump with Remote Outdoor Unit-Air-Source) | H5H0V36*K*AAA* |  |  | EA*5X37M21A*+WALLCON | *96CTN0601714B* | 34200 | 17.5 | 9 | 35400 | 25400 | 71.75% | 1.88 | 0 | 9.5 |  |  |  |  | R-454B | 2.85 | Residential & Commercial | USHP
212984029 | Central HP <5.4 tons | ARCOAIRE | HRCU-A-CB (Split System: Heat Pump with Remote Outdoor Unit-Air-Source) | DLCURAH24ABK |  |  | EA*4X24L17A* | *92MSN0601714A* | 23400 | 17 | 8.5 | 26800 | 26400 | 98.51% | 2.24 | 0 | 10 |  |  |  |  | R-410A | 1.95 | Residential & Commercial | USHP | Ducted CEE Tier 1
214574002 | Central HP <5.4 tons | ARCOAIRE | HRCU-A-CB (Split System: Heat Pump with Remote Outdoor Unit-Air-Source) | HVH837GKA2* |  |  | EA*4X48L24A*+WALLCON | *97CMN0602120B* | 32200 | 17 | 8.5 | 32600 | 25200 | 77.3% | 1.96 | 0 | 11 |  |  |  |  | R-410A | 2.6833 | Residential & Commercial | USHP | Ducted CEE Tier 1
214848934 | Central HP <5.4 tons | YORK | HRCU-A-CB (Split System: Heat Pump with Remote Outdoor Unit-Air-Source) | HH860E2S11 | ADP |  | H,YG48*60+TXV | TM9Y080C16MP11 | 44000 | 17 | 8.5 | 42500 | 33400 | 78.59% | 2 | 0 | 11 |  |  |  |  | R-454B | 3.6667 | Residential & Commercial | USHP | Ducted CEE Tier 1
214849000 | Central HP <5.4 tons | YORK | HRCU-A-CB (Split System: Heat Pump with Remote Outdoor Unit-Air-Source) | HH860E2S11 | ADP |  | H,YG84*60+TXV-BLEED | Y81E100C16SMPS1 | 44000 | 18 | 8.5 | 42000 | 32800 | 78.1% | 2 | 0 | 12 |  |  |  |  | R-454B | 3.6667 | Residential & Commercial | USHP | Ducted CEE Tier 1
212977708 | Central HP <5.4 tons | PAYNE HEATING AND COOLING | HRCU-A-CB (Split System: Heat Pump with Remote Outdoor Unit-Air-Source) | 38MURAQ18AB3* |  |  | CAP**1917AL* | PG80MS(A,L)A36045A** | 18000 | 16.5 | 8.5 | 17900 | 17800 | 99.44% | 2.16 | 0 | 11 |  |  |  |  | R-410A | 1.5 | Residential & Commercial | USHP | Ducted CEE Tier 1
211260202 | Central HP <5.4 tons | PAYNE HEATING AND COOLING | HRCU-A-CB (Split System: Heat Pump with Remote Outdoor Unit-Air-Source) | 38MURAQ18AB3* |  |  | CAP**2414AL* | PG92ESAA36060A** | 18100 | 16 | 9 | 18900 | 18900 | 100% | 2.28 | 0 | 10.5 |  |  |  |  | R-410A | 1.5083 | Residential & Commercial | USHP | Ducted CEE Tier 1
211260388 | Central HP <5.4 tons | PAYNE HEATING AND COOLING | HRCU-A-CB (Split System: Heat Pump with Remote Outdoor Unit-Air-Source) | 38MURAQ18AB3* |  |  | CAP**2417AL* | PG80VTLA36045A** | 17600 | 16.5 | 8.5 | 18500 | 19100 | 103.2% | 2.3 | 0 | 10.5 |  |  |  |  | R-410A | 1.4667 | Residential & Commercial | USHP | Ducted CEE Tier 1
211260521 | Central HP <5.4 tons | PAYNE HEATING AND COOLING | HRCU-A-CB (Split System: Heat Pump with Remote Outdoor Unit-Air-Source) | 38MURAQ18AB3* |  |  | CAP**2417AL* | PG96VTAA42060B** | 17600 | 15.5 | 8.5 | 18600 | 19100 | 102.7% | 2.3 | 0 | 10.5 |  |  |  |  | R-410A | 1.4667 | Residential & Commercial | USHP | Ducted CEE Tier 1
214627836 | Central HP <5.4 tons | CARRIER | HRCU-A-CB (Split System: Heat Pump with Remote Outdoor Unit-Air-Source) | 38MURAQ18AB3* | ADP |  | C36A***L159 | 59SU5B060M17**16 | 17400 | 16 | 8.5 | 16500 | 18300 | 110.9% | 2.26 | 0 | 10.5 |  |  |  |  | R-410A | 1.45 | Residential & Commercial | USHP | Ducted CEE Tier 1
215940498 | Central HP <5.4 tons | ARCOAIRE | HRCU-A-CB (Split System: Heat Pump with Remote Outdoor Unit-Air-Source) | H5H3V36*K*AAA* |  |  | EVM5X60M24A*+WALLCON | *97CTN1202422A* | 35600 | 22 | 8.5 | 38000 | 28400 | 74.74% | 2.04 | 0 | 12.5 |  |  |  |  | R-454B | 2.9667 | Residential & Commercial | USHP | Ducted CEE Tier 1
215940968 | Central HP <5.4 tons | ARCOAIRE | HRCU-A-CB (Split System: Heat Pump with Remote Outdoor Unit-Air-Source) | H5H3V48*K*AAA* |  |  | EA*5X48M21A*+WALLCON | *97CTN0801716A* | 43000 | 20 | 9.5 | 48500 | 37400 | 77.11% | 2 | 0 | 10.5 |  |  |  |  | R-454B | 3.5833 | Residential & Commercial | USHP | Ducted CEE Tier 1
214572892 | Central HP <5.4 tons | ARCOAIRE | HRCU-A-CB (Split System: Heat Pump with Remote Outdoor Unit-Air-Source) | HVH837GKA** |  |  | EA*4X60L24A*+WALLCON | *80CTL0702120B* | 32800 | 17.5 | 8.5 | 31600 | 24800 | 78.48% | 1.98 | 0 | 11.5 |  |  |  |  | R-410A | 2.7333 | Residential & Commercial | USHP | Ducted CEE Tier 1
214572822 | Central HP <5.4 tons | ARCOAIRE | HRCU-A-CB (Split System: Heat Pump with Remote Outdoor Unit-Air-Source) | HVH837GKA** |  |  | EA*4X48L21A*+WALLCON | *96CTN0802120B* | 32400 | 17.5 | 8.5 | 32400 | 24800 | 76.54% | 2 | 0 | 11.5 |  |  |  |  | R-410A | 2.7 | Residential & Commercial | USHP | Ducted CEE Tier 1
214570682 | Central HP <5.4 tons | ARCOAIRE | HRCU-A-CB (Split System: Heat Pump with Remote Outdoor Unit-Air-Source) | HVH825GKA3* |  |  | EA*4X48L21A*+WALLCON | *95CSU0802120B* | 24000 | 16.5 | 8.5 | 21000 | 16600 | 79.05% | 2.02 | 0 | 11 |  |  |  |  | R-410A | 2 | Residential & Commercial | USHP | Ducted CEE Tier 1
214570782 | Central HP <5.4 tons | ARCOAIRE | HRCU-A-CB (Split System: Heat Pump with Remote Outdoor Unit-Air-Source) | HVH825GKA3* |  |  | EA*4X48L24A*+WALLCON | *96CTN0802120B* | 24200 | 17 | 8.5 | 20800 | 16500 | 79.33% | 2.02 | 0 | 11 |  |  |  |  | R-410A | 2.0167 | Residential & Commercial | USHP | Ducted CEE Tier 1
214573732 | Central HP <5.4 tons | ARCOAIRE | HRCU-A-CB (Split System: Heat Pump with Remote Outdoor Unit-Air-Source) | HVH837GKA2* |  |  | EA*4X42L21A*+WALLCON | *80CTL0702120B* | 31800 | 17 | 8.5 | 33000 | 24400 | 73.94% | 1.9 | 0 | 11 |  |  |  |  | R-410A | 2.65 | Residential & Commercial | USHP | Ducted CEE Tier 1
214574152 | Central HP <5.4 tons | ARCOAIRE | HRCU-A-CB (Split System: Heat Pump with Remote Outdoor Unit-Air-Source) | HVH837GKA2* |  |  | EA*4X61L24A*+WALLCON | *80CTL0702120B* | 33200 | 18 | 8.5 | 32000 | 24800 | 77.5% | 2 | 0 | 11.5 |  |  |  |  | R-410A | 2.7667 | Residential & Commercial | USHP | Ducted CEE Tier 1
214573932 | Central HP <5.4 tons | ARCOAIRE | HRCU-A-CB (Split System: Heat Pump with Remote Outdoor Unit-Air-Source) | HVH837GKA2* |  |  | EA*4X48L21A*+WALLCON | *95CSU1002122B* | 32400 | 17.5 | 8.5 | 32400 | 24800 | 76.54% | 2 | 0 | 11.5 |  |  |  |  | R-410A | 2.7 | Residential & Commercial | USHP | Ducted CEE Tier 1
211261628 | Central HP <5.4 tons | ARCOAIRE | HRCU-A-CB (Split System: Heat Pump with Remote Outdoor Unit-Air-Source) | DLCURAH18ABK |  |  | EA*4X30L17A* | *96VSN0801716A* | 17600 | 16 | 8.5 | 18100 | 18600 | 102.8% | 2.24 | 0 | 10.5 |  |  |  |  | R-410A | 1.4667 | Residential & Commercial | USHP | Ducted CEE Tier 1
211260615 | Central HP <5.4 tons | ARCOAIRE | HRCU-A-CB (Split System: Heat Pump with Remote Outdoor Unit-Air-Source) | DLCURAH18ABK |  |  | EA*4X24L17A* | *92ESN0401712A* | 17800 | 15.5 | 8.5 | 18800 | 19000 | 101.1% | 2.28 | 0 | 10.5 |  |  |  |  | R-410A | 1.4833 | Residential & Commercial | USHP | Ducted CEE Tier 1
211261008 | Central HP <5.4 tons | ARCOAIRE | HRCU-A-CB (Split System: Heat Pump with Remote Outdoor Unit-Air-Source) | DLCURAH18ABK |  |  | EA*4X25L17A* | *80ES(N,L)0701712A* | 18600 | 16.5 | 8.5 | 18400 | 17400 | 94.57% | 2.12 | 0 | 11 |  |  |  |  | R-410A | 1.55 | Residential & Commercial | USHP | Ducted CEE Tier 1
211260308 | Central HP <5.4 tons | ARCOAIRE | HRCU-A-CB (Split System: Heat Pump with Remote Outdoor Unit-Air-Source) | DLCURAH18ABK |  |  | EA*4X24L17A* | *96VSN0801716A* | 17400 | 16 | 8.5 | 18300 | 19200 | 104.9% | 2.3 | 0 | 10.5 |  |  |  |  | R-410A | 1.45 | Residential & Commercial | USHP | Ducted CEE Tier 1
214572792 | Central HP <5.4 tons | ARCOAIRE | HRCU-A-CB (Split System: Heat Pump with Remote Outdoor Unit-Air-Source) | HVH837GKA** |  |  | EA*4X48L21A*+WALLCON | *95CSU1002122B* | 32400 | 17.5 | 8.5 | 32400 | 24800 | 76.54% | 2 | 0 | 11.5 |  |  |  |  | R-410A | 2.7 | Residential & Commercial | USHP | Ducted CEE Tier 1
214571172 | Central HP <5.4 tons | ARCOAIRE | HRCU-A-CB (Split System: Heat Pump with Remote Outdoor Unit-Air-Source) | HVH825GKA3* |  |  | EN(A,D,W)4X42L21**+WALLCON | *95CSU1002122B* | 23800 | 16.5 | 8.1 | 21400 | 16600 | 77.57% | 1.96 | 0 | 11 |  |  |  |  | R-410A | 1.9833 | Residential & Commercial | USHP | Ducted CEE Tier 1
214848996 | Central HP <5.4 tons | YORK | HRCU-A-CB (Split System: Heat Pump with Remote Outdoor Unit-Air-Source) | HH860E2S11 | ADP |  | H,YG84*60+TXV-BLEED | TM9Y100C20MP11 | 52500 | 18 | 8.5 | 52500 | 39000 | 74.29% | 2 | 0 | 11 |  |  |  |  | R-454B | 4.375 | Residential & Commercial | USHP | Ducted CEE Tier 1
214848913 | Central HP <5.4 tons | YORK | HRCU-A-CB (Split System: Heat Pump with Remote Outdoor Unit-Air-Source) | HH824E2S11 | ADP |  | H,YG8J*36+TXV | Y91E060A10SMPS1 | 22600 | 17 | 8.45 | 21400 | 17200 | 80.37% | 1.98 | 0 | 11.7 |  |  |  |  | R-454B | 1.8833 | Residential & Commercial | USHP | Ducted CEE Tier 1
214848964 | Central HP <5.4 tons | YORK | HRCU-A-CB (Split System: Heat Pump with Remote Outdoor Unit-Air-Source) | HH824E2S11 | ADP |  | H,YG35*36+TXV-BLEED | TM9V040A10MP12 | 23000 | 16 | 9 | 21400 | 17100 | 79.91% | 2 | 0 | 11 |  |  |  |  | R-454B | 1.9167 | Residential & Commercial | USHP | Ducted CEE Tier 1
214573032 | Central HP <5.4 tons | ARCOAIRE | HRCU-A-CB (Split System: Heat Pump with Remote Outdoor Unit-Air-Source) | HVH837GKA** |  |  | EA*4X61L24A*+WALLCON | *95CSU1002122B* | 33200 | 18.5 | 8.5 | 31800 | 24800 | 77.99% | 2 | 0 | 11.5 |  |  |  |  | R-410A | 2.7667 | Residential & Commercial | USHP | Ducted CEE Tier 1
214573432 | Central HP <5.4 tons | ARCOAIRE | HRCU-A-CB (Split System: Heat Pump with Remote Outdoor Unit-Air-Source) | HVH837GKA** |  |  | EN(A,D,W)4X48L21**+WALLCON | *80CTL0702120B* | 32400 | 18.5 | 8.1 | 32800 | 24800 | 75.61% | 1.96 | 0 | 11.5 |  |  |  |  | R-410A | 2.7 | Residential & Commercial | USHP | Ducted CEE Tier 1
214573482 | Central HP <5.4 tons | ARCOAIRE | HRCU-A-CB (Split System: Heat Pump with Remote Outdoor Unit-Air-Source) | HVH837GKA** |  |  | EN(A,D,W)4X48L21**+WALLCON | *96CTN0802120B* | 32400 | 17.5 | 8.5 | 32600 | 24800 | 76.07% | 1.98 | 0 | 11.5 |  |  |  |  | R-410A | 2.7 | Residential & Commercial | USHP | Ducted CEE Tier 1
214848927 | Central HP <5.4 tons | YORK | HRCU-A-CB (Split System: Heat Pump with Remote Outdoor Unit-Air-Source) | HH836E2S11 | ADP |  | H,YG36*36+TXV | Y91E080C20SMPS1 | 34400 | 18 | 8.1 | 30400 | 23800 | 78.29% | 2 | 0 | 11 |  |  |  |  | R-454B | 2.8667 | Residential & Commercial | USHP | Ducted CEE Tier 1
214320252 | Central HP <5.4 tons | RUUD | HRCU-A-CB (Split System: Heat Pump with Remote Outdoor Unit-Air-Source) | RD17AZ36AJ3N | ADP |  | PL36H175P389 | R962V0403A17M4S | 33200 | 18 | 8.1 | 32600 | 29200 | 89.57% | 1.9 | 0 | 9.5 |  |  |  |  | R-410A | 2.7667 | Residential & Commercial | USHP
211259799 | Central HP <5.4 tons | ARCOAIRE | HRCU-A-CB (Split System: Heat Pump with Remote Outdoor Unit-Air-Source) | DLCURAH18ABK |  |  | EA*4X19L17A* | *95ESN0401410A* | 18300 | 16 | 8.5 | 18300 | 17600 | 96.17% | 2.12 | 0 | 10.5 |  |  |  |  | R-410A | 1.525 | Residential & Commercial | USHP | Ducted CEE Tier 1
211260231 | Central HP <5.4 tons | ARCOAIRE | HRCU-A-CB (Split System: Heat Pump with Remote Outdoor Unit-Air-Source) | DLCURAH18ABK |  |  | EA*4X24L14A* | *80ES(N,L)0701412A* | 17600 | 16 | 8.5 | 18400 | 19100 | 103.8% | 2.3 | 0 | 10.5 |  |  |  |  | R-410A | 1.4667 | Residential & Commercial | USHP | Ducted CEE Tier 1
211260156 | Central HP <5.4 tons | ARCOAIRE | HRCU-A-CB (Split System: Heat Pump with Remote Outdoor Unit-Air-Source) | DLCURAH18ABK |  |  | EA*4X24L14A* | *96VTN0401410A* | 17300 | 16 | 8.5 | 18300 | 19200 | 104.9% | 2.3 | 0 | 10.5 |  |  |  |  | R-410A | 1.4417 | Residential & Commercial | USHP | Ducted CEE Tier 1
214573352 | Central HP <5.4 tons | ARCOAIRE | HRCU-A-CB (Split System: Heat Pump with Remote Outdoor Unit-Air-Source) | HVH837GKA** |  |  | EN(A,D)4X36L21**+WALLCON | *97CMN0802120B* | 31400 | 17 | 8.1 | 33200 | 24200 | 72.89% | 1.82 | 0 | 11 |  |  |  |  | R-410A | 2.6167 | Residential & Commercial | USHP | Ducted CEE Tier 1
211260141 | Central HP <5.4 tons | ARCOAIRE | HRCU-A-CB (Split System: Heat Pump with Remote Outdoor Unit-Air-Source) | DLCURAH18ABK |  |  | EA*4X24L14A* | *95ESN0601412A* | 17800 | 16 | 8.5 | 18700 | 19000 | 101.6% | 2.28 | 0 | 10.5 |  |  |  |  | R-410A | 1.4833 | Residential & Commercial | USHP | Ducted CEE Tier 1
211260166 | Central HP <5.4 tons | ARCOAIRE | HRCU-A-CB (Split System: Heat Pump with Remote Outdoor Unit-Air-Source) | DLCURAH18ABK |  |  | EA*4X24L14A* | *96VTN0601412A* | 17800 | 16 | 8.5 | 18800 | 19000 | 101.1% | 2.28 | 0 | 10.5 |  |  |  |  | R-410A | 1.4833 | Residential & Commercial | USHP | Ducted CEE Tier 1
211259580 | Central HP <5.4 tons | ARCOAIRE | HRCU-A-CB (Split System: Heat Pump with Remote Outdoor Unit-Air-Source) | DLCURAH18ABK |  |  | EA*4X19L17A* | *80VSL0451412A* | 18200 | 16.5 | 8.5 | 18200 | 17600 | 96.7% | 2.14 | 0 | 11 |  |  |  |  | R-410A | 1.5167 | Residential & Commercial | USHP | Ducted CEE Tier 1
215940978 | Central HP <5.4 tons | ARCOAIRE | HRCU-A-CB (Split System: Heat Pump with Remote Outdoor Unit-Air-Source) | H5H3V48*K*AAA* |  |  | EA*5X48M21A*+WALLCON | *97CTN0802120A* | 43500 | 20.5 | 9.5 | 48000 | 36600 | 76.25% | 1.92 | 0 | 10.5 |  |  |  |  | R-454B | 3.625 | Residential & Commercial | USHP | Ducted CEE Tier 1
216739009 | Central HP <5.4 tons | PAYNE HEATING AND COOLING | HRCU-A-CB (Split System: Heat Pump with Remote Outdoor Unit-Air-Source) | 37MUHAQ24AA3 |  |  | FEVB0036**+NAVA53601CK | 0 | 24000 | 15.2 | 8.5 | 21800 | 19200 | 88.07% | 1.98 | 0 | 11 |  |  |  |  | R-454B | 2 | Residential & Commercial | USHP | Ducted CEE Tier 1
211260164 | Central HP <5.4 tons | PAYNE HEATING AND COOLING | HRCU-A-CB (Split System: Heat Pump with Remote Outdoor Unit-Air-Source) | 38MURAQ18AB3* |  |  | CAP**2414AL* | PG96VTAA36060A** | 17800 | 16 | 8.5 | 18800 | 19000 | 101.1% | 2.28 | 0 | 10.5 |  |  |  |  | R-410A | 1.4833 | Residential & Commercial | USHP | Ducted CEE Tier 1
211260468 | Central HP <5.4 tons | PAYNE HEATING AND COOLING | HRCU-A-CB (Split System: Heat Pump with Remote Outdoor Unit-Air-Source) | 38MURAQ18AB3* |  |  | CAP**2417AL* | PG95ESAA36060A** | 17800 | 16 | 8.5 | 18700 | 19000 | 101.6% | 2.28 | 0 | 10.5 |  |  |  |  | R-410A | 1.4833 | Residential & Commercial | USHP | Ducted CEE Tier 1
211260950 | Central HP <5.4 tons | PAYNE HEATING AND COOLING | HRCU-A-CB (Split System: Heat Pump with Remote Outdoor Unit-Air-Source) | 38MURAQ18AB3* |  |  | CAP**2517AL* | PG95ESAA30026A** | 18600 | 16 | 8.5 | 18500 | 17400 | 94.05% | 2.12 | 0 | 11 |  |  |  |  | R-410A | 1.55 | Residential & Commercial | USHP | Ducted CEE Tier 1
214229025 | Central HP <5.4 tons | PAYNE HEATING AND COOLING | HRCU-A-CB (Split System: Heat Pump with Remote Outdoor Unit-Air-Source) | 38MURAQ18AB3* |  |  | CNPV*3017AL* | PG80MSUA48060B** | 17800 | 16.5 | 8.1 | 18300 | 18500 | 101.1% | 2.22 | 0 | 11 |  |  |  |  | R-410A | 1.4833 | Residential & Commercial | USHP | Ducted CEE Tier 1
211260589 | Central HP <5.4 tons | PAYNE HEATING AND COOLING | HRCU-A-CB (Split System: Heat Pump with Remote Outdoor Unit-Air-Source) | 38MURAQ18AB3* |  |  | CAP**2417AL* | PG92ESAA42060B** | 17700 | 16.5 | 8.5 | 18500 | 19100 | 103.2% | 2.3 | 0 | 10.5 |  |  |  |  | R-410A | 1.475 | Residential & Commercial | USHP | Ducted CEE Tier 1
211261826 | Central HP <5.4 tons | PAYNE HEATING AND COOLING | HRCU-A-CB (Split System: Heat Pump with Remote Outdoor Unit-Air-Source) | 38MURAQ18AB3* |  |  | CAP**3017AL* | PG80VTLA48070B** | 17500 | 16.5 | 8.5 | 17900 | 18600 | 103.9% | 2.24 | 0 | 10.5 |  |  |  |  | R-410A | 1.4583 | Residential & Commercial | USHP | Ducted CEE Tier 1
216752099 | Central HP <5.4 tons | YORK | HRCU-A-CB (Split System: Heat Pump with Remote Outdoor Unit-Air-Source) | HH824E2S11 | ADP |  | H,YG7J*24+TXV-BLEED | Y91E026A08SMPS1 | 22400 | 17 | 8.8 | 21400 | 17700 | 82.71% | 1.96 | 0 | 11.5 |  |  |  |  | R-454B | 1.8667 | Residential & Commercial | USHP | Ducted CEE Tier 1
213771179 | Central HP <5.4 tons | ARCOAIRE | HRCU-A-CB (Split System: Heat Pump with Remote Outdoor Unit-Air-Source) | HVH825GKA2* |  |  | EA*4X37L21A*+WALLCON | *95CSU0601716B* | 24400 | 16.5 | 8.1 | 21400 | 16700 | 78.04% | 2.02 | 0 | 10.5 |  |  |  |  | R-410A | 2.0333 | Residential & Commercial | USHP | Ducted CEE Tier 1
207573710 | Central HP <5.4 tons | DAY & NIGHT | HRCU-A-CB (Split System: Heat Pump with Remote Outdoor Unit-Air-Source) | CVH848GKA2* | ADP |  | FG84948 | *80CTL1102120A* | 46000 | 17 | 8.1 | 44000 | 31600 | 71.82% | 2.26 | 10.5 | 10 |  |  |  |  | R-410A | 3.8333 | Residential & Commercial | USHP | Ducted CEE Tier 1
207573725 | Central HP <5.4 tons | DAY & NIGHT | HRCU-A-CB (Split System: Heat Pump with Remote Outdoor Unit-Air-Source) | CVH848GKA2* | ADP |  | PL60H210P299 | *95CSU1002122A* | 45000 | 17 | 8.5 | 45000 | 32400 | 72% | 2.28 | 10.5 | 10 |  |  |  |  | R-410A | 3.75 | Residential & Commercial | USHP | Ducted CEE Tier 1
214573252 | Central HP <5.4 tons | ARCOAIRE | HRCU-A-CB (Split System: Heat Pump with Remote Outdoor Unit-Air-Source) | HVH837GKA** |  |  | EHD4X60AAL+WALLCON | *80CTL0702120B* | 33000 | 17 | 8.5 | 32200 | 25000 | 77.64% | 2 | 0 | 11 |  |  |  |  | R-410A | 2.75 | Residential & Commercial | USHP | Ducted CEE Tier 1
214573202 | Central HP <5.4 tons | ARCOAIRE | HRCU-A-CB (Split System: Heat Pump with Remote Outdoor Unit-Air-Source) | HVH837GKA** |  |  | EHD4X48AAL+WALLCON | *95CSU0802120B* | 32600 | 17.5 | 8.5 | 32800 | 25000 | 76.22% | 1.98 | 0 | 11 |  |  |  |  | R-410A | 2.7167 | Residential & Commercial | USHP | Ducted CEE Tier 1
212971491 | Central HP <5.4 tons | PAYNE HEATING AND COOLING | HRCU-A-CB (Split System: Heat Pump with Remote Outdoor Unit-Air-Source) | 38MURAQ18AB3* |  |  | CNPV*3017AL* | PG80VTLB48070B** | 17700 | 16 | 8.1 | 18200 | 18600 | 102.2% | 2.24 | 0 | 11 |  |  |  |  | R-410A | 1.475 | Residential & Commercial | USHP | Ducted CEE Tier 1
212971909 | Central HP <5.4 tons | PAYNE HEATING AND COOLING | HRCU-A-CB (Split System: Heat Pump with Remote Outdoor Unit-Air-Source) | 38MURAQ18AB3* |  |  | CAP**1917AL* | PG80VTLB48090B** | 18000 | 16.5 | 8.5 | 18000 | 17800 | 98.89% | 2.14 | 0 | 11 |  |  |  |  | R-410A | 1.5 | Residential & Commercial | USHP | Ducted CEE Tier 1
212971929 | Central HP <5.4 tons | PAYNE HEATING AND COOLING | HRCU-A-CB (Split System: Heat Pump with Remote Outdoor Unit-Air-Source) | 38MURAQ18AB3* |  |  | CNPV*3017AL* | PG80VTLB48090B** | 17700 | 16 | 8.1 | 18300 | 18600 | 101.6% | 2.24 | 0 | 11 |  |  |  |  | R-410A | 1.475 | Residential & Commercial | USHP | Ducted CEE Tier 1
216997236 | Central HP <5.4 tons | CARRIER | HRCU-A-CB (Split System: Heat Pump with Remote Outdoor Unit-Air-Source) | 27VNA024A*030* | ADP |  | H,PG7J*36+TXV | 59MN7C100C21**22 | 22200 | 17 | 9 | 21600 | 15900 | 73.61% | 2.02 | 0 | 9.5 |  |  |  |  | R-454B | 1.85 | Residential & Commercial | USHP
213780249 | Central HP <5.4 tons | ARCOAIRE | HRCU-A-CB (Split System: Heat Pump with Remote Outdoor Unit-Air-Source) | HVH837GKA** |  |  | EHD4X48AAL+WALLCON | *97CMN1202422B* | 32600 | 16.5 | 8.1 | 33000 | 24800 | 75.15% | 1.96 | 0 | 11 |  |  |  |  | R-410A | 2.7167 | Residential & Commercial | USHP | Ducted CEE Tier 1
214627698 | Central HP <5.4 tons | CARRIER | HRCU-A-CB (Split System: Heat Pump with Remote Outdoor Unit-Air-Source) | 38MURAQ18AB3* | ADP |  | PL36H175P149 | 59SC6A040M17**12 | 17500 | 15.2 | 8.5 | 17100 | 18800 | 109.9% | 2.3 | 0 | 10.5 |  |  |  |  | R-410A | 1.4583 | Residential & Commercial | USHP | Ducted CEE Tier 1
214627716 | Central HP <5.4 tons | CARRIER | HRCU-A-CB (Split System: Heat Pump with Remote Outdoor Unit-Air-Source) | 38MURAQ18AB3* | ADP |  | V,C36H175P139 | 59SC6A040M17**12 | 17400 | 15.2 | 8.5 | 17100 | 18800 | 109.9% | 2.3 | 0 | 10.5 |  |  |  |  | R-410A | 1.45 | Residential & Commercial | USHP | Ducted CEE Tier 1
214627781 | Central HP <5.4 tons | CARRIER | HRCU-A-CB (Split System: Heat Pump with Remote Outdoor Unit-Air-Source) | 38MURAQ18AB3* | ADP |  | A36VCA+TXV | 59SU5B040M17**12 | 17600 | 16 | 8.5 | 17100 | 18700 | 109.4% | 2.3 | 0 | 10.5 |  |  |  |  | R-410A | 1.4667 | Residential & Commercial | USHP | Ducted CEE Tier 1
212984713 | Central HP <5.4 tons | ARCOAIRE | HRCU-A-CB (Split System: Heat Pump with Remote Outdoor Unit-Air-Source) | DLCURAH18ABK |  |  | EA*4X24L17A* | *92MSN0801716A* | 17700 | 16.5 | 8.5 | 18700 | 19300 | 103.2% | 2.32 | 0 | 10.5 |  |  |  |  | R-410A | 1.475 | Residential & Commercial | USHP | Ducted CEE Tier 1
214570692 | Central HP <5.4 tons | ARCOAIRE | HRCU-A-CB (Split System: Heat Pump with Remote Outdoor Unit-Air-Source) | HVH825GKA3* |  |  | EA*4X48L21A*+WALLCON | *95CSU1002122B* | 24000 | 17 | 8.5 | 21000 | 16500 | 78.57% | 2.02 | 0 | 11 |  |  |  |  | R-410A | 2 | Residential & Commercial | USHP | Ducted CEE Tier 1
214570742 | Central HP <5.4 tons | ARCOAIRE | HRCU-A-CB (Split System: Heat Pump with Remote Outdoor Unit-Air-Source) | HVH825GKA3* |  |  | EA*4X48L24A*+WALLCON | *95CSU0802120B* | 24000 | 16.5 | 8.5 | 21000 | 16600 | 79.05% | 2.02 | 0 | 11 |  |  |  |  | R-410A | 2 | Residential & Commercial | USHP | Ducted CEE Tier 1
215941088 | Central HP <5.4 tons | ARCOAIRE | HRCU-A-CB (Split System: Heat Pump with Remote Outdoor Unit-Air-Source) | H5H3V48*K*AAA* |  |  | EA*5X61M21A*+WALLCON | *97CTN1002122A* | 45500 | 21 | 9.5 | 48500 | 36800 | 75.88% | 2 | 0 | 11 |  |  |  |  | R-454B | 3.7917 | Residential & Commercial | USHP | Ducted CEE Tier 1
215941138 | Central HP <5.4 tons | ARCOAIRE | HRCU-A-CB (Split System: Heat Pump with Remote Outdoor Unit-Air-Source) | H5H3V48*K*AAA* |  |  | ESH5X48M12A*+WALLCON | *96CTN0802120B* | 44000 | 20 | 9 | 48500 | 36600 | 75.46% | 1.8 | 0 | 10.5 |  |  |  |  | R-454B | 3.6667 | Residential & Commercial | USHP | Ducted CEE Tier 1
214320993 | Central HP <5.4 tons | CARRIER | HRCU-A-CB (Split System: Heat Pump with Remote Outdoor Unit-Air-Source) | 25VNA837A*030* | ADP |  | H,PG53936 | 59MN7C080C17**14 | 32800 | 17 | 8.5 | 31400 | 25000 | 79.62% | 1.98 | 0 | 11 |  |  |  |  | R-410A | 2.7333 | Residential & Commercial | USHP | Ducted CEE Tier 1
212400540 | Central HP <5.4 tons | LENNOX | HRCU-A-CB (Split System: Heat Pump with Remote Outdoor Unit-Air-Source) | EL22XPV-024-230A** | ADP |  | L*18/36V9 | EL296UH070XV36B* | 23800 | 21 | 8.5 | 22000 | 15400 | 70% | 1.92 | 0 | 13.5 |  |  |  |  | R-410A | 1.9833 | Residential & Commercial | USHP | Ducted CEE Tier 1
214573272 | Central HP <5.4 tons | ARCOAIRE | HRCU-A-CB (Split System: Heat Pump with Remote Outdoor Unit-Air-Source) | HVH837GKA** |  |  | EHD4X60AAL+WALLCON | *95CSU1002122B* | 33000 | 18 | 8.5 | 32000 | 24800 | 77.5% | 2.02 | 0 | 11.5 |  |  |  |  | R-410A | 2.75 | Residential & Commercial | USHP | Ducted CEE Tier 1
214573322 | Central HP <5.4 tons | ARCOAIRE | HRCU-A-CB (Split System: Heat Pump with Remote Outdoor Unit-Air-Source) | HVH837GKA** |  |  | EN(A,D)4X36L21**+WALLCON | *95CSU0802120B* | 31400 | 16.5 | 8.1 | 33200 | 24200 | 72.89% | 1.82 | 0 | 11 |  |  |  |  | R-410A | 2.6167 | Residential & Commercial | USHP | Ducted CEE Tier 1
214573182 | Central HP <5.4 tons | ARCOAIRE | HRCU-A-CB (Split System: Heat Pump with Remote Outdoor Unit-Air-Source) | HVH837GKA** |  |  | EHD4X42AAL+WALLCON | *96CTN0802120B* | 32600 | 17.5 | 8.5 | 32800 | 24800 | 75.61% | 1.96 | 0 | 11 |  |  |  |  | R-410A | 2.7167 | Residential & Commercial | USHP | Ducted CEE Tier 1
216990247 | Central HP <5.4 tons | BRYANT HEATING AND COOLING SYSTEMS | HRCU-A-CB (Split System: Heat Pump with Remote Outdoor Unit-Air-Source) | 290VAN036**AA* | ADP |  | PL36H***P44*+TXV | 88*TB36045C17*** | 33400 | 17 | 9 | 33600 | 25000 | 74.4% | 1.88 | 0 | 9.5 |  |  |  |  | R-454B | 2.7833 | Residential & Commercial | USHP
216682455 | Central HP <5.4 tons | PAYNE HEATING AND COOLING | HRCU-A-CB (Split System: Heat Pump with Remote Outdoor Unit-Air-Source) | 38MURAQ18AB3* |  |  | CSPH*3012AL* | PG97VTAA60100C** | 17700 | 15.5 | 8.5 | 18200 | 18000 | 98.9% | 1.94 | 0 | 10.5 |  |  |  |  | R-410A | 1.475 | Residential & Commercial | USHP | Ducted CEE Tier 1
212980691 | Central HP <5.4 tons | ARCOAIRE | HRCU-A-CB (Split System: Heat Pump with Remote Outdoor Unit-Air-Source) | DLCURAH36ABK |  |  | EA*4X48L24A* | *80MS(N,L)0902420A* | 36000 | 16.5 | 8.5 | 37800 | 34600 | 91.53% | 2.04 | 0 | 10 |  |  |  |  | R-410A | 3 | Residential & Commercial | USHP | Ducted CEE Tier 1
213780319 | Central HP <5.4 tons | ARCOAIRE | HRCU-A-CB (Split System: Heat Pump with Remote Outdoor Unit-Air-Source) | HVH837GKA** |  |  | EHD4X60AAL+WALLCON | *80CTL0701716B* | 32800 | 16.5 | 8.1 | 32400 | 25000 | 77.16% | 1.98 | 0 | 11 |  |  |  |  | R-410A | 2.7333 | Residential & Commercial | USHP | Ducted CEE Tier 1
213779399 | Central HP <5.4 tons | ARCOAIRE | HRCU-A-CB (Split System: Heat Pump with Remote Outdoor Unit-Air-Source) | HVH837GKA** |  |  | EA*4X48L21A*+WALLCON | *80CTL0902120B* | 32200 | 17 | 8.1 | 32600 | 24800 | 76.07% | 1.98 | 0 | 11 |  |  |  |  | R-410A | 2.6833 | Residential & Commercial | USHP | Ducted CEE Tier 1
207573592 | Central HP <5.4 tons | DAY & NIGHT | HRCU-A-CB (Split System: Heat Pump with Remote Outdoor Unit-Air-Source) | CVH837GKA2* | ADP |  | FG82936 | *80CTL0901716A* | 32800 | 18 | 8.1 | 31200 | 27400 | 87.82% | 2.22 | 12.5 | 11.5 |  |  |  |  | R-410A | 2.7333 | Residential & Commercial | USHP | Ducted CEE Tier 1
214571152 | Central HP <5.4 tons | ARCOAIRE | HRCU-A-CB (Split System: Heat Pump with Remote Outdoor Unit-Air-Source) | HVH825GKA3* |  |  | EN(A,D,W)4X42L21**+WALLCON | *80CTL0702120B* | 23800 | 16.5 | 8.1 | 21400 | 16700 | 78.04% | 1.96 | 0 | 11 |  |  |  |  | R-410A | 1.9833 | Residential & Commercial | USHP | Ducted CEE Tier 1
207573658 | Central HP <5.4 tons | DAY & NIGHT | HRCU-A-CB (Split System: Heat Pump with Remote Outdoor Unit-Air-Source) | CVH848GKA2* | ADP |  | FG36960 | *80CSU0802120A* | 45500 | 17 | 8.5 | 45000 | 32800 | 72.89% | 2.32 | 10.5 | 10 |  |  |  |  | R-410A | 3.7917 | Residential & Commercial | USHP | Ducted CEE Tier 1
207573659 | Central HP <5.4 tons | DAY & NIGHT | HRCU-A-CB (Split System: Heat Pump with Remote Outdoor Unit-Air-Source) | CVH848GKA2* | ADP |  | FG48960 | *80CSU0802120A* | 45000 | 18 | 8.1 | 44000 | 31400 | 71.36% | 2.26 | 10.5 | 10 |  |  |  |  | R-410A | 3.75 | Residential & Commercial | USHP | Ducted CEE Tier 1
212977660 | Central HP <5.4 tons | PAYNE HEATING AND COOLING | HRCU-A-CB (Split System: Heat Pump with Remote Outdoor Unit-Air-Source) | 38MURAQ24AB3* |  |  | CNPV*2417AL* | PG80MS(A,L)A36045A** | 23200 | 16.5 | 8.5 | 26800 | 25000 | 93.28% | 2.08 | 0 | 10 |  |  |  |  | R-410A | 1.9333 | Residential & Commercial | USHP | Ducted CEE Tier 1
214228973 | Central HP <5.4 tons | ARCOAIRE | HRCU-A-CB (Split System: Heat Pump with Remote Outdoor Unit-Air-Source) | DLCURAH18ABK |  |  | EA*4X19L17A* | *80MSU0601716A* | 18100 | 16.5 | 8.5 | 18000 | 17700 | 98.33% | 2.14 | 0 | 11 |  |  |  |  | R-410A | 1.5083 | Residential & Commercial | USHP | Ducted CEE Tier 1
215570366 | Central HP <5.4 tons | 1HVAC | HRCU-A-CB (Split System: Heat Pump with Remote Outdoor Unit-Air-Source) | ACIQ-30-HPB |  |  | ACIQ-30-AHB | 0 | 30000 | 16.2 | 8.9 | 33000 | 24000 | 72.73% | 1.8 | 11 | 10 |  |  |  |  | R-410A | 2.5 | Residential & Commercial | USHP | Ducted CEE Tier 1
207573718 | Central HP <5.4 tons | DAY & NIGHT | HRCU-A-CB (Split System: Heat Pump with Remote Outdoor Unit-Air-Source) | CVH848GKA2* | ADP |  | FG36948 | *95CSU0802120A* | 44500 | 17 | 8.5 | 44500 | 31800 | 71.46% | 2.24 | 10.5 | 10 |  |  |  |  | R-410A | 3.7083 | Residential & Commercial | USHP | Ducted CEE Tier 1
213881430 | Central HP <5.4 tons | CARRIER | HRCU-A-CB (Split System: Heat Pump with Remote Outdoor Unit-Air-Source) | 38MURAQ36AB3* | ADP |  | C36A***L129 | 58TP*B090V17**16 | 34600 | 16 | 8.1 | 36800 | 34800 | 94.57% | 1.82 | 0 | 9.5 |  |  |  |  | R-410A | 2.8833 | Residential & Commercial | USHP
213080175 | Central HP <5.4 tons | ARCOAIRE | HRCU-A-CB (Split System: Heat Pump with Remote Outdoor Unit-Air-Source) | DLCURAH36ABK |  |  | EA*4X42L24A* | *96MSN0802120A* | 35600 | 16 | 8.1 | 38500 | 35200 | 91.43% | 1.9 | 0 | 10 |  |  |  |  | R-410A | 2.9667 | Residential & Commercial | USHP | Ducted CEE Tier 1
207573584 | Central HP <5.4 tons | DAY & NIGHT | HRCU-A-CB (Split System: Heat Pump with Remote Outdoor Unit-Air-Source) | CVH837GKA2* | ADP |  | PL36H175P069 | *80CTL0901716A* | 30800 | 17 | 8.1 | 30800 | 27200 | 88.31% | 2.2 | 11.7 | 11 |  |  |  |  | R-410A | 2.5667 | Residential & Commercial | USHP | Ducted CEE Tier 1
215668758 | Central HP <5.4 tons | ARCOAIRE | HRCU-A-CB (Split System: Heat Pump with Remote Outdoor Unit-Air-Source) | H5H0V36*K*AAA* |  |  | EA*5X37M21A*+WALLCON | *97CMN1002122B* | 34600 | 18 | 9 | 35200 | 25000 | 71.02% | 1.9 | 0 | 10 |  |  |  |  | R-454B | 2.8833 | Residential & Commercial | USHP | Ducted CEE Tier 1
215668942 | Central HP <5.4 tons | ARCOAIRE | HRCU-A-CB (Split System: Heat Pump with Remote Outdoor Unit-Air-Source) | H5H0V36*K*AAA* |  |  | EA*5X42M21A*+WALLCON | *96CTN1002122B* | 33200 | 17.5 | 9 | 35800 | 25600 | 71.51% | 1.84 | 0 | 10 |  |  |  |  | R-454B | 2.7667 | Residential & Commercial | USHP | Ducted CEE Tier 1
214861397 | Central HP <5.4 tons | RUUD | HRCU-A-CB (Split System: Heat Pump with Remote Outdoor Unit-Air-Source) | RD17AZ60AJ3N | ADP |  | H,RE84960 | R951V1005A21M4S | 53000 | 17 | 8.1 | 52000 | 49000 | 94.23% | 1.75 | 0 | 9.5 |  |  |  |  | R-410A | 4.4167 | Residential & Commercial | USHP
214861398 | Central HP <5.4 tons | RUUD | HRCU-A-CB (Split System: Heat Pump with Remote Outdoor Unit-Air-Source) | RD17AZ60AJ3N | ADP |  | H,RE84960 | R951V1005A21UHU | 53000 | 17 | 8.1 | 52000 | 49000 | 94.23% | 1.75 | 0 | 9.5 |  |  |  |  | R-410A | 4.4167 | Residential & Commercial | USHP
214573442 | Central HP <5.4 tons | ARCOAIRE | HRCU-A-CB (Split System: Heat Pump with Remote Outdoor Unit-Air-Source) | HVH837GKA** |  |  | EN(A,D,W)4X48L21**+WALLCON | *95CSU0802120B* | 32400 | 17.5 | 8.1 | 32800 | 24800 | 75.61% | 1.96 | 0 | 11.5 |  |  |  |  | R-410A | 2.7 | Residential & Commercial | USHP | Ducted CEE Tier 1
211260848 | Central HP <5.4 tons | ARCOAIRE | HRCU-A-CB (Split System: Heat Pump with Remote Outdoor Unit-Air-Source) | DLCURAH18ABK |  |  | EA*4X25L17A* | *96VTN0401712A* | 18200 | 15.5 | 8.5 | 18200 | 17500 | 96.15% | 2.12 | 0 | 10.5 |  |  |  |  | R-410A | 1.5167 | Residential & Commercial | USHP | Ducted CEE Tier 1
210470990 | Central HP <5.4 tons | ARCOAIRE | HRCU-A-CB (Split System: Heat Pump with Remote Outdoor Unit-Air-Source) | HVH837GKA2* |  |  | EN(A,D,W)4X60L24**+WALLCON | *96CTN1002122A* | 32800 | 18 | 8.1 | 32200 | 24600 | 76.4% | 1.98 | 0 | 12 |  |  |  |  | R-410A | 2.7333 | Residential & Commercial | USHP | Ducted CEE Tier 1
216013799 | Central HP <5.4 tons | YORK | HRCU-A-CB (Split System: Heat Pump with Remote Outdoor Unit-Air-Source) | HH860E2S11 | ADP |  | H,YG88*60+TXV-BLEED | Y91E080C16SMPS1 | 45000 | 18 | 8.5 | 45000 | 33400 | 74.22% | 2 | 0 | 11.7 |  |  |  |  | R-454B | 3.75 | Residential & Commercial | USHP | Ducted CEE Tier 1
216735907 | Central HP <5.4 tons | ARCOAIRE | HRCU-A-CB (Split System: Heat Pump with Remote Outdoor Unit-Air-Source) | D5CUHAH24AAK |  |  | EA*5X37M21A* | *95MSU0401712A* | 23000 | 16.5 | 8.5 | 20600 | 18400 | 89.32% | 1.9 | 0 | 11 |  |  |  |  | R-454B | 1.9167 | Residential & Commercial | USHP | Ducted CEE Tier 1
216734132 | Central HP <5.4 tons | PAYNE HEATING AND COOLING | HRCU-A-CB (Split System: Heat Pump with Remote Outdoor Unit-Air-Source) | 37MUHAQ24AA3 |  |  | CAA**3017AM* | PG96MSAA48080B** | 22400 | 15.5 | 8.1 | 21000 | 18900 | 90% | 1.9 | 0 | 10.5 |  |  |  |  | R-454B | 1.8667 | Residential & Commercial | USHP | Ducted CEE Tier 1
211260663 | Central HP <5.4 tons | ARCOAIRE | HRCU-A-CB (Split System: Heat Pump with Remote Outdoor Unit-Air-Source) | DLCURAH18ABK |  |  | EA*4X24L17A* | OLV098A12* | 18000 | 15.5 | 8.5 | 19000 | 18900 | 99.47% | 2.26 | 0 | 10.5 |  |  |  |  | R-410A | 1.5 | Residential & Commercial | USHP | Ducted CEE Tier 1
211261264 | Central HP <5.4 tons | ARCOAIRE | HRCU-A-CB (Split System: Heat Pump with Remote Outdoor Unit-Air-Source) | DLCURAH18ABK |  |  | EA*4X30L14A* | *96VSN0401410A* | 17500 | 16 | 8.5 | 18100 | 18600 | 102.8% | 2.24 | 0 | 10.5 |  |  |  |  | R-410A | 1.4583 | Residential & Commercial | USHP | Ducted CEE Tier 1
211261048 | Central HP <5.4 tons | ARCOAIRE | HRCU-A-CB (Split System: Heat Pump with Remote Outdoor Unit-Air-Source) | DLCURAH18ABK |  |  | EA*4X25L17A* | *92ESN0401410A* | 18400 | 15.5 | 8.5 | 18400 | 17500 | 95.11% | 2.12 | 0 | 10.5 |  |  |  |  | R-410A | 1.5333 | Residential & Commercial | USHP | Ducted CEE Tier 1
211260126 | Central HP <5.4 tons | ARCOAIRE | HRCU-A-CB (Split System: Heat Pump with Remote Outdoor Unit-Air-Source) | DLCURAH18ABK |  |  | EA*4X24L14A* | *95ESN0401410A* | 17700 | 15.5 | 8.5 | 18700 | 19000 | 101.6% | 2.28 | 0 | 10.5 |  |  |  |  | R-410A | 1.475 | Residential & Commercial | USHP | Ducted CEE Tier 1
211259859 | Central HP <5.4 tons | ARCOAIRE | HRCU-A-CB (Split System: Heat Pump with Remote Outdoor Unit-Air-Source) | DLCURAH18ABK |  |  | EA*4X19L17A* | *95ESN0261410A* | 18600 | 16 | 8.5 | 18600 | 17500 | 94.09% | 2.12 | 0 | 11 |  |  |  |  | R-410A | 1.55 | Residential & Commercial | USHP | Ducted CEE Tier 1
216990285 | Central HP <5.4 tons | BRYANT HEATING AND COOLING SYSTEMS | HRCU-A-CB (Split System: Heat Pump with Remote Outdoor Unit-Air-Source) | 290VAN036**AA* | ADP |  | PL36H210P74*+TXV | 88*TB60070C21*** | 33200 | 18 | 9 | 33400 | 24600 | 73.65% | 1.88 | 0 | 9.5 |  |  |  |  | R-454B | 2.7667 | Residential & Commercial | USHP
216990319 | Central HP <5.4 tons | BRYANT HEATING AND COOLING SYSTEMS | HRCU-A-CB (Split System: Heat Pump with Remote Outdoor Unit-Air-Source) | 290VAN048**AA* | ADP |  | V,C48H210P75*+TXV | 88*TB60070C21*** | 44000 | 17 | 9 | 46500 | 33800 | 72.69% | 2.06 | 0 | 9.5 |  |  |  |  | R-454B | 3.6667 | Residential & Commercial | USHP
207573661 | Central HP <5.4 tons | DAY & NIGHT | HRCU-A-CB (Split System: Heat Pump with Remote Outdoor Unit-Air-Source) | CVH848GKA2* | ADP |  | FG84960 | *80CSU0802120A* | 45500 | 18 | 8.1 | 44000 | 31400 | 71.36% | 2.26 | 10.5 | 10.5 |  |  |  |  | R-410A | 3.7917 | Residential & Commercial | USHP | Ducted CEE Tier 1
212499723 | Central HP <5.4 tons | LENNOX | HRCU-A-CB (Split System: Heat Pump with Remote Outdoor Unit-Air-Source) | EL22XPV-024-230A** | ADP |  | L*18/36T9 | EL280UH070XE36A* | 24000 | 21 | 8.5 | 22000 | 15400 | 70% | 1.92 | 0 | 13.5 |  |  |  |  | R-410A | 2 | Residential & Commercial | USHP | Ducted CEE Tier 1
212499808 | Central HP <5.4 tons | LENNOX | HRCU-A-CB (Split System: Heat Pump with Remote Outdoor Unit-Air-Source) | EL22XPV-024-230A** | ADP |  | LP25/36R9 | ML180UH030V36A* | 23600 | 21 | 8.5 | 21400 | 15000 | 70.09% | 1.88 | 0 | 13.5 |  |  |  |  | R-410A | 1.9667 | Residential & Commercial | USHP | Ducted CEE Tier 1
212499824 | Central HP <5.4 tons | LENNOX | HRCU-A-CB (Split System: Heat Pump with Remote Outdoor Unit-Air-Source) | EL22XPV-024-230A** | ADP |  | LH18/36D9 | ML180UH045V36A* | 23600 | 21 | 8.45 | 21400 | 15000 | 70.09% | 1.88 | 0 | 13.5 |  |  |  |  | R-410A | 1.9667 | Residential & Commercial | USHP | Ducted CEE Tier 1
214573672 | Central HP <5.4 tons | ARCOAIRE | HRCU-A-CB (Split System: Heat Pump with Remote Outdoor Unit-Air-Source) | HVH837GKA2* |  |  | EA*4X37L21A*+WALLCON | *80CTL0702120B* | 32800 | 17.5 | 8.5 | 32800 | 25200 | 76.83% | 2 | 0 | 11 |  |  |  |  | R-410A | 2.7333 | Residential & Commercial | USHP | Ducted CEE Tier 1
207573711 | Central HP <5.4 tons | DAY & NIGHT | HRCU-A-CB (Split System: Heat Pump with Remote Outdoor Unit-Air-Source) | CVH848GKA2* | ADP |  | FG84960 | *80CTL1102120A* | 46000 | 17 | 8.1 | 44000 | 31600 | 71.82% | 2.26 | 10.5 | 10 |  |  |  |  | R-410A | 3.8333 | Residential & Commercial | USHP | Ducted CEE Tier 1
211241720 | Central HP <5.4 tons | ARCOAIRE | HRCU-A-CB (Split System: Heat Pump with Remote Outdoor Unit-Air-Source) | DLCURAH24ABK |  |  | EA*4X30L17A* | *95ESN0601714A* | 24600 | 16 | 8.5 | 26800 | 22600 | 84.33% | 1.84 | 0 | 10 |  |  |  |  | R-410A | 2.05 | Residential & Commercial | USHP | Ducted CEE Tier 1
211241753 | Central HP <5.4 tons | ARCOAIRE | HRCU-A-CB (Split System: Heat Pump with Remote Outdoor Unit-Air-Source) | DLCURAH24ABK |  |  | EA*4X30L17A* | *92ESN0401712A* | 23600 | 15.5 | 8.5 | 26200 | 23600 | 90.08% | 1.94 | 0 | 10 |  |  |  |  | R-410A | 1.9667 | Residential & Commercial | USHP | Ducted CEE Tier 1
211241587 | Central HP <5.4 tons | ARCOAIRE | HRCU-A-CB (Split System: Heat Pump with Remote Outdoor Unit-Air-Source) | DLCURAH24ABK |  |  | EA*4X30L17A* | *95ESN0601412A* | 24400 | 15.5 | 8.5 | 26600 | 22800 | 85.71% | 1.86 | 0 | 10 |  |  |  |  | R-410A | 2.0333 | Residential & Commercial | USHP | Ducted CEE Tier 1
211240867 | Central HP <5.4 tons | ARCOAIRE | HRCU-A-CB (Split System: Heat Pump with Remote Outdoor Unit-Air-Source) | DLCURAH24ABK |  |  | EA*4X25L17A* | *95ESU0401712A* | 24200 | 17 | 8.5 | 25200 | 21600 | 85.71% | 1.8 | 0 | 10 |  |  |  |  | R-410A | 2.0167 | Residential & Commercial | USHP | Ducted CEE Tier 1
211241101 | Central HP <5.4 tons | ARCOAIRE | HRCU-A-CB (Split System: Heat Pump with Remote Outdoor Unit-Air-Source) | DLCURAH24ABK |  |  | EA*4X25L17A* | *80ES(N,L)0901714A* | 25200 | 17 | 8.5 | 25800 | 20800 | 80.62% | 1.76 | 0 | 10.5 |  |  |  |  | R-410A | 2.1 | Residential & Commercial | USHP | Ducted CEE Tier 1
211242821 | Central HP <5.4 tons | ARCOAIRE | HRCU-A-CB (Split System: Heat Pump with Remote Outdoor Unit-Air-Source) | DLCURAH24ABK |  |  | EA*4X37L17A* | *95ESU0401712A* | 24000 | 17 | 8.5 | 25200 | 22000 | 87.3% | 1.84 | 0 | 10 |  |  |  |  | R-410A | 2 | Residential & Commercial | USHP | Ducted CEE Tier 1
213080864 | Central HP <5.4 tons | ARCOAIRE | HRCU-A-CB (Split System: Heat Pump with Remote Outdoor Unit-Air-Source) | DLCURAH36ABK |  |  | EN(A,D,W)4X48L21** | *95MSU0802120A* | 35800 | 16.5 | 8.1 | 38500 | 35000 | 90.91% | 2 | 0 | 10 |  |  |  |  | R-410A | 2.9833 | Residential & Commercial | USHP | Ducted CEE Tier 1
213080151 | Central HP <5.4 tons | ARCOAIRE | HRCU-A-CB (Split System: Heat Pump with Remote Outdoor Unit-Air-Source) | DLCURAH36ABK |  |  | EA*4X37L21A* | *96MSN0802120A* | 36400 | 16 | 8.5 | 38000 | 34800 | 91.58% | 2.06 | 0 | 10 |  |  |  |  | R-410A | 3.0333 | Residential & Commercial | USHP | Ducted CEE Tier 1
213080319 | Central HP <5.4 tons | ARCOAIRE | HRCU-A-CB (Split System: Heat Pump with Remote Outdoor Unit-Air-Source) | DLCURAH36ABK |  |  | EA*4X43L21A* | *96MSN1002120A* | 36600 | 16 | 8.5 | 38500 | 34800 | 90.39% | 2.1 | 0 | 10 |  |  |  |  | R-410A | 3.05 | Residential & Commercial | USHP | Ducted CEE Tier 1
213080387 | Central HP <5.4 tons | ARCOAIRE | HRCU-A-CB (Split System: Heat Pump with Remote Outdoor Unit-Air-Source) | DLCURAH36ABK |  |  | EA*4X37L21A* | *96MSN1002122A* | 36800 | 16 | 8.5 | 38500 | 34800 | 90.39% | 2.1 | 0 | 10 |  |  |  |  | R-410A | 3.0667 | Residential & Commercial | USHP | Ducted CEE Tier 1
213080460 | Central HP <5.4 tons | ARCOAIRE | HRCU-A-CB (Split System: Heat Pump with Remote Outdoor Unit-Air-Source) | DLCURAH36ABK |  |  | EA*4X42L24A* | *96MSN1202422A* | 35200 | 16 | 8.1 | 38500 | 35000 | 90.91% | 1.88 | 0 | 10 |  |  |  |  | R-410A | 2.9333 | Residential & Commercial | USHP | Ducted CEE Tier 1
213079653 | Central HP <5.4 tons | ARCOAIRE | HRCU-A-CB (Split System: Heat Pump with Remote Outdoor Unit-Air-Source) | DLCURAH36ABK |  |  | EA*4X37L21A* | *92MSN0802120A* | 36800 | 16.5 | 8.5 | 38500 | 34800 | 90.39% | 2.08 | 0 | 10 |  |  |  |  | R-410A | 3.0667 | Residential & Commercial | USHP | Ducted CEE Tier 1
215224752 | Central HP <5.4 tons | CARRIER | HRCU-A-CB (Split System: Heat Pump with Remote Outdoor Unit-Air-Source) | 25VNA424A*031* | ADP |  | H,PG9J936 | 59MN7C060C17**14 | 23200 | 20 | 10.5 | 25000 | 19500 | 78% | 2.46 | 0 | 12.5 |  |  |  |  | R-410A | 1.9333 | Residential & Commercial | USHP | Ducted CEE Tier 1
214848936 | Central HP <5.4 tons | YORK | HRCU-A-CB (Split System: Heat Pump with Remote Outdoor Unit-Air-Source) | HH860E2S11 | ADP |  | H,YG48*60+TXV | TM9Y100C20MP11 | 52500 | 17 | 8.5 | 52500 | 39000 | 74.29% | 2 | 0 | 11 |  |  |  |  | R-454B | 4.375 | Residential & Commercial | USHP | Ducted CEE Tier 1
214848986 | Central HP <5.4 tons | YORK | HRCU-A-CB (Split System: Heat Pump with Remote Outdoor Unit-Air-Source) | HH860E2S11 | ADP |  | H,YG84*60+TXV-BLEED | TM9E080C20MP12 | 53500 | 19 | 8.5 | 53000 | 39500 | 74.53% | 2 | 0 | 11 |  |  |  |  | R-454B | 4.4583 | Residential & Commercial | USHP | Ducted CEE Tier 1
212986563 | Central HP <5.4 tons | ARCOAIRE | HRCU-A-CB (Split System: Heat Pump with Remote Outdoor Unit-Air-Source) | DLCURAH24ABK |  |  | EA*4X36L17A* | *96MSN0401712A* | 23400 | 16 | 8.5 | 26200 | 24400 | 93.13% | 2 | 0 | 9.5 |  |  |  |  | R-410A | 1.95 | Residential & Commercial | USHP
214239247 | Central HP <5.4 tons | ARCOAIRE | HRCU-A-CB (Split System: Heat Pump with Remote Outdoor Unit-Air-Source) | HVH837GKA2* |  |  | EN(A,D,W)4X48L21**+WALLCON | *97CMN1002122B* | 32400 | 17 | 8.1 | 32600 | 24600 | 75.46% | 1.96 | 0 | 11.7 |  |  |  |  | R-410A | 2.7 | Residential & Commercial | USHP | Ducted CEE Tier 1
214238977 | Central HP <5.4 tons | ARCOAIRE | HRCU-A-CB (Split System: Heat Pump with Remote Outdoor Unit-Air-Source) | HVH837GKA2* |  |  | END4X42L17**+WALLCON | *80CTL0701716B* | 32000 | 16.5 | 8.1 | 33000 | 24800 | 75.15% | 1.9 | 0 | 11 |  |  |  |  | R-410A | 2.6667 | Residential & Commercial | USHP | Ducted CEE Tier 1
211259876 | Central HP <5.4 tons | ARCOAIRE | HRCU-A-CB (Split System: Heat Pump with Remote Outdoor Unit-Air-Source) | DLCURAH18ABK |  |  | EA*4X19L17A* | *96VTN0601714A* | 18200 | 16 | 8.5 | 18200 | 17700 | 97.25% | 2.14 | 0 | 10.5 |  |  |  |  | R-410A | 1.5167 | Residential & Commercial | USHP | Ducted CEE Tier 1
214571102 | Central HP <5.4 tons | ARCOAIRE | HRCU-A-CB (Split System: Heat Pump with Remote Outdoor Unit-Air-Source) | HVH825GKA3* |  |  | EN(A,D)4X36L21**+WALLCON | *95CSU0802120B* | 23400 | 16.5 | 8.1 | 21600 | 16700 | 77.31% | 1.92 | 0 | 11 |  |  |  |  | R-410A | 1.95 | Residential & Commercial | USHP | Ducted CEE Tier 1
212500027 | Central HP <5.4 tons | LENNOX | HRCU-A-CB (Split System: Heat Pump with Remote Outdoor Unit-Air-Source) | EL22XPV-024-230A** | ADP |  | L*19/36U9 | ML196UH070XE48B* | 24000 | 16 | 8.2 | 22400 | 15700 | 70.09% | 1.88 | 0 | 12.5 |  |  |  |  | R-410A | 2 | Residential & Commercial | USHP | Ducted CEE Tier 1
212500041 | Central HP <5.4 tons | LENNOX | HRCU-A-CB (Split System: Heat Pump with Remote Outdoor Unit-Air-Source) | EL22XPV-024-230A** | ADP |  | LP29/36X9 | ML296UH045XV36B* | 23600 | 20 | 8.5 | 21600 | 15200 | 70.37% | 1.88 | 0 | 13 |  |  |  |  | R-410A | 1.9667 | Residential & Commercial | USHP | Ducted CEE Tier 1
216733304 | Central HP <5.4 tons | ARCOAIRE | HRCU-A-CB (Split System: Heat Pump with Remote Outdoor Unit-Air-Source) | D5CUHAH24AAK |  |  | EA*5X25M17A* | *80CTL0901716B* | 22800 | 16 | 8.5 | 20600 | 18400 | 89.32% | 1.96 | 0 | 11 |  |  |  |  | R-454B | 1.9 | Residential & Commercial | USHP | Ducted CEE Tier 1
216733340 | Central HP <5.4 tons | ARCOAIRE | HRCU-A-CB (Split System: Heat Pump with Remote Outdoor Unit-Air-Source) | D5CUHAH24AAK |  |  | EA*5X25M17A* | *95CSU0601716B* | 23000 | 16.5 | 8.5 | 20600 | 18400 | 89.32% | 1.96 | 0 | 11 |  |  |  |  | R-454B | 1.9167 | Residential & Commercial | USHP | Ducted CEE Tier 1
214848983 | Central HP <5.4 tons | YORK | HRCU-A-CB (Split System: Heat Pump with Remote Outdoor Unit-Air-Source) | HH860E2S11 | ADP |  | H,YG84*60+TXV-BLEED | TM8V100C20MP12 | 53000 | 19 | 8.5 | 52000 | 38500 | 74.04% | 2 | 0 | 11 |  |  |  |  | R-454B | 4.4167 | Residential & Commercial | USHP | Ducted CEE Tier 1
214848910 | Central HP <5.4 tons | YORK | HRCU-A-CB (Split System: Heat Pump with Remote Outdoor Unit-Air-Source) | HH824E2S11 | ADP |  | H,YG8J*36+TXV | TM9Y080B12MP11 | 23000 | 17 | 9 | 21400 | 18100 | 84.58% | 2 | 0 | 11.7 |  |  |  |  | R-454B | 1.9167 | Residential & Commercial | USHP | Ducted CEE Tier 1
214848974 | Central HP <5.4 tons | YORK | HRCU-A-CB (Split System: Heat Pump with Remote Outdoor Unit-Air-Source) | HH824E2S11 | ADP |  | H,YG35*36+TXV-BLEED | Y82E060A12LMPS1 | 23000 | 18 | 9 | 21400 | 17300 | 80.84% | 2 | 0 | 12 |  |  |  |  | R-454B | 1.9167 | Residential & Commercial | USHP | Ducted CEE Tier 1
213079876 | Central HP <5.4 tons | ARCOAIRE | HRCU-A-CB (Split System: Heat Pump with Remote Outdoor Unit-Air-Source) | DLCURAH36ABK |  |  | EA*4X43L21A* | *92MSN1002122A* | 36200 | 16.5 | 8.5 | 38000 | 34800 | 91.58% | 2.04 | 0 | 10 |  |  |  |  | R-410A | 3.0167 | Residential & Commercial | USHP | Ducted CEE Tier 1
213079912 | Central HP <5.4 tons | ARCOAIRE | HRCU-A-CB (Split System: Heat Pump with Remote Outdoor Unit-Air-Source) | DLCURAH36ABK |  |  | EN(A,D)4X48L24** | *92MSN1002122A* | 36000 | 16.5 | 8.1 | 38500 | 35000 | 90.91% | 2 | 0 | 10.5 |  |  |  |  | R-410A | 3 | Residential & Commercial | USHP | Ducted CEE Tier 1
207573655 | Central HP <5.4 tons | DAY & NIGHT | HRCU-A-CB (Split System: Heat Pump with Remote Outdoor Unit-Air-Source) | CVH848GKA2* | ADP |  | PL60H210P299 | *80CSU0802120A* | 45000 | 18 | 8.1 | 44000 | 31400 | 71.36% | 2.26 | 10.5 | 10 |  |  |  |  | R-410A | 3.75 | Residential & Commercial | USHP | Ducted CEE Tier 1
207573721 | Central HP <5.4 tons | DAY & NIGHT | HRCU-A-CB (Split System: Heat Pump with Remote Outdoor Unit-Air-Source) | CVH848GKA2* | ADP |  | FG84948 | *95CSU0802120A* | 45500 | 17 | 8.5 | 43500 | 34400 | 79.08% | 2 | 10.5 | 10 |  |  |  |  | R-410A | 3.7917 | Residential & Commercial | USHP | Ducted CEE Tier 1
213080540 | Central HP <5.4 tons | ARCOAIRE | HRCU-A-CB (Split System: Heat Pump with Remote Outdoor Unit-Air-Source) | DLCURAH36ABK |  |  | EA*4X37L21A* | *95MSU0401712A* | 36200 | 15.2 | 8.5 | 38000 | 35000 | 92.11% | 2.04 | 0 | 10 |  |  |  |  | R-410A | 3.0167 | Residential & Commercial | USHP | Ducted CEE Tier 1
213080708 | Central HP <5.4 tons | ARCOAIRE | HRCU-A-CB (Split System: Heat Pump with Remote Outdoor Unit-Air-Source) | DLCURAH36ABK |  |  | EA*4X43L21A* | *95MSU0601716A* | 36600 | 16 | 8.5 | 38500 | 35000 | 90.91% | 2.06 | 0 | 10 |  |  |  |  | R-410A | 3.05 | Residential & Commercial | USHP | Ducted CEE Tier 1
214855356 | Central HP <5.4 tons | BRYANT HEATING AND COOLING SYSTEMS | HRCU-A-CB (Split System: Heat Pump with Remote Outdoor Unit-Air-Source) | 38MURAQ36AB3* | ADP |  | H,PG7J936 | 916SA48080M17*** | 34200 | 15.2 | 8.5 | 36400 | 34400 | 94.51% | 2.02 | 0 | 9.5 |  |  |  |  | R-410A | 2.85 | Residential & Commercial | USHP
212501412 | Central HP <5.4 tons | LENNOX | HRCU-A-CB (Split System: Heat Pump with Remote Outdoor Unit-Air-Source) | SL25XPV-024-230A** | ADP |  | LP36/37R9 | SL280UH090V48B* | 22800 | 22 | 9.6 | 19800 | 19500 | 98.48% | 1.98 | 0 | 15 |  |  |  |  | R-410A | 1.9 | Residential & Commercial | USHP | Ducted CEE Tier 1
214849004 | Central HP <5.4 tons | YORK | HRCU-A-CB (Split System: Heat Pump with Remote Outdoor Unit-Air-Source) | HH860E2S11 | ADP |  | H,YG84*60+TXV-BLEED | Y81E130D20SMPS1 | 54000 | 19 | 8.5 | 52500 | 39000 | 74.29% | 2 | 0 | 11.7 |  |  |  |  | R-454B | 4.5 | Residential & Commercial | USHP | Ducted CEE Tier 1
214571192 | Central HP <5.4 tons | ARCOAIRE | HRCU-A-CB (Split System: Heat Pump with Remote Outdoor Unit-Air-Source) | HVH825GKA3* |  |  | EN(A,D,W)4X42L21**+WALLCON | *97CMN0802120B* | 23800 | 16.5 | 8.1 | 21400 | 16700 | 78.04% | 1.96 | 0 | 11 |  |  |  |  | R-410A | 1.9833 | Residential & Commercial | USHP | Ducted CEE Tier 1
214570392 | Central HP <5.4 tons | ARCOAIRE | HRCU-A-CB (Split System: Heat Pump with Remote Outdoor Unit-Air-Source) | HVH825GKA3* |  |  | EA*4X36L21A*+WALLCON | *95CSU1002122B* | 23600 | 16.5 | 8.1 | 21400 | 16600 | 77.57% | 1.94 | 0 | 10.5 |  |  |  |  | R-410A | 1.9667 | Residential & Commercial | USHP | Ducted CEE Tier 1
214570542 | Central HP <5.4 tons | ARCOAIRE | HRCU-A-CB (Split System: Heat Pump with Remote Outdoor Unit-Air-Source) | HVH825GKA3* |  |  | EA*4X42L21A*+WALLCON | *96CTN0802120B* | 23800 | 16.5 | 8.1 | 21400 | 16600 | 77.57% | 1.96 | 0 | 11 |  |  |  |  | R-410A | 1.9833 | Residential & Commercial | USHP | Ducted CEE Tier 1
214573752 | Central HP <5.4 tons | ARCOAIRE | HRCU-A-CB (Split System: Heat Pump with Remote Outdoor Unit-Air-Source) | HVH837GKA2* |  |  | EA*4X42L21A*+WALLCON | *95CSU1002122B* | 31800 | 17.5 | 8.5 | 32800 | 24400 | 74.39% | 1.9 | 0 | 11 |  |  |  |  | R-410A | 2.65 | Residential & Commercial | USHP | Ducted CEE Tier 1
214573702 | Central HP <5.4 tons | ARCOAIRE | HRCU-A-CB (Split System: Heat Pump with Remote Outdoor Unit-Air-Source) | HVH837GKA2* |  |  | EA*4X37L21A*+WALLCON | *97CMN0602120B* | 32800 | 17 | 8.5 | 33000 | 25400 | 76.97% | 1.98 | 0 | 11 |  |  |  |  | R-410A | 2.7333 | Residential & Commercial | USHP | Ducted CEE Tier 1
214573452 | Central HP <5.4 tons | ARCOAIRE | HRCU-A-CB (Split System: Heat Pump with Remote Outdoor Unit-Air-Source) | HVH837GKA** |  |  | EN(A,D,W)4X48L21**+WALLCON | *95CSU1002122B* | 32400 | 17.5 | 8.5 | 32600 | 24800 | 76.07% | 1.98 | 0 | 11.5 |  |  |  |  | R-410A | 2.7 | Residential & Commercial | USHP | Ducted CEE Tier 1
214848992 | Central HP <5.4 tons | YORK | HRCU-A-CB (Split System: Heat Pump with Remote Outdoor Unit-Air-Source) | HH860E2S11 | ADP |  | H,YG84*60+TXV-BLEED | TM9V100C20MP12 | 52000 | 19 | 8.5 | 51500 | 38000 | 73.79% | 2 | 0 | 11 |  |  |  |  | R-454B | 4.3333 | Residential & Commercial | USHP | Ducted CEE Tier 1
214848999 | Central HP <5.4 tons | YORK | HRCU-A-CB (Split System: Heat Pump with Remote Outdoor Unit-Air-Source) | HH860E2S11 | ADP |  | H,YG84*60+TXV-BLEED | Y81E080C20SMPS1 | 53000 | 19 | 8.5 | 52000 | 38500 | 74.04% | 2 | 0 | 11 |  |  |  |  | R-454B | 4.4167 | Residential & Commercial | USHP | Ducted CEE Tier 1
214849001 | Central HP <5.4 tons | YORK | HRCU-A-CB (Split System: Heat Pump with Remote Outdoor Unit-Air-Source) | HH860E2S11 | ADP |  | H,YG84*60+TXV-BLEED | Y81E100C20SMPS1 | 53000 | 19 | 8.5 | 51500 | 38000 | 73.79% | 2 | 0 | 11.7 |  |  |  |  | R-454B | 4.4167 | Residential & Commercial | USHP | Ducted CEE Tier 1
212988015 | Central HP <5.4 tons | ARCOAIRE | HRCU-A-CB (Split System: Heat Pump with Remote Outdoor Unit-Air-Source) | DLCURAH36ABK |  |  | EA*4X48L24A* | *96MSN1002120A* | 36000 | 16.5 | 8.5 | 37800 | 34600 | 91.53% | 2.04 | 0 | 10 |  |  |  |  | R-410A | 3 | Residential & Commercial | USHP | Ducted CEE Tier 1
215938028 | Central HP <5.4 tons | ARCOAIRE | HRCU-A-CB (Split System: Heat Pump with Remote Outdoor Unit-Air-Source) | H5H3V48*K*AAA* |  |  | EVD5X49M24A*+WALLCON | *80CTL1102120B* | 45500 | 21 | 8.1 | 52500 | 38000 | 72.38% | 1.95 | 0 | 11.5 |  |  |  |  | R-454B | 3.7917 | Residential & Commercial | USHP | Ducted CEE Tier 1
215938108 | Central HP <5.4 tons | ARCOAIRE | HRCU-A-CB (Split System: Heat Pump with Remote Outdoor Unit-Air-Source) | H5H3V48*K*AAA* |  |  | EVD5X49M24A*+WALLCON | *96CTN1002122B* | 45500 | 20.5 | 8.1 | 52500 | 38000 | 72.38% | 1.9 | 0 | 11.5 |  |  |  |  | R-454B | 3.7917 | Residential & Commercial | USHP | Ducted CEE Tier 1
215937558 | Central HP <5.4 tons | ARCOAIRE | HRCU-A-CB (Split System: Heat Pump with Remote Outdoor Unit-Air-Source) | H5H3V48*K*AAA* |  |  | EVM5X60M24A*+WALLCON | *96CTN1002122B* | 45500 | 20.5 | 8.1 | 52500 | 38000 | 72.38% | 1.9 | 0 | 11.5 |  |  |  |  | R-454B | 3.7917 | Residential & Commercial | USHP | Ducted CEE Tier 1
214570532 | Central HP <5.4 tons | ARCOAIRE | HRCU-A-CB (Split System: Heat Pump with Remote Outdoor Unit-Air-Source) | HVH825GKA3* |  |  | EA*4X42L21A*+WALLCON | *97CMN0802120B* | 23800 | 16.5 | 8.1 | 21400 | 16600 | 77.57% | 1.96 | 0 | 10.5 |  |  |  |  | R-410A | 1.9833 | Residential & Commercial | USHP | Ducted CEE Tier 1
214570602 | Central HP <5.4 tons | ARCOAIRE | HRCU-A-CB (Split System: Heat Pump with Remote Outdoor Unit-Air-Source) | HVH825GKA3* |  |  | EA*4X42L24A*+WALLCON | *96CTN0802120B* | 23800 | 17 | 8.5 | 21400 | 16600 | 77.57% | 1.96 | 0 | 11 |  |  |  |  | R-410A | 1.9833 | Residential & Commercial | USHP | Ducted CEE Tier 1
214570482 | Central HP <5.4 tons | ARCOAIRE | HRCU-A-CB (Split System: Heat Pump with Remote Outdoor Unit-Air-Source) | HVH825GKA3* |  |  | EA*4X37L21A*+WALLCON | *96CTN0802120B* | 24400 | 17 | 8.5 | 21200 | 16600 | 78.3% | 2.04 | 0 | 11 |  |  |  |  | R-410A | 2.0333 | Residential & Commercial | USHP | Ducted CEE Tier 1
214570432 | Central HP <5.4 tons | ARCOAIRE | HRCU-A-CB (Split System: Heat Pump with Remote Outdoor Unit-Air-Source) | HVH825GKA3* |  |  | EA*4X37L21A*+WALLCON | *80CTL0702120B* | 24400 | 16.5 | 8.5 | 21200 | 16600 | 78.3% | 2.02 | 0 | 11 |  |  |  |  | R-410A | 2.0333 | Residential & Commercial | USHP | Ducted CEE Tier 1
214570382 | Central HP <5.4 tons | ARCOAIRE | HRCU-A-CB (Split System: Heat Pump with Remote Outdoor Unit-Air-Source) | HVH825GKA3* |  |  | EA*4X36L21A*+WALLCON | *95CSU0802120B* | 23600 | 16.5 | 8.1 | 21400 | 16700 | 78.04% | 1.94 | 0 | 10.5 |  |  |  |  | R-410A | 1.9667 | Residential & Commercial | USHP | Ducted CEE Tier 1
214239947 | Central HP <5.4 tons | ARCOAIRE | HRCU-A-CB (Split System: Heat Pump with Remote Outdoor Unit-Air-Source) | HVH837GKA** |  |  | EN(A,D,W)4X48L21**+WALLCON | *96CTN0801714B* | 32200 | 17 | 8.1 | 32800 | 24800 | 75.61% | 1.94 | 0 | 11.5 |  |  |  |  | R-410A | 2.6833 | Residential & Commercial | USHP | Ducted CEE Tier 1
214239697 | Central HP <5.4 tons | ARCOAIRE | HRCU-A-CB (Split System: Heat Pump with Remote Outdoor Unit-Air-Source) | HVH837GKA** |  |  | END4X42L17**+WALLCON | *97CMN0801714B* | 32000 | 16.5 | 8.1 | 33200 | 24800 | 74.7% | 1.88 | 0 | 11 |  |  |  |  | R-410A | 2.6667 | Residential & Commercial | USHP | Ducted CEE Tier 1
213771229 | Central HP <5.4 tons | ARCOAIRE | HRCU-A-CB (Split System: Heat Pump with Remote Outdoor Unit-Air-Source) | HVH825GKA2* |  |  | EA*4X37L21A*+WALLCON | *96CTN0801714B* | 24400 | 16.5 | 8.1 | 21200 | 16600 | 78.3% | 2.02 | 0 | 11 |  |  |  |  | R-410A | 2.0333 | Residential & Commercial | USHP | Ducted CEE Tier 1
213771299 | Central HP <5.4 tons | ARCOAIRE | HRCU-A-CB (Split System: Heat Pump with Remote Outdoor Unit-Air-Source) | HVH825GKA2* |  |  | EA*4X42L21A*+WALLCON | *95CSU0601716B* | 23600 | 16.5 | 8.1 | 21400 | 16700 | 78.04% | 1.96 | 0 | 10.5 |  |  |  |  | R-410A | 1.9667 | Residential & Commercial | USHP | Ducted CEE Tier 1
213771349 | Central HP <5.4 tons | ARCOAIRE | HRCU-A-CB (Split System: Heat Pump with Remote Outdoor Unit-Air-Source) | HVH825GKA2* |  |  | EA*4X42L21A*+WALLCON | *96CTN0801714B* | 23600 | 16.5 | 8.1 | 21400 | 16700 | 78.04% | 1.96 | 0 | 10.5 |  |  |  |  | R-410A | 1.9667 | Residential & Commercial | USHP | Ducted CEE Tier 1
211241535 | Central HP <5.4 tons | ARCOAIRE | HRCU-A-CB (Split System: Heat Pump with Remote Outdoor Unit-Air-Source) | DLCURAH24ABK |  |  | EA*4X30L17A* | *96VTN0401712A* | 23200 | 16 | 8.5 | 25800 | 24200 | 93.8% | 2 | 0 | 10 |  |  |  |  | R-410A | 1.9333 | Residential & Commercial | USHP | Ducted CEE Tier 1
211244226 | Central HP <5.4 tons | ARCOAIRE | HRCU-A-CB (Split System: Heat Pump with Remote Outdoor Unit-Air-Source) | DLCURAH24ABK |  |  | EN(A,D)4X24L17** | *80ES(N,L)0701412A* | 23800 | 16 | 8.5 | 26800 | 23200 | 86.57% | 1.92 | 0 | 10 |  |  |  |  | R-410A | 1.9833 | Residential & Commercial | USHP | Ducted CEE Tier 1
211244525 | Central HP <5.4 tons | ARCOAIRE | HRCU-A-CB (Split System: Heat Pump with Remote Outdoor Unit-Air-Source) | DLCURAH24ABK |  |  | EN(A,D)4X30L17** | *80VSL0701716A* | 23800 | 16.5 | 8.1 | 26000 | 23200 | 89.23% | 1.92 | 0 | 10.5 |  |  |  |  | R-410A | 1.9833 | Residential & Commercial | USHP | Ducted CEE Tier 1
216678764 | Central HP <5.4 tons | PAYNE HEATING AND COOLING | HRCU-A-CB (Split System: Heat Pump with Remote Outdoor Unit-Air-Source) | 38MURAQ36AB3* |  |  | CSPH*4212AL* | PG97VTAA48060B** | 35800 | 15.2 | 8.5 | 38500 | 34600 | 89.87% | 1.82 | 0 | 9.8 |  |  |  |  | R-410A | 2.9833 | Residential & Commercial | USHP
216733697 | Central HP <5.4 tons | ARCOAIRE | HRCU-A-CB (Split System: Heat Pump with Remote Outdoor Unit-Air-Source) | D5CUHAH24AAK |  |  | EA*5X30M14A* | *80CTL0701412B* | 22000 | 16.5 | 8.1 | 20800 | 18700 | 89.9% | 1.85 | 0 | 10.5 |  |  |  |  | R-454B | 1.8333 | Residential & Commercial | USHP | Ducted CEE Tier 1
216734135 | Central HP <5.4 tons | ARCOAIRE | HRCU-A-CB (Split System: Heat Pump with Remote Outdoor Unit-Air-Source) | D5CUHAH24AAK |  |  | EA*5X30M17A* | *96MSN0801716A* | 22400 | 15.5 | 8.1 | 21000 | 18900 | 90% | 1.9 | 0 | 10.5 |  |  |  |  | R-454B | 1.8667 | Residential & Commercial | USHP | Ducted CEE Tier 1
214848976 | Central HP <5.4 tons | YORK | HRCU-A-CB (Split System: Heat Pump with Remote Outdoor Unit-Air-Source) | HH824E2S11 | ADP |  | H,YG35*36+TXV-BLEED | Y91E026A08SMPS1 | 23000 | 17 | 8.5 | 21400 | 16900 | 78.97% | 2 | 0 | 12 |  |  |  |  | R-454B | 1.9167 | Residential & Commercial | USHP | Ducted CEE Tier 1
211243893 | Central HP <5.4 tons | ARCOAIRE | HRCU-A-CB (Split System: Heat Pump with Remote Outdoor Unit-Air-Source) | DLCURAH24ABK |  |  | EN(A,D)4X24L17** | *96VSN0801716A* | 23800 | 16 | 8.5 | 26800 | 23400 | 87.31% | 1.92 | 0 | 10 |  |  |  |  | R-410A | 1.9833 | Residential & Commercial | USHP | Ducted CEE Tier 1
211243156 | Central HP <5.4 tons | ARCOAIRE | HRCU-A-CB (Split System: Heat Pump with Remote Outdoor Unit-Air-Source) | DLCURAH24ABK |  |  | EA*4X37L17A* | *80ESU0601716A | 25400 | 16.5 | 8.5 | 26200 | 21000 | 80.15% | 1.76 | 0 | 10.5 |  |  |  |  | R-410A | 2.1167 | Residential & Commercial | USHP | Ducted CEE Tier 1
211243055 | Central HP <5.4 tons | ARCOAIRE | HRCU-A-CB (Split System: Heat Pump with Remote Outdoor Unit-Air-Source) | DLCURAH24ABK |  |  | EA*4X37L17A* | *80ES(N,L)0901714A* | 25000 | 16.5 | 8.5 | 25800 | 21200 | 82.17% | 1.78 | 0 | 10.5 |  |  |  |  | R-410A | 2.0833 | Residential & Commercial | USHP | Ducted CEE Tier 1
211242689 | Central HP <5.4 tons | ARCOAIRE | HRCU-A-CB (Split System: Heat Pump with Remote Outdoor Unit-Air-Source) | DLCURAH24ABK |  |  | EA*4X36L21A* | *92ESN0401712A* | 23800 | 16 | 8.5 | 26000 | 23000 | 88.46% | 1.88 | 0 | 10 |  |  |  |  | R-410A | 1.9833 | Residential & Commercial | USHP | Ducted CEE Tier 1
211242521 | Central HP <5.4 tons | ARCOAIRE | HRCU-A-CB (Split System: Heat Pump with Remote Outdoor Unit-Air-Source) | DLCURAH24ABK |  |  | EA*4X36L21A* | *96VTN0802120A* | 23800 | 17 | 8.5 | 25800 | 23200 | 89.92% | 1.94 | 0 | 10 |  |  |  |  | R-410A | 1.9833 | Residential & Commercial | USHP | Ducted CEE Tier 1
211242388 | Central HP <5.4 tons | ARCOAIRE | HRCU-A-CB (Split System: Heat Pump with Remote Outdoor Unit-Air-Source) | DLCURAH24ABK |  |  | EA*4X36L21A* | *80VSL0451716A* | 23400 | 17 | 8.5 | 25600 | 23600 | 92.19% | 1.96 | 0 | 10 |  |  |  |  | R-410A | 1.95 | Residential & Commercial | USHP | Ducted CEE Tier 1
211242406 | Central HP <5.4 tons | ARCOAIRE | HRCU-A-CB (Split System: Heat Pump with Remote Outdoor Unit-Air-Source) | DLCURAH24ABK |  |  | EA*4X36L21A* | *80VSL0702120A* | 24800 | 16.5 | 8.5 | 26600 | 22000 | 82.71% | 1.82 | 0 | 10 |  |  |  |  | R-410A | 2.0667 | Residential & Commercial | USHP | Ducted CEE Tier 1
212927253 | Central HP <5.4 tons | LENNOX | HRCU-A-CB (Split System: Heat Pump with Remote Outdoor Unit-Air-Source) | SL25XPV-024-230A** | ADP |  | LH35/36F9 | SLP98UH070XV36B* | 22200 | 23 | 9.2 | 20000 | 20000 | 100% | 1.84 | 0 | 14 |  |  |  |  | R-410A | 1.85 | Residential & Commercial | USHP | Ducted CEE Tier 1
212927256 | Central HP <5.4 tons | LENNOX | HRCU-A-CB (Split System: Heat Pump with Remote Outdoor Unit-Air-Source) | SL25XPV-024-230A** | ADP |  | L*35/36S9 | SLP98UH070XV36B* | 22200 | 23 | 9.2 | 20000 | 20000 | 100% | 1.84 | 0 | 14 |  |  |  |  | R-410A | 1.85 | Residential & Commercial | USHP | Ducted CEE Tier 1
212986921 | Central HP <5.4 tons | ARCOAIRE | HRCU-A-CB (Split System: Heat Pump with Remote Outdoor Unit-Air-Source) | DLCURAH24ABK |  |  | EA*4X37L17A* | *96MSN0601412A* | 24000 | 16.5 | 8.5 | 25200 | 22200 | 88.1% | 1.84 | 0 | 10 |  |  |  |  | R-410A | 2 | Residential & Commercial | USHP | Ducted CEE Tier 1
213771739 | Central HP <5.4 tons | ARCOAIRE | HRCU-A-CB (Split System: Heat Pump with Remote Outdoor Unit-Air-Source) | HVH825GKA2* |  |  | EA*4X48L24A*+WALLCON | *96CTN1202422B* | 24200 | 17 | 8.1 | 21000 | 16500 | 78.57% | 2.02 | 0 | 11 |  |  |  |  | R-410A | 2.0167 | Residential & Commercial | USHP | Ducted CEE Tier 1
213771139 | Central HP <5.4 tons | ARCOAIRE | HRCU-A-CB (Split System: Heat Pump with Remote Outdoor Unit-Air-Source) | HVH825GKA2* |  |  | EA*4X37L21A*+WALLCON | *80CTL0701716B* | 24400 | 17 | 8.5 | 21200 | 16600 | 78.3% | 2.02 | 0 | 11 |  |  |  |  | R-410A | 2.0333 | Residential & Commercial | USHP | Ducted CEE Tier 1
213771399 | Central HP <5.4 tons | ARCOAIRE | HRCU-A-CB (Split System: Heat Pump with Remote Outdoor Unit-Air-Source) | HVH825GKA2* |  |  | EA*4X42L24A*+WALLCON | *97CMN1002122B* | 23800 | 16.5 | 8.1 | 21400 | 16600 | 77.57% | 1.96 | 0 | 11 |  |  |  |  | R-410A | 1.9833 | Residential & Commercial | USHP | Ducted CEE Tier 1
213771429 | Central HP <5.4 tons | ARCOAIRE | HRCU-A-CB (Split System: Heat Pump with Remote Outdoor Unit-Air-Source) | HVH825GKA2* |  |  | EA*4X42L24A*+WALLCON | *96CTN1202422B* | 23800 | 17 | 8.1 | 21400 | 16600 | 77.57% | 1.96 | 0 | 11 |  |  |  |  | R-410A | 1.9833 | Residential & Commercial | USHP | Ducted CEE Tier 1
213771449 | Central HP <5.4 tons | ARCOAIRE | HRCU-A-CB (Split System: Heat Pump with Remote Outdoor Unit-Air-Source) | HVH825GKA2* |  |  | EA*4X43L21A*+WALLCON | *80CTL0701716B* | 24400 | 17 | 8.5 | 21200 | 16600 | 78.3% | 2.02 | 0 | 11 |  |  |  |  | R-410A | 2.0333 | Residential & Commercial | USHP | Ducted CEE Tier 1
213771499 | Central HP <5.4 tons | ARCOAIRE | HRCU-A-CB (Split System: Heat Pump with Remote Outdoor Unit-Air-Source) | HVH825GKA2* |  |  | EA*4X43L21A*+WALLCON | *97CMN0601714B* | 24200 | 16.5 | 8.1 | 21200 | 16700 | 78.77% | 2.02 | 0 | 10.5 |  |  |  |  | R-410A | 2.0167 | Residential & Commercial | USHP | Ducted CEE Tier 1
213770629 | Central HP <5.4 tons | ARCOAIRE | HRCU-A-CB (Split System: Heat Pump with Remote Outdoor Unit-Air-Source) | HVH825GKA2* |  |  | EA*4X25L17A*+WALLCON | *95CSU0601716B* | 24200 | 16.5 | 8.1 | 21400 | 16700 | 78.04% | 2.02 | 0 | 10.5 |  |  |  |  | R-410A | 2.0167 | Residential & Commercial | USHP | Ducted CEE Tier 1
213770729 | Central HP <5.4 tons | ARCOAIRE | HRCU-A-CB (Split System: Heat Pump with Remote Outdoor Unit-Air-Source) | HVH825GKA2* |  |  | EA*4X30L17A*+WALLCON | *80CTL0701716B* | 23400 | 16.5 | 8.1 | 21600 | 16700 | 77.31% | 1.92 | 0 | 11 |  |  |  |  | R-410A | 1.95 | Residential & Commercial | USHP | Ducted CEE Tier 1
214320250 | Central HP <5.4 tons | RUUD | HRCU-A-CB (Split System: Heat Pump with Remote Outdoor Unit-Air-Source) | RD17AZ36AJ3N | ADP |  | PL36H175P389 | R951V0603A17UHU | 33200 | 18 | 8.1 | 32600 | 29400 | 90.18% | 1.9 | 0 | 9.5 |  |  |  |  | R-410A | 2.7667 | Residential & Commercial | USHP
214061408 | Central HP <5.4 tons | YORK | HRCU-A-CB (Split System: Heat Pump with Remote Outdoor Unit-Air-Source) | HMH72B241 | ADP |  | AD-34(P,U)*****1+TXV | Y82E080B12LMPS1 | 21800 | 17 | 8.1 | 22000 | 15600 | 70.91% | 1.86 | 0 | 9.5 |  |  |  |  | R-410A | 1.8167 | Residential & Commercial | USHP
214848905 | Central HP <5.4 tons | YORK | HRCU-A-CB (Split System: Heat Pump with Remote Outdoor Unit-Air-Source) | HH824E2S11 | ADP |  | H,YG8J*36+TXV | TM9E040A10MP12 | 22600 | 16 | 8.9 | 21400 | 17700 | 82.71% | 1.98 | 0 | 10.5 |  |  |  |  | R-454B | 1.8833 | Residential & Commercial | USHP | Ducted CEE Tier 1
216013772 | Central HP <5.4 tons | YORK | HRCU-A-CB (Split System: Heat Pump with Remote Outdoor Unit-Air-Source) | HH824E2S11 | ADP |  | V,Y36H175P13*+TXV-BLEED | Y91E060B12SMPS1 | 23000 | 17 | 9 | 21400 | 18200 | 85.05% | 2 | 0 | 11.7 |  |  |  |  | R-454B | 1.9167 | Residential & Commercial | USHP | Ducted CEE Tier 1
213771559 | Central HP <5.4 tons | ARCOAIRE | HRCU-A-CB (Split System: Heat Pump with Remote Outdoor Unit-Air-Source) | HVH825GKA2* |  |  | EA*4X48L21A*+WALLCON | *80CTL0451712B* | 24000 | 16.5 | 8.1 | 21000 | 16600 | 79.05% | 2 | 0 | 10.5 |  |  |  |  | R-410A | 2 | Residential & Commercial | USHP | Ducted CEE Tier 1
213771209 | Central HP <5.4 tons | ARCOAIRE | HRCU-A-CB (Split System: Heat Pump with Remote Outdoor Unit-Air-Source) | HVH825GKA2* |  |  | EA*4X37L21A*+WALLCON | *97CMN1002122B* | 24400 | 16.5 | 8.5 | 21200 | 16600 | 78.3% | 2.04 | 0 | 11 |  |  |  |  | R-410A | 2.0333 | Residential & Commercial | USHP | Ducted CEE Tier 1
213771239 | Central HP <5.4 tons | ARCOAIRE | HRCU-A-CB (Split System: Heat Pump with Remote Outdoor Unit-Air-Source) | HVH825GKA2* |  |  | EA*4X37L21A*+WALLCON | *96CTN1002122B* | 24400 | 16.5 | 8.5 | 21200 | 16600 | 78.3% | 2.04 | 0 | 11 |  |  |  |  | R-410A | 2.0333 | Residential & Commercial | USHP | Ducted CEE Tier 1
213771389 | Central HP <5.4 tons | ARCOAIRE | HRCU-A-CB (Split System: Heat Pump with Remote Outdoor Unit-Air-Source) | HVH825GKA2* |  |  | EA*4X42L24A*+WALLCON | *80CTL1352422B* | 23800 | 16.5 | 8.1 | 21400 | 16600 | 77.57% | 1.96 | 0 | 11 |  |  |  |  | R-410A | 1.9833 | Residential & Commercial | USHP | Ducted CEE Tier 1
213770789 | Central HP <5.4 tons | ARCOAIRE | HRCU-A-CB (Split System: Heat Pump with Remote Outdoor Unit-Air-Source) | HVH825GKA2* |  |  | EA*4X30L17A*+WALLCON | *96CTN0601714B* | 23400 | 16 | 8.1 | 21600 | 16800 | 77.78% | 1.9 | 0 | 10.5 |  |  |  |  | R-410A | 1.95 | Residential & Commercial | USHP | Ducted CEE Tier 1
213770839 | Central HP <5.4 tons | ARCOAIRE | HRCU-A-CB (Split System: Heat Pump with Remote Outdoor Unit-Air-Source) | HVH825GKA2* |  |  | EA*4X36L17A*+WALLCON | *80CTL0901716B* | 23600 | 16.5 | 8.1 | 21400 | 16700 | 78.04% | 1.94 | 0 | 11 |  |  |  |  | R-410A | 1.9667 | Residential & Commercial | USHP | Ducted CEE Tier 1
207573698 | Central HP <5.4 tons | DAY & NIGHT | HRCU-A-CB (Split System: Heat Pump with Remote Outdoor Unit-Air-Source) | CVH848GKA2* | ADP |  | FG36948 | *80CTL0902120A* | 44500 | 17 | 8.5 | 44500 | 34600 | 77.75% | 2 | 10.5 | 10 |  |  |  |  | R-410A | 3.7083 | Residential & Commercial | USHP | Ducted CEE Tier 1
216734431 | Central HP <5.4 tons | ARCOAIRE | HRCU-A-CB (Split System: Heat Pump with Remote Outdoor Unit-Air-Source) | D5CUHAH24AAK |  |  | EA*5X36M17A* | *80VSL0701412B* | 22600 | 16.5 | 8.5 | 20800 | 18700 | 89.9% | 1.96 | 0 | 11 |  |  |  |  | R-454B | 1.8833 | Residential & Commercial | USHP | Ducted CEE Tier 1
214848930 | Central HP <5.4 tons | YORK | HRCU-A-CB (Split System: Heat Pump with Remote Outdoor Unit-Air-Source) | HH860E2S11 | ADP |  | H,YG48*60+TXV | TM9E080C20MP12 | 53500 | 18 | 8.5 | 53000 | 39500 | 74.53% | 2 | 0 | 11 |  |  |  |  | R-454B | 4.4583 | Residential & Commercial | USHP | Ducted CEE Tier 1
213771059 | Central HP <5.4 tons | ARCOAIRE | HRCU-A-CB (Split System: Heat Pump with Remote Outdoor Unit-Air-Source) | HVH825GKA2* |  |  | EA*4X37L17A*+WALLCON | *80CTL0901716B* | 24200 | 16.5 | 8.1 | 21400 | 16700 | 78.04% | 2 | 0 | 11 |  |  |  |  | R-410A | 2.0167 | Residential & Commercial | USHP | Ducted CEE Tier 1
213770979 | Central HP <5.4 tons | ARCOAIRE | HRCU-A-CB (Split System: Heat Pump with Remote Outdoor Unit-Air-Source) | HVH825GKA2* |  |  | EA*4X36L21A*+WALLCON | *97CMN0801714B* | 23600 | 16.5 | 8.1 | 21600 | 16700 | 77.31% | 1.94 | 0 | 10.5 |  |  |  |  | R-410A | 1.9667 | Residential & Commercial | USHP | Ducted CEE Tier 1
213771129 | Central HP <5.4 tons | ARCOAIRE | HRCU-A-CB (Split System: Heat Pump with Remote Outdoor Unit-Air-Source) | HVH825GKA2* |  |  | EA*4X37L21A*+WALLCON | *80CTL0451712B* | 24200 | 16.5 | 8.1 | 21200 | 16700 | 78.77% | 2.02 | 0 | 10.5 |  |  |  |  | R-410A | 2.0167 | Residential & Commercial | USHP | Ducted CEE Tier 1
215937758 | Central HP <5.4 tons | ARCOAIRE | HRCU-A-CB (Split System: Heat Pump with Remote Outdoor Unit-Air-Source) | H5H3V48*K*AAA* |  |  | EVD5X48M21A*+WALLCON | *80CTL0902120B* | 44500 | 20 | 8.1 | 52000 | 38000 | 73.08% | 1.9 | 0 | 11 |  |  |  |  | R-454B | 3.7083 | Residential & Commercial | USHP | Ducted CEE Tier 1
215937858 | Central HP <5.4 tons | ARCOAIRE | HRCU-A-CB (Split System: Heat Pump with Remote Outdoor Unit-Air-Source) | H5H3V48*K*AAA* |  |  | EVD5X48M21A*+WALLCON | *96CTN1002122B* | 44500 | 20 | 8.1 | 52000 | 38500 | 74.04% | 2 | 0 | 11 |  |  |  |  | R-454B | 3.7083 | Residential & Commercial | USHP | Ducted CEE Tier 1
213779549 | Central HP <5.4 tons | ARCOAIRE | HRCU-A-CB (Split System: Heat Pump with Remote Outdoor Unit-Air-Source) | HVH837GKA** |  |  | EA*4X48L24A*+WALLCON | *96CTN1202422B* | 32400 | 17 | 8.5 | 32400 | 24800 | 76.54% | 1.98 | 0 | 11 |  |  |  |  | R-410A | 2.7 | Residential & Commercial | USHP | Ducted CEE Tier 1
213779799 | Central HP <5.4 tons | ARCOAIRE | HRCU-A-CB (Split System: Heat Pump with Remote Outdoor Unit-Air-Source) | HVH837GKA** |  |  | EA*4X61L24A*+WALLCON | *96CTN1002122B* | 33200 | 17.5 | 8.5 | 32000 | 24800 | 77.5% | 2 | 0 | 11.7 |  |  |  |  | R-410A | 2.7667 | Residential & Commercial | USHP | Ducted CEE Tier 1
213779999 | Central HP <5.4 tons | ARCOAIRE | HRCU-A-CB (Split System: Heat Pump with Remote Outdoor Unit-Air-Source) | HVH837GKA** |  |  | EHD4X42AAL+WALLCON | *80CTL0701716B* | 32400 | 16 | 8.1 | 33200 | 24800 | 74.7% | 1.92 | 0 | 11 |  |  |  |  | R-410A | 2.7 | Residential & Commercial | USHP | Ducted CEE Tier 1
213779029 | Central HP <5.4 tons | ARCOAIRE | HRCU-A-CB (Split System: Heat Pump with Remote Outdoor Unit-Air-Source) | HVH837GKA** |  |  | EA*4X37L21A*+WALLCON | *96CTN0601714B* | 32600 | 17 | 8.1 | 33000 | 25400 | 76.97% | 1.94 | 0 | 11 |  |  |  |  | R-410A | 2.7167 | Residential & Commercial | USHP | Ducted CEE Tier 1
213771009 | Central HP <5.4 tons | ARCOAIRE | HRCU-A-CB (Split System: Heat Pump with Remote Outdoor Unit-Air-Source) | HVH825GKA2* |  |  | EA*4X36L21A*+WALLCON | *96CTN0801714B* | 23600 | 16.5 | 8.1 | 21400 | 16700 | 78.04% | 1.94 | 0 | 10.5 |  |  |  |  | R-410A | 1.9667 | Residential & Commercial | USHP | Ducted CEE Tier 1
207573726 | Central HP <5.4 tons | DAY & NIGHT | HRCU-A-CB (Split System: Heat Pump with Remote Outdoor Unit-Air-Source) | CVH848GKA2* | ADP |  | FG35948 | *95CSU1002122A* | 45000 | 17 | 8.5 | 45000 | 32400 | 72% | 2.28 | 10.5 | 10 |  |  |  |  | R-410A | 3.75 | Residential & Commercial | USHP | Ducted CEE Tier 1
216679511 | Central HP <5.4 tons | ARCOAIRE | HRCU-A-CB (Split System: Heat Pump with Remote Outdoor Unit-Air-Source) | DLCURAH24ABK |  |  | EN(A,D)4X30L17** | *97VTN0601716A* | 23600 | 16.5 | 9 | 25800 | 23600 | 91.47% | 1.76 | 0 | 10 |  |  |  |  | R-410A | 1.9667 | Residential & Commercial | USHP | Ducted CEE Tier 1
212981812 | Central HP <5.4 tons | ARCOAIRE | HRCU-A-CB (Split System: Heat Pump with Remote Outdoor Unit-Air-Source) | DLCURAH24ABK |  |  | EN(A,D)4X36L21** | *80MSU1002120A* | 23400 | 16.5 | 8.1 | 26200 | 24800 | 94.66% | 2.08 | 0 | 10 |  |  |  |  | R-410A | 1.95 | Residential & Commercial | USHP | Ducted CEE Tier 1
212983232 | Central HP <5.4 tons | ARCOAIRE | HRCU-A-CB (Split System: Heat Pump with Remote Outdoor Unit-Air-Source) | DLCURAH24ABK |  |  | EN(A,D,W)4X36L17** | *92MSN0401712A* | 23400 | 15.5 | 8.1 | 26200 | 24200 | 92.37% | 1.98 | 0 | 10 |  |  |  |  | R-410A | 1.95 | Residential & Commercial | USHP | Ducted CEE Tier 1
215668870 | Central HP <5.4 tons | ARCOAIRE | HRCU-A-CB (Split System: Heat Pump with Remote Outdoor Unit-Air-Source) | H5H0V36*K*AAA* |  |  | EA*5X42M21A*+WALLCON | *95CSU0802120B* | 33200 | 17.5 | 8.5 | 35800 | 25600 | 71.51% | 1.86 | 0 | 9.5 |  |  |  |  | R-454B | 2.7667 | Residential & Commercial | USHP
214242789 | Central HP <5.4 tons | ARCOAIRE | HRCU-A-CB (Split System: Heat Pump with Remote Outdoor Unit-Air-Source) | HVH825GKA2* |  |  | EN(A,D)4X36L21**+WALLCON | *95CSU0601716B* | 23400 | 16.5 | 8.1 | 21600 | 16700 | 77.31% | 1.92 | 0 | 10.5 |  |  |  |  | R-410A | 1.95 | Residential & Commercial | USHP | Ducted CEE Tier 1
215937958 | Central HP <5.4 tons | ARCOAIRE | HRCU-A-CB (Split System: Heat Pump with Remote Outdoor Unit-Air-Source) | H5H3V48*K*AAA* |  |  | EVD5X48M24A*+WALLCON | *97CMN1002122B* | 44500 | 20 | 8.1 | 52000 | 38000 | 73.08% | 1.9 | 0 | 11 |  |  |  |  | R-454B | 3.7083 | Residential & Commercial | USHP | Ducted CEE Tier 1
207573747 | Central HP <5.4 tons | DAY & NIGHT | HRCU-A-CB (Split System: Heat Pump with Remote Outdoor Unit-Air-Source) | CVH848GKA2* | ADP |  | FG48960 | *96CTN1002122A* | 45500 | 17 | 8.5 | 43500 | 34400 | 79.08% | 2 | 10.5 | 10 |  |  |  |  | R-410A | 3.7917 | Residential & Commercial | USHP | Ducted CEE Tier 1
207573772 | Central HP <5.4 tons | DAY & NIGHT | HRCU-A-CB (Split System: Heat Pump with Remote Outdoor Unit-Air-Source) | CVH848GKA2* | ADP |  | PL60H210P299 | *97CMN1002122A* | 44500 | 17 | 8.5 | 44500 | 34600 | 77.75% | 2 | 10.5 | 10 |  |  |  |  | R-410A | 3.7083 | Residential & Commercial | USHP | Ducted CEE Tier 1
207573779 | Central HP <5.4 tons | DAY & NIGHT | HRCU-A-CB (Split System: Heat Pump with Remote Outdoor Unit-Air-Source) | CVH848GKA2* | ADP |  | FG86960 | *97CMN1002122A* | 45500 | 17 | 8.5 | 43500 | 34400 | 79.08% | 2 | 10.5 | 10 |  |  |  |  | R-410A | 3.7917 | Residential & Commercial | USHP | Ducted CEE Tier 1
213770889 | Central HP <5.4 tons | ARCOAIRE | HRCU-A-CB (Split System: Heat Pump with Remote Outdoor Unit-Air-Source) | HVH825GKA2* |  |  | EA*4X36L17A*+WALLCON | *96CTN0601714B* | 23400 | 16 | 8.1 | 21600 | 16700 | 77.31% | 1.92 | 0 | 10.5 |  |  |  |  | R-410A | 1.95 | Residential & Commercial | USHP | Ducted CEE Tier 1
213771039 | Central HP <5.4 tons | ARCOAIRE | HRCU-A-CB (Split System: Heat Pump with Remote Outdoor Unit-Air-Source) | HVH825GKA2* |  |  | EA*4X37L17A*+WALLCON | *80CTL0701412B* | 24200 | 16.5 | 8.1 | 21400 | 16700 | 78.04% | 2 | 0 | 11 |  |  |  |  | R-410A | 2.0167 | Residential & Commercial | USHP | Ducted CEE Tier 1
212984101 | Central HP <5.4 tons | ARCOAIRE | HRCU-A-CB (Split System: Heat Pump with Remote Outdoor Unit-Air-Source) | DLCURAH24ABK |  |  | EA*4X37L21A* | *92MSN0601714A* | 24200 | 17.5 | 8.5 | 25200 | 21600 | 85.71% | 1.82 | 0 | 10 |  |  |  |  | R-410A | 2.0167 | Residential & Commercial | USHP | Ducted CEE Tier 1
212984053 | Central HP <5.4 tons | ARCOAIRE | HRCU-A-CB (Split System: Heat Pump with Remote Outdoor Unit-Air-Source) | DLCURAH24ABK |  |  | EA*4X30L17A* | *92MSN0601714A* | 23600 | 17 | 8.5 | 26400 | 24600 | 93.18% | 2.04 | 0 | 10 |  |  |  |  | R-410A | 1.9667 | Residential & Commercial | USHP | Ducted CEE Tier 1
212985757 | Central HP <5.4 tons | ARCOAIRE | HRCU-A-CB (Split System: Heat Pump with Remote Outdoor Unit-Air-Source) | DLCURAH24ABK |  |  | EA*4X24L14A* | *96MSN0261410A* | 23200 | 16.5 | 8.5 | 27000 | 26400 | 97.78% | 2.2 | 0 | 10 |  |  |  |  | R-410A | 1.9333 | Residential & Commercial | USHP | Ducted CEE Tier 1
212984953 | Central HP <5.4 tons | ARCOAIRE | HRCU-A-CB (Split System: Heat Pump with Remote Outdoor Unit-Air-Source) | DLCURAH36ABK |  |  | EA*4X48L24A* | *92MSN0802120A* | 35800 | 16.5 | 8.5 | 37800 | 34600 | 91.53% | 2.02 | 0 | 10 |  |  |  |  | R-410A | 2.9833 | Residential & Commercial | USHP | Ducted CEE Tier 1
213080484 | Central HP <5.4 tons | ARCOAIRE | HRCU-A-CB (Split System: Heat Pump with Remote Outdoor Unit-Air-Source) | DLCURAH36ABK |  |  | EA*4X42L24A* | *96MSN1402422A* | 35200 | 16 | 8.1 | 38500 | 35000 | 90.91% | 1.88 | 0 | 9.5 |  |  |  |  | R-410A | 2.9333 | Residential & Commercial | USHP
213080199 | Central HP <5.4 tons | ARCOAIRE | HRCU-A-CB (Split System: Heat Pump with Remote Outdoor Unit-Air-Source) | DLCURAH36ABK |  |  | EA*4X48L21A* | *96MSN0802120A* | 36000 | 16 | 8.5 | 38000 | 34800 | 91.58% | 2.04 | 0 | 10 |  |  |  |  | R-410A | 3 | Residential & Commercial | USHP | Ducted CEE Tier 1
207573776 | Central HP <5.4 tons | DAY & NIGHT | HRCU-A-CB (Split System: Heat Pump with Remote Outdoor Unit-Air-Source) | CVH848GKA2* | ADP |  | FG48960 | *97CMN1002122A* | 45500 | 17 | 8.5 | 43500 | 34400 | 79.08% | 2 | 10.5 | 10 |  |  |  |  | R-410A | 3.7917 | Residential & Commercial | USHP | Ducted CEE Tier 1
216013806 | Central HP <5.4 tons | YORK | HRCU-A-CB (Split System: Heat Pump with Remote Outdoor Unit-Air-Source) | HH860E2S11 | ADP |  | V,Y60H210P19*+TXV-BLEED | Y91E100C20SMPS1 | 45500 | 18 | 8.5 | 45000 | 33600 | 74.67% | 2 | 0 | 11.7 |  |  |  |  | R-454B | 3.7917 | Residential & Commercial | USHP | Ducted CEE Tier 1
212986143 | Central HP <5.4 tons | ARCOAIRE | HRCU-A-CB (Split System: Heat Pump with Remote Outdoor Unit-Air-Source) | DLCURAH24ABK |  |  | EA*4X24L17A* | *96MSN0401410A* | 23200 | 16 | 8.5 | 27000 | 26400 | 97.78% | 2.2 | 0 | 9.5 |  |  |  |  | R-410A | 1.9333 | Residential & Commercial | USHP
212989133 | Central HP <5.4 tons | ARCOAIRE | HRCU-A-CB (Split System: Heat Pump with Remote Outdoor Unit-Air-Source) | DLCURAH24ABK |  |  | EA*4X24L17A* | *95MSU0601716A* | 23400 | 17 | 9 | 26800 | 26400 | 98.51% | 2.24 | 0 | 10 |  |  |  |  | R-410A | 1.95 | Residential & Commercial | USHP | Ducted CEE Tier 1
214061406 | Central HP <5.4 tons | YORK | HRCU-A-CB (Split System: Heat Pump with Remote Outdoor Unit-Air-Source) | HMH72B241 | ADP |  | AD-37(P,U)*****9 | Y82E080B12LMPS1 | 21800 | 17 | 8.1 | 22000 | 15600 | 70.91% | 1.86 | 0 | 9.5 |  |  |  |  | R-410A | 1.8167 | Residential & Commercial | USHP
215941208 | Central HP <5.4 tons | ARCOAIRE | HRCU-A-CB (Split System: Heat Pump with Remote Outdoor Unit-Air-Source) | H5H3V48*K*AAA* |  |  | ESH5X60M12A*+WALLCON | *96CTN0802120B* | 45000 | 20 | 9 | 48500 | 36600 | 75.46% | 1.82 | 0 | 11 |  |  |  |  | R-454B | 3.75 | Residential & Commercial | USHP | Ducted CEE Tier 1
211245896 | Central HP <5.4 tons | ARCOAIRE | HRCU-A-CB (Split System: Heat Pump with Remote Outdoor Unit-Air-Source) | DLCURAH24ABK |  |  | FMA4X30**AL* | 0 | 25800 | 18 | 9 | 27600 | 21000 | 76.09% | 1.8 | 0 | 10.5 |  |  |  |  | R-410A | 2.15 | Residential & Commercial | USHP | Ducted CEE Tier 1
211245795 | Central HP <5.4 tons | ARCOAIRE | HRCU-A-CB (Split System: Heat Pump with Remote Outdoor Unit-Air-Source) | DLCURAH24ABK |  |  | FEM4P30**AL | 0 | 24000 | 17 | 8.5 | 26200 | 23400 | 89.31% | 1.94 | 0 | 10 |  |  |  |  | R-410A | 2 | Residential & Commercial | USHP | Ducted CEE Tier 1
211245547 | Central HP <5.4 tons | ARCOAIRE | HRCU-A-CB (Split System: Heat Pump with Remote Outdoor Unit-Air-Source) | DLCURAH24ABK |  |  | EN(A,D)4X36L21** | *96VTN0601714A* | 24000 | 16.5 | 8.1 | 26200 | 23200 | 88.55% | 1.92 | 0 | 10 |  |  |  |  | R-410A | 2 | Residential & Commercial | USHP | Ducted CEE Tier 1
211245312 | Central HP <5.4 tons | ARCOAIRE | HRCU-A-CB (Split System: Heat Pump with Remote Outdoor Unit-Air-Source) | DLCURAH24ABK |  |  | EN(A,D)4X36L21** | *96VSN0601714A* | 23400 | 16.5 | 8.1 | 25800 | 24000 | 93.02% | 2 | 0 | 10 |  |  |  |  | R-410A | 1.95 | Residential & Commercial | USHP | Ducted CEE Tier 1
214242349 | Central HP <5.4 tons | ARCOAIRE | HRCU-A-CB (Split System: Heat Pump with Remote Outdoor Unit-Air-Source) | HVH825GKA3* |  |  | EN(A,D)4X48L24**+WALLCON | *80CTL1352422B* | 24200 | 17 | 8.1 | 21200 | 16600 | 78.3% | 2 | 0 | 11 |  |  |  |  | R-410A | 2.0167 | Residential & Commercial | USHP | Ducted CEE Tier 1
214241749 | Central HP <5.4 tons | ARCOAIRE | HRCU-A-CB (Split System: Heat Pump with Remote Outdoor Unit-Air-Source) | HVH825GKA3* |  |  | EN(A,D)4X30L17**+WALLCON | *96CTN0601714B* | 23400 | 16 | 8.1 | 21600 | 16800 | 77.78% | 1.9 | 0 | 10.5 |  |  |  |  | R-410A | 1.95 | Residential & Commercial | USHP | Ducted CEE Tier 1
214848981 | Central HP <5.4 tons | YORK | HRCU-A-CB (Split System: Heat Pump with Remote Outdoor Unit-Air-Source) | HH860E2S11 | ADP |  | H,YG84*60+TXV-BLEED | TM8V080C16MP12 | 43500 | 18 | 8.5 | 42000 | 32800 | 78.1% | 2 | 0 | 11.7 |  |  |  |  | R-454B | 3.625 | Residential & Commercial | USHP | Ducted CEE Tier 1
214848997 | Central HP <5.4 tons | YORK | HRCU-A-CB (Split System: Heat Pump with Remote Outdoor Unit-Air-Source) | HH860E2S11 | ADP |  | H,YG84*60+TXV-BLEED | TM9Y120D20MP11 | 53000 | 19 | 8.5 | 52500 | 39000 | 74.29% | 2 | 0 | 11 |  |  |  |  | R-454B | 4.4167 | Residential & Commercial | USHP | Ducted CEE Tier 1
214239357 | Central HP <5.4 tons | ARCOAIRE | HRCU-A-CB (Split System: Heat Pump with Remote Outdoor Unit-Air-Source) | HVH837GKA2* |  |  | EN(A,D,W)4X60L24**+WALLCON | *80CTL0902120B* | 32800 | 17.5 | 8.1 | 32200 | 24600 | 76.4% | 1.96 | 0 | 12 |  |  |  |  | R-410A | 2.7333 | Residential & Commercial | USHP | Ducted CEE Tier 1
214849006 | Central HP <5.4 tons | YORK | HRCU-A-CB (Split System: Heat Pump with Remote Outdoor Unit-Air-Source) | HH860E2S11 | ADP |  | H,YG84*60+TXV-BLEED | Y91E080C20SMPS1 | 44500 | 18 | 8.5 | 44500 | 33000 | 74.16% | 2 | 0 | 12 |  |  |  |  | R-454B | 3.7083 | Residential & Commercial | USHP | Ducted CEE Tier 1
207573699 | Central HP <5.4 tons | DAY & NIGHT | HRCU-A-CB (Split System: Heat Pump with Remote Outdoor Unit-Air-Source) | CVH848GKA2* | ADP |  | FG36960 | *80CTL0902120A* | 44500 | 17 | 8.5 | 44500 | 34600 | 77.75% | 2 | 10.5 | 10 |  |  |  |  | R-410A | 3.7083 | Residential & Commercial | USHP | Ducted CEE Tier 1
213770859 | Central HP <5.4 tons | ARCOAIRE | HRCU-A-CB (Split System: Heat Pump with Remote Outdoor Unit-Air-Source) | HVH825GKA2* |  |  | EA*4X36L17A*+WALLCON | *97CMN0601714B* | 23400 | 16 | 8.1 | 21600 | 16800 | 77.78% | 1.92 | 0 | 10.5 |  |  |  |  | R-410A | 1.95 | Residential & Commercial | USHP | Ducted CEE Tier 1
213770959 | Central HP <5.4 tons | ARCOAIRE | HRCU-A-CB (Split System: Heat Pump with Remote Outdoor Unit-Air-Source) | HVH825GKA2* |  |  | EA*4X36L21A*+WALLCON | *95CSU0601716B* | 23600 | 16.5 | 8.1 | 21600 | 16700 | 77.31% | 1.94 | 0 | 10.5 |  |  |  |  | R-410A | 1.9667 | Residential & Commercial | USHP | Ducted CEE Tier 1
213771109 | Central HP <5.4 tons | ARCOAIRE | HRCU-A-CB (Split System: Heat Pump with Remote Outdoor Unit-Air-Source) | HVH825GKA2* |  |  | EA*4X37L17A*+WALLCON | *96CTN0601714B* | 24000 | 16 | 8.1 | 21400 | 16800 | 78.5% | 1.98 | 0 | 11 |  |  |  |  | R-410A | 2 | Residential & Commercial | USHP | Ducted CEE Tier 1
214848912 | Central HP <5.4 tons | YORK | HRCU-A-CB (Split System: Heat Pump with Remote Outdoor Unit-Air-Source) | HH824E2S11 | ADP |  | H,YG8J*36+TXV | Y91E040A10SMPS1 | 22600 | 17 | 8.45 | 21400 | 17400 | 81.31% | 1.98 | 0 | 11.7 |  |  |  |  | R-454B | 1.8833 | Residential & Commercial | USHP | Ducted CEE Tier 1
213079414 | Central HP <5.4 tons | ARCOAIRE | HRCU-A-CB (Split System: Heat Pump with Remote Outdoor Unit-Air-Source) | DLCURAH36ABK |  |  | EA*4X37L21A* | *92MSN0601714A* | 36600 | 16 | 8.5 | 38500 | 35000 | 90.91% | 2.06 | 0 | 10 |  |  |  |  | R-410A | 3.05 | Residential & Commercial | USHP | Ducted CEE Tier 1
213079229 | Central HP <5.4 tons | ARCOAIRE | HRCU-A-CB (Split System: Heat Pump with Remote Outdoor Unit-Air-Source) | DLCURAH36ABK |  |  | EA*4X42L21A* | *80MSU0802120A* | 35000 | 16.5 | 8.1 | 38500 | 35000 | 90.91% | 1.9 | 0 | 10 |  |  |  |  | R-410A | 2.9167 | Residential & Commercial | USHP | Ducted CEE Tier 1
214848960 | Central HP <5.4 tons | YORK | HRCU-A-CB (Split System: Heat Pump with Remote Outdoor Unit-Air-Source) | HH824E2S11 | ADP |  | H,YG35*36+TXV-BLEED | TM9E040A10MP12 | 23000 | 17 | 9 | 21400 | 17700 | 82.71% | 2 | 0 | 11 |  |  |  |  | R-454B | 1.9167 | Residential & Commercial | USHP | Ducted CEE Tier 1
212988701 | Central HP <5.4 tons | ARCOAIRE | HRCU-A-CB (Split System: Heat Pump with Remote Outdoor Unit-Air-Source) | DLCURAH24ABK |  |  | EA*4X37L17A* | *95MSU0401712A* | 24000 | 16.5 | 8.5 | 25200 | 22200 | 88.1% | 1.84 | 0 | 10 |  |  |  |  | R-410A | 2 | Residential & Commercial | USHP | Ducted CEE Tier 1
215941268 | Central HP <5.4 tons | ARCOAIRE | HRCU-A-CB (Split System: Heat Pump with Remote Outdoor Unit-Air-Source) | H5H3V48*K*AAA* |  |  | EVM5X48M21A*+WALLCON | *96CTN0802120B* | 44500 | 19.5 | 8.1 | 52000 | 38500 | 74.04% | 1.9 | 0 | 10.5 |  |  |  |  | R-454B | 3.7083 | Residential & Commercial | USHP | Ducted CEE Tier 1
216678824 | Central HP <5.4 tons | PAYNE HEATING AND COOLING | HRCU-A-CB (Split System: Heat Pump with Remote Outdoor Unit-Air-Source) | 38MURAQ36AB3* |  |  | CNPV*4821AL* | PG97VTAA48060B** | 35800 | 15.5 | 8.5 | 38500 | 34600 | 89.87% | 1.8 | 0 | 10 |  |  |  |  | R-410A | 2.9833 | Residential & Commercial | USHP | Ducted CEE Tier 1
211244894 | Central HP <5.4 tons | ARCOAIRE | HRCU-A-CB (Split System: Heat Pump with Remote Outdoor Unit-Air-Source) | DLCURAH24ABK |  |  | EN(A,D,W)4X36L17** | *96VSN0601412A* | 23600 | 16.5 | 8.1 | 25800 | 23800 | 92.25% | 1.98 | 0 | 10 |  |  |  |  | R-410A | 1.9667 | Residential & Commercial | USHP | Ducted CEE Tier 1
211245111 | Central HP <5.4 tons | ARCOAIRE | HRCU-A-CB (Split System: Heat Pump with Remote Outdoor Unit-Air-Source) | DLCURAH24ABK |  |  | EN(A,D,W)4X36L17** | *80ES(N,L)0451412A* | 24600 | 16 | 8.1 | 26600 | 22400 | 84.21% | 1.84 | 0 | 10.5 |  |  |  |  | R-410A | 2.05 | Residential & Commercial | USHP | Ducted CEE Tier 1
211230455 | Central HP <5.4 tons | ARCOAIRE | HRCU-A-CB (Split System: Heat Pump with Remote Outdoor Unit-Air-Source) | DLCURAH36ABK |  |  | EN(A,D)4X48L24** | *80ES(N,L)1102120A* | 36200 | 16.5 | 8.1 | 38500 | 34800 | 90.39% | 2.02 | 0 | 10.5 |  |  |  |  | R-410A | 3.0167 | Residential & Commercial | USHP | Ducted CEE Tier 1
214239207 | Central HP <5.4 tons | ARCOAIRE | HRCU-A-CB (Split System: Heat Pump with Remote Outdoor Unit-Air-Source) | HVH837GKA2* |  |  | EN(A,D,W)4X48L21**+WALLCON | *80CTL1102120B* | 32400 | 17 | 8.1 | 32600 | 24600 | 75.46% | 1.96 | 0 | 11.5 |  |  |  |  | R-410A | 2.7 | Residential & Commercial | USHP | Ducted CEE Tier 1
207573660 | Central HP <5.4 tons | DAY & NIGHT | HRCU-A-CB (Split System: Heat Pump with Remote Outdoor Unit-Air-Source) | CVH848GKA2* | ADP |  | FG84948 | *80CSU0802120A* | 45500 | 18 | 8.1 | 44000 | 31400 | 71.36% | 2.26 | 10.5 | 10.5 |  |  |  |  | R-410A | 3.7917 | Residential & Commercial | USHP | Ducted CEE Tier 1
207573724 | Central HP <5.4 tons | DAY & NIGHT | HRCU-A-CB (Split System: Heat Pump with Remote Outdoor Unit-Air-Source) | CVH848GKA2* | ADP |  | PL48H210P299 | *95CSU1002122A* | 45000 | 17 | 8.5 | 45000 | 32400 | 72% | 2.28 | 10.5 | 10 |  |  |  |  | R-410A | 3.75 | Residential & Commercial | USHP | Ducted CEE Tier 1
214241849 | Central HP <5.4 tons | ARCOAIRE | HRCU-A-CB (Split System: Heat Pump with Remote Outdoor Unit-Air-Source) | HVH825GKA3* |  |  | EN(A,D,W)4X36L17**+WALLCON | *96CTN0601714B* | 23400 | 16 | 8.1 | 21600 | 16800 | 77.78% | 1.9 | 0 | 10.5 |  |  |  |  | R-410A | 1.95 | Residential & Commercial | USHP | Ducted CEE Tier 1
214242149 | Central HP <5.4 tons | ARCOAIRE | HRCU-A-CB (Split System: Heat Pump with Remote Outdoor Unit-Air-Source) | HVH825GKA3* |  |  | EN(A,D,W)4X42L21**+WALLCON | *97CMN0601714B* | 23600 | 16 | 8.1 | 21600 | 16700 | 77.31% | 1.94 | 0 | 10.5 |  |  |  |  | R-410A | 1.9667 | Residential & Commercial | USHP | Ducted CEE Tier 1
213079867 | Central HP <5.4 tons | ARCOAIRE | HRCU-A-CB (Split System: Heat Pump with Remote Outdoor Unit-Air-Source) | DLCURAH36ABK |  |  | EA*4X42L24A* | *92MSN1002122A* | 35400 | 16.5 | 8.1 | 38500 | 35000 | 90.91% | 1.9 | 0 | 10 |  |  |  |  | R-410A | 2.95 | Residential & Commercial | USHP | Ducted CEE Tier 1
212517479 | Central HP <5.4 tons | YORK | HRCU-A-CB (Split System: Heat Pump with Remote Outdoor Unit-Air-Source) | HMH72B341 | ADP |  | CH367C9 | TL8E100C20UH11 | 33400 | 17 | 8.5 | 32400 | 22800 | 70.37% | 2.06 | 0 | 10 |  |  |  |  | R-410A | 2.7833 | Residential & Commercial | USHP | Ducted CEE Tier 1
211229604 | Central HP <5.4 tons | ARCOAIRE | HRCU-A-CB (Split System: Heat Pump with Remote Outdoor Unit-Air-Source) | DLCURAH36ABK |  |  | EA*4X48L24A* | *96VTN1002120A* | 36400 | 15.5 | 8.5 | 38500 | 34800 | 90.39% | 2.08 | 0 | 10 |  |  |  |  | R-410A | 3.0333 | Residential & Commercial | USHP | Ducted CEE Tier 1
211230122 | Central HP <5.4 tons | ARCOAIRE | HRCU-A-CB (Split System: Heat Pump with Remote Outdoor Unit-Air-Source) | DLCURAH36ABK |  |  | EN(A,D,W)4X48L21** | *92ESN0601714A* | 36200 | 16 | 8.1 | 38500 | 34800 | 90.39% | 2.02 | 0 | 10 |  |  |  |  | R-410A | 3.0167 | Residential & Commercial | USHP | Ducted CEE Tier 1
211230154 | Central HP <5.4 tons | ARCOAIRE | HRCU-A-CB (Split System: Heat Pump with Remote Outdoor Unit-Air-Source) | DLCURAH36ABK |  |  | EN(A,D,W)4X48L21** | *92ESN1002122A* | 37600 | 15.5 | 8.5 | 39500 | 35000 | 88.61% | 2.08 | 0 | 10.5 |  |  |  |  | R-410A | 3.1333 | Residential & Commercial | USHP | Ducted CEE Tier 1
211229369 | Central HP <5.4 tons | ARCOAIRE | HRCU-A-CB (Split System: Heat Pump with Remote Outdoor Unit-Air-Source) | DLCURAH36ABK |  |  | EA*4X48L24A* | *80VSL1102422A* | 35800 | 16.5 | 8.5 | 37800 | 34600 | 91.53% | 2.04 | 0 | 10 |  |  |  |  | R-410A | 2.9833 | Residential & Commercial | USHP | Ducted CEE Tier 1
211229016 | Central HP <5.4 tons | ARCOAIRE | HRCU-A-CB (Split System: Heat Pump with Remote Outdoor Unit-Air-Source) | DLCURAH36ABK |  |  | EA*4X48L21A* | *95ESN0601714A* | 35400 | 15.5 | 8.1 | 38500 | 34800 | 90.39% | 2.02 | 0 | 9.5 |  |  |  |  | R-410A | 2.95 | Residential & Commercial | USHP
211229049 | Central HP <5.4 tons | ARCOAIRE | HRCU-A-CB (Split System: Heat Pump with Remote Outdoor Unit-Air-Source) | DLCURAH36ABK |  |  | EA*4X48L21A* | *95ESN1002120A* | 36400 | 15.5 | 8.5 | 38500 | 34800 | 90.39% | 2.08 | 0 | 10 |  |  |  |  | R-410A | 3.0333 | Residential & Commercial | USHP | Ducted CEE Tier 1
211228685 | Central HP <5.4 tons | ARCOAIRE | HRCU-A-CB (Split System: Heat Pump with Remote Outdoor Unit-Air-Source) | DLCURAH36ABK |  |  | EA*4X43L21A* | OMV098J12* | 36200 | 15.2 | 8.5 | 38500 | 35000 | 90.91% | 2.06 | 0 | 10 |  |  |  |  | R-410A | 3.0167 | Residential & Commercial | USHP | Ducted CEE Tier 1
211228800 | Central HP <5.4 tons | ARCOAIRE | HRCU-A-CB (Split System: Heat Pump with Remote Outdoor Unit-Air-Source) | DLCURAH36ABK |  |  | EA*4X48L21A* | *80ES(N,L)0902120A* | 36400 | 16 | 8.5 | 38500 | 34800 | 90.39% | 2.08 | 0 | 10 |  |  |  |  | R-410A | 3.0333 | Residential & Commercial | USHP | Ducted CEE Tier 1
214848911 | Central HP <5.4 tons | YORK | HRCU-A-CB (Split System: Heat Pump with Remote Outdoor Unit-Air-Source) | HH824E2S11 | ADP |  | H,YG8J*36+TXV | Y91E026A08SMPS1 | 22600 | 17 | 8.45 | 21400 | 16900 | 78.97% | 1.98 | 0 | 11.7 |  |  |  |  | R-454B | 1.8833 | Residential & Commercial | USHP | Ducted CEE Tier 1
214848978 | Central HP <5.4 tons | YORK | HRCU-A-CB (Split System: Heat Pump with Remote Outdoor Unit-Air-Source) | HH824E2S11 | ADP |  | H,YG35*36+TXV-BLEED | Y91E060A10SMPS1 | 23000 | 17 | 8.5 | 21400 | 17200 | 80.37% | 2 | 0 | 12 |  |  |  |  | R-454B | 1.9167 | Residential & Commercial | USHP | Ducted CEE Tier 1
214239377 | Central HP <5.4 tons | ARCOAIRE | HRCU-A-CB (Split System: Heat Pump with Remote Outdoor Unit-Air-Source) | HVH837GKA2* |  |  | EN(A,D,W)4X60L24**+WALLCON | *80CTL1352422B* | 32800 | 17.5 | 8.1 | 32200 | 24600 | 76.4% | 1.96 | 0 | 12 |  |  |  |  | R-410A | 2.7333 | Residential & Commercial | USHP | Ducted CEE Tier 1
214239307 | Central HP <5.4 tons | ARCOAIRE | HRCU-A-CB (Split System: Heat Pump with Remote Outdoor Unit-Air-Source) | HVH837GKA2* |  |  | EN(A,D)4X48L24**+WALLCON | *80CTL1352422B* | 32400 | 17 | 8.1 | 32600 | 24600 | 75.46% | 1.96 | 0 | 11.7 |  |  |  |  | R-410A | 2.7 | Residential & Commercial | USHP | Ducted CEE Tier 1
214238957 | Central HP <5.4 tons | ARCOAIRE | HRCU-A-CB (Split System: Heat Pump with Remote Outdoor Unit-Air-Source) | HVH837GKA2* |  |  | END4X42L17**+WALLCON | *80CTL0451712B* | 31800 | 16.5 | 8.1 | 33400 | 25000 | 74.85% | 1.86 | 0 | 11 |  |  |  |  | R-410A | 2.65 | Residential & Commercial | USHP | Ducted CEE Tier 1
214239327 | Central HP <5.4 tons | ARCOAIRE | HRCU-A-CB (Split System: Heat Pump with Remote Outdoor Unit-Air-Source) | HVH837GKA2* |  |  | EN(A,D)4X48L24**+WALLCON | *97CMN1202422B* | 32400 | 17 | 8.1 | 32800 | 24600 | 75% | 1.94 | 0 | 11.5 |  |  |  |  | R-410A | 2.7 | Residential & Commercial | USHP | Ducted CEE Tier 1
216643116 | Central HP <5.4 tons | PAYNE HEATING AND COOLING | HRCU-A-CB (Split System: Heat Pump with Remote Outdoor Unit-Air-Source) | 37MUHAQ18AA3 |  |  | CAA**1917AM* | PG80MS(A,L)A36045A** | 18300 | 15.2 | 10.5 | 19800 | 17700 | 89.39% | 2 | 0 | 11 |  |  |  |  | R-454B | 1.525 | Residential & Commercial | USHP | Ducted CEE Tier 1
214320246 | Central HP <5.4 tons | RUUD | HRCU-A-CB (Split System: Heat Pump with Remote Outdoor Unit-Air-Source) | RD17AZ36AJ3N | ADP |  | PL36H175P389 | R921V0703A17M4S | 33200 | 18 | 8.1 | 32600 | 29200 | 89.57% | 1.9 | 0 | 9.5 |  |  |  |  | R-410A | 2.7667 | Residential & Commercial | USHP
214627188 | Central HP <5.4 tons | CARRIER | HRCU-A-CB (Split System: Heat Pump with Remote Outdoor Unit-Air-Source) | 25VNA448A*031* | ADP |  | C48A***L169 | 59CU5A080C21**20 | 44000 | 21 | 8.5 | 44500 | 36000 | 80.9% | 2.18 | 0 | 12 |  |  |  |  | R-410A | 3.6667 | Residential & Commercial | USHP | Ducted CEE Tier 1
216643264 | Central HP <5.4 tons | PAYNE HEATING AND COOLING | HRCU-A-CB (Split System: Heat Pump with Remote Outdoor Unit-Air-Source) | 37MUHAQ18AA3 |  |  | CAA**2517AM* | PG80MS(A,L)A36070A** | 18400 | 15.2 | 10.5 | 19800 | 17600 | 88.89% | 2 | 0 | 11.5 |  |  |  |  | R-454B | 1.5333 | Residential & Commercial | USHP | Ducted CEE Tier 1
211228649 | Central HP <5.4 tons | ARCOAIRE | HRCU-A-CB (Split System: Heat Pump with Remote Outdoor Unit-Air-Source) | DLCURAH36ABK |  |  | EA*4X43L21A* | *96VTN1002120A* | 36800 | 15.5 | 8.5 | 38500 | 34800 | 90.39% | 2.1 | 0 | 10 |  |  |  |  | R-410A | 3.0667 | Residential & Commercial | USHP | Ducted CEE Tier 1
211228315 | Central HP <5.4 tons | ARCOAIRE | HRCU-A-CB (Split System: Heat Pump with Remote Outdoor Unit-Air-Source) | DLCURAH36ABK |  |  | EA*4X43L21A* | *80VSL0702120A* | 36200 | 16 | 8.5 | 38500 | 34800 | 90.39% | 2.06 | 0 | 10 |  |  |  |  | R-410A | 3.0167 | Residential & Commercial | USHP | Ducted CEE Tier 1
211228400 | Central HP <5.4 tons | ARCOAIRE | HRCU-A-CB (Split System: Heat Pump with Remote Outdoor Unit-Air-Source) | DLCURAH36ABK |  |  | EA*4X43L21A* | *80VTL1102122A* | 37200 | 15.5 | 8.5 | 38500 | 34800 | 90.39% | 2.12 | 0 | 10 |  |  |  |  | R-410A | 3.1 | Residential & Commercial | USHP | Ducted CEE Tier 1
211227663 | Central HP <5.4 tons | ARCOAIRE | HRCU-A-CB (Split System: Heat Pump with Remote Outdoor Unit-Air-Source) | DLCURAH36ABK |  |  | EA*4X42L21A* | *95ESU1002122A* | 36600 | 15.2 | 8.1 | 40000 | 35200 | 88% | 1.94 | 0 | 10 |  |  |  |  | R-410A | 3.05 | Residential & Commercial | USHP | Ducted CEE Tier 1
211227897 | Central HP <5.4 tons | ARCOAIRE | HRCU-A-CB (Split System: Heat Pump with Remote Outdoor Unit-Air-Source) | DLCURAH36ABK |  |  | EA*4X42L24A* | *80ESU0802120A | 37000 | 15.5 | 8.5 | 40000 | 35200 | 88% | 1.96 | 0 | 10 |  |  |  |  | R-410A | 3.0833 | Residential & Commercial | USHP | Ducted CEE Tier 1
211227980 | Central HP <5.4 tons | ARCOAIRE | HRCU-A-CB (Split System: Heat Pump with Remote Outdoor Unit-Air-Source) | DLCURAH36ABK |  |  | EA*4X42L24A* | *92ESN1002122A* | 36800 | 15.2 | 8.5 | 40000 | 35200 | 88% | 1.94 | 0 | 10 |  |  |  |  | R-410A | 3.0667 | Residential & Commercial | USHP | Ducted CEE Tier 1
211228214 | Central HP <5.4 tons | ARCOAIRE | HRCU-A-CB (Split System: Heat Pump with Remote Outdoor Unit-Air-Source) | DLCURAH36ABK |  |  | EA*4X43L21A* | *80ES(N,L)0451712A* | 36000 | 15.5 | 8.5 | 38500 | 34800 | 90.39% | 2.06 | 0 | 10 |  |  |  |  | R-410A | 3 | Residential & Commercial | USHP | Ducted CEE Tier 1
211227380 | Central HP <5.4 tons | ARCOAIRE | HRCU-A-CB (Split System: Heat Pump with Remote Outdoor Unit-Air-Source) | DLCURAH36ABK |  |  | EA*4X42L21A* | *80VSL0451716A* | 35200 | 15.5 | 8.1 | 38500 | 35200 | 91.43% | 1.88 | 0 | 9.5 |  |  |  |  | R-410A | 2.9333 | Residential & Commercial | USHP
212676710 | Central HP <5.4 tons | YORK | HRCU-A-CB (Split System: Heat Pump with Remote Outdoor Unit-Air-Source) | HMH72B341 | ADP |  | AD-36(P,U)*****9 | TM9E080B12MP12 | 32800 | 17 | 8.5 | 32400 | 23200 | 71.6% | 2.02 | 0 | 9.5 |  |  |  |  | R-410A | 2.7333 | Residential & Commercial | USHP
211261226 | Central HP <5.4 tons | ARCOAIRE | HRCU-A-CB (Split System: Heat Pump with Remote Outdoor Unit-Air-Source) | DLCURAH18ABK |  |  | EA*4X25L17A* | OMV112K14A | 18700 | 15.5 | 8.5 | 18700 | 17400 | 93.05% | 2.12 | 0 | 11 |  |  |  |  | R-410A | 1.5583 | Residential & Commercial | USHP | Ducted CEE Tier 1
211260994 | Central HP <5.4 tons | ARCOAIRE | HRCU-A-CB (Split System: Heat Pump with Remote Outdoor Unit-Air-Source) | DLCURAH18ABK |  |  | EA*4X25L17A* | *80ES(N,L)0451712A* | 19100 | 16 | 8.5 | 19000 | 17300 | 91.05% | 2.12 | 0 | 11 |  |  |  |  | R-410A | 1.5917 | Residential & Commercial | USHP | Ducted CEE Tier 1
211261035 | Central HP <5.4 tons | ARCOAIRE | HRCU-A-CB (Split System: Heat Pump with Remote Outdoor Unit-Air-Source) | DLCURAH18ABK |  |  | EA*4X25L17A* | *92ESN0601714A* | 18300 | 16.5 | 8.5 | 18000 | 17500 | 97.22% | 2.12 | 0 | 11 |  |  |  |  | R-410A | 1.525 | Residential & Commercial | USHP | Ducted CEE Tier 1
211261110 | Central HP <5.4 tons | ARCOAIRE | HRCU-A-CB (Split System: Heat Pump with Remote Outdoor Unit-Air-Source) | DLCURAH18ABK |  |  | EA*4X25L17A* | *80ES(N,L)0701412A* | 18200 | 16.5 | 8.5 | 17900 | 17500 | 97.77% | 2.12 | 0 | 11 |  |  |  |  | R-410A | 1.5167 | Residential & Commercial | USHP | Ducted CEE Tier 1
211260535 | Central HP <5.4 tons | ARCOAIRE | HRCU-A-CB (Split System: Heat Pump with Remote Outdoor Unit-Air-Source) | DLCURAH18ABK |  |  | EA*4X24L17A* | *80ES(N,L)0451412A* | 18000 | 16 | 8.5 | 18900 | 18900 | 100% | 2.28 | 0 | 10.5 |  |  |  |  | R-410A | 1.5 | Residential & Commercial | USHP | Ducted CEE Tier 1
211260297 | Central HP <5.4 tons | ARCOAIRE | HRCU-A-CB (Split System: Heat Pump with Remote Outdoor Unit-Air-Source) | DLCURAH18ABK |  |  | EA*4X24L17A* | *96VSN0601412A* | 17900 | 16 | 8.5 | 18800 | 19000 | 101.1% | 2.28 | 0 | 10.5 |  |  |  |  | R-410A | 1.4917 | Residential & Commercial | USHP | Ducted CEE Tier 1
211262139 | Central HP <5.4 tons | ARCOAIRE | HRCU-A-CB (Split System: Heat Pump with Remote Outdoor Unit-Air-Source) | DLCURAH18ABK |  |  | EA*4X30L17A* | *92ESN0401712A* | 17900 | 15.5 | 8.5 | 18600 | 18500 | 99.46% | 2.22 | 0 | 10.5 |  |  |  |  | R-410A | 1.4917 | Residential & Commercial | USHP | Ducted CEE Tier 1
214861401 | Central HP <5.4 tons | RUUD | HRCU-A-CB (Split System: Heat Pump with Remote Outdoor Unit-Air-Source) | RD17AZ60AJ3N | ADP |  | H,RE84960 | R962V0855A21M4S | 53000 | 16 | 8.1 | 52000 | 49000 | 94.23% | 1.75 | 0 | 9.5 |  |  |  |  | R-410A | 4.4167 | Residential & Commercial | USHP
212517484 | Central HP <5.4 tons | YORK | HRCU-A-CB (Split System: Heat Pump with Remote Outdoor Unit-Air-Source) | HMH72B341 | ADP |  | CV365*9 | TM8Y100C20MP11 | 33600 | 18 | 8.5 | 32400 | 23200 | 71.6% | 2.06 | 0 | 9.5 |  |  |  |  | R-410A | 2.8 | Residential & Commercial | USHP
214320258 | Central HP <5.4 tons | RUUD | HRCU-A-CB (Split System: Heat Pump with Remote Outdoor Unit-Air-Source) | RD17AZ36AJ3N | ADP |  | PL36H175P389 | U98MV0703A17UPS | 33200 | 18 | 8.1 | 32600 | 29400 | 90.18% | 1.9 | 0 | 9.5 |  |  |  |  | R-410A | 2.7667 | Residential & Commercial | USHP
216751563 | Central HP <5.4 tons | YORK | HRCU-A-CB (Split System: Heat Pump with Remote Outdoor Unit-Air-Source) | HH824E2S11 | ADP |  | H,YG8J*36+TXV-BLEED | Y91E060A10SMPS1 | 22600 | 18 | 8.9 | 21400 | 18100 | 84.58% | 1.98 | 0 | 11.7 |  |  |  |  | R-454B | 1.8833 | Residential & Commercial | USHP | Ducted CEE Tier 1
213771649 | Central HP <5.4 tons | ARCOAIRE | HRCU-A-CB (Split System: Heat Pump with Remote Outdoor Unit-Air-Source) | HVH825GKA2* |  |  | EA*4X48L21A*+WALLCON | *96CTN0601714B* | 24000 | 16.5 | 8.1 | 21000 | 16600 | 79.05% | 2 | 0 | 10.5 |  |  |  |  | R-410A | 2 | Residential & Commercial | USHP | Ducted CEE Tier 1
213771029 | Central HP <5.4 tons | ARCOAIRE | HRCU-A-CB (Split System: Heat Pump with Remote Outdoor Unit-Air-Source) | HVH825GKA2* |  |  | EA*4X37L17A*+WALLCON | *80CTL0451712B* | 24000 | 16 | 8.1 | 21600 | 16800 | 77.78% | 1.98 | 0 | 10.5 |  |  |  |  | R-410A | 2 | Residential & Commercial | USHP | Ducted CEE Tier 1
213771079 | Central HP <5.4 tons | ARCOAIRE | HRCU-A-CB (Split System: Heat Pump with Remote Outdoor Unit-Air-Source) | HVH825GKA2* |  |  | EA*4X37L17A*+WALLCON | *97CMN0601714B* | 24000 | 16 | 8.1 | 21600 | 16800 | 77.78% | 1.98 | 0 | 10.5 |  |  |  |  | R-410A | 2 | Residential & Commercial | USHP | Ducted CEE Tier 1
214239197 | Central HP <5.4 tons | ARCOAIRE | HRCU-A-CB (Split System: Heat Pump with Remote Outdoor Unit-Air-Source) | HVH837GKA2* |  |  | EN(A,D,W)4X48L21**+WALLCON | *80CTL0902120B* | 32400 | 17 | 8.1 | 32600 | 24600 | 75.46% | 1.96 | 0 | 11.7 |  |  |  |  | R-410A | 2.7 | Residential & Commercial | USHP | Ducted CEE Tier 1
213770679 | Central HP <5.4 tons | ARCOAIRE | HRCU-A-CB (Split System: Heat Pump with Remote Outdoor Unit-Air-Source) | HVH825GKA2* |  |  | EA*4X25L17A*+WALLCON | *96CTN0801714B* | 24200 | 16.5 | 8.1 | 21400 | 16700 | 78.04% | 2.02 | 0 | 11 |  |  |  |  | R-410A | 2.0167 | Residential & Commercial | USHP | Ducted CEE Tier 1
215937978 | Central HP <5.4 tons | ARCOAIRE | HRCU-A-CB (Split System: Heat Pump with Remote Outdoor Unit-Air-Source) | H5H3V48*K*AAA* |  |  | EVD5X48M24A*+WALLCON | *96CTN1002122B* | 44500 | 20 | 8.1 | 52000 | 38000 | 73.08% | 1.9 | 0 | 11 |  |  |  |  | R-454B | 3.7083 | Residential & Commercial | USHP | Ducted CEE Tier 1
215937108 | Central HP <5.4 tons | ARCOAIRE | HRCU-A-CB (Split System: Heat Pump with Remote Outdoor Unit-Air-Source) | H5H3V48*K*AAA* |  |  | EVM5X48M21A*+WALLCON | *96CTN0801714B* | 43000 | 19 | 8.1 | 53000 | 37600 | 70.94% | 2 | 0 | 11 |  |  |  |  | R-454B | 3.5833 | Residential & Commercial | USHP | Ducted CEE Tier 1
216733658 | Central HP <5.4 tons | ARCOAIRE | HRCU-A-CB (Split System: Heat Pump with Remote Outdoor Unit-Air-Source) | D5CUHAH24AAK |  |  | EA*5X30M14A* | *80MS(N,L)0451412A* | 22200 | 16 | 8.1 | 20800 | 18800 | 90.38% | 1.85 | 0 | 10.5 |  |  |  |  | R-454B | 1.85 | Residential & Commercial | USHP | Ducted CEE Tier 1
207573695 | Central HP <5.4 tons | DAY & NIGHT | HRCU-A-CB (Split System: Heat Pump with Remote Outdoor Unit-Air-Source) | CVH848GKA2* | ADP |  | PL48H210P299 | *80CTL0902120A* | 44500 | 17 | 8.5 | 44500 | 34600 | 77.75% | 2 | 10 | 10 |  |  |  |  | R-410A | 3.7083 | Residential & Commercial | USHP | Ducted CEE Tier 1
207573720 | Central HP <5.4 tons | DAY & NIGHT | HRCU-A-CB (Split System: Heat Pump with Remote Outdoor Unit-Air-Source) | CVH848GKA2* | ADP |  | FG48960 | *95CSU0802120A* | 45500 | 17 | 8.5 | 43500 | 34400 | 79.08% | 2 | 10.5 | 10 |  |  |  |  | R-410A | 3.7917 | Residential & Commercial | USHP | Ducted CEE Tier 1
207573745 | Central HP <5.4 tons | DAY & NIGHT | HRCU-A-CB (Split System: Heat Pump with Remote Outdoor Unit-Air-Source) | CVH848GKA2* | ADP |  | FG36948 | *96CTN1002122A* | 44500 | 17 | 8.5 | 44500 | 34600 | 77.75% | 2 | 10.5 | 10 |  |  |  |  | R-410A | 3.7083 | Residential & Commercial | USHP | Ducted CEE Tier 1
214442003 | Central HP <5.4 tons | BRYANT HEATING AND COOLING SYSTEMS | HRCU-A-CB (Split System: Heat Pump with Remote Outdoor Unit-Air-Source) | 288BNV037*0**A* | ADP |  | V,C36H175P459 | 88*TB36045C17*** | 32600 | 17 | 8.5 | 31600 | 25200 | 79.75% | 1.96 | 0 | 11 |  |  |  |  | R-410A | 2.7167 | Residential & Commercial | USHP | Ducted CEE Tier 1
207573654 | Central HP <5.4 tons | DAY & NIGHT | HRCU-A-CB (Split System: Heat Pump with Remote Outdoor Unit-Air-Source) | CVH848GKA2* | ADP |  | PL48H210P299 | *80CSU0802120A* | 45000 | 18 | 8.1 | 44000 | 31400 | 71.36% | 2.26 | 10.5 | 10 |  |  |  |  | R-410A | 3.75 | Residential & Commercial | USHP | Ducted CEE Tier 1
207573697 | Central HP <5.4 tons | DAY & NIGHT | HRCU-A-CB (Split System: Heat Pump with Remote Outdoor Unit-Air-Source) | CVH848GKA2* | ADP |  | FG35948 | *80CTL0902120A* | 44500 | 17 | 8.5 | 44500 | 34600 | 77.75% | 2 | 10.5 | 10 |  |  |  |  | R-410A | 3.7083 | Residential & Commercial | USHP | Ducted CEE Tier 1
207573729 | Central HP <5.4 tons | DAY & NIGHT | HRCU-A-CB (Split System: Heat Pump with Remote Outdoor Unit-Air-Source) | CVH848GKA2* | ADP |  | FG48960 | *95CSU1002122A* | 45500 | 17 | 8.5 | 43500 | 34200 | 78.62% | 2 | 10.5 | 10 |  |  |  |  | R-410A | 3.7917 | Residential & Commercial | USHP | Ducted CEE Tier 1
214280282 | Central HP <5.4 tons | PAYNE HEATING AND COOLING | HRCU-A-CB (Split System: Heat Pump with Remote Outdoor Unit-Air-Source) | 38MURAQ36AB3* |  |  | CAP**4221AL* | PG96MSAA48060B** | 35200 | 15.5 | 8.5 | 38500 | 35200 | 91.43% | 1.88 | 0 | 9.5 |  |  |  |  | R-410A | 2.9333 | Residential & Commercial | USHP
207573743 | Central HP <5.4 tons | DAY & NIGHT | HRCU-A-CB (Split System: Heat Pump with Remote Outdoor Unit-Air-Source) | CVH848GKA2* | ADP |  | PL60H210P299 | *96CTN1002122A* | 44500 | 17 | 8.5 | 44500 | 34600 | 77.75% | 2 | 10.5 | 10 |  |  |  |  | R-410A | 3.7083 | Residential & Commercial | USHP | Ducted CEE Tier 1
214320247 | Central HP <5.4 tons | RUUD | HRCU-A-CB (Split System: Heat Pump with Remote Outdoor Unit-Air-Source) | RD17AZ36AJ3N | ADP |  | PL36H175P389 | R951V0403A17M4S | 33200 | 18 | 8.1 | 32600 | 29200 | 89.57% | 1.9 | 0 | 9.5 |  |  |  |  | R-410A | 2.7667 | Residential & Commercial | USHP
215224774 | Central HP <5.4 tons | CARRIER | HRCU-A-CB (Split System: Heat Pump with Remote Outdoor Unit-Air-Source) | 25VNA436A*031* | ADP |  | H,PG9J936 | 59MN7C100C21**22 | 32800 | 20 | 9 | 34800 | 27200 | 78.16% | 2.04 | 0 | 12 |  |  |  |  | R-410A | 2.7333 | Residential & Commercial | USHP | Ducted CEE Tier 1
216774310 | Central HP <5.4 tons | AIREASE | HRCU-A-CB (Split System: Heat Pump with Remote Outdoor Unit-Air-Source) | A7SCP18V24P-**A | ADP |  | PL36H175P78*+TXV+AEFE4B* | 0 | 24000 | 16 | 9 | 22400 | 22200 | 99.11% | 1.8 | 0 | 11.7 |  |  |  |  | R-454B | 2 | Residential & Commercial | USHP | Ducted CEE Tier 1
214572532 | Central HP <5.4 tons | ARCOAIRE | HRCU-A-CB (Split System: Heat Pump with Remote Outdoor Unit-Air-Source) | HVH837GKA** |  |  | EA*4X37L21A*+WALLCON | *80CTL0702120B* | 32800 | 17.5 | 8.5 | 32800 | 25200 | 76.83% | 2 | 0 | 11 |  |  |  |  | R-410A | 2.7333 | Residential & Commercial | USHP | Ducted CEE Tier 1
215668918 | Central HP <5.4 tons | ARCOAIRE | HRCU-A-CB (Split System: Heat Pump with Remote Outdoor Unit-Air-Source) | H5H0V36*K*AAA* |  |  | EA*5X42M21A*+WALLCON | *97CMN1002122B* | 33200 | 17.5 | 9 | 35800 | 25600 | 71.51% | 1.84 | 0 | 10 |  |  |  |  | R-454B | 2.7667 | Residential & Commercial | USHP | Ducted CEE Tier 1
215668702 | Central HP <5.4 tons | ARCOAIRE | HRCU-A-CB (Split System: Heat Pump with Remote Outdoor Unit-Air-Source) | H5H0V36*K*AAA* |  |  | EA*5X37M21A*+WALLCON | *95CSU0601716B* | 34200 | 17.5 | 9 | 35400 | 25200 | 71.19% | 1.88 | 0 | 9.5 |  |  |  |  | R-454B | 2.85 | Residential & Commercial | USHP
214242809 | Central HP <5.4 tons | ARCOAIRE | HRCU-A-CB (Split System: Heat Pump with Remote Outdoor Unit-Air-Source) | HVH825GKA2* |  |  | EN(A,D)4X36L21**+WALLCON | *97CMN0801714B* | 23400 | 16.5 | 8.1 | 21600 | 16700 | 77.31% | 1.92 | 0 | 10.5 |  |  |  |  | R-410A | 1.95 | Residential & Commercial | USHP | Ducted CEE Tier 1
212986275 | Central HP <5.4 tons | ARCOAIRE | HRCU-A-CB (Split System: Heat Pump with Remote Outdoor Unit-Air-Source) | DLCURAH18ABK |  |  | EA*4X19L17A* | *96MSN0401410A* | 17900 | 16 | 8.5 | 18000 | 17800 | 98.89% | 2.14 | 0 | 10.5 |  |  |  |  | R-410A | 1.4917 | Residential & Commercial | USHP | Ducted CEE Tier 1
212986359 | Central HP <5.4 tons | ARCOAIRE | HRCU-A-CB (Split System: Heat Pump with Remote Outdoor Unit-Air-Source) | DLCURAH18ABK |  |  | EN(A,D)4X24L17** | *96MSN0401410A* | 17400 | 15.5 | 8.5 | 18500 | 19200 | 103.8% | 2.3 | 0 | 10.5 |  |  |  |  | R-410A | 1.45 | Residential & Commercial | USHP | Ducted CEE Tier 1
212986323 | Central HP <5.4 tons | ARCOAIRE | HRCU-A-CB (Split System: Heat Pump with Remote Outdoor Unit-Air-Source) | DLCURAH18ABK |  |  | EA*4X30L17A* | *96MSN0401410A* | 17600 | 16 | 8.5 | 18300 | 18800 | 102.7% | 2.26 | 0 | 10.5 |  |  |  |  | R-410A | 1.4667 | Residential & Commercial | USHP | Ducted CEE Tier 1
212989265 | Central HP <5.4 tons | ARCOAIRE | HRCU-A-CB (Split System: Heat Pump with Remote Outdoor Unit-Air-Source) | DLCURAH18ABK |  |  | EA*4X19L17A* | *95MSU0601716A* | 17800 | 16.5 | 8.1 | 17800 | 17900 | 100.6% | 2.16 | 0 | 10.5 |  |  |  |  | R-410A | 1.4833 | Residential & Commercial | USHP | Ducted CEE Tier 1
212989301 | Central HP <5.4 tons | ARCOAIRE | HRCU-A-CB (Split System: Heat Pump with Remote Outdoor Unit-Air-Source) | DLCURAH18ABK |  |  | EA*4X30L17A* | *95MSU0601716A* | 17500 | 16.5 | 8.5 | 18100 | 18700 | 103.3% | 2.26 | 0 | 10.5 |  |  |  |  | R-410A | 1.4583 | Residential & Commercial | USHP | Ducted CEE Tier 1
216679496 | Central HP <5.4 tons | PAYNE HEATING AND COOLING | HRCU-A-CB (Split System: Heat Pump with Remote Outdoor Unit-Air-Source) | 38MURAQ24AB3* |  |  | CNPV*2417AL* | PG97VTAA48060B** | 23200 | 16.5 | 9 | 26400 | 24400 | 92.42% | 1.86 | 0 | 10 |  |  |  |  | R-410A | 1.9333 | Residential & Commercial | USHP | Ducted CEE Tier 1
207573700 | Central HP <5.4 tons | DAY & NIGHT | HRCU-A-CB (Split System: Heat Pump with Remote Outdoor Unit-Air-Source) | CVH848GKA2* | ADP |  | FG48960 | *80CTL0902120A* | 45500 | 17 | 8.5 | 43500 | 34400 | 79.08% | 2 | 10 | 10 |  |  |  |  | R-410A | 3.7917 | Residential & Commercial | USHP | Ducted CEE Tier 1
207573715 | Central HP <5.4 tons | DAY & NIGHT | HRCU-A-CB (Split System: Heat Pump with Remote Outdoor Unit-Air-Source) | CVH848GKA2* | ADP |  | PL48H210P299 | *95CSU0802120A* | 44500 | 17 | 8.5 | 44500 | 31800 | 71.46% | 2.24 | 10.5 | 10 |  |  |  |  | R-410A | 3.7083 | Residential & Commercial | USHP | Ducted CEE Tier 1
214279879 | Central HP <5.4 tons | PAYNE HEATING AND COOLING | HRCU-A-CB (Split System: Heat Pump with Remote Outdoor Unit-Air-Source) | 38MURAQ24AB3* |  |  | CAP**2517AL* | PG96MSAA48060B** | 24400 | 16.5 | 9 | 25400 | 21600 | 85.04% | 1.8 | 0 | 10 |  |  |  |  | R-410A | 2.0333 | Residential & Commercial | USHP | Ducted CEE Tier 1
214848942 | Central HP <5.4 tons | YORK | HRCU-A-CB (Split System: Heat Pump with Remote Outdoor Unit-Air-Source) | HH860E2S11 | ADP |  | H,YG48*60+TXV | Y91E120D20SMPS1 | 46500 | 18 | 8.5 | 45000 | 33800 | 75.11% | 2 | 0 | 11.7 |  |  |  |  | R-454B | 3.875 | Residential & Commercial | USHP | Ducted CEE Tier 1
214848985 | Central HP <5.4 tons | YORK | HRCU-A-CB (Split System: Heat Pump with Remote Outdoor Unit-Air-Source) | HH860E2S11 | ADP |  | H,YG84*60+TXV-BLEED | TM9E080C16MP12 | 44500 | 18 | 8.5 | 43500 | 34000 | 78.16% | 2 | 0 | 11 |  |  |  |  | R-454B | 3.7083 | Residential & Commercial | USHP | Ducted CEE Tier 1
214848990 | Central HP <5.4 tons | YORK | HRCU-A-CB (Split System: Heat Pump with Remote Outdoor Unit-Air-Source) | HH860E2S11 | ADP |  | H,YG84*60+TXV-BLEED | TM9V080C16MP12 | 43500 | 18 | 8.5 | 42000 | 33000 | 78.57% | 2 | 0 | 11 |  |  |  |  | R-454B | 3.625 | Residential & Commercial | USHP | Ducted CEE Tier 1
214848994 | Central HP <5.4 tons | YORK | HRCU-A-CB (Split System: Heat Pump with Remote Outdoor Unit-Air-Source) | HH860E2S11 | ADP |  | H,YG84*60+TXV-BLEED | TM9Y080C16MP11 | 44000 | 17 | 8.5 | 42500 | 33400 | 78.59% | 2 | 0 | 11 |  |  |  |  | R-454B | 3.6667 | Residential & Commercial | USHP | Ducted CEE Tier 1
214242039 | Central HP <5.4 tons | ARCOAIRE | HRCU-A-CB (Split System: Heat Pump with Remote Outdoor Unit-Air-Source) | HVH825GKA3* |  |  | END4X42L17**+WALLCON | *97CMN0601714B* | 23800 | 16 | 8.1 | 21400 | 16700 | 78.04% | 1.96 | 0 | 11 |  |  |  |  | R-410A | 1.9833 | Residential & Commercial | USHP | Ducted CEE Tier 1
214395021 | Central HP <5.4 tons | PAYNE HEATING AND COOLING | HRCU-A-CB (Split System: Heat Pump with Remote Outdoor Unit-Air-Source) | 38MURAQ24AB3* |  |  | CNPV*3017AL* | PG96MSAA48060B** | 23400 | 16.5 | 9 | 25800 | 24200 | 93.8% | 2 | 0 | 10 |  |  |  |  | R-410A | 1.95 | Residential & Commercial | USHP | Ducted CEE Tier 1
212978756 | Central HP <5.4 tons | ARCOAIRE | HRCU-A-CB (Split System: Heat Pump with Remote Outdoor Unit-Air-Source) | DLCURAH18ABK |  |  | EA*4X24L17A* | *80MS(N,L)0701712A* | 17500 | 16.5 | 8.5 | 18400 | 19500 | 106% | 2.34 | 0 | 10.5 |  |  |  |  | R-410A | 1.4583 | Residential & Commercial | USHP | Ducted CEE Tier 1
212985033 | Central HP <5.4 tons | ARCOAIRE | HRCU-A-CB (Split System: Heat Pump with Remote Outdoor Unit-Air-Source) | DLCURAH24ABK |  |  | EA*4X36L21A* | *92MSN0802120A* | 23600 | 17.5 | 8.5 | 26000 | 24000 | 92.31% | 2.02 | 0 | 10 |  |  |  |  | R-410A | 1.9667 | Residential & Commercial | USHP | Ducted CEE Tier 1
216680588 | Central HP <5.4 tons | PAYNE HEATING AND COOLING | HRCU-A-CB (Split System: Heat Pump with Remote Outdoor Unit-Air-Source) | 38MURAQ24AB3* |  |  | CSPH*3012AL* | PG97VTAA48080B** | 23800 | 16 | 9 | 26000 | 22800 | 87.69% | 1.76 | 0 | 10 |  |  |  |  | R-410A | 1.9833 | Residential & Commercial | USHP | Ducted CEE Tier 1
214279892 | Central HP <5.4 tons | PAYNE HEATING AND COOLING | HRCU-A-CB (Split System: Heat Pump with Remote Outdoor Unit-Air-Source) | 38MURAQ24AB3* |  |  | CAP**3017AL* | PG96MSAA48060B** | 23400 | 16.5 | 9 | 25800 | 24400 | 94.57% | 2.02 | 0 | 10 |  |  |  |  | R-410A | 1.95 | Residential & Commercial | USHP | Ducted CEE Tier 1
214279931 | Central HP <5.4 tons | PAYNE HEATING AND COOLING | HRCU-A-CB (Split System: Heat Pump with Remote Outdoor Unit-Air-Source) | 38MURAQ24AB3* |  |  | CAP**3717AL* | PG96MSAA48060B** | 24200 | 16.5 | 9 | 25400 | 21800 | 85.83% | 1.82 | 0 | 10 |  |  |  |  | R-410A | 2.0167 | Residential & Commercial | USHP | Ducted CEE Tier 1
213352689 | Central HP <5.4 tons | CARRIER | HRCU-A-CB (Split System: Heat Pump with Remote Outdoor Unit-Air-Source) | 38MURAQ18AB3* | ADP |  | C24A***L039 | 59TP6C040V14**10 | 17000 | 16 | 8.5 | 16600 | 19000 | 114.5% | 2.34 | 0 | 9.5 |  |  |  |  | R-410A | 1.4167 | Residential & Commercial | USHP
214242169 | Central HP <5.4 tons | ARCOAIRE | HRCU-A-CB (Split System: Heat Pump with Remote Outdoor Unit-Air-Source) | HVH825GKA3* |  |  | EN(A,D,W)4X42L21**+WALLCON | *97CMN1002122B* | 23800 | 16.5 | 8.1 | 21400 | 16600 | 77.57% | 1.96 | 0 | 11 |  |  |  |  | R-410A | 1.9833 | Residential & Commercial | USHP | Ducted CEE Tier 1
214242339 | Central HP <5.4 tons | ARCOAIRE | HRCU-A-CB (Split System: Heat Pump with Remote Outdoor Unit-Air-Source) | HVH825GKA3* |  |  | EN(A,D)4X48L24**+WALLCON | *80CTL1102120B* | 24200 | 17 | 8.1 | 21200 | 16500 | 77.83% | 2 | 0 | 11 |  |  |  |  | R-410A | 2.0167 | Residential & Commercial | USHP | Ducted CEE Tier 1
214240097 | Central HP <5.4 tons | ARCOAIRE | HRCU-A-CB (Split System: Heat Pump with Remote Outdoor Unit-Air-Source) | HVH837GKA** |  |  | EN(A,D,W)4X60L24**+WALLCON | *96CTN1202422B* | 32800 | 17.5 | 8.1 | 32200 | 24600 | 76.4% | 1.96 | 0 | 11.7 |  |  |  |  | R-410A | 2.7333 | Residential & Commercial | USHP | Ducted CEE Tier 1
216997213 | Central HP <5.4 tons | CARRIER | HRCU-A-CB (Split System: Heat Pump with Remote Outdoor Unit-Air-Source) | 27VNA348A*030* | ADP |  | H,PG48*60+TXV | 59TN6C080C21**20 | 44500 | 21 | 9.5 | 46500 | 36200 | 77.85% | 2 | 0 | 11 |  |  |  |  | R-454B | 3.7083 | Residential & Commercial | USHP | Ducted CEE Tier 1
214279944 | Central HP <5.4 tons | PAYNE HEATING AND COOLING | HRCU-A-CB (Split System: Heat Pump with Remote Outdoor Unit-Air-Source) | 38MURAQ24AB3* |  |  | CAP**3721AL* | PG96MSAA48060B** | 24600 | 17 | 9 | 25400 | 21200 | 83.46% | 1.78 | 0 | 10 |  |  |  |  | R-410A | 2.05 | Residential & Commercial | USHP | Ducted CEE Tier 1
213080163 | Central HP <5.4 tons | ARCOAIRE | HRCU-A-CB (Split System: Heat Pump with Remote Outdoor Unit-Air-Source) | DLCURAH36ABK |  |  | EA*4X42L21A* | *96MSN0802120A* | 35600 | 16 | 8.1 | 38500 | 35200 | 91.43% | 1.9 | 0 | 10 |  |  |  |  | R-410A | 2.9667 | Residential & Commercial | USHP | Ducted CEE Tier 1
213080295 | Central HP <5.4 tons | ARCOAIRE | HRCU-A-CB (Split System: Heat Pump with Remote Outdoor Unit-Air-Source) | DLCURAH36ABK |  |  | EA*4X42L21A* | *96MSN1002120A* | 35400 | 16 | 8.1 | 38500 | 35000 | 90.91% | 1.88 | 0 | 10 |  |  |  |  | R-410A | 2.95 | Residential & Commercial | USHP | Ducted CEE Tier 1
210474596 | Central HP <5.4 tons | ARCOAIRE | HRCU-A-CB (Split System: Heat Pump with Remote Outdoor Unit-Air-Source) | HVH825GKA3* |  |  | EHD4X48AAL+WALLCON | *97CMN1002122A* | 24200 | 16 | 8.1 | 21200 | 16700 | 78.77% | 2.04 | 0 | 11 |  |  |  |  | R-410A | 2.0167 | Residential & Commercial | USHP | Ducted CEE Tier 1
214848969 | Central HP <5.4 tons | YORK | HRCU-A-CB (Split System: Heat Pump with Remote Outdoor Unit-Air-Source) | HH824E2S11 | ADP |  | H,YG35*36+TXV-BLEED | TM9Y080B12MP11 | 23000 | 17 | 9 | 21200 | 17000 | 80.19% | 2 | 0 | 12 |  |  |  |  | R-454B | 1.9167 | Residential & Commercial | USHP | Ducted CEE Tier 1
214242439 | Central HP <5.4 tons | ARCOAIRE | HRCU-A-CB (Split System: Heat Pump with Remote Outdoor Unit-Air-Source) | HVH825GKA2* |  |  | EN(A,D)4X24L17**+WALLCON | *80CTL0701716B* | 23200 | 16 | 8.1 | 22000 | 16900 | 76.82% | 1.92 | 0 | 10.5 |  |  |  |  | R-410A | 1.9333 | Residential & Commercial | USHP | Ducted CEE Tier 1
213080780 | Central HP <5.4 tons | ARCOAIRE | HRCU-A-CB (Split System: Heat Pump with Remote Outdoor Unit-Air-Source) | DLCURAH36ABK |  |  | EA*4X36L21A* | *95MSU0802120A* | 35000 | 16 | 8.1 | 38500 | 35200 | 91.43% | 1.82 | 0 | 9.5 |  |  |  |  | R-410A | 2.9167 | Residential & Commercial | USHP
213080528 | Central HP <5.4 tons | ARCOAIRE | HRCU-A-CB (Split System: Heat Pump with Remote Outdoor Unit-Air-Source) | DLCURAH36ABK |  |  | EA*4X37L17A* | *95MSU0401712A* | 35600 | 15.2 | 8.1 | 38500 | 35200 | 91.43% | 1.98 | 0 | 9.5 |  |  |  |  | R-410A | 2.9667 | Residential & Commercial | USHP
213080378 | Central HP <5.4 tons | ARCOAIRE | HRCU-A-CB (Split System: Heat Pump with Remote Outdoor Unit-Air-Source) | DLCURAH36ABK |  |  | EA*4X36L21A* | *96MSN1002122A* | 35000 | 16 | 8.1 | 38500 | 35200 | 91.43% | 1.82 | 0 | 9.5 |  |  |  |  | R-410A | 2.9167 | Residential & Commercial | USHP
213080396 | Central HP <5.4 tons | ARCOAIRE | HRCU-A-CB (Split System: Heat Pump with Remote Outdoor Unit-Air-Source) | DLCURAH36ABK |  |  | EA*4X42L21A* | *96MSN1002122A* | 35200 | 16 | 8.1 | 38500 | 35000 | 90.91% | 1.88 | 0 | 10 |  |  |  |  | R-410A | 2.9333 | Residential & Commercial | USHP | Ducted CEE Tier 1
216681795 | Central HP <5.4 tons | PAYNE HEATING AND COOLING | HRCU-A-CB (Split System: Heat Pump with Remote Outdoor Unit-Air-Source) | 38MURAQ36AB3* |  |  | CAP**4321AL* | PG97VTAA60100C** | 36200 | 16.5 | 9 | 38000 | 34400 | 90.53% | 1.96 | 0 | 10 |  |  |  |  | R-410A | 3.0167 | Residential & Commercial | USHP | Ducted CEE Tier 1
214573832 | Central HP <5.4 tons | ARCOAIRE | HRCU-A-CB (Split System: Heat Pump with Remote Outdoor Unit-Air-Source) | HVH837GKA2* |  |  | EA*4X42L24A*+WALLCON | *97CMN0802120B* | 31800 | 17 | 8.5 | 32800 | 24400 | 74.39% | 1.9 | 0 | 11 |  |  |  |  | R-410A | 2.65 | Residential & Commercial | USHP | Ducted CEE Tier 1
214573782 | Central HP <5.4 tons | ARCOAIRE | HRCU-A-CB (Split System: Heat Pump with Remote Outdoor Unit-Air-Source) | HVH837GKA2* |  |  | EA*4X42L21A*+WALLCON | *96CTN0802120B* | 31800 | 17.5 | 8.5 | 32800 | 24400 | 74.39% | 1.9 | 0 | 11 |  |  |  |  | R-410A | 2.65 | Residential & Commercial | USHP | Ducted CEE Tier 1
215668534 | Central HP <5.4 tons | ARCOAIRE | HRCU-A-CB (Split System: Heat Pump with Remote Outdoor Unit-Air-Source) | H5H0V36*K*AAA* |  |  | EA*5X37M17A*+WALLCON | *80CSU0401712A* | 34000 | 17.5 | 9 | 35600 | 25400 | 71.35% | 1.88 | 0 | 9 |  |  |  |  | R-454B | 2.8333 | Residential & Commercial | USHP
216683448 | Central HP <5.4 tons | PAYNE HEATING AND COOLING | HRCU-A-CB (Split System: Heat Pump with Remote Outdoor Unit-Air-Source) | 38MURAQ18AB3* |  |  | CSPH*2412AL* | PG97VTAA66120D** | 17400 | 15.2 | 8.1 | 18100 | 18400 | 101.7% | 2.05 | 0 | 10 |  |  |  |  | R-410A | 1.45 | Residential & Commercial | USHP | Ducted CEE Tier 1
211226626 | Central HP <5.4 tons | ARCOAIRE | HRCU-A-CB (Split System: Heat Pump with Remote Outdoor Unit-Air-Source) | DLCURAH36ABK |  |  | EA*4X37L17A* | *92ESN0601714A* | 35800 | 16 | 8.1 | 38500 | 34800 | 90.39% | 2 | 0 | 10 |  |  |  |  | R-410A | 2.9833 | Residential & Commercial | USHP | Ducted CEE Tier 1
211226412 | Central HP <5.4 tons | ARCOAIRE | HRCU-A-CB (Split System: Heat Pump with Remote Outdoor Unit-Air-Source) | DLCURAH36ABK |  |  | EA*4X36L21A* | *96VTN1002120A* | 35600 | 15.5 | 8.1 | 39500 | 35200 | 89.11% | 1.84 | 0 | 9.5 |  |  |  |  | R-410A | 2.9667 | Residential & Commercial | USHP
211228549 | Central HP <5.4 tons | ARCOAIRE | HRCU-A-CB (Split System: Heat Pump with Remote Outdoor Unit-Air-Source) | DLCURAH36ABK |  |  | EA*4X43L21A* | *96VSN0801716A* | 36800 | 15.5 | 8.5 | 38500 | 35000 | 90.91% | 2.1 | 0 | 10 |  |  |  |  | R-410A | 3.0667 | Residential & Commercial | USHP | Ducted CEE Tier 1
213080405 | Central HP <5.4 tons | ARCOAIRE | HRCU-A-CB (Split System: Heat Pump with Remote Outdoor Unit-Air-Source) | DLCURAH36ABK |  |  | EA*4X42L24A* | *96MSN1002122A* | 35400 | 16 | 8.5 | 38500 | 35000 | 90.91% | 1.88 | 0 | 10 |  |  |  |  | R-410A | 2.95 | Residential & Commercial | USHP | Ducted CEE Tier 1
213080187 | Central HP <5.4 tons | ARCOAIRE | HRCU-A-CB (Split System: Heat Pump with Remote Outdoor Unit-Air-Source) | DLCURAH36ABK |  |  | EA*4X43L21A* | *96MSN0802120A* | 36400 | 16 | 8.5 | 38000 | 34800 | 91.58% | 2.06 | 0 | 10 |  |  |  |  | R-410A | 3.0333 | Residential & Commercial | USHP | Ducted CEE Tier 1
214242419 | Central HP <5.4 tons | ARCOAIRE | HRCU-A-CB (Split System: Heat Pump with Remote Outdoor Unit-Air-Source) | HVH825GKA2* |  |  | EN(A,D)4X24L17**+WALLCON | *80CTL0451712B* | 23200 | 15.5 | 8.1 | 22200 | 17000 | 76.58% | 1.92 | 0 | 10.5 |  |  |  |  | R-410A | 1.9333 | Residential & Commercial | USHP | Ducted CEE Tier 1
214239957 | Central HP <5.4 tons | ARCOAIRE | HRCU-A-CB (Split System: Heat Pump with Remote Outdoor Unit-Air-Source) | HVH837GKA** |  |  | EN(A,D,W)4X48L21**+WALLCON | *96CTN1002122B* | 32400 | 17 | 8.1 | 32600 | 24600 | 75.46% | 1.96 | 0 | 11.7 |  |  |  |  | R-410A | 2.7 | Residential & Commercial | USHP | Ducted CEE Tier 1
214242229 | Central HP <5.4 tons | ARCOAIRE | HRCU-A-CB (Split System: Heat Pump with Remote Outdoor Unit-Air-Source) | HVH825GKA3* |  |  | EN(A,D,W)4X48L21**+WALLCON | *80CTL0901716B* | 24200 | 17 | 8.1 | 21200 | 16600 | 78.3% | 2 | 0 | 11 |  |  |  |  | R-410A | 2.0167 | Residential & Commercial | USHP | Ducted CEE Tier 1
213770719 | Central HP <5.4 tons | ARCOAIRE | HRCU-A-CB (Split System: Heat Pump with Remote Outdoor Unit-Air-Source) | HVH825GKA2* |  |  | EA*4X30L17A*+WALLCON | *80CTL0701412B* | 23600 | 16.5 | 8.1 | 21600 | 16700 | 77.31% | 1.92 | 0 | 10.5 |  |  |  |  | R-410A | 1.9667 | Residential & Commercial | USHP | Ducted CEE Tier 1
214242629 | Central HP <5.4 tons | ARCOAIRE | HRCU-A-CB (Split System: Heat Pump with Remote Outdoor Unit-Air-Source) | HVH825GKA2* |  |  | EN(A,D)4X30L17**+WALLCON | *96CTN0801714B* | 23400 | 16.5 | 8.1 | 21600 | 16700 | 77.31% | 1.92 | 0 | 11 |  |  |  |  | R-410A | 1.95 | Residential & Commercial | USHP | Ducted CEE Tier 1
216013768 | Central HP <5.4 tons | YORK | HRCU-A-CB (Split System: Heat Pump with Remote Outdoor Unit-Air-Source) | HH824E2S11 | ADP |  | H,YG8J*36+TXV-BLEED | Y81E080B12SMPS1 | 23000 | 18 | 9 | 21400 | 18100 | 84.58% | 2 | 0 | 12 |  |  |  |  | R-454B | 1.9167 | Residential & Commercial | USHP | Ducted CEE Tier 1
207573577 | Central HP <5.4 tons | DAY & NIGHT | HRCU-A-CB (Split System: Heat Pump with Remote Outdoor Unit-Air-Source) | CVH837GKA2* | ADP |  | PL36H175P159 | *80CTL0701716A* | 32000 | 17 | 8.1 | 31000 | 27400 | 88.39% | 2.18 | 11.7 | 11 |  |  |  |  | R-410A | 2.6667 | Residential & Commercial | USHP | Ducted CEE Tier 1
213774719 | Central HP <5.4 tons | ARCOAIRE | HRCU-A-CB (Split System: Heat Pump with Remote Outdoor Unit-Air-Source) | HVH825GKA3* |  |  | EHD4X48AAL+WALLCON | *96CTN1202422B* | 24200 | 16.5 | 8.1 | 21200 | 16600 | 78.3% | 2.02 | 0 | 11 |  |  |  |  | R-410A | 2.0167 | Residential & Commercial | USHP | Ducted CEE Tier 1
213774619 | Central HP <5.4 tons | ARCOAIRE | HRCU-A-CB (Split System: Heat Pump with Remote Outdoor Unit-Air-Source) | HVH825GKA3* |  |  | EHD4X48AAL+WALLCON | *80CTL1352422B* | 24200 | 16 | 8.1 | 21200 | 16600 | 78.3% | 2 | 0 | 10.5 |  |  |  |  | R-410A | 2.0167 | Residential & Commercial | USHP | Ducted CEE Tier 1
213774419 | Central HP <5.4 tons | ARCOAIRE | HRCU-A-CB (Split System: Heat Pump with Remote Outdoor Unit-Air-Source) | HVH825GKA3* |  |  | EHD4X42AAL+WALLCON | *80CTL0901716B* | 24200 | 16 | 8.1 | 21200 | 16600 | 78.3% | 2 | 0 | 10.5 |  |  |  |  | R-410A | 2.0167 | Residential & Commercial | USHP | Ducted CEE Tier 1
216734763 | Central HP <5.4 tons | ARCOAIRE | HRCU-A-CB (Split System: Heat Pump with Remote Outdoor Unit-Air-Source) | D5CUHAH24AAK |  |  | EA*5X36M17A* | *96CTN0601714B* | 22400 | 16.5 | 8.5 | 20800 | 18700 | 89.9% | 1.96 | 0 | 10.5 |  |  |  |  | R-454B | 1.8667 | Residential & Commercial | USHP | Ducted CEE Tier 1
211261610 | Central HP <5.4 tons | ARCOAIRE | HRCU-A-CB (Split System: Heat Pump with Remote Outdoor Unit-Air-Source) | DLCURAH18ABK |  |  | EA*4X30L17A* | *96VSN0601412A* | 18000 | 16 | 8.5 | 18600 | 18500 | 99.46% | 2.22 | 0 | 10.5 |  |  |  |  | R-410A | 1.5 | Residential & Commercial | USHP | Ducted CEE Tier 1
214239897 | Central HP <5.4 tons | ARCOAIRE | HRCU-A-CB (Split System: Heat Pump with Remote Outdoor Unit-Air-Source) | HVH837GKA** |  |  | EN(A,D,W)4X48L21**+WALLCON | *95CSU0601716B* | 32200 | 17 | 8.1 | 33000 | 24800 | 75.15% | 1.92 | 0 | 11.5 |  |  |  |  | R-410A | 2.6833 | Residential & Commercial | USHP | Ducted CEE Tier 1
214239997 | Central HP <5.4 tons | ARCOAIRE | HRCU-A-CB (Split System: Heat Pump with Remote Outdoor Unit-Air-Source) | HVH837GKA** |  |  | EN(A,D)4X48L24**+WALLCON | *97CMN1002122B* | 32400 | 17 | 8.1 | 32600 | 24600 | 75.46% | 1.96 | 0 | 11.7 |  |  |  |  | R-410A | 2.7 | Residential & Commercial | USHP | Ducted CEE Tier 1
214240047 | Central HP <5.4 tons | ARCOAIRE | HRCU-A-CB (Split System: Heat Pump with Remote Outdoor Unit-Air-Source) | HVH837GKA** |  |  | EN(A,D,W)4X60L24**+WALLCON | *80CTL1102120B* | 32800 | 17.5 | 8.1 | 32200 | 24600 | 76.4% | 1.96 | 0 | 12 |  |  |  |  | R-410A | 2.7333 | Residential & Commercial | USHP | Ducted CEE Tier 1
214239627 | Central HP <5.4 tons | ARCOAIRE | HRCU-A-CB (Split System: Heat Pump with Remote Outdoor Unit-Air-Source) | HVH837GKA** |  |  | EN(A,D)4X36L21**+WALLCON | *96CTN1002122B* | 31400 | 16.5 | 8.1 | 33000 | 24000 | 72.73% | 1.82 | 0 | 11 |  |  |  |  | R-410A | 2.6167 | Residential & Commercial | USHP | Ducted CEE Tier 1
214242299 | Central HP <5.4 tons | ARCOAIRE | HRCU-A-CB (Split System: Heat Pump with Remote Outdoor Unit-Air-Source) | HVH825GKA3* |  |  | EN(A,D,W)4X48L21**+WALLCON | *96CTN0601714B* | 24000 | 16.5 | 8.1 | 21400 | 16600 | 77.57% | 2 | 0 | 11 |  |  |  |  | R-410A | 2 | Residential & Commercial | USHP | Ducted CEE Tier 1
216735735 | Central HP <5.4 tons | ARCOAIRE | HRCU-A-CB (Split System: Heat Pump with Remote Outdoor Unit-Air-Source) | D5CUHAH24AAK |  |  | EA*5X37M21A* | *97CMN0802120B* | 23400 | 16 | 8.5 | 20800 | 18600 | 89.42% | 1.98 | 0 | 11 |  |  |  |  | R-454B | 1.95 | Residential & Commercial | USHP | Ducted CEE Tier 1
216756681 | Central HP <5.4 tons | PAYNE HEATING AND COOLING | HRCU-A-CB (Split System: Heat Pump with Remote Outdoor Unit-Air-Source) | 37MUHAQ30AA3 |  |  | CAA**3721AM* | PG80VTLB66110C** | 31000 | 15.2 | 9 | 34200 | 30200 | 88.3% | 1.8 | 0 | 9.5 |  |  |  |  | R-454B | 2.5833 | Residential & Commercial | USHP
214243239 | Central HP <5.4 tons | ARCOAIRE | HRCU-A-CB (Split System: Heat Pump with Remote Outdoor Unit-Air-Source) | HVH825GKA2* |  |  | EN(A,D)4X48L24**+WALLCON | *97CMN1202422B* | 24200 | 17 | 8.1 | 21200 | 16600 | 78.3% | 2 | 0 | 11 |  |  |  |  | R-410A | 2.0167 | Residential & Commercial | USHP | Ducted CEE Tier 1
214243049 | Central HP <5.4 tons | ARCOAIRE | HRCU-A-CB (Split System: Heat Pump with Remote Outdoor Unit-Air-Source) | HVH825GKA2* |  |  | EN(A,D,W)4X42L21**+WALLCON | *96CTN0601714B* | 23600 | 16 | 8.1 | 21600 | 16700 | 77.31% | 1.94 | 0 | 11 |  |  |  |  | R-410A | 1.9667 | Residential & Commercial | USHP | Ducted CEE Tier 1
214243149 | Central HP <5.4 tons | ARCOAIRE | HRCU-A-CB (Split System: Heat Pump with Remote Outdoor Unit-Air-Source) | HVH825GKA2* |  |  | EN(A,D,W)4X48L21**+WALLCON | *97CMN0801714B* | 24000 | 16.5 | 8.1 | 21400 | 16600 | 77.57% | 2 | 0 | 11 |  |  |  |  | R-410A | 2 | Residential & Commercial | USHP | Ducted CEE Tier 1
214243199 | Central HP <5.4 tons | ARCOAIRE | HRCU-A-CB (Split System: Heat Pump with Remote Outdoor Unit-Air-Source) | HVH825GKA2* |  |  | EN(A,D)4X48L24**+WALLCON | *80CTL0902120B* | 24200 | 17 | 8.1 | 21200 | 16600 | 78.3% | 2.02 | 0 | 11.5 |  |  |  |  | R-410A | 2.0167 | Residential & Commercial | USHP | Ducted CEE Tier 1
214242919 | Central HP <5.4 tons | ARCOAIRE | HRCU-A-CB (Split System: Heat Pump with Remote Outdoor Unit-Air-Source) | HVH825GKA2* |  |  | END4X42L17**+WALLCON | *97CMN0801714B* | 23800 | 16.5 | 8.1 | 21400 | 16700 | 78.04% | 1.98 | 0 | 11 |  |  |  |  | R-410A | 1.9833 | Residential & Commercial | USHP | Ducted CEE Tier 1
214243019 | Central HP <5.4 tons | ARCOAIRE | HRCU-A-CB (Split System: Heat Pump with Remote Outdoor Unit-Air-Source) | HVH825GKA2* |  |  | EN(A,D,W)4X42L21**+WALLCON | *97CMN0601714B* | 23600 | 16 | 8.1 | 21600 | 16700 | 77.31% | 1.94 | 0 | 11 |  |  |  |  | R-410A | 1.9667 | Residential & Commercial | USHP | Ducted CEE Tier 1
214242599 | Central HP <5.4 tons | ARCOAIRE | HRCU-A-CB (Split System: Heat Pump with Remote Outdoor Unit-Air-Source) | HVH825GKA2* |  |  | EN(A,D)4X30L17**+WALLCON | *97CMN0801714B* | 23400 | 16.5 | 8.1 | 21600 | 16700 | 77.31% | 1.92 | 0 | 10.5 |  |  |  |  | R-410A | 1.95 | Residential & Commercial | USHP | Ducted CEE Tier 1
214848906 | Central HP <5.4 tons | YORK | HRCU-A-CB (Split System: Heat Pump with Remote Outdoor Unit-Air-Source) | HH824E2S11 | ADP |  | H,YG8J*36+TXV | TM9E060A10MP12 | 22600 | 16 | 8.9 | 21400 | 17700 | 82.71% | 1.98 | 0 | 10.5 |  |  |  |  | R-454B | 1.8833 | Residential & Commercial | USHP | Ducted CEE Tier 1
207574114 | Central HP <5.4 tons | DAY & NIGHT | HRCU-A-CB (Split System: Heat Pump with Remote Outdoor Unit-Air-Source) | CVH837GKA2* | ADP |  | V,G36H175P159 | *80CTL0701716A* | 32000 | 17 | 8.1 | 31000 | 27400 | 88.39% | 2.18 | 11.7 | 11 |  |  |  |  | R-410A | 2.6667 | Residential & Commercial | USHP | Ducted CEE Tier 1
215407229 | Central HP <5.4 tons | YORK | HRCU-A-CB (Split System: Heat Pump with Remote Outdoor Unit-Air-Source) | HH824E2S11 | ADP |  | H,YG8J*36+TXV | TM9V060B12MP12 | 23000 | 17 | 9 | 21400 | 17600 | 82.24% | 2 | 0 | 12 |  |  |  |  | R-454B | 1.9167 | Residential & Commercial | USHP | Ducted CEE Tier 1
212383292 | Central HP <5.4 tons | ARCOAIRE | HRCU-A-CB (Split System: Heat Pump with Remote Outdoor Unit-Air-Source) | DLCURAH36ABK |  |  | EA*4X36L21A* | *80ES(N,L)0901714A* | 35600 | 15.5 | 8.1 | 39500 | 35200 | 89.11% | 1.84 | 0 | 9.5 |  |  |  |  | R-410A | 2.9667 | Residential & Commercial | USHP
213080552 | Central HP <5.4 tons | ARCOAIRE | HRCU-A-CB (Split System: Heat Pump with Remote Outdoor Unit-Air-Source) | DLCURAH36ABK |  |  | EA*4X42L21A* | *95MSU0401712A* | 35200 | 15.2 | 8.1 | 39000 | 35200 | 90.26% | 1.88 | 0 | 9.5 |  |  |  |  | R-410A | 2.9333 | Residential & Commercial | USHP
213080672 | Central HP <5.4 tons | ARCOAIRE | HRCU-A-CB (Split System: Heat Pump with Remote Outdoor Unit-Air-Source) | DLCURAH36ABK |  |  | EA*4X37L17A* | *95MSU0601716A* | 36000 | 15.5 | 8.5 | 38500 | 35000 | 90.91% | 2 | 0 | 10 |  |  |  |  | R-410A | 3 | Residential & Commercial | USHP | Ducted CEE Tier 1
207573701 | Central HP <5.4 tons | DAY & NIGHT | HRCU-A-CB (Split System: Heat Pump with Remote Outdoor Unit-Air-Source) | CVH848GKA2* | ADP |  | FG84948 | *80CTL0902120A* | 45500 | 17 | 8.5 | 43500 | 34400 | 79.08% | 2 | 10.5 | 10 |  |  |  |  | R-410A | 3.7917 | Residential & Commercial | USHP | Ducted CEE Tier 1
207573716 | Central HP <5.4 tons | DAY & NIGHT | HRCU-A-CB (Split System: Heat Pump with Remote Outdoor Unit-Air-Source) | CVH848GKA2* | ADP |  | PL60H210P299 | *95CSU0802120A* | 44500 | 17 | 8.5 | 44500 | 31800 | 71.46% | 2.24 | 10.5 | 10 |  |  |  |  | R-410A | 3.7083 | Residential & Commercial | USHP | Ducted CEE Tier 1
207573751 | Central HP <5.4 tons | DAY & NIGHT | HRCU-A-CB (Split System: Heat Pump with Remote Outdoor Unit-Air-Source) | CVH848GKA2* | ADP |  | FG84960 | *96CTN1202422A* | 45500 | 17 | 8.1 | 44500 | 31400 | 70.56% | 2.24 | 10.5 | 10.5 |  |  |  |  | R-410A | 3.7917 | Residential & Commercial | USHP | Ducted CEE Tier 1
207573752 | Central HP <5.4 tons | DAY & NIGHT | HRCU-A-CB (Split System: Heat Pump with Remote Outdoor Unit-Air-Source) | CVH848GKA2* | ADP |  | FG86960 | *96CTN1202422A* | 45500 | 17 | 8.1 | 44500 | 31400 | 70.56% | 2.24 | 10.5 | 10.5 |  |  |  |  | R-410A | 3.7917 | Residential & Commercial | USHP | Ducted CEE Tier 1
213739997 | Central HP <5.4 tons | DAY & NIGHT | HRCU-A-CB (Split System: Heat Pump with Remote Outdoor Unit-Air-Source) | DLCURAH24ABK | ADP |  | PL36H175P789 | *96VTN0401712B* | 23400 | 16 | 8.5 | 24600 | 24000 | 97.56% | 2.02 | 0 | 10 |  |  |  |  | R-410A | 1.95 | Residential & Commercial | USHP | Ducted CEE Tier 1
213739998 | Central HP <5.4 tons | DAY & NIGHT | HRCU-A-CB (Split System: Heat Pump with Remote Outdoor Unit-Air-Source) | DLCURAH24ABK | ADP |  | FG35936 | *96VTN0401712B* | 23400 | 16 | 8.5 | 24600 | 23800 | 96.75% | 2 | 0 | 10 |  |  |  |  | R-410A | 1.95 | Residential & Commercial | USHP | Ducted CEE Tier 1
214848915 | Central HP <5.4 tons | YORK | HRCU-A-CB (Split System: Heat Pump with Remote Outdoor Unit-Air-Source) | HH824E2S11 | ADP |  | H,YG8J*36+TXV | Y91E080B12SMPS1 | 23000 | 17 | 9 | 21400 | 17700 | 82.71% | 2 | 0 | 12 |  |  |  |  | R-454B | 1.9167 | Residential & Commercial | USHP | Ducted CEE Tier 1
214848958 | Central HP <5.4 tons | YORK | HRCU-A-CB (Split System: Heat Pump with Remote Outdoor Unit-Air-Source) | HH824E2S11 | ADP |  | H,YG35*36+TXV-BLEED | TM8V080B12MP12 | 23000 | 18 | 9 | 21400 | 17700 | 82.71% | 2 | 0 | 11 |  |  |  |  | R-454B | 1.9167 | Residential & Commercial | USHP | Ducted CEE Tier 1
214848967 | Central HP <5.4 tons | YORK | HRCU-A-CB (Split System: Heat Pump with Remote Outdoor Unit-Air-Source) | HH824E2S11 | ADP |  | H,YG35*36+TXV-BLEED | TM9Y040A10MP11 | 23000 | 16 | 8.5 | 21000 | 16900 | 80.48% | 2 | 0 | 11 |  |  |  |  | R-454B | 1.9167 | Residential & Commercial | USHP | Ducted CEE Tier 1
214279866 | Central HP <5.4 tons | PAYNE HEATING AND COOLING | HRCU-A-CB (Split System: Heat Pump with Remote Outdoor Unit-Air-Source) | 38MURAQ24AB3* |  |  | CAP**2417AL* | PG96MSAA48060B** | 23600 | 16.5 | 9.5 | 26600 | 24800 | 93.23% | 2.04 | 0 | 10 |  |  |  |  | R-410A | 1.9667 | Residential & Commercial | USHP | Ducted CEE Tier 1
213080019 | Central HP <5.4 tons | ARCOAIRE | HRCU-A-CB (Split System: Heat Pump with Remote Outdoor Unit-Air-Source) | DLCURAH36ABK |  |  | EA*4X37L17A* | *96MSN0801716A* | 35800 | 15.5 | 8.1 | 38500 | 35000 | 90.91% | 2 | 0 | 10 |  |  |  |  | R-410A | 2.9833 | Residential & Commercial | USHP | Ducted CEE Tier 1
207573645 | Central HP <5.4 tons | DAY & NIGHT | HRCU-A-CB (Split System: Heat Pump with Remote Outdoor Unit-Air-Source) | CVH837GKA2* | ADP |  | PL36H210P299 | *97CMN0802120A* | 32600 | 17 | 8.5 | 30200 | 29400 | 97.35% | 2 | 12 | 11.5 |  |  |  |  | R-410A | 2.7167 | Residential & Commercial | USHP | Ducted CEE Tier 1
214441917 | Central HP <5.4 tons | BRYANT HEATING AND COOLING SYSTEMS | HRCU-A-CB (Split System: Heat Pump with Remote Outdoor Unit-Air-Source) | 284ANV048*0**B* | ADP |  | V,C60H210P299 | 88*TB60110C21*** | 44000 | 21 | 9.5 | 44000 | 35800 | 81.36% | 2.28 | 0 | 12 |  |  |  |  | R-410A | 3.6667 | Residential & Commercial | USHP | Ducted CEE Tier 1
213080127 | Central HP <5.4 tons | ARCOAIRE | HRCU-A-CB (Split System: Heat Pump with Remote Outdoor Unit-Air-Source) | DLCURAH36ABK |  |  | EN(A,D,W)4X48L21** | *96MSN0801716A* | 35600 | 16 | 8.1 | 38500 | 35000 | 90.91% | 1.98 | 0 | 10 |  |  |  |  | R-410A | 2.9667 | Residential & Commercial | USHP | Ducted CEE Tier 1
213080211 | Central HP <5.4 tons | ARCOAIRE | HRCU-A-CB (Split System: Heat Pump with Remote Outdoor Unit-Air-Source) | DLCURAH36ABK |  |  | EA*4X48L24A* | *96MSN0802120A* | 36000 | 16 | 8.5 | 38000 | 34800 | 91.58% | 2.04 | 0 | 10 |  |  |  |  | R-410A | 3 | Residential & Commercial | USHP | Ducted CEE Tier 1
211230841 | Central HP <5.4 tons | ARCOAIRE | HRCU-A-CB (Split System: Heat Pump with Remote Outdoor Unit-Air-Source) | DLCURAH36ABK |  |  | FEM4X42**BL | 0 | 37000 | 16 | 8.1 | 38500 | 34800 | 90.39% | 2 | 0 | 10 |  |  |  |  | R-410A | 3.0833 | Residential & Commercial | USHP | Ducted CEE Tier 1
212383449 | Central HP <5.4 tons | ARCOAIRE | HRCU-A-CB (Split System: Heat Pump with Remote Outdoor Unit-Air-Source) | DLCURAH36ABK |  |  | EA*4X42L21A* | OLV112A16A | 35400 | 15.2 | 8.1 | 39500 | 35200 | 89.11% | 1.88 | 0 | 9.5 |  |  |  |  | R-410A | 2.95 | Residential & Commercial | USHP
213080816 | Central HP <5.4 tons | ARCOAIRE | HRCU-A-CB (Split System: Heat Pump with Remote Outdoor Unit-Air-Source) | DLCURAH36ABK |  |  | EA*4X42L24A* | *95MSU0802120A* | 35200 | 16 | 8.1 | 38500 | 35000 | 90.91% | 1.88 | 0 | 9.5 |  |  |  |  | R-410A | 2.9333 | Residential & Commercial | USHP
214573332 | Central HP <5.4 tons | ARCOAIRE | HRCU-A-CB (Split System: Heat Pump with Remote Outdoor Unit-Air-Source) | HVH837GKA** |  |  | EN(A,D)4X36L21**+WALLCON | *95CSU1002122B* | 31400 | 17 | 8.1 | 33000 | 24000 | 72.73% | 1.84 | 0 | 11 |  |  |  |  | R-410A | 2.6167 | Residential & Commercial | USHP | Ducted CEE Tier 1
214242189 | Central HP <5.4 tons | ARCOAIRE | HRCU-A-CB (Split System: Heat Pump with Remote Outdoor Unit-Air-Source) | HVH825GKA3* |  |  | EN(A,D,W)4X42L21**+WALLCON | *96CTN0801714B* | 23800 | 16.5 | 8.1 | 21400 | 16700 | 78.04% | 1.94 | 0 | 11 |  |  |  |  | R-410A | 1.9833 | Residential & Commercial | USHP | Ducted CEE Tier 1
214242219 | Central HP <5.4 tons | ARCOAIRE | HRCU-A-CB (Split System: Heat Pump with Remote Outdoor Unit-Air-Source) | HVH825GKA3* |  |  | EN(A,D,W)4X48L21**+WALLCON | *80CTL0701716B* | 24000 | 17 | 8.1 | 21400 | 16600 | 77.57% | 2 | 0 | 11 |  |  |  |  | R-410A | 2 | Residential & Commercial | USHP | Ducted CEE Tier 1
214242289 | Central HP <5.4 tons | ARCOAIRE | HRCU-A-CB (Split System: Heat Pump with Remote Outdoor Unit-Air-Source) | HVH825GKA3* |  |  | EN(A,D,W)4X48L21**+WALLCON | *97CMN1002122B* | 24200 | 17 | 8.1 | 21200 | 16500 | 77.83% | 2 | 0 | 11.5 |  |  |  |  | R-410A | 2.0167 | Residential & Commercial | USHP | Ducted CEE Tier 1
213893308 | Central HP <5.4 tons | ARCOAIRE | HRCU-A-CB (Split System: Heat Pump with Remote Outdoor Unit-Air-Source) | HVH825GKA3* |  |  | EA*4X25L17A*+WALLCON | *96CTN0401410B* | 24000 | 15.5 | 8.1 | 21600 | 17000 | 78.7% | 1.96 | 0 | 10 |  |  |  |  | R-410A | 2 | Residential & Commercial | USHP | Ducted CEE Tier 1
214243189 | Central HP <5.4 tons | ARCOAIRE | HRCU-A-CB (Split System: Heat Pump with Remote Outdoor Unit-Air-Source) | HVH825GKA2* |  |  | EN(A,D,W)4X48L21**+WALLCON | *96CTN1002122B* | 24200 | 17 | 8.1 | 21200 | 16600 | 78.3% | 2.02 | 0 | 11.5 |  |  |  |  | R-410A | 2.0167 | Residential & Commercial | USHP | Ducted CEE Tier 1
214243259 | Central HP <5.4 tons | ARCOAIRE | HRCU-A-CB (Split System: Heat Pump with Remote Outdoor Unit-Air-Source) | HVH825GKA2* |  |  | EN(A,D)4X48L24**+WALLCON | *96CTN1202422B* | 24200 | 17 | 8.1 | 21200 | 16600 | 78.3% | 2.02 | 0 | 11.5 |  |  |  |  | R-410A | 2.0167 | Residential & Commercial | USHP | Ducted CEE Tier 1
215405741 | Central HP <5.4 tons | YORK | HRCU-A-CB (Split System: Heat Pump with Remote Outdoor Unit-Air-Source) | HH824E2S11 | ADP |  | CH368A*C+TXV+AEF36AXP* | 0 | 24000 | 19 | 9.5 | 22400 | 16600 | 74.11% | 2.1 | 0 | 12 |  |  |  |  | R-454B | 2 | Residential & Commercial | USHP | Ducted CEE Tier 1
214062752 | Central HP <5.4 tons | TRANE | HRCU-A-CB (Split System: Heat Pump with Remote Outdoor Unit-Air-Source) | 4TWV0X60A1 | ADP |  | FG86960+P0V0D000M50SC+RP | 0 | 54000 | 19 | 8.2 | 49500 | 38500 | 77.78% | 1.75 | 0 | 12 |  |  |  |  | R-410A | 4.5 | Residential & Commercial | USHP | Ducted CEE Tier 1
214242839 | Central HP <5.4 tons | ARCOAIRE | HRCU-A-CB (Split System: Heat Pump with Remote Outdoor Unit-Air-Source) | HVH825GKA2* |  |  | EN(A,D)4X36L21**+WALLCON | *96CTN0801714B* | 23400 | 16.5 | 8.1 | 21600 | 16700 | 77.31% | 1.92 | 0 | 11 |  |  |  |  | R-410A | 1.95 | Residential & Commercial | USHP | Ducted CEE Tier 1
213080355 | Central HP <5.4 tons | ARCOAIRE | HRCU-A-CB (Split System: Heat Pump with Remote Outdoor Unit-Air-Source) | DLCURAH36ABK |  |  | EN(A,D,W)4X48L21** | *96MSN1002120A* | 36000 | 16.5 | 8.1 | 38500 | 34800 | 90.39% | 2.02 | 0 | 10 |  |  |  |  | R-410A | 3 | Residential & Commercial | USHP | Ducted CEE Tier 1
212394561 | Central HP <5.4 tons | YORK | HRCU-A-CB (Split System: Heat Pump with Remote Outdoor Unit-Air-Source) | HMH72B341 | ADP |  | H,YE33936 | TM9E100C16MP12 | 33000 | 17 | 8.5 | 32400 | 22800 | 70.37% | 2.04 | 0 | 10 |  |  |  |  | R-410A | 2.75 | Residential & Commercial | USHP | Ducted CEE Tier 1
212975753 | Central HP <5.4 tons | ARCOAIRE | HRCU-A-CB (Split System: Heat Pump with Remote Outdoor Unit-Air-Source) | DLCURAH24ABK |  |  | EN(A,D,W)4X36L17** | *96VTN0601412B* | 23400 | 16.5 | 8.1 | 26200 | 24600 | 93.89% | 2.04 | 0 | 10 |  |  |  |  | R-410A | 1.95 | Residential & Commercial | USHP | Ducted CEE Tier 1
212974315 | Central HP <5.4 tons | ARCOAIRE | HRCU-A-CB (Split System: Heat Pump with Remote Outdoor Unit-Air-Source) | DLCURAH24ABK |  |  | EA*4X36L21A* | *96VSN1002120B* | 23600 | 17 | 8.5 | 26200 | 24000 | 91.6% | 2 | 0 | 10 |  |  |  |  | R-410A | 1.9667 | Residential & Commercial | USHP | Ducted CEE Tier 1
213080441 | Central HP <5.4 tons | ARCOAIRE | HRCU-A-CB (Split System: Heat Pump with Remote Outdoor Unit-Air-Source) | DLCURAH36ABK |  |  | EN(A,D,W)4X48L21** | *96MSN1002122A* | 36000 | 16.5 | 8.1 | 38500 | 34800 | 90.39% | 2.02 | 0 | 10 |  |  |  |  | R-410A | 3 | Residential & Commercial | USHP | Ducted CEE Tier 1
213080744 | Central HP <5.4 tons | ARCOAIRE | HRCU-A-CB (Split System: Heat Pump with Remote Outdoor Unit-Air-Source) | DLCURAH36ABK |  |  | END4X42L17** | *95MSU0601716A* | 35800 | 15.5 | 8.1 | 38500 | 35200 | 91.43% | 1.96 | 0 | 10 |  |  |  |  | R-410A | 2.9833 | Residential & Commercial | USHP | Ducted CEE Tier 1
216013781 | Central HP <5.4 tons | YORK | HRCU-A-CB (Split System: Heat Pump with Remote Outdoor Unit-Air-Source) | HH824E2S11 | ADP |  | H,YG8J*36+TXV-BLEED | Y91E080B12SMPS1 | 23000 | 17 | 9 | 21400 | 17700 | 82.71% | 2 | 0 | 12 |  |  |  |  | R-454B | 1.9167 | Residential & Commercial | USHP | Ducted CEE Tier 1
216997181 | Central HP <5.4 tons | CARRIER | HRCU-A-CB (Split System: Heat Pump with Remote Outdoor Unit-Air-Source) | 27VNA154A*030* | ADP |  | H,PG35*48+TXV | 58TN*B090C17**16 | 47000 | 18 | 9.5 | 49000 | 49500 | 101% | 1.98 | 0 | 11.7 |  |  |  |  | R-454B | 3.9167 | Residential & Commercial | USHP | Ducted CEE Tier 1
216997195 | Central HP <5.4 tons | CARRIER | HRCU-A-CB (Split System: Heat Pump with Remote Outdoor Unit-Air-Source) | 27VNA154A*030* | ADP |  | H,PG48*60+TXV | 59TN7A120C24**22 | 49500 | 19 | 10.5 | 50500 | 53000 | 105% | 1.96 | 0 | 11.5 |  |  |  |  | R-454B | 4.125 | Residential & Commercial | USHP | Ducted CEE Tier 1
212517493 | Central HP <5.4 tons | YORK | HRCU-A-CB (Split System: Heat Pump with Remote Outdoor Unit-Air-Source) | HMH72B341 | ADP |  | CH367C9 | TM9V100C20MP12 | 33400 | 17 | 8.5 | 32400 | 23200 | 71.6% | 2.06 | 0 | 9.5 |  |  |  |  | R-410A | 2.7833 | Residential & Commercial | USHP
216013785 | Central HP <5.4 tons | YORK | HRCU-A-CB (Split System: Heat Pump with Remote Outdoor Unit-Air-Source) | HH836E2S11 | ADP |  | V,Y36H175P38*+TXV-BLEED | Y81E080B12SMPS1 | 32800 | 18 | 8.5 | 28400 | 24400 | 85.92% | 2 | 0 | 11.7 |  |  |  |  | R-454B | 2.7333 | Residential & Commercial | USHP | Ducted CEE Tier 1
212517496 | Central HP <5.4 tons | YORK | HRCU-A-CB (Split System: Heat Pump with Remote Outdoor Unit-Air-Source) | HMH72B341 | ADP |  | CV365*9 | TP9C100C20MP13 | 33400 | 17 | 8.5 | 32400 | 23200 | 71.6% | 2.06 | 0 | 9.5 |  |  |  |  | R-410A | 2.7833 | Residential & Commercial | USHP
214848928 | Central HP <5.4 tons | YORK | HRCU-A-CB (Split System: Heat Pump with Remote Outdoor Unit-Air-Source) | HH836E2S11 | ADP |  | H,YG36*36+TXV | Y91E100C16SMPS1 | 35000 | 18 | 8.1 | 31000 | 24200 | 78.06% | 2 | 0 | 11 |  |  |  |  | R-454B | 2.9167 | Residential & Commercial | USHP | Ducted CEE Tier 1
211261841 | Central HP <5.4 tons | PAYNE HEATING AND COOLING | HRCU-A-CB (Split System: Heat Pump with Remote Outdoor Unit-Air-Source) | 38MURAQ18AB3* |  |  | CAP**3017AL* | PG95ESAA30040A** | 17900 | 15.5 | 8.5 | 18500 | 18500 | 100% | 2.22 | 0 | 10.5 |  |  |  |  | R-410A | 1.4917 | Residential & Commercial | USHP | Ducted CEE Tier 1
216735507 | Central HP <5.4 tons | PAYNE HEATING AND COOLING | HRCU-A-CB (Split System: Heat Pump with Remote Outdoor Unit-Air-Source) | 37MUHAQ24AA3 |  |  | CAA**3721AM* | PG80MS(A,L)A60110C** | 23600 | 16 | 8.5 | 20800 | 18500 | 88.94% | 1.96 | 0 | 11 |  |  |  |  | R-454B | 1.9667 | Residential & Commercial | USHP | Ducted CEE Tier 1
216734456 | Central HP <5.4 tons | PAYNE HEATING AND COOLING | HRCU-A-CB (Split System: Heat Pump with Remote Outdoor Unit-Air-Source) | 37MUHAQ24AA3 |  |  | CAA**3617AM* | PG80MSUA36040B** | 22400 | 16.5 | 8.5 | 20800 | 18700 | 89.9% | 1.96 | 0 | 11 |  |  |  |  | R-454B | 1.8667 | Residential & Commercial | USHP | Ducted CEE Tier 1
216738327 | Central HP <5.4 tons | PAYNE HEATING AND COOLING | HRCU-A-CB (Split System: Heat Pump with Remote Outdoor Unit-Air-Source) | 37MUHAQ24AA3 |  |  | CSAH*3612AM* | PG80VTLB36070A** | 22800 | 16 | 8.1 | 20800 | 18500 | 88.94% | 1.85 | 0 | 11 |  |  |  |  | R-454B | 1.9 | Residential & Commercial | USHP | Ducted CEE Tier 1
213686117 | Central HP <5.4 tons | LENNOX | HRCU-A-CB (Split System: Heat Pump with Remote Outdoor Unit-Air-Source) | SL25XPV-036-230A** | ADP |  | PL36H210P169 | EL297UH090XV36C* | 33600 | 22 | 8.7 | 32800 | 26400 | 80.49% | 1.8 | 0 | 13 |  |  |  |  | R-410A | 2.8 | Residential & Commercial | USHP | Ducted CEE Tier 1
207573548 | Central HP <5.4 tons | DAY & NIGHT | HRCU-A-CB (Split System: Heat Pump with Remote Outdoor Unit-Air-Source) | CVH837GKA2* | ADP |  | PL36H210P299 | *80CSU0601716A* | 32400 | 18 | 8.1 | 30600 | 27400 | 89.54% | 2.2 | 12 | 11 |  |  |  |  | R-410A | 2.7 | Residential & Commercial | USHP | Ducted CEE Tier 1
214061410 | Central HP <5.4 tons | YORK | HRCU-A-CB (Split System: Heat Pump with Remote Outdoor Unit-Air-Source) | HMH72B341 | ADP |  | AD-34H*****9 | Y82E080B12LMPS1 | 33200 | 18 | 8.5 | 31400 | 23000 | 73.25% | 2.04 | 0 | 9.5 |  |  |  |  | R-410A | 2.7667 | Residential & Commercial | USHP
214061415 | Central HP <5.4 tons | YORK | HRCU-A-CB (Split System: Heat Pump with Remote Outdoor Unit-Air-Source) | HMH72B341 | ADP |  | AD-37(P,U)*****1+TXV | Y82E080B12LMPS1 | 33200 | 18 | 8.5 | 31400 | 23000 | 73.25% | 2.04 | 0 | 9.5 |  |  |  |  | R-410A | 2.7667 | Residential & Commercial | USHP
214061426 | Central HP <5.4 tons | YORK | HRCU-A-CB (Split System: Heat Pump with Remote Outdoor Unit-Air-Source) | HMH72B341 | ADP |  | AD-37(P,U)*****1+TXV | Y82E080C16LMPS1 | 33600 | 18 | 8.5 | 31400 | 22800 | 72.61% | 2.08 | 0 | 9.5 |  |  |  |  | R-410A | 2.8 | Residential & Commercial | USHP
214061442 | Central HP <5.4 tons | YORK | HRCU-A-CB (Split System: Heat Pump with Remote Outdoor Unit-Air-Source) | HMH72B341 | ADP |  | AD-34(P,U)*****9 | Y82E100C16LMPS1 | 32400 | 17 | 8.5 | 30400 | 22400 | 73.68% | 2.02 | 0 | 9.5 |  |  |  |  | R-410A | 2.7 | Residential & Commercial | USHP
216643570 | Central HP <5.4 tons | PAYNE HEATING AND COOLING | HRCU-A-CB (Split System: Heat Pump with Remote Outdoor Unit-Air-Source) | 37MUHAQ18AA3 |  |  | CAA**1917AM* | PG80MSUA36040B** | 18400 | 15.5 | 9.5 | 20000 | 17700 | 88.5% | 2 | 0 | 11.5 |  |  |  |  | R-454B | 1.5333 | Residential & Commercial | USHP | Ducted CEE Tier 1
216997063 | Central HP <5.4 tons | CARRIER | HRCU-A-CB (Split System: Heat Pump with Remote Outdoor Unit-Air-Source) | 27VNA048A*030* | ADP |  | H,PG48*60+TXV | 58TN*B090C17**16 | 44500 | 17 | 9 | 46000 | 33400 | 72.61% | 2.06 | 0 | 9.5 |  |  |  |  | R-454B | 3.7083 | Residential & Commercial | USHP
212394545 | Central HP <5.4 tons | YORK | HRCU-A-CB (Split System: Heat Pump with Remote Outdoor Unit-Air-Source) | HMH72B341 | ADP |  | H,YE33936 | TM9E060A10MP12 | 32400 | 17 | 8.5 | 32400 | 23200 | 71.6% | 2 | 0 | 9.5 |  |  |  |  | R-410A | 2.7 | Residential & Commercial | USHP
212394546 | Central HP <5.4 tons | YORK | HRCU-A-CB (Split System: Heat Pump with Remote Outdoor Unit-Air-Source) | HMH72B341 | ADP |  | H,YE34936 | TM9E060A10MP12 | 32400 | 17 | 8.5 | 32400 | 23200 | 71.6% | 2 | 0 | 9.5 |  |  |  |  | R-410A | 2.7 | Residential & Commercial | USHP
212984983 | Central HP <5.4 tons | ARCOAIRE | HRCU-A-CB (Split System: Heat Pump with Remote Outdoor Unit-Air-Source) | DLCURAH30ABK |  |  | EA*4X42L21A* | *92MSN0802120A* | 30000 | 15.2 | 8.1 | 34200 | 27600 | 80.7% | 1.8 | 0 | 9 |  |  |  |  | R-410A | 2.5 | Residential & Commercial | USHP
215940608 | Central HP <5.4 tons | ARCOAIRE | HRCU-A-CB (Split System: Heat Pump with Remote Outdoor Unit-Air-Source) | H5H3V36*K*AAA* |  |  | EVD5X38M17A*+WALLCON | *97CTN0801716A* | 35200 | 21 | 8.5 | 38500 | 29200 | 75.84% | 2.06 | 0 | 11.7 |  |  |  |  | R-454B | 2.9333 | Residential & Commercial | USHP | Ducted CEE Tier 1
215940658 | Central HP <5.4 tons | ARCOAIRE | HRCU-A-CB (Split System: Heat Pump with Remote Outdoor Unit-Air-Source) | H5H3V36*K*AAA* |  |  | EVD5X42M21A*+WALLCON | *97CTN0801716A* | 34200 | 20.5 | 8.5 | 39000 | 28600 | 73.33% | 2.04 | 0 | 11.5 |  |  |  |  | R-454B | 2.85 | Residential & Commercial | USHP | Ducted CEE Tier 1
215940558 | Central HP <5.4 tons | ARCOAIRE | HRCU-A-CB (Split System: Heat Pump with Remote Outdoor Unit-Air-Source) | H5H3V36*K*AAA* |  |  | EVD5X36M21A*+WALLCON | *97CTN0802120A* | 34400 | 20.5 | 8.5 | 38500 | 28200 | 73.25% | 2.04 | 0 | 11.7 |  |  |  |  | R-454B | 2.8667 | Residential & Commercial | USHP | Ducted CEE Tier 1
215939808 | Central HP <5.4 tons | ARCOAIRE | HRCU-A-CB (Split System: Heat Pump with Remote Outdoor Unit-Air-Source) | H5H3V36*K*AAA* |  |  | EA*5X60M24A*+WALLCON | *97CTN1002122A* | 34000 | 20.5 | 9.5 | 34000 | 25800 | 75.88% | 2.06 | 0 | 12 |  |  |  |  | R-454B | 2.8333 | Residential & Commercial | USHP | Ducted CEE Tier 1
207574115 | Central HP <5.4 tons | DAY & NIGHT | HRCU-A-CB (Split System: Heat Pump with Remote Outdoor Unit-Air-Source) | CVH837GKA2* | ADP |  | V,G36H175P159 | *80CTL0901716A* | 32200 | 18 | 8.1 | 30800 | 27200 | 88.31% | 2.2 | 12.2 | 11.5 |  |  |  |  | R-410A | 2.6833 | Residential & Commercial | USHP | Ducted CEE Tier 1
216737809 | Central HP <5.4 tons | PAYNE HEATING AND COOLING | HRCU-A-CB (Split System: Heat Pump with Remote Outdoor Unit-Air-Source) | 37MUHAQ24AA3 |  |  | CSAH*3012AM* | PG96VTAB36040B** | 22400 | 15.2 | 8.1 | 21200 | 19000 | 89.62% | 1.85 | 0 | 10 |  |  |  |  | R-454B | 1.8667 | Residential & Commercial | USHP | Ducted CEE Tier 1
216737902 | Central HP <5.4 tons | PAYNE HEATING AND COOLING | HRCU-A-CB (Split System: Heat Pump with Remote Outdoor Unit-Air-Source) | 37MUHAQ24AA3 |  |  | CSAH*3012AM* | PG97VTAA48080B** | 22600 | 16 | 8.1 | 21200 | 18900 | 89.15% | 1.85 | 0 | 10.5 |  |  |  |  | R-454B | 1.8833 | Residential & Commercial | USHP | Ducted CEE Tier 1
216738829 | Central HP <5.4 tons | PAYNE HEATING AND COOLING | HRCU-A-CB (Split System: Heat Pump with Remote Outdoor Unit-Air-Source) | 37MUHAQ24AA3 |  |  | CSAH*3612AM* | PG96VTAB48060B** | 22600 | 16 | 8.1 | 20800 | 18500 | 88.94% | 1.85 | 0 | 11 |  |  |  |  | R-454B | 1.8833 | Residential & Commercial | USHP | Ducted CEE Tier 1
216734620 | Central HP <5.4 tons | PAYNE HEATING AND COOLING | HRCU-A-CB (Split System: Heat Pump with Remote Outdoor Unit-Air-Source) | 37MUHAQ24AA3 |  |  | CAA**3617AM* | PG96MSAA30026A** | 22200 | 15.5 | 8.1 | 20800 | 18700 | 89.9% | 1.9 | 0 | 10.5 |  |  |  |  | R-454B | 1.85 | Residential & Commercial | USHP | Ducted CEE Tier 1
216734674 | Central HP <5.4 tons | PAYNE HEATING AND COOLING | HRCU-A-CB (Split System: Heat Pump with Remote Outdoor Unit-Air-Source) | 37MUHAQ24AA3 |  |  | CAA**3617AM* | PG96MSAA48080B** | 22600 | 16 | 8.5 | 21000 | 18800 | 89.52% | 1.96 | 0 | 10.5 |  |  |  |  | R-454B | 1.8833 | Residential & Commercial | USHP | Ducted CEE Tier 1
216734790 | Central HP <5.4 tons | PAYNE HEATING AND COOLING | HRCU-A-CB (Split System: Heat Pump with Remote Outdoor Unit-Air-Source) | 37MUHAQ24AA3 |  |  | CAA**3617AM* | PG96VTAB36040B** | 22200 | 15.5 | 8.1 | 20800 | 18700 | 89.9% | 1.85 | 0 | 10.5 |  |  |  |  | R-454B | 1.85 | Residential & Commercial | USHP | Ducted CEE Tier 1
216735309 | Central HP <5.4 tons | PAYNE HEATING AND COOLING | HRCU-A-CB (Split System: Heat Pump with Remote Outdoor Unit-Air-Source) | 37MUHAQ24AA3 |  |  | CAA**3717AM* | PG96VTAB30040A** | 22600 | 15.5 | 8.1 | 20800 | 18500 | 88.94% | 1.85 | 0 | 10.5 |  |  |  |  | R-454B | 1.8833 | Residential & Commercial | USHP | Ducted CEE Tier 1
216679724 | Central HP <5.4 tons | PAYNE HEATING AND COOLING | HRCU-A-CB (Split System: Heat Pump with Remote Outdoor Unit-Air-Source) | 38MURAQ18AB3* |  |  | CAP**3017AL* | PG97VTAA48060B** | 17600 | 16 | 8.5 | 18100 | 18300 | 101.1% | 2.12 | 0 | 10.5 |  |  |  |  | R-410A | 1.4667 | Residential & Commercial | USHP | Ducted CEE Tier 1
212944463 | Central HP <5.4 tons | YORK | HRCU-A-CB (Split System: Heat Pump with Remote Outdoor Unit-Air-Source) | HMH72B341 | ADP |  | AD-33(P,U)*****9 | YP9C080B12MP13 | 34000 | 17 | 8.5 | 32400 | 24000 | 74.07% | 2.06 | 0 | 9.5 |  |  |  |  | R-410A | 2.8333 | Residential & Commercial | USHP
212983957 | Central HP <5.4 tons | ARCOAIRE | HRCU-A-CB (Split System: Heat Pump with Remote Outdoor Unit-Air-Source) | DLCURAH30ABK |  |  | EA*4X43L21A* | *92MSN0601714A* | 30400 | 15.2 | 8.1 | 33400 | 26400 | 79.04% | 1.84 | 0 | 9 |  |  |  |  | R-410A | 2.5333 | Residential & Commercial | USHP
212987751 | Central HP <5.4 tons | ARCOAIRE | HRCU-A-CB (Split System: Heat Pump with Remote Outdoor Unit-Air-Source) | DLCURAH30ABK |  |  | EA*4X42L24A* | *96MSN0802120A* | 29800 | 15.2 | 8.1 | 34200 | 27600 | 80.7% | 1.8 | 0 | 9 |  |  |  |  | R-410A | 2.4833 | Residential & Commercial | USHP
210474151 | Central HP <5.4 tons | ARCOAIRE | HRCU-A-CB (Split System: Heat Pump with Remote Outdoor Unit-Air-Source) | HVH825GKA3* |  |  | EN(A,D)4X48L24**+WALLCON | *97CMN0602120A* | 24000 | 16.5 | 8.1 | 21400 | 16700 | 78.04% | 2 | 0 | 11 |  |  |  |  | R-410A | 2 | Residential & Commercial | USHP | Ducted CEE Tier 1
210474085 | Central HP <5.4 tons | ARCOAIRE | HRCU-A-CB (Split System: Heat Pump with Remote Outdoor Unit-Air-Source) | HVH825GKA3* |  |  | EN(A,D)4X48L24**+WALLCON | *80CSU1002120A* | 24000 | 16.5 | 8.1 | 21400 | 16600 | 77.57% | 2 | 0 | 11 |  |  |  |  | R-410A | 2 | Residential & Commercial | USHP | Ducted CEE Tier 1
210472901 | Central HP <5.4 tons | ARCOAIRE | HRCU-A-CB (Split System: Heat Pump with Remote Outdoor Unit-Air-Source) | HVH825GKA3* |  |  | EA*4X42L21A*+WALLCON | *96CTN0601714A* | 23600 | 16.5 | 8.1 | 21400 | 16700 | 78.04% | 1.94 | 0 | 11 |  |  |  |  | R-410A | 1.9667 | Residential & Commercial | USHP | Ducted CEE Tier 1
210472956 | Central HP <5.4 tons | ARCOAIRE | HRCU-A-CB (Split System: Heat Pump with Remote Outdoor Unit-Air-Source) | HVH825GKA3* |  |  | EA*4X42L21A*+WALLCON | *96CTN1002122A* | 23800 | 16.5 | 8.1 | 21400 | 16600 | 77.57% | 1.96 | 0 | 11 |  |  |  |  | R-410A | 1.9833 | Residential & Commercial | USHP | Ducted CEE Tier 1
210472967 | Central HP <5.4 tons | ARCOAIRE | HRCU-A-CB (Split System: Heat Pump with Remote Outdoor Unit-Air-Source) | HVH825GKA3* |  |  | EA*4X42L21A*+WALLCON | *80CTL0901716A* | 23800 | 17.5 | 8.1 | 21400 | 16500 | 77.1% | 1.98 | 0 | 11 |  |  |  |  | R-410A | 1.9833 | Residential & Commercial | USHP | Ducted CEE Tier 1
212984449 | Central HP <5.4 tons | ARCOAIRE | HRCU-A-CB (Split System: Heat Pump with Remote Outdoor Unit-Air-Source) | DLCURAH30ABK |  |  | EA*4X36L21A* | *92MSN0801716A* | 29600 | 15.2 | 8.1 | 34000 | 28000 | 82.35% | 1.78 | 0 | 9 |  |  |  |  | R-410A | 2.4667 | Residential & Commercial | USHP
215940508 | Central HP <5.4 tons | ARCOAIRE | HRCU-A-CB (Split System: Heat Pump with Remote Outdoor Unit-Air-Source) | H5H3V36*K*AAA* |  |  | EVD5X36M21A*+WALLCON | *96CTN0802120B* | 34400 | 20.5 | 8.5 | 38500 | 28200 | 73.25% | 2.04 | 0 | 11.7 |  |  |  |  | R-454B | 2.8667 | Residential & Commercial | USHP | Ducted CEE Tier 1
215939758 | Central HP <5.4 tons | ARCOAIRE | HRCU-A-CB (Split System: Heat Pump with Remote Outdoor Unit-Air-Source) | H5H3V36*K*AAA* |  |  | EA*5X48M21A*+WALLCON | *97CTN0801716A* | 33200 | 19.5 | 9.5 | 35000 | 26800 | 76.57% | 2.02 | 0 | 11 |  |  |  |  | R-454B | 2.7667 | Residential & Commercial | USHP | Ducted CEE Tier 1
212394557 | Central HP <5.4 tons | YORK | HRCU-A-CB (Split System: Heat Pump with Remote Outdoor Unit-Air-Source) | HMH72B341 | ADP |  | H,YE33936 | TM9E080C16MP12 | 33000 | 18 | 8.5 | 32400 | 22800 | 70.37% | 2.04 | 0 | 10 |  |  |  |  | R-410A | 2.75 | Residential & Commercial | USHP | Ducted CEE Tier 1
212394564 | Central HP <5.4 tons | YORK | HRCU-A-CB (Split System: Heat Pump with Remote Outdoor Unit-Air-Source) | HMH72B341 | ADP |  | H,YE35936 | TM9E100C20MP12 | 34000 | 15.2 | 8.5 | 31600 | 23200 | 73.42% | 2.06 | 0 | 10 |  |  |  |  | R-410A | 2.8333 | Residential & Commercial | USHP | Ducted CEE Tier 1
214855360 | Central HP <5.4 tons | BRYANT HEATING AND COOLING SYSTEMS | HRCU-A-CB (Split System: Heat Pump with Remote Outdoor Unit-Air-Source) | 38MURAQ36AB3* | ADP |  | H,PG81936 | 916SA60080M21*** | 36000 | 16 | 8.5 | 36400 | 34400 | 94.51% | 2.04 | 0 | 10 |  |  |  |  | R-410A | 3 | Residential & Commercial | USHP | Ducted CEE Tier 1
215939858 | Central HP <5.4 tons | ARCOAIRE | HRCU-A-CB (Split System: Heat Pump with Remote Outdoor Unit-Air-Source) | H5H3V36*K*AAA* |  |  | EA*5X61M21A*+WALLCON | *97CTN0601716A* | 34000 | 19.5 | 9 | 35200 | 26800 | 76.14% | 1.94 | 0 | 11 |  |  |  |  | R-454B | 2.8333 | Residential & Commercial | USHP | Ducted CEE Tier 1
215940358 | Central HP <5.4 tons | ARCOAIRE | HRCU-A-CB (Split System: Heat Pump with Remote Outdoor Unit-Air-Source) | H5H3V36*K*AAA* |  |  | EVM5X49M21A*+WALLCON | *97CTN0601716A* | 35200 | 21 | 8.5 | 38500 | 29400 | 76.36% | 2.02 | 0 | 11.7 |  |  |  |  | R-454B | 2.9333 | Residential & Commercial | USHP | Ducted CEE Tier 1
215940458 | Central HP <5.4 tons | ARCOAIRE | HRCU-A-CB (Split System: Heat Pump with Remote Outdoor Unit-Air-Source) | H5H3V36*K*AAA* |  |  | EVM5X60M21A*+WALLCON | *97CTN1002122A* | 35600 | 22 | 8.5 | 38000 | 28600 | 75.26% | 2.02 | 0 | 12.5 |  |  |  |  | R-454B | 2.9667 | Residential & Commercial | USHP | Ducted CEE Tier 1
216738998 | Central HP <5.4 tons | PAYNE HEATING AND COOLING | HRCU-A-CB (Split System: Heat Pump with Remote Outdoor Unit-Air-Source) | 37MUHAQ24AA3 |  |  | FEVB0024**+NAVA53601CK | 0 | 23000 | 15.5 | 8.5 | 21000 | 18700 | 89.05% | 1.98 | 0 | 11 |  |  |  |  | R-454B | 1.9167 | Residential & Commercial | USHP | Ducted CEE Tier 1
216739107 | Central HP <5.4 tons | PAYNE HEATING AND COOLING | HRCU-A-CB (Split System: Heat Pump with Remote Outdoor Unit-Air-Source) | 37MUHAQ24AA3 |  |  | FM(C,U)5Z36**AL* | 0 | 23200 | 17 | 9 | 21400 | 19300 | 90.19% | 2.08 | 0 | 11 |  |  |  |  | R-454B | 1.9333 | Residential & Commercial | USHP | Ducted CEE Tier 1
215942454 | Central HP <5.4 tons | ARCOAIRE | HRCU-A-CB (Split System: Heat Pump with Remote Outdoor Unit-Air-Source) | H5H3V36*K*AAA* |  |  | EVD5X60M21A*+WALLCON | *97CMN0601714B* | 35200 | 21 | 8.5 | 37400 | 28000 | 74.87% | 2.06 | 0 | 11.7 |  |  |  |  | R-454B | 2.9333 | Residential & Commercial | USHP | Ducted CEE Tier 1
212985291 | Central HP <5.4 tons | ARCOAIRE | HRCU-A-CB (Split System: Heat Pump with Remote Outdoor Unit-Air-Source) | DLCURAH30ABK |  |  | EA*4X42L24A* | *92MSN1002120A* | 30200 | 15.2 | 8.1 | 34200 | 27400 | 80.12% | 1.8 | 0 | 9 |  |  |  |  | R-410A | 2.5167 | Residential & Commercial | USHP
214848961 | Central HP <5.4 tons | YORK | HRCU-A-CB (Split System: Heat Pump with Remote Outdoor Unit-Air-Source) | HH824E2S11 | ADP |  | H,YG35*36+TXV-BLEED | TM9E060A10MP12 | 23000 | 17 | 9 | 21400 | 17700 | 82.71% | 2 | 0 | 11 |  |  |  |  | R-454B | 1.9167 | Residential & Commercial | USHP | Ducted CEE Tier 1
216737829 | Central HP <5.4 tons | PAYNE HEATING AND COOLING | HRCU-A-CB (Split System: Heat Pump with Remote Outdoor Unit-Air-Source) | 37MUHAQ24AA3 |  |  | CSAH*3012AM* | PG96VTAB48060B** | 22400 | 15.5 | 8.1 | 21000 | 18800 | 89.52% | 1.85 | 0 | 10.5 |  |  |  |  | R-454B | 1.8667 | Residential & Commercial | USHP | Ducted CEE Tier 1
212394560 | Central HP <5.4 tons | YORK | HRCU-A-CB (Split System: Heat Pump with Remote Outdoor Unit-Air-Source) | HMH72B341 | ADP |  | H,YE32936 | TM9E100C16MP12 | 33000 | 17 | 8.5 | 32400 | 22800 | 70.37% | 2.04 | 0 | 10 |  |  |  |  | R-410A | 2.75 | Residential & Commercial | USHP | Ducted CEE Tier 1
212394563 | Central HP <5.4 tons | YORK | HRCU-A-CB (Split System: Heat Pump with Remote Outdoor Unit-Air-Source) | HMH72B341 | ADP |  | H,YE35936 | TM9E100C16MP12 | 34000 | 18 | 8.5 | 32000 | 23400 | 73.12% | 2.08 | 0 | 10 |  |  |  |  | R-410A | 2.8333 | Residential & Commercial | USHP | Ducted CEE Tier 1
216738050 | Central HP <5.4 tons | PAYNE HEATING AND COOLING | HRCU-A-CB (Split System: Heat Pump with Remote Outdoor Unit-Air-Source) | 37MUHAQ24AA3 |  |  | CSAH*3612AM* | PG80MS(A,L)A48070C** | 22800 | 15.5 | 8.1 | 20800 | 18500 | 88.94% | 1.9 | 0 | 10.5 |  |  |  |  | R-454B | 1.9 | Residential & Commercial | USHP | Ducted CEE Tier 1
212982172 | Central HP <5.4 tons | ARCOAIRE | HRCU-A-CB (Split System: Heat Pump with Remote Outdoor Unit-Air-Source) | DLCURAH30ABK |  |  | EA*4X43L21A* | *80MSU0401712A* | 30600 | 15.2 | 8.1 | 33200 | 26200 | 78.92% | 1.86 | 0 | 9 |  |  |  |  | R-410A | 2.55 | Residential & Commercial | USHP
215940648 | Central HP <5.4 tons | ARCOAIRE | HRCU-A-CB (Split System: Heat Pump with Remote Outdoor Unit-Air-Source) | H5H3V36*K*AAA* |  |  | EVD5X42M21A*+WALLCON | *97CTN0601716A* | 34000 | 20 | 8.5 | 39500 | 28800 | 72.91% | 2.02 | 0 | 11 |  |  |  |  | R-454B | 2.8333 | Residential & Commercial | USHP | Ducted CEE Tier 1
215940678 | Central HP <5.4 tons | ARCOAIRE | HRCU-A-CB (Split System: Heat Pump with Remote Outdoor Unit-Air-Source) | H5H3V36*K*AAA* |  |  | EVD5X42M21A*+WALLCON | *97CTN1002122A* | 34400 | 21 | 8.5 | 38500 | 28000 | 72.73% | 2.06 | 0 | 12 |  |  |  |  | R-454B | 2.8667 | Residential & Commercial | USHP | Ducted CEE Tier 1
212632894 | Central HP <5.4 tons | LENNOX | HRCU-A-CB (Split System: Heat Pump with Remote Outdoor Unit-Air-Source) | SL25XPV-048-230A** | ADP |  | LD42/49Y9 | SL280DF080NV60C* | 45500 | 20 | 9 | 41500 | 35000 | 84.34% | 1.86 | 0 | 12 |  |  |  |  | R-410A | 3.7917 | Residential & Commercial | USHP | Ducted CEE Tier 1
215942384 | Central HP <5.4 tons | ARCOAIRE | HRCU-A-CB (Split System: Heat Pump with Remote Outdoor Unit-Air-Source) | H5H3V36*K*AAA* |  |  | EVM5X49M21A*+WALLCON | *97CMN0601714B* | 35200 | 21 | 8.5 | 37400 | 28000 | 74.87% | 2.06 | 0 | 11.7 |  |  |  |  | R-454B | 2.9333 | Residential & Commercial | USHP | Ducted CEE Tier 1
215939828 | Central HP <5.4 tons | ARCOAIRE | HRCU-A-CB (Split System: Heat Pump with Remote Outdoor Unit-Air-Source) | H5H3V36*K*AAA* |  |  | EA*5X61M21A*+WALLCON | *96CTN0802120B* | 34400 | 20 | 9 | 34400 | 26200 | 76.16% | 1.95 | 0 | 11.7 |  |  |  |  | R-454B | 2.8667 | Residential & Commercial | USHP | Ducted CEE Tier 1
215940848 | Central HP <5.4 tons | ARCOAIRE | HRCU-A-CB (Split System: Heat Pump with Remote Outdoor Unit-Air-Source) | H5H3V36*K*AAA* |  |  | EVD5X60M21A*+WALLCON | *97CTN0801716A* | 35400 | 21 | 8.5 | 38500 | 29000 | 75.32% | 2 | 0 | 12 |  |  |  |  | R-454B | 2.95 | Residential & Commercial | USHP | Ducted CEE Tier 1
215940748 | Central HP <5.4 tons | ARCOAIRE | HRCU-A-CB (Split System: Heat Pump with Remote Outdoor Unit-Air-Source) | H5H3V36*K*AAA* |  |  | EVD5X48M24A*+WALLCON | *97CTN1002122A* | 35000 | 21.5 | 8.5 | 38000 | 28200 | 74.21% | 2.02 | 0 | 12 |  |  |  |  | R-454B | 2.9167 | Residential & Commercial | USHP | Ducted CEE Tier 1
214609724 | Central HP <5.4 tons | AMERICAN STANDARD | HRCU-A-CB (Split System: Heat Pump with Remote Outdoor Unit-Air-Source) | 4A6V0X60A1 | ADP |  | H,TG74960 | S8V2C100M5PCA | 54000 | 19 | 8.2 | 50000 | 39500 | 79% | 1.78 | 0 | 11.7 |  |  |  |  | R-410A | 4.5 | Residential & Commercial | USHP | Ducted CEE Tier 1
214609725 | Central HP <5.4 tons | AMERICAN STANDARD | HRCU-A-CB (Split System: Heat Pump with Remote Outdoor Unit-Air-Source) | 4A6V0X60A1 | ADP |  | H,TG74960 | S8V2C100M5PDA | 54000 | 19 | 8.2 | 50000 | 39500 | 79% | 1.78 | 0 | 11.7 |  |  |  |  | R-410A | 4.5 | Residential & Commercial | USHP | Ducted CEE Tier 1
216739022 | Central HP <5.4 tons | PAYNE HEATING AND COOLING | HRCU-A-CB (Split System: Heat Pump with Remote Outdoor Unit-Air-Source) | 37MUHAQ24AA3 |  |  | FJ5AN*B24L* | 0 | 23000 | 15.5 | 8.5 | 21400 | 19200 | 89.72% | 1.98 | 0 | 11 |  |  |  |  | R-454B | 1.9167 | Residential & Commercial | USHP | Ducted CEE Tier 1
214061425 | Central HP <5.4 tons | YORK | HRCU-A-CB (Split System: Heat Pump with Remote Outdoor Unit-Air-Source) | HMH72B341 | ADP |  | AD-36H*****9 | Y82E080C16LMPS1 | 34000 | 18 | 8.5 | 31800 | 23600 | 74.21% | 2.1 | 0 | 9.5 |  |  |  |  | R-410A | 2.8333 | Residential & Commercial | USHP
214848926 | Central HP <5.4 tons | YORK | HRCU-A-CB (Split System: Heat Pump with Remote Outdoor Unit-Air-Source) | HH836E2S11 | ADP |  | H,YG36*36+TXV | Y91E080C16SMPS1 | 33200 | 18 | 8.5 | 29600 | 23400 | 79.05% | 2 | 0 | 11 |  |  |  |  | R-454B | 2.7667 | Residential & Commercial | USHP | Ducted CEE Tier 1
215939838 | Central HP <5.4 tons | ARCOAIRE | HRCU-A-CB (Split System: Heat Pump with Remote Outdoor Unit-Air-Source) | H5H3V36*K*AAA* |  |  | EA*5X61M21A*+WALLCON | *80CSU0401712B* | 34400 | 20.5 | 9.5 | 34200 | 26000 | 76.02% | 2.06 | 0 | 12 |  |  |  |  | R-454B | 2.8667 | Residential & Commercial | USHP | Ducted CEE Tier 1
215939888 | Central HP <5.4 tons | ARCOAIRE | HRCU-A-CB (Split System: Heat Pump with Remote Outdoor Unit-Air-Source) | H5H3V36*K*AAA* |  |  | EA*5X61M21A*+WALLCON | *97CTN1002122A* | 34400 | 20.5 | 9.5 | 34200 | 26000 | 76.02% | 2.06 | 0 | 12 |  |  |  |  | R-454B | 2.8667 | Residential & Commercial | USHP | Ducted CEE Tier 1
215939908 | Central HP <5.4 tons | ARCOAIRE | HRCU-A-CB (Split System: Heat Pump with Remote Outdoor Unit-Air-Source) | H5H3V36*K*AAA* |  |  | EA*5X61M24A*+WALLCON | *97CTN0802120A* | 34400 | 20.5 | 9.5 | 34400 | 26000 | 75.58% | 2.06 | 0 | 12 |  |  |  |  | R-454B | 2.8667 | Residential & Commercial | USHP | Ducted CEE Tier 1
212380997 | Central HP <5.4 tons | CARRIER | HRCU-A-CB (Split System: Heat Pump with Remote Outdoor Unit-Air-Source) | 25VNA448A*031* | ADP |  | PL60H210P299 | 59TN6B100C21**22 | 44000 | 21 | 8.5 | 44000 | 35800 | 81.36% | 2.36 | 0 | 12 |  |  |  |  | R-410A | 3.6667 | Residential & Commercial | USHP | Ducted CEE Tier 1
212380543 | Central HP <5.4 tons | CARRIER | HRCU-A-CB (Split System: Heat Pump with Remote Outdoor Unit-Air-Source) | 25VNA424A*031* | ADP |  | C36A***L539 | 58TN*A070C17**16 | 24200 | 20 | 8.5 | 24800 | 19300 | 77.82% | 2.54 | 0 | 13.5 |  |  |  |  | R-410A | 2.0167 | Residential & Commercial | USHP | Ducted CEE Tier 1
212380545 | Central HP <5.4 tons | CARRIER | HRCU-A-CB (Split System: Heat Pump with Remote Outdoor Unit-Air-Source) | 25VNA424A*031* | ADP |  | PL36H210P299 | 58TN*A090C17**16 | 24200 | 21 | 8.5 | 24800 | 19200 | 77.42% | 2.58 | 0 | 14 |  |  |  |  | R-410A | 2.0167 | Residential & Commercial | USHP | Ducted CEE Tier 1
215940898 | Central HP <5.4 tons | ARCOAIRE | HRCU-A-CB (Split System: Heat Pump with Remote Outdoor Unit-Air-Source) | H5H3V36*K*AAA* |  |  | EVD5X60M24A*+WALLCON | *97CTN1002122A* | 35600 | 22 | 8.5 | 38000 | 28400 | 74.74% | 2.04 | 0 | 12.5 |  |  |  |  | R-454B | 2.9667 | Residential & Commercial | USHP | Ducted CEE Tier 1
215940428 | Central HP <5.4 tons | ARCOAIRE | HRCU-A-CB (Split System: Heat Pump with Remote Outdoor Unit-Air-Source) | H5H3V36*K*AAA* |  |  | EVM5X60M21A*+WALLCON | *97CTN0601716A* | 35200 | 21 | 8.5 | 38500 | 29400 | 76.36% | 2.02 | 0 | 11.7 |  |  |  |  | R-454B | 2.9333 | Residential & Commercial | USHP | Ducted CEE Tier 1
215940078 | Central HP <5.4 tons | ARCOAIRE | HRCU-A-CB (Split System: Heat Pump with Remote Outdoor Unit-Air-Source) | H5H3V36*K*AAA* |  |  | ESH5X42M12A*+WALLCON | *97CTN1002122A* | 33600 | 19 | 9 | 34600 | 26600 | 76.88% | 1.94 | 0 | 11.5 |  |  |  |  | R-454B | 2.8 | Residential & Commercial | USHP | Ducted CEE Tier 1
213164370 | Central HP <5.4 tons | YORK | HRCU-A-CB (Split System: Heat Pump with Remote Outdoor Unit-Air-Source) | HMH72B341 | ADP |  | CH360*9+AEF36AXP* | 0 | 32600 | 18 | 8.1 | 31800 | 23400 | 73.58% | 2.04 | 0 | 9.5 |  |  |  |  | R-410A | 2.7167 | Residential & Commercial | USHP
215939628 | Central HP <5.4 tons | ARCOAIRE | HRCU-A-CB (Split System: Heat Pump with Remote Outdoor Unit-Air-Source) | H5H3V36*K*AAA* |  |  | EA*5X36M17A*+WALLCON | *97CTN0601716A* | 32000 | 18.5 | 9 | 35800 | 27600 | 77.09% | 1.88 | 0 | 10.5 |  |  |  |  | R-454B | 2.6667 | Residential & Commercial | USHP | Ducted CEE Tier 1
215939998 | Central HP <5.4 tons | ARCOAIRE | HRCU-A-CB (Split System: Heat Pump with Remote Outdoor Unit-Air-Source) | H5H3V36*K*AAA* |  |  | ESH5X36M12A*+WALLCON | *97CTN1002122A* | 33400 | 19 | 9 | 34800 | 26600 | 76.44% | 1.92 | 0 | 11 |  |  |  |  | R-454B | 2.7833 | Residential & Commercial | USHP | Ducted CEE Tier 1
215940268 | Central HP <5.4 tons | ARCOAIRE | HRCU-A-CB (Split System: Heat Pump with Remote Outdoor Unit-Air-Source) | H5H3V36*K*AAA* |  |  | EVM5X44M21A*+WALLCON | *80CSU0401712B* | 35600 | 22 | 8.5 | 38000 | 28600 | 75.26% | 2.02 | 0 | 12.5 |  |  |  |  | R-454B | 2.9667 | Residential & Commercial | USHP | Ducted CEE Tier 1
215940318 | Central HP <5.4 tons | ARCOAIRE | HRCU-A-CB (Split System: Heat Pump with Remote Outdoor Unit-Air-Source) | H5H3V36*K*AAA* |  |  | EVM5X44M21A*+WALLCON | *97CTN1002122A* | 35600 | 22 | 8.5 | 38000 | 28600 | 75.26% | 2.02 | 0 | 12.5 |  |  |  |  | R-454B | 2.9667 | Residential & Commercial | USHP | Ducted CEE Tier 1
215940348 | Central HP <5.4 tons | ARCOAIRE | HRCU-A-CB (Split System: Heat Pump with Remote Outdoor Unit-Air-Source) | H5H3V36*K*AAA* |  |  | EVM5X49M21A*+WALLCON | *80CSU0601716B* | 35600 | 22 | 8.5 | 38000 | 28600 | 75.26% | 2.02 | 0 | 12.5 |  |  |  |  | R-454B | 2.9667 | Residential & Commercial | USHP | Ducted CEE Tier 1
215940918 | Central HP <5.4 tons | ARCOAIRE | HRCU-A-CB (Split System: Heat Pump with Remote Outdoor Unit-Air-Source) | H5H3V36*K*AAA* |  |  | EVD5X61M21A*+WALLCON | *97CTN0801716A* | 35600 | 21.5 | 8.5 | 38000 | 28800 | 75.79% | 2.04 | 0 | 12 |  |  |  |  | R-454B | 2.9667 | Residential & Commercial | USHP | Ducted CEE Tier 1
215940868 | Central HP <5.4 tons | ARCOAIRE | HRCU-A-CB (Split System: Heat Pump with Remote Outdoor Unit-Air-Source) | H5H3V36*K*AAA* |  |  | EVD5X60M21A*+WALLCON | *97CTN1002122A* | 35600 | 22 | 8.5 | 38000 | 28600 | 75.26% | 2.02 | 0 | 12.5 |  |  |  |  | R-454B | 2.9667 | Residential & Commercial | USHP | Ducted CEE Tier 1
215940668 | Central HP <5.4 tons | ARCOAIRE | HRCU-A-CB (Split System: Heat Pump with Remote Outdoor Unit-Air-Source) | H5H3V36*K*AAA* |  |  | EVD5X42M21A*+WALLCON | *97CTN0802120A* | 34400 | 20.5 | 8.5 | 38500 | 28200 | 73.25% | 2.04 | 0 | 11.7 |  |  |  |  | R-454B | 2.8667 | Residential & Commercial | USHP | Ducted CEE Tier 1
207573774 | Central HP <5.4 tons | DAY & NIGHT | HRCU-A-CB (Split System: Heat Pump with Remote Outdoor Unit-Air-Source) | CVH848GKA2* | ADP |  | FG36948 | *97CMN1002122A* | 44500 | 17 | 8.5 | 44500 | 34600 | 77.75% | 2 | 10.5 | 10 |  |  |  |  | R-410A | 3.7083 | Residential & Commercial | USHP | Ducted CEE Tier 1
213608463 | Central HP <5.4 tons | CARRIER | HRCU-A-C (Split System: Heat Pump with Remote Outdoor Unit with No Indoor Fan --Air Source) | 38MURAQ30AB3 | ADP |  | H,PG33936+TD | 0 | 29400 | 15.2 | 9.35 | 31200 | 26600 | 85.26% | 1.8 | 0 | 10 |  |  |  |  | R-410A | 2.45 | Residential & Commercial | USHP | Ducted CEE Tier 1
214061440 | Central HP <5.4 tons | YORK | HRCU-A-CB (Split System: Heat Pump with Remote Outdoor Unit-Air-Source) | HMH72B341 | ADP |  | AD-35H*****9 | Y82E100C16LMPS1 | 33400 | 18 | 8.5 | 31400 | 23000 | 73.25% | 2.06 | 0 | 9.5 |  |  |  |  | R-410A | 2.7833 | Residential & Commercial | USHP
213189994 | Central HP <5.4 tons | YORK | HRCU-A-CB (Split System: Heat Pump with Remote Outdoor Unit-Air-Source) | HMH72B341 | ADP |  | AD-34(P,U)*****9 | TM8Y080C16MP11 | 33200 | 18 | 8.5 | 32400 | 23000 | 70.99% | 2.04 | 0 | 10 |  |  |  |  | R-410A | 2.7667 | Residential & Commercial | USHP | Ducted CEE Tier 1
215940758 | Central HP <5.4 tons | ARCOAIRE | HRCU-A-CB (Split System: Heat Pump with Remote Outdoor Unit-Air-Source) | H5H3V36*K*AAA* |  |  | EVD5X48M24A*+WALLCON | *97CTN1202422A* | 35000 | 21.5 | 8.5 | 38000 | 28200 | 74.21% | 2.02 | 0 | 12 |  |  |  |  | R-454B | 2.9167 | Residential & Commercial | USHP | Ducted CEE Tier 1
215940808 | Central HP <5.4 tons | ARCOAIRE | HRCU-A-CB (Split System: Heat Pump with Remote Outdoor Unit-Air-Source) | H5H3V36*K*AAA* |  |  | EVD5X60M21A*+WALLCON | *96CTN0802120B* | 35600 | 21.5 | 8.5 | 38000 | 28600 | 75.26% | 2.02 | 0 | 12 |  |  |  |  | R-454B | 2.9667 | Residential & Commercial | USHP | Ducted CEE Tier 1
215940858 | Central HP <5.4 tons | ARCOAIRE | HRCU-A-CB (Split System: Heat Pump with Remote Outdoor Unit-Air-Source) | H5H3V36*K*AAA* |  |  | EVD5X60M21A*+WALLCON | *97CTN0802120A* | 35600 | 21.5 | 8.5 | 38000 | 28600 | 75.26% | 2.02 | 0 | 12 |  |  |  |  | R-454B | 2.9667 | Residential & Commercial | USHP | Ducted CEE Tier 1
215940108 | Central HP <5.4 tons | ARCOAIRE | HRCU-A-CB (Split System: Heat Pump with Remote Outdoor Unit-Air-Source) | H5H3V36*K*AAA* |  |  | ESH5X48M12A*+WALLCON | *80CSU0401712B* | 33800 | 19.5 | 9 | 34600 | 26400 | 76.3% | 1.92 | 0 | 11.7 |  |  |  |  | R-454B | 2.8167 | Residential & Commercial | USHP | Ducted CEE Tier 1
215223128 | Central HP <5.4 tons | BRYANT HEATING AND COOLING SYSTEMS | HRCU-A-CB (Split System: Heat Pump with Remote Outdoor Unit-Air-Source) | 288BNV025*0**C* | ADP |  | H,PE9J936 | 987MB42080C17*** | 23600 | 16 | 8.1 | 20000 | 16300 | 81.5% | 1.92 | 0 | 11 |  |  |  |  | R-410A | 1.9667 | Residential & Commercial | USHP | Ducted CEE Tier 1
213369424 | Central HP <5.4 tons | CARRIER | HRCU-A-CB (Split System: Heat Pump with Remote Outdoor Unit-Air-Source) | 38MURAQ30AB3* | ADP |  | H,PG7J936 | 59TP6C100V21**20 | 29600 | 15.2 | 8.5 | 32600 | 27200 | 83.44% | 1.8 | 0 | 8.5 |  |  |  |  | R-410A | 2.4667 | Residential & Commercial | USHP
216682071 | Central HP <5.4 tons | PAYNE HEATING AND COOLING | HRCU-A-CB (Split System: Heat Pump with Remote Outdoor Unit-Air-Source) | 38MURAQ30AB3* |  |  | CAP**3721AL* | PG97VTAA60100C** | 30600 | 15.2 | 9 | 33200 | 26000 | 78.31% | 1.8 | 0 | 9 |  |  |  |  | R-410A | 2.55 | Residential & Commercial | USHP
215942374 | Central HP <5.4 tons | ARCOAIRE | HRCU-A-CB (Split System: Heat Pump with Remote Outdoor Unit-Air-Source) | H5H3V36*K*AAA* |  |  | EVM5X44M21A*+WALLCON | *96CTN0601714B* | 35200 | 21 | 8.5 | 37400 | 28000 | 74.87% | 2.06 | 0 | 11.7 |  |  |  |  | R-454B | 2.9333 | Residential & Commercial | USHP | Ducted CEE Tier 1
215942644 | Central HP <5.4 tons | ARCOAIRE | HRCU-A-CB (Split System: Heat Pump with Remote Outdoor Unit-Air-Source) | H5H3V36*K*AAA* |  |  | EVD5X61M21A*+WALLCON | *97CTN1002122A* | 36000 | 22 | 8.5 | 37400 | 28200 | 75.4% | 2.04 | 0 | 12.5 |  |  |  |  | R-454B | 3 | Residential & Commercial | USHP | Ducted CEE Tier 1
214061450 | Central HP <5.4 tons | YORK | HRCU-A-CB (Split System: Heat Pump with Remote Outdoor Unit-Air-Source) | HMH72B341 | ADP |  | AD-37(P,U)*****9 | Y82E100C20LMPS1 | 33600 | 18 | 8.5 | 31400 | 22800 | 72.61% | 2.08 | 0 | 9.5 |  |  |  |  | R-410A | 2.8 | Residential & Commercial | USHP
212985327 | Central HP <5.4 tons | ARCOAIRE | HRCU-A-CB (Split System: Heat Pump with Remote Outdoor Unit-Air-Source) | DLCURAH30ABK |  |  | EN(A,D,W)4X42L21** | *92MSN1002120A* | 30000 | 15.2 | 8.1 | 34400 | 27600 | 80.23% | 1.8 | 0 | 9 |  |  |  |  | R-410A | 2.5 | Residential & Commercial | USHP
215940418 | Central HP <5.4 tons | ARCOAIRE | HRCU-A-CB (Split System: Heat Pump with Remote Outdoor Unit-Air-Source) | H5H3V36*K*AAA* |  |  | EVM5X60M21A*+WALLCON | *80CSU0601716B* | 35600 | 22 | 8.5 | 38000 | 28600 | 75.26% | 2.02 | 0 | 12.5 |  |  |  |  | R-454B | 2.9667 | Residential & Commercial | USHP | Ducted CEE Tier 1
215940618 | Central HP <5.4 tons | ARCOAIRE | HRCU-A-CB (Split System: Heat Pump with Remote Outdoor Unit-Air-Source) | H5H3V36*K*AAA* |  |  | EVD5X42M21A*+WALLCON | *96CTN0802120B* | 34400 | 20.5 | 8.5 | 38500 | 28200 | 73.25% | 2.04 | 0 | 11.7 |  |  |  |  | R-454B | 2.8667 | Residential & Commercial | USHP | Ducted CEE Tier 1
216738861 | Central HP <5.4 tons | PAYNE HEATING AND COOLING | HRCU-A-CB (Split System: Heat Pump with Remote Outdoor Unit-Air-Source) | 37MUHAQ24AA3 |  |  | CSAH*3612AM* | PG96VTAB60100C** | 22600 | 16 | 8.1 | 20800 | 18400 | 88.46% | 1.85 | 0 | 11 |  |  |  |  | R-454B | 1.8833 | Residential & Commercial | USHP | Ducted CEE Tier 1
214441903 | Central HP <5.4 tons | BRYANT HEATING AND COOLING SYSTEMS | HRCU-A-CB (Split System: Heat Pump with Remote Outdoor Unit-Air-Source) | 284ANV024*0**B* | ADP |  | V,C36H175P139 | 88*TB36045C17*** | 23400 | 20 | 10.5 | 25000 | 19500 | 78% | 2.42 | 0 | 12.5 |  |  |  |  | R-410A | 1.95 | Residential & Commercial | USHP | Ducted CEE Tier 1
215935588 | Central HP <5.4 tons | ARCOAIRE | HRCU-A-CB (Split System: Heat Pump with Remote Outdoor Unit-Air-Source) | H5H3V36*K*AAA* |  |  | EVD5X36M21A*+WALLCON | *80CSU0401712A* | 34400 | 21 | 8.5 | 38500 | 28400 | 73.77% | 2.04 | 0 | 11.7 |  |  |  |  | R-454B | 2.8667 | Residential & Commercial | USHP | Ducted CEE Tier 1
215936958 | Central HP <5.4 tons | ARCOAIRE | HRCU-A-CB (Split System: Heat Pump with Remote Outdoor Unit-Air-Source) | H5H3V36*K*AAA* |  |  | EVD5X61M24A*+WALLCON | *96CTN1202422B* | 36000 | 22 | 8.5 | 37600 | 28400 | 75.53% | 2.04 | 0 | 12.5 |  |  |  |  | R-454B | 3 | Residential & Commercial | USHP | Ducted CEE Tier 1
216733529 | Central HP <5.4 tons | ARCOAIRE | HRCU-A-CB (Split System: Heat Pump with Remote Outdoor Unit-Air-Source) | D5CUHAH24AAK |  |  | EA*5X25M17A* | *95MSU0601716A* | 23000 | 16.5 | 8.5 | 20600 | 18400 | 89.32% | 1.96 | 0 | 11 |  |  |  |  | R-454B | 1.9167 | Residential & Commercial | USHP | Ducted CEE Tier 1
215940178 | Central HP <5.4 tons | ARCOAIRE | HRCU-A-CB (Split System: Heat Pump with Remote Outdoor Unit-Air-Source) | H5H3V36*K*AAA* |  |  | ESH5X60M12A*+WALLCON | *96CTN0802120B* | 34200 | 19.5 | 9 | 34200 | 26000 | 76.02% | 1.96 | 0 | 11.7 |  |  |  |  | R-454B | 2.85 | Residential & Commercial | USHP | Ducted CEE Tier 1
215940228 | Central HP <5.4 tons | ARCOAIRE | HRCU-A-CB (Split System: Heat Pump with Remote Outdoor Unit-Air-Source) | H5H3V36*K*AAA* |  |  | ESH5X60M12A*+WALLCON | *97CTN0802120A* | 34200 | 19.5 | 9 | 34200 | 26000 | 76.02% | 1.96 | 0 | 11.7 |  |  |  |  | R-454B | 2.85 | Residential & Commercial | USHP | Ducted CEE Tier 1
215940328 | Central HP <5.4 tons | ARCOAIRE | HRCU-A-CB (Split System: Heat Pump with Remote Outdoor Unit-Air-Source) | H5H3V36*K*AAA* |  |  | EVM5X49M21A*+WALLCON | *96CTN0802120B* | 35600 | 21.5 | 8.5 | 38000 | 28600 | 75.26% | 2.04 | 0 | 12 |  |  |  |  | R-454B | 2.9667 | Residential & Commercial | USHP | Ducted CEE Tier 1
215937118 | Central HP <5.4 tons | ARCOAIRE | HRCU-A-CB (Split System: Heat Pump with Remote Outdoor Unit-Air-Source) | H5H3V48*K*AAA* |  |  | EVM5X48M21A*+WALLCON | *96CTN1002122B* | 44500 | 20 | 8.1 | 52000 | 38500 | 74.04% | 2 | 0 | 11 |  |  |  |  | R-454B | 3.7083 | Residential & Commercial | USHP | Ducted CEE Tier 1
215937538 | Central HP <5.4 tons | ARCOAIRE | HRCU-A-CB (Split System: Heat Pump with Remote Outdoor Unit-Air-Source) | H5H3V48*K*AAA* |  |  | EVM5X60M24A*+WALLCON | *97CMN1002122B* | 45500 | 20.5 | 8.1 | 52500 | 38000 | 72.38% | 1.9 | 0 | 11.5 |  |  |  |  | R-454B | 3.7917 | Residential & Commercial | USHP | Ducted CEE Tier 1
213080876 | Central HP <5.4 tons | ARCOAIRE | HRCU-A-CB (Split System: Heat Pump with Remote Outdoor Unit-Air-Source) | DLCURAH36ABK |  |  | EN(A,D)4X48L24** | *95MSU0802120A* | 35800 | 16.5 | 8.1 | 38500 | 35000 | 90.91% | 2 | 0 | 10 |  |  |  |  | R-410A | 2.9833 | Residential & Commercial | USHP | Ducted CEE Tier 1
215940718 | Central HP <5.4 tons | ARCOAIRE | HRCU-A-CB (Split System: Heat Pump with Remote Outdoor Unit-Air-Source) | H5H3V36*K*AAA* |  |  | EVD5X42M24A*+WALLCON | *97CTN1202422A* | 35600 | 22 | 8.5 | 38000 | 28400 | 74.74% | 2.04 | 0 | 12.5 |  |  |  |  | R-454B | 2.9667 | Residential & Commercial | USHP | Ducted CEE Tier 1
215939918 | Central HP <5.4 tons | ARCOAIRE | HRCU-A-CB (Split System: Heat Pump with Remote Outdoor Unit-Air-Source) | H5H3V36*K*AAA* |  |  | EA*5X61M24A*+WALLCON | *97CTN1002122A* | 34400 | 20.5 | 9.5 | 34200 | 26000 | 76.02% | 2.06 | 0 | 12 |  |  |  |  | R-454B | 2.8667 | Residential & Commercial | USHP | Ducted CEE Tier 1
215939968 | Central HP <5.4 tons | ARCOAIRE | HRCU-A-CB (Split System: Heat Pump with Remote Outdoor Unit-Air-Source) | H5H3V36*K*AAA* |  |  | ESH5X36M12A*+WALLCON | *97CTN0601716A* | 33000 | 18 | 9 | 35600 | 27400 | 76.97% | 1.9 | 0 | 10.5 |  |  |  |  | R-454B | 2.75 | Residential & Commercial | USHP | Ducted CEE Tier 1
215940638 | Central HP <5.4 tons | ARCOAIRE | HRCU-A-CB (Split System: Heat Pump with Remote Outdoor Unit-Air-Source) | H5H3V36*K*AAA* |  |  | EVD5X42M21A*+WALLCON | *80CSU0601716B* | 34400 | 21 | 8.5 | 38500 | 28000 | 72.73% | 2.04 | 0 | 12 |  |  |  |  | R-454B | 2.8667 | Residential & Commercial | USHP | Ducted CEE Tier 1
214243249 | Central HP <5.4 tons | ARCOAIRE | HRCU-A-CB (Split System: Heat Pump with Remote Outdoor Unit-Air-Source) | HVH825GKA2* |  |  | EN(A,D)4X48L24**+WALLCON | *96CTN1002122B* | 24200 | 17 | 8.1 | 21200 | 16600 | 78.3% | 2.02 | 0 | 11.5 |  |  |  |  | R-410A | 2.0167 | Residential & Commercial | USHP | Ducted CEE Tier 1
213770829 | Central HP <5.4 tons | ARCOAIRE | HRCU-A-CB (Split System: Heat Pump with Remote Outdoor Unit-Air-Source) | HVH825GKA2* |  |  | EA*4X36L17A*+WALLCON | *80CTL0701716B* | 23600 | 16.5 | 8.1 | 21400 | 16700 | 78.04% | 1.94 | 0 | 11 |  |  |  |  | R-410A | 1.9667 | Residential & Commercial | USHP | Ducted CEE Tier 1
215939798 | Central HP <5.4 tons | ARCOAIRE | HRCU-A-CB (Split System: Heat Pump with Remote Outdoor Unit-Air-Source) | H5H3V36*K*AAA* |  |  | EA*5X60M24A*+WALLCON | *97CTN0802120A* | 34000 | 20 | 9.5 | 34200 | 26000 | 76.02% | 2.06 | 0 | 11.7 |  |  |  |  | R-454B | 2.8333 | Residential & Commercial | USHP | Ducted CEE Tier 1
215940298 | Central HP <5.4 tons | ARCOAIRE | HRCU-A-CB (Split System: Heat Pump with Remote Outdoor Unit-Air-Source) | H5H3V36*K*AAA* |  |  | EVM5X44M21A*+WALLCON | *97CTN0801716A* | 35400 | 21 | 8.5 | 38500 | 29000 | 75.32% | 2.02 | 0 | 12 |  |  |  |  | R-454B | 2.95 | Residential & Commercial | USHP | Ducted CEE Tier 1
215939698 | Central HP <5.4 tons | ARCOAIRE | HRCU-A-CB (Split System: Heat Pump with Remote Outdoor Unit-Air-Source) | H5H3V36*K*AAA* |  |  | EA*5X42M21A*+WALLCON | *97CTN0802120A* | 32600 | 19.5 | 9.5 | 34800 | 26800 | 77.01% | 2.02 | 0 | 11.7 |  |  |  |  | R-454B | 2.7167 | Residential & Commercial | USHP | Ducted CEE Tier 1
215942464 | Central HP <5.4 tons | ARCOAIRE | HRCU-A-CB (Split System: Heat Pump with Remote Outdoor Unit-Air-Source) | H5H3V36*K*AAA* |  |  | EVD5X60M21A*+WALLCON | *96CTN0601714B* | 35200 | 21 | 8.5 | 37400 | 28000 | 74.87% | 2 | 0 | 11.7 |  |  |  |  | R-454B | 2.9333 | Residential & Commercial | USHP | Ducted CEE Tier 1
215940928 | Central HP <5.4 tons | ARCOAIRE | HRCU-A-CB (Split System: Heat Pump with Remote Outdoor Unit-Air-Source) | H5H3V36*K*AAA* |  |  | EVD5X61M24A*+WALLCON | *97CTN1202422A* | 36000 | 22 | 8.5 | 37600 | 28400 | 75.53% | 2.04 | 0 | 12.5 |  |  |  |  | R-454B | 3 | Residential & Commercial | USHP | Ducted CEE Tier 1
215940878 | Central HP <5.4 tons | ARCOAIRE | HRCU-A-CB (Split System: Heat Pump with Remote Outdoor Unit-Air-Source) | H5H3V36*K*AAA* |  |  | EVD5X60M24A*+WALLCON | *96CTN0802120B* | 35400 | 21.5 | 8.5 | 38000 | 28600 | 75.26% | 2.04 | 0 | 12 |  |  |  |  | R-454B | 2.95 | Residential & Commercial | USHP | Ducted CEE Tier 1
214387029 | Central HP <5.4 tons | YORK | HRCU-A-CB (Split System: Heat Pump with Remote Outdoor Unit-Air-Source) | HMH72B341 | ADP |  | AD-32(P,U)*****9 | TM9V080B12MP12 | 33600 | 17 | 8.5 | 31800 | 23000 | 72.33% | 2.04 | 0 | 10 |  |  |  |  | R-410A | 2.8 | Residential & Commercial | USHP | Ducted CEE Tier 1
216738600 | Central HP <5.4 tons | PAYNE HEATING AND COOLING | HRCU-A-CB (Split System: Heat Pump with Remote Outdoor Unit-Air-Source) | 37MUHAQ24AA3 |  |  | CSAH*3612AM* | PG96MSAA66120D** | 23000 | 15.2 | 8.1 | 21000 | 18700 | 89.05% | 1.9 | 0 | 10.5 |  |  |  |  | R-454B | 1.9167 | Residential & Commercial | USHP | Ducted CEE Tier 1
207574125 | Central HP <5.4 tons | DAY & NIGHT | HRCU-A-CB (Split System: Heat Pump with Remote Outdoor Unit-Air-Source) | CVH848GKA2* | ADP |  | V,G60H245P189 | *96CTN1202422A* | 45500 | 17 | 8.1 | 44500 | 31400 | 70.56% | 2.24 | 10.5 | 10.5 |  |  |  |  | R-410A | 3.7917 | Residential & Commercial | USHP | Ducted CEE Tier 1
214595902 | Central HP <5.4 tons | CARRIER | HRCU-A-C (Split System: Heat Pump with Remote Outdoor Unit with No Indoor Fan --Air Source) | 38MURAQ30AB3 | ADP |  | H,PG8J936+TD | 0 | 29800 | 15.2 | 9.5 | 31400 | 26600 | 84.71% | 1.82 | 0 | 10.5 |  |  |  |  | R-410A | 2.4833 | Residential & Commercial | USHP | Ducted CEE Tier 1
212632907 | Central HP <5.4 tons | LENNOX | HRCU-A-CB (Split System: Heat Pump with Remote Outdoor Unit-Air-Source) | SL25XPV-048-230A** | ADP |  | LD42/49Y9 | SLP99DF110XV60C* | 45500 | 20 | 9 | 42000 | 35000 | 83.33% | 1.84 | 0 | 12 |  |  |  |  | R-410A | 3.7917 | Residential & Commercial | USHP | Ducted CEE Tier 1
215935838 | Central HP <5.4 tons | ARCOAIRE | HRCU-A-CB (Split System: Heat Pump with Remote Outdoor Unit-Air-Source) | H5H3V36*K*AAA* |  |  | EVD5X38M17A*+WALLCON | *80CTL0701412B* | 35200 | 21.5 | 8.5 | 38500 | 29000 | 75.32% | 2.02 | 0 | 11.7 |  |  |  |  | R-454B | 2.9333 | Residential & Commercial | USHP | Ducted CEE Tier 1
215936658 | Central HP <5.4 tons | ARCOAIRE | HRCU-A-CB (Split System: Heat Pump with Remote Outdoor Unit-Air-Source) | H5H3V36*K*AAA* |  |  | EVD5X60M21A*+WALLCON | *95CSU0802120B* | 35600 | 21.5 | 8.5 | 38000 | 28600 | 75.26% | 2.04 | 0 | 12 |  |  |  |  | R-454B | 2.9667 | Residential & Commercial | USHP | Ducted CEE Tier 1
215936688 | Central HP <5.4 tons | ARCOAIRE | HRCU-A-CB (Split System: Heat Pump with Remote Outdoor Unit-Air-Source) | H5H3V36*K*AAA* |  |  | EVD5X60M21A*+WALLCON | *97CMN0801714B* | 35400 | 21.5 | 8.5 | 38500 | 29000 | 75.32% | 2.02 | 0 | 12 |  |  |  |  | R-454B | 2.95 | Residential & Commercial | USHP | Ducted CEE Tier 1
215936758 | Central HP <5.4 tons | ARCOAIRE | HRCU-A-CB (Split System: Heat Pump with Remote Outdoor Unit-Air-Source) | H5H3V36*K*AAA* |  |  | EVD5X60M24A*+WALLCON | *80CTL0902120B* | 35600 | 22 | 8.5 | 38000 | 28400 | 74.74% | 2.04 | 0 | 12.5 |  |  |  |  | R-454B | 2.9667 | Residential & Commercial | USHP | Ducted CEE Tier 1
215936838 | Central HP <5.4 tons | ARCOAIRE | HRCU-A-CB (Split System: Heat Pump with Remote Outdoor Unit-Air-Source) | H5H3V36*K*AAA* |  |  | EVD5X60M24A*+WALLCON | *97CMN1202422B* | 35400 | 22 | 8.5 | 38000 | 28400 | 74.74% | 2.04 | 0 | 12.5 |  |  |  |  | R-454B | 2.95 | Residential & Commercial | USHP | Ducted CEE Tier 1
215935418 | Central HP <5.4 tons | ARCOAIRE | HRCU-A-CB (Split System: Heat Pump with Remote Outdoor Unit-Air-Source) | H5H3V36*K*AAA* |  |  | EVM5X60M24A*+WALLCON | *97CMN1002122B* | 35600 | 22 | 8.5 | 38000 | 28400 | 74.74% | 2.04 | 0 | 12.5 |  |  |  |  | R-454B | 2.9667 | Residential & Commercial | USHP | Ducted CEE Tier 1
215935568 | Central HP <5.4 tons | ARCOAIRE | HRCU-A-CB (Split System: Heat Pump with Remote Outdoor Unit-Air-Source) | H5H3V36*K*AAA* |  |  | EVD5X36M17A*+WALLCON | *97CMN0601714B* | 34000 | 20 | 8.1 | 38000 | 27200 | 71.58% | 2 | 0 | 11 |  |  |  |  | R-454B | 2.8333 | Residential & Commercial | USHP | Ducted CEE Tier 1
212632901 | Central HP <5.4 tons | LENNOX | HRCU-A-CB (Split System: Heat Pump with Remote Outdoor Unit-Air-Source) | SL25XPV-048-230A** | ADP |  | LD41/59Y9 | SL280DF110V60C* | 45500 | 21 | 9.1 | 41500 | 34800 | 83.86% | 1.86 | 0 | 12 |  |  |  |  | R-410A | 3.7917 | Residential & Commercial | USHP | Ducted CEE Tier 1
212632903 | Central HP <5.4 tons | LENNOX | HRCU-A-CB (Split System: Heat Pump with Remote Outdoor Unit-Air-Source) | SL25XPV-048-230A** | ADP |  | LD42/49Y9 | SLP99DF090XV48C* | 45000 | 20 | 9.1 | 42000 | 35200 | 83.81% | 1.84 | 0 | 11.7 |  |  |  |  | R-410A | 3.75 | Residential & Commercial | USHP | Ducted CEE Tier 1
215939958 | Central HP <5.4 tons | ARCOAIRE | HRCU-A-CB (Split System: Heat Pump with Remote Outdoor Unit-Air-Source) | H5H3V36*K*AAA* |  |  | ESH5X36M12A*+WALLCON | *80CSU0601716B* | 33400 | 19 | 9 | 34800 | 26600 | 76.44% | 1.92 | 0 | 11.5 |  |  |  |  | R-454B | 2.7833 | Residential & Commercial | USHP | Ducted CEE Tier 1
215939638 | Central HP <5.4 tons | ARCOAIRE | HRCU-A-CB (Split System: Heat Pump with Remote Outdoor Unit-Air-Source) | H5H3V36*K*AAA* |  |  | EA*5X36M17A*+WALLCON | *97CTN0801716A* | 32000 | 19 | 9.5 | 35600 | 27400 | 76.97% | 1.98 | 0 | 10.5 |  |  |  |  | R-454B | 2.6667 | Residential & Commercial | USHP | Ducted CEE Tier 1
215939738 | Central HP <5.4 tons | ARCOAIRE | HRCU-A-CB (Split System: Heat Pump with Remote Outdoor Unit-Air-Source) | H5H3V36*K*AAA* |  |  | EA*5X48M21A*+WALLCON | *80CSU0601716B* | 33400 | 20.5 | 9.5 | 34400 | 26200 | 76.16% | 2.04 | 0 | 11.7 |  |  |  |  | R-454B | 2.7833 | Residential & Commercial | USHP | Ducted CEE Tier 1
215938168 | Central HP <5.4 tons | ARCOAIRE | HRCU-A-CB (Split System: Heat Pump with Remote Outdoor Unit-Air-Source) | H5H3V48*K*AAA* |  |  | EVD5X60M21A*+WALLCON | *80CTL0901716B* | 44500 | 20.5 | 8.1 | 53500 | 37600 | 70.28% | 1.95 | 0 | 11.5 |  |  |  |  | R-454B | 3.7083 | Residential & Commercial | USHP | Ducted CEE Tier 1
216643555 | Central HP <5.4 tons | PAYNE HEATING AND COOLING | HRCU-A-CB (Split System: Heat Pump with Remote Outdoor Unit-Air-Source) | 37MUHAQ18AA3 |  |  | CAA**2417AM* | PG80MSUA36040B** | 17700 | 15.2 | 10 | 20600 | 18500 | 89.81% | 1.98 | 0 | 11 |  |  |  |  | R-454B | 1.475 | Residential & Commercial | USHP | Ducted CEE Tier 1
214441910 | Central HP <5.4 tons | BRYANT HEATING AND COOLING SYSTEMS | HRCU-A-CB (Split System: Heat Pump with Remote Outdoor Unit-Air-Source) | 284ANV024*0**B* | ADP |  | V,C36H***P439 | 986TD30040C14*** | 23600 | 18 | 10.5 | 25200 | 19800 | 78.57% | 2.42 | 0 | 12 |  |  |  |  | R-410A | 1.9667 | Residential & Commercial | USHP | Ducted CEE Tier 1
215223136 | Central HP <5.4 tons | BRYANT HEATING AND COOLING SYSTEMS | HRCU-A-CB (Split System: Heat Pump with Remote Outdoor Unit-Air-Source) | 288BNV025*0**C* | ADP |  | H,PG9J930 | 987MB66120C24*** | 23800 | 16 | 8.1 | 19800 | 16300 | 82.32% | 1.96 | 0 | 11 |  |  |  |  | R-410A | 1.9833 | Residential & Commercial | USHP | Ducted CEE Tier 1
212978602 | Central HP <5.4 tons | ARCOAIRE | HRCU-A-CB (Split System: Heat Pump with Remote Outdoor Unit-Air-Source) | DLCURAH30ABK |  |  | END4X42L17** | *80MS(N,L)0701712A* | 30000 | 15.2 | 8.1 | 34000 | 27200 | 80% | 1.82 | 0 | 9 |  |  |  |  | R-410A | 2.5 | Residential & Commercial | USHP
212978070 | Central HP <5.4 tons | ARCOAIRE | HRCU-A-CB (Split System: Heat Pump with Remote Outdoor Unit-Air-Source) | DLCURAH30ABK |  |  | END4X42L17** | *80MS(N,L)0701412A* | 29800 | 15.2 | 8.1 | 34000 | 27200 | 80% | 1.82 | 0 | 9 |  |  |  |  | R-410A | 2.4833 | Residential & Commercial | USHP
214796433 | Central HP <5.4 tons | BRYANT HEATING AND COOLING SYSTEMS | HRCU-A-CB (Split System: Heat Pump with Remote Outdoor Unit-Air-Source) | 38MURAQ18AB3* | ADP |  | H,PG7J936 | 916SA30026M14*** | 16900 | 20 | 8.1 | 16700 | 18800 | 112.6% | 2.3 | 0 | 10 |  |  |  |  | R-410A | 1.4083 | Residential & Commercial | USHP | Ducted CEE Tier 1
215939708 | Central HP <5.4 tons | ARCOAIRE | HRCU-A-CB (Split System: Heat Pump with Remote Outdoor Unit-Air-Source) | H5H3V36*K*AAA* |  |  | EA*5X42M21A*+WALLCON | *97CTN1002122A* | 32800 | 20 | 9.5 | 34800 | 26600 | 76.44% | 2 | 0 | 11.5 |  |  |  |  | R-454B | 2.7333 | Residential & Commercial | USHP | Ducted CEE Tier 1
215940708 | Central HP <5.4 tons | ARCOAIRE | HRCU-A-CB (Split System: Heat Pump with Remote Outdoor Unit-Air-Source) | H5H3V36*K*AAA* |  |  | EVD5X42M24A*+WALLCON | *97CTN1002122A* | 35600 | 22 | 8.5 | 38000 | 28400 | 74.74% | 2.04 | 0 | 12.5 |  |  |  |  | R-454B | 2.9667 | Residential & Commercial | USHP | Ducted CEE Tier 1
215940908 | Central HP <5.4 tons | ARCOAIRE | HRCU-A-CB (Split System: Heat Pump with Remote Outdoor Unit-Air-Source) | H5H3V36*K*AAA* |  |  | EVD5X60M24A*+WALLCON | *97CTN1202422A* | 35600 | 22 | 8.5 | 38000 | 28400 | 74.74% | 2.04 | 0 | 12.5 |  |  |  |  | R-454B | 2.9667 | Residential & Commercial | USHP | Ducted CEE Tier 1
215940158 | Central HP <5.4 tons | ARCOAIRE | HRCU-A-CB (Split System: Heat Pump with Remote Outdoor Unit-Air-Source) | H5H3V36*K*AAA* |  |  | ESH5X48M12A*+WALLCON | *97CTN1002122A* | 33800 | 19.5 | 9 | 34600 | 26400 | 76.3% | 1.92 | 0 | 11.7 |  |  |  |  | R-454B | 2.8167 | Residential & Commercial | USHP | Ducted CEE Tier 1
215940208 | Central HP <5.4 tons | ARCOAIRE | HRCU-A-CB (Split System: Heat Pump with Remote Outdoor Unit-Air-Source) | H5H3V36*K*AAA* |  |  | ESH5X60M12A*+WALLCON | *97CTN0601716A* | 33800 | 18.5 | 9 | 35000 | 26800 | 76.57% | 1.92 | 0 | 11 |  |  |  |  | R-454B | 2.8167 | Residential & Commercial | USHP | Ducted CEE Tier 1
215940258 | Central HP <5.4 tons | ARCOAIRE | HRCU-A-CB (Split System: Heat Pump with Remote Outdoor Unit-Air-Source) | H5H3V36*K*AAA* |  |  | EVM5X44M21A*+WALLCON | *96CTN0802120B* | 35600 | 21.5 | 8.5 | 38000 | 28600 | 75.26% | 2.04 | 0 | 12 |  |  |  |  | R-454B | 2.9667 | Residential & Commercial | USHP | Ducted CEE Tier 1
215940308 | Central HP <5.4 tons | ARCOAIRE | HRCU-A-CB (Split System: Heat Pump with Remote Outdoor Unit-Air-Source) | H5H3V36*K*AAA* |  |  | EVM5X44M21A*+WALLCON | *97CTN0802120A* | 35600 | 21.5 | 8.5 | 38000 | 28600 | 75.26% | 2.04 | 0 | 12 |  |  |  |  | R-454B | 2.9667 | Residential & Commercial | USHP | Ducted CEE Tier 1
215940008 | Central HP <5.4 tons | ARCOAIRE | HRCU-A-CB (Split System: Heat Pump with Remote Outdoor Unit-Air-Source) | H5H3V36*K*AAA* |  |  | ESH5X36M12A*+WALLCON | *97CTN1202422A* | 33400 | 19 | 9 | 34800 | 26600 | 76.44% | 1.92 | 0 | 11 |  |  |  |  | R-454B | 2.7833 | Residential & Commercial | USHP | Ducted CEE Tier 1
215939938 | Central HP <5.4 tons | ARCOAIRE | HRCU-A-CB (Split System: Heat Pump with Remote Outdoor Unit-Air-Source) | H5H3V36*K*AAA* |  |  | ESH5X36M12A*+WALLCON | *96CTN0802120B* | 33200 | 19 | 9 | 35000 | 26800 | 76.57% | 1.92 | 0 | 11 |  |  |  |  | R-454B | 2.7667 | Residential & Commercial | USHP | Ducted CEE Tier 1
216738330 | Central HP <5.4 tons | PAYNE HEATING AND COOLING | HRCU-A-CB (Split System: Heat Pump with Remote Outdoor Unit-Air-Source) | 37MUHAQ24AA3 |  |  | CSAH*3612AM* | PG80VTLB48070B** | 22800 | 16 | 8.1 | 20800 | 18500 | 88.94% | 1.85 | 0 | 11 |  |  |  |  | R-454B | 1.9 | Residential & Commercial | USHP | Ducted CEE Tier 1
212394556 | Central HP <5.4 tons | YORK | HRCU-A-CB (Split System: Heat Pump with Remote Outdoor Unit-Air-Source) | HMH72B341 | ADP |  | H,YE32936 | TM9E080C16MP12 | 33000 | 18 | 8.5 | 32400 | 22800 | 70.37% | 2.04 | 0 | 10 |  |  |  |  | R-410A | 2.75 | Residential & Commercial | USHP | Ducted CEE Tier 1
216757955 | Central HP <5.4 tons | PAYNE HEATING AND COOLING | HRCU-A-CB (Split System: Heat Pump with Remote Outdoor Unit-Air-Source) | 37MUHAQ30AA3 |  |  | CAA**4321AM* | PG95MSUA60100C** | 31200 | 15.5 | 9 | 34200 | 30200 | 88.3% | 1.8 | 0 | 9.5 |  |  |  |  | R-454B | 2.6 | Residential & Commercial | USHP
213738351 | Central HP <5.4 tons | DAY & NIGHT | HRCU-A-CB (Split System: Heat Pump with Remote Outdoor Unit-Air-Source) | DLCURAH30ABK | ADP |  | PL36H210P179 | *80MS(N,L)0701712A* | 30200 | 15.2 | 8.1 | 32200 | 26600 | 82.61% | 1.82 | 0 | 9 |  |  |  |  | R-410A | 2.5167 | Residential & Commercial | USHP
212982616 | Central HP <5.4 tons | ARCOAIRE | HRCU-A-CB (Split System: Heat Pump with Remote Outdoor Unit-Air-Source) | DLCURAH30ABK |  |  | EA*4X36L21A* | *80MSU0601716A* | 29600 | 15.2 | 8.1 | 34000 | 27800 | 81.76% | 1.78 | 0 | 9 |  |  |  |  | R-410A | 2.4667 | Residential & Commercial | USHP
212984485 | Central HP <5.4 tons | ARCOAIRE | HRCU-A-CB (Split System: Heat Pump with Remote Outdoor Unit-Air-Source) | DLCURAH30ABK |  |  | EA*4X42L21A* | *92MSN0801716A* | 29800 | 15.2 | 8.1 | 34000 | 27600 | 81.18% | 1.8 | 0 | 9 |  |  |  |  | R-410A | 2.4833 | Residential & Commercial | USHP
212985003 | Central HP <5.4 tons | ARCOAIRE | HRCU-A-CB (Split System: Heat Pump with Remote Outdoor Unit-Air-Source) | DLCURAH30ABK |  |  | EA*4X43L21A* | *92MSN0802120A* | 30600 | 15.5 | 8.5 | 33400 | 26400 | 79.04% | 1.86 | 0 | 9 |  |  |  |  | R-410A | 2.55 | Residential & Commercial | USHP
214440911 | Central HP <5.4 tons | BRYANT HEATING AND COOLING SYSTEMS | HRCU-A-CB (Split System: Heat Pump with Remote Outdoor Unit-Air-Source) | 284ANV036*0**B* | ADP |  | V,C36H175P159 | 986TD42060C17*** | 33000 | 19 | 9 | 35200 | 27400 | 77.84% | 2.02 | 0 | 11.7 |  |  |  |  | R-410A | 2.75 | Residential & Commercial | USHP | Ducted CEE Tier 1
212632902 | Central HP <5.4 tons | LENNOX | HRCU-A-CB (Split System: Heat Pump with Remote Outdoor Unit-Air-Source) | SL25XPV-048-230A** | ADP |  | LD42/61Y9 | SL280DF110V60C* | 45500 | 21 | 9.1 | 41500 | 34800 | 83.86% | 1.86 | 0 | 12 |  |  |  |  | R-410A | 3.7917 | Residential & Commercial | USHP | Ducted CEE Tier 1
207573706 | Central HP <5.4 tons | DAY & NIGHT | HRCU-A-CB (Split System: Heat Pump with Remote Outdoor Unit-Air-Source) | CVH848GKA2* | ADP |  | FG35948 | *80CTL1102120A* | 43500 | 17 | 8.1 | 44500 | 31600 | 71.01% | 2.24 | 10.5 | 9.5 |  |  |  |  | R-410A | 3.625 | Residential & Commercial | USHP
215742326 | Central HP <5.4 tons | AMERICAN STANDARD | HRCU-A-CB (Split System: Heat Pump with Remote Outdoor Unit-Air-Source) | 4A6V8X60A1 | ADP |  | H,TG49960 | S8V2C100M5PCA | 54000 | 18 | 8.2 | 50000 | 39500 | 79% | 1.78 | 0 | 11.7 |  |  |  |  | R-410A | 4.5 | Residential & Commercial | USHP | Ducted CEE Tier 1
216644651 | Central HP <5.4 tons | PAYNE HEATING AND COOLING | HRCU-A-CB (Split System: Heat Pump with Remote Outdoor Unit-Air-Source) | 37MUHAQ18AA3 |  |  | FM(C,U)5Z24**AL* | 0 | 18000 | 15.2 | 12.5 | 21200 | 18800 | 88.68% | 2.08 | 0 | 11 |  |  |  |  | R-454B | 1.5 | Residential & Commercial | USHP | Ducted CEE Tier 1
212380530 | Central HP <5.4 tons | CARRIER | HRCU-A-CB (Split System: Heat Pump with Remote Outdoor Unit-Air-Source) | 25VNA424A*031* | ADP |  | V,C36H***P219 | 58TN*A070C14**12 | 23400 | 21 | 8.1 | 25000 | 19400 | 77.6% | 2.42 | 0 | 13.5 |  |  |  |  | R-410A | 1.95 | Residential & Commercial | USHP | Ducted CEE Tier 1
212380531 | Central HP <5.4 tons | CARRIER | HRCU-A-CB (Split System: Heat Pump with Remote Outdoor Unit-Air-Source) | 25VNA424A*031* | ADP |  | PL36H***P449 | 58TN*A070C14**12 | 23600 | 21 | 8.1 | 25000 | 19300 | 77.2% | 2.5 | 0 | 13.5 |  |  |  |  | R-410A | 1.9667 | Residential & Commercial | USHP | Ducted CEE Tier 1
216990615 | Central HP <5.4 tons | BRYANT HEATING AND COOLING SYSTEMS | HRCU-A-CB (Split System: Heat Pump with Remote Outdoor Unit-Air-Source) | 293VAN048**AA* | ADP |  | PL48H175P15*+TXV | 88*TB48090C17*** | 43500 | 20 | 9 | 46500 | 35400 | 76.13% | 1.86 | 0 | 11 |  |  |  |  | R-454B | 3.625 | Residential & Commercial | USHP | Ducted CEE Tier 1
216990633 | Central HP <5.4 tons | BRYANT HEATING AND COOLING SYSTEMS | HRCU-A-CB (Split System: Heat Pump with Remote Outdoor Unit-Air-Source) | 293VAN048**AA* | ADP |  | C48A***L16*+TXV | 88*TB60070C21*** | 43500 | 21 | 9.5 | 46500 | 36200 | 77.85% | 2 | 0 | 10.5 |  |  |  |  | R-454B | 3.625 | Residential & Commercial | USHP | Ducted CEE Tier 1
216990666 | Central HP <5.4 tons | BRYANT HEATING AND COOLING SYSTEMS | HRCU-A-CB (Split System: Heat Pump with Remote Outdoor Unit-Air-Source) | 293VAN048**AA* | ADP |  | C60A***L18*+TXV | 88*TB60110C21*** | 45000 | 21 | 9.5 | 46000 | 35800 | 77.83% | 2 | 0 | 11 |  |  |  |  | R-454B | 3.75 | Residential & Commercial | USHP | Ducted CEE Tier 1
214243139 | Central HP <5.4 tons | ARCOAIRE | HRCU-A-CB (Split System: Heat Pump with Remote Outdoor Unit-Air-Source) | HVH825GKA2* |  |  | EN(A,D,W)4X48L21**+WALLCON | *97CMN0601714B* | 24000 | 16.5 | 8.1 | 21400 | 16700 | 78.04% | 2 | 0 | 11 |  |  |  |  | R-410A | 2 | Residential & Commercial | USHP | Ducted CEE Tier 1
214242889 | Central HP <5.4 tons | ARCOAIRE | HRCU-A-CB (Split System: Heat Pump with Remote Outdoor Unit-Air-Source) | HVH825GKA2* |  |  | END4X42L17**+WALLCON | *80CTL0901716B* | 24000 | 17 | 8.1 | 21400 | 16600 | 77.57% | 1.98 | 0 | 11.5 |  |  |  |  | R-410A | 2 | Residential & Commercial | USHP | Ducted CEE Tier 1
207573656 | Central HP <5.4 tons | DAY & NIGHT | HRCU-A-CB (Split System: Heat Pump with Remote Outdoor Unit-Air-Source) | CVH848GKA2* | ADP |  | FG35948 | *80CSU0802120A* | 45500 | 17 | 8.5 | 45000 | 32800 | 72.89% | 2.32 | 10.5 | 10 |  |  |  |  | R-410A | 3.7917 | Residential & Commercial | USHP | Ducted CEE Tier 1
207573704 | Central HP <5.4 tons | DAY & NIGHT | HRCU-A-CB (Split System: Heat Pump with Remote Outdoor Unit-Air-Source) | CVH848GKA2* | ADP |  | PL48H210P299 | *80CTL1102120A* | 46000 | 17 | 8.1 | 44000 | 31600 | 71.82% | 2.26 | 10 | 10 |  |  |  |  | R-410A | 3.8333 | Residential & Commercial | USHP | Ducted CEE Tier 1
207573713 | Central HP <5.4 tons | DAY & NIGHT | HRCU-A-CB (Split System: Heat Pump with Remote Outdoor Unit-Air-Source) | CVH848GKA2* | ADP |  | FG84960 | *80CTL1352422A* | 45500 | 17 | 8.1 | 44000 | 31400 | 71.36% | 2.26 | 10 | 10.5 |  |  |  |  | R-410A | 3.7917 | Residential & Commercial | USHP | Ducted CEE Tier 1
207573731 | Central HP <5.4 tons | DAY & NIGHT | HRCU-A-CB (Split System: Heat Pump with Remote Outdoor Unit-Air-Source) | CVH848GKA2* | ADP |  | FG84960 | *95CSU1002122A* | 45500 | 17 | 8.1 | 44000 | 31400 | 71.36% | 2.24 | 10.5 | 10.5 |  |  |  |  | R-410A | 3.7917 | Residential & Commercial | USHP | Ducted CEE Tier 1
207574124 | Central HP <5.4 tons | DAY & NIGHT | HRCU-A-CB (Split System: Heat Pump with Remote Outdoor Unit-Air-Source) | CVH848GKA2* | ADP |  | V,G60H245P189 | *80CTL1352422A* | 45500 | 17 | 8.1 | 44000 | 31400 | 71.36% | 2.26 | 10 | 10.5 |  |  |  |  | R-410A | 3.7917 | Residential & Commercial | USHP | Ducted CEE Tier 1
207573722 | Central HP <5.4 tons | DAY & NIGHT | HRCU-A-CB (Split System: Heat Pump with Remote Outdoor Unit-Air-Source) | CVH848GKA2* | ADP |  | FG84960 | *95CSU0802120A* | 45500 | 17 | 8.5 | 43500 | 34400 | 79.08% | 2 | 10.5 | 10 |  |  |  |  | R-410A | 3.7917 | Residential & Commercial | USHP | Ducted CEE Tier 1
212632904 | Central HP <5.4 tons | LENNOX | HRCU-A-CB (Split System: Heat Pump with Remote Outdoor Unit-Air-Source) | SL25XPV-048-230A** | ADP |  | LD41/59Y9 | SLP99DF090XV48C* | 45000 | 20 | 9.1 | 42000 | 35200 | 83.81% | 1.84 | 0 | 11.7 |  |  |  |  | R-410A | 3.75 | Residential & Commercial | USHP | Ducted CEE Tier 1
212498595 | Central HP <5.4 tons | BRYANT HEATING AND COOLING SYSTEMS | HRCU-A-CB (Split System: Heat Pump with Remote Outdoor Unit-Air-Source) | 38MURAQ18AB3* | ADP |  | CE1801C+TXV | 0 | 17400 | 17 | 8.6 | 17000 | 19300 | 113.5% | 2.3 | 0 | 10.5 |  |  |  |  | R-410A | 1.45 | Residential & Commercial | USHP | Ducted CEE Tier 1
211712945 | Central HP <5.4 tons | ARCOAIRE | HRCU-A-CB (Split System: Heat Pump with Remote Outdoor Unit-Air-Source) | DLCURAH30ABK |  |  | EA*4X42L24A* | *80ESU0802120A | 29800 | 15.2 | 8.1 | 33800 | 27200 | 80.47% | 1.78 | 0 | 9 |  |  |  |  | R-410A | 2.4833 | Residential & Commercial | USHP
212380579 | Central HP <5.4 tons | CARRIER | HRCU-A-CB (Split System: Heat Pump with Remote Outdoor Unit-Air-Source) | 25VNA424A*031* | ADP |  | V,C36H175P159 | 59MN7B080C17**14 | 23400 | 20 | 8.5 | 25000 | 19500 | 78% | 2.44 | 0 | 13 |  |  |  |  | R-410A | 1.95 | Residential & Commercial | USHP | Ducted CEE Tier 1
212380604 | Central HP <5.4 tons | CARRIER | HRCU-A-CB (Split System: Heat Pump with Remote Outdoor Unit-Air-Source) | 25VNA424A*031* | ADP |  | C36A***L159 | 59TN6B080C17**14 | 23400 | 20 | 8.5 | 25000 | 19500 | 78% | 2.44 | 0 | 13 |  |  |  |  | R-410A | 1.95 | Residential & Commercial | USHP | Ducted CEE Tier 1
210471138 | Central HP <5.4 tons | ARCOAIRE | HRCU-A-CB (Split System: Heat Pump with Remote Outdoor Unit-Air-Source) | HVH837GKA2* |  |  | EHD4X60AAL+WALLCON | *80CSU0401712A* | 33000 | 17 | 8.1 | 32200 | 24800 | 77.02% | 1.98 | 0 | 11 |  |  |  |  | R-410A | 2.75 | Residential & Commercial | USHP | Ducted CEE Tier 1
210470500 | Central HP <5.4 tons | ARCOAIRE | HRCU-A-CB (Split System: Heat Pump with Remote Outdoor Unit-Air-Source) | HVH837GKA2* |  |  | EA*4X61L21A*+WALLCON | *80CTL0901716A* | 33200 | 18 | 8.5 | 32000 | 24800 | 77.5% | 2 | 0 | 12 |  |  |  |  | R-410A | 2.7667 | Residential & Commercial | USHP | Ducted CEE Tier 1
210470291 | Central HP <5.4 tons | ARCOAIRE | HRCU-A-CB (Split System: Heat Pump with Remote Outdoor Unit-Air-Source) | HVH837GKA2* |  |  | EA*4X60L24A*+WALLCON | *96CTN1202422A* | 32800 | 18 | 8.5 | 31800 | 24800 | 77.99% | 2 | 0 | 11.7 |  |  |  |  | R-410A | 2.7333 | Residential & Commercial | USHP | Ducted CEE Tier 1
212380533 | Central HP <5.4 tons | CARRIER | HRCU-A-CB (Split System: Heat Pump with Remote Outdoor Unit-Air-Source) | 25VNA424A*031* | ADP |  | PL36H210P299 | 58TN*A070C17**16 | 24200 | 20 | 8.5 | 24800 | 19300 | 77.82% | 2.54 | 0 | 13.5 |  |  |  |  | R-410A | 2.0167 | Residential & Commercial | USHP | Ducted CEE Tier 1
212380563 | Central HP <5.4 tons | CARRIER | HRCU-A-CB (Split System: Heat Pump with Remote Outdoor Unit-Air-Source) | 25VNA424A*031* | ADP |  | V,C36H175P159 | 59MN7B060C17**14 | 23200 | 19 | 8.1 | 25200 | 19600 | 77.78% | 2.42 | 0 | 12.5 |  |  |  |  | R-410A | 1.9333 | Residential & Commercial | USHP | Ducted CEE Tier 1
212381000 | Central HP <5.4 tons | CARRIER | HRCU-A-CB (Split System: Heat Pump with Remote Outdoor Unit-Air-Source) | 25VNA448A*031* | ADP |  | PL60H210P179 | 59TN6B100C21**22 | 44500 | 21 | 8.5 | 44000 | 35800 | 81.36% | 2.34 | 0 | 12 |  |  |  |  | R-410A | 3.7083 | Residential & Commercial | USHP | Ducted CEE Tier 1
212380581 | Central HP <5.4 tons | CARRIER | HRCU-A-CB (Split System: Heat Pump with Remote Outdoor Unit-Air-Source) | 25VNA424A*031* | ADP |  | C36A***L159 | 59MN7B080C17**14 | 23400 | 20 | 8.5 | 25000 | 19500 | 78% | 2.44 | 0 | 13 |  |  |  |  | R-410A | 1.95 | Residential & Commercial | USHP | Ducted CEE Tier 1
212380599 | Central HP <5.4 tons | CARRIER | HRCU-A-CB (Split System: Heat Pump with Remote Outdoor Unit-Air-Source) | 25VNA424A*031* | ADP |  | PL36H175P149 | 59TN6B080C17**14 | 23400 | 20 | 8.5 | 25000 | 19500 | 78% | 2.44 | 0 | 13 |  |  |  |  | R-410A | 1.95 | Residential & Commercial | USHP | Ducted CEE Tier 1
216675537 | Central HP <5.4 tons | ARCOAIRE | HRCU-A-CB (Split System: Heat Pump with Remote Outdoor Unit-Air-Source) | D5CURAH24AAK |  |  | EA*5X37M21A* | *80CSU0601716A* | 25400 | 16.5 | 9 | 23400 | 19200 | 82.05% | 2.06 | 0 | 10 |  |  |  |  | R-454B | 2.1167 | Residential & Commercial | USHP | Ducted CEE Tier 1
212632897 | Central HP <5.4 tons | LENNOX | HRCU-A-CB (Split System: Heat Pump with Remote Outdoor Unit-Air-Source) | SL25XPV-048-230A** | ADP |  | LD42/49Y9 | SL280DF090V60C* | 45500 | 20 | 9.1 | 41500 | 34800 | 83.86% | 1.86 | 0 | 12 |  |  |  |  | R-410A | 3.7917 | Residential & Commercial | USHP | Ducted CEE Tier 1
212632899 | Central HP <5.4 tons | LENNOX | HRCU-A-CB (Split System: Heat Pump with Remote Outdoor Unit-Air-Source) | SL25XPV-048-230A** | ADP |  | LD42/61Y9 | SL280DF090V60C* | 45500 | 20 | 9.1 | 41500 | 34800 | 83.86% | 1.86 | 0 | 12 |  |  |  |  | R-410A | 3.7917 | Residential & Commercial | USHP | Ducted CEE Tier 1
207573750 | Central HP <5.4 tons | DAY & NIGHT | HRCU-A-CB (Split System: Heat Pump with Remote Outdoor Unit-Air-Source) | CVH848GKA2* | ADP |  | FG86960 | *96CTN1002122A* | 45500 | 17 | 8.5 | 43500 | 34400 | 79.08% | 2 | 10.5 | 10 |  |  |  |  | R-410A | 3.7917 | Residential & Commercial | USHP | Ducted CEE Tier 1
212632900 | Central HP <5.4 tons | LENNOX | HRCU-A-CB (Split System: Heat Pump with Remote Outdoor Unit-Air-Source) | SL25XPV-048-230A** | ADP |  | LD42/49Y9 | SL280DF110V60C* | 45500 | 21 | 9.1 | 41500 | 34800 | 83.86% | 1.86 | 0 | 12 |  |  |  |  | R-410A | 3.7917 | Residential & Commercial | USHP | Ducted CEE Tier 1
212500142 | Central HP <5.4 tons | LENNOX | HRCU-A-CB (Split System: Heat Pump with Remote Outdoor Unit-Air-Source) | EL22XPV-024-230A** | ADP |  | LP18/37R9 | SL297UH040NV36B* | 23800 | 21 | 8.5 | 22000 | 15400 | 70% | 1.92 | 0 | 13.5 |  |  |  |  | R-410A | 1.9833 | Residential & Commercial | USHP | Ducted CEE Tier 1
216643642 | Central HP <5.4 tons | PAYNE HEATING AND COOLING | HRCU-A-CB (Split System: Heat Pump with Remote Outdoor Unit-Air-Source) | 37MUHAQ18AA3 |  |  | CAA**2517AM* | PG80MSUA48060B** | 18500 | 15.5 | 9.5 | 19800 | 17600 | 88.89% | 2.02 | 0 | 11.5 |  |  |  |  | R-454B | 1.5417 | Residential & Commercial | USHP | Ducted CEE Tier 1
216643678 | Central HP <5.4 tons | PAYNE HEATING AND COOLING | HRCU-A-CB (Split System: Heat Pump with Remote Outdoor Unit-Air-Source) | 37MUHAQ18AA3 |  |  | CAA**1917AM* | PG80VTLB36045A** | 18300 | 15.2 | 9.5 | 20000 | 17800 | 89% | 2 | 0 | 11 |  |  |  |  | R-454B | 1.525 | Residential & Commercial | USHP | Ducted CEE Tier 1
207573723 | Central HP <5.4 tons | DAY & NIGHT | HRCU-A-CB (Split System: Heat Pump with Remote Outdoor Unit-Air-Source) | CVH848GKA2* | ADP |  | FG86960 | *95CSU0802120A* | 45500 | 17 | 8.5 | 43500 | 34400 | 79.08% | 2 | 10.5 | 10 |  |  |  |  | R-410A | 3.7917 | Residential & Commercial | USHP | Ducted CEE Tier 1
214279762 | Central HP <5.4 tons | PAYNE HEATING AND COOLING | HRCU-A-CB (Split System: Heat Pump with Remote Outdoor Unit-Air-Source) | 38MURAQ18AB3* |  |  | CAP**3017AL* | PG96MSAA48060B** | 17400 | 16 | 8.5 | 18000 | 18700 | 103.9% | 2.24 | 0 | 10.5 |  |  |  |  | R-410A | 1.45 | Residential & Commercial | USHP | Ducted CEE Tier 1
214395060 | Central HP <5.4 tons | PAYNE HEATING AND COOLING | HRCU-A-CB (Split System: Heat Pump with Remote Outdoor Unit-Air-Source) | 38MURAQ18AB3* |  |  | CNPV*2417AL* | PG96MSAA48060B** | 17500 | 15.5 | 8.5 | 18500 | 19000 | 102.7% | 2.28 | 0 | 10.5 |  |  |  |  | R-410A | 1.4583 | Residential & Commercial | USHP | Ducted CEE Tier 1
211243752 | Central HP <5.4 tons | ARCOAIRE | HRCU-A-CB (Split System: Heat Pump with Remote Outdoor Unit-Air-Source) | DLCURAH24ABK |  |  | EN(A,D)4X24L14** | *95ESN0601412A* | 24000 | 15.2 | 8.5 | 27200 | 23000 | 84.56% | 1.88 | 0 | 10 |  |  |  |  | R-410A | 2 | Residential & Commercial | USHP | Ducted CEE Tier 1
211243393 | Central HP <5.4 tons | ARCOAIRE | HRCU-A-CB (Split System: Heat Pump with Remote Outdoor Unit-Air-Source) | DLCURAH24ABK |  |  | EA*4X37L21A* | *80VTL0902120A* | 24600 | 17 | 8.5 | 25400 | 21200 | 83.46% | 1.78 | 0 | 10.5 |  |  |  |  | R-410A | 2.05 | Residential & Commercial | USHP | Ducted CEE Tier 1
211243220 | Central HP <5.4 tons | ARCOAIRE | HRCU-A-CB (Split System: Heat Pump with Remote Outdoor Unit-Air-Source) | DLCURAH24ABK |  |  | EA*4X37L21A* | *96VSN0601714A* | 24800 | 16.5 | 8.5 | 25600 | 21000 | 82.03% | 1.76 | 0 | 10 |  |  |  |  | R-410A | 2.0667 | Residential & Commercial | USHP | Ducted CEE Tier 1
211230334 | Central HP <5.4 tons | ARCOAIRE | HRCU-A-CB (Split System: Heat Pump with Remote Outdoor Unit-Air-Source) | DLCURAH36ABK |  |  | EN(A,D,W)4X48L21** | *96VTN1002120A* | 36600 | 15.5 | 8.1 | 39500 | 35000 | 88.61% | 2.04 | 0 | 10 |  |  |  |  | R-410A | 3.05 | Residential & Commercial | USHP | Ducted CEE Tier 1
212400541 | Central HP <5.4 tons | LENNOX | HRCU-A-CB (Split System: Heat Pump with Remote Outdoor Unit-Air-Source) | EL22XPV-024-230A** | ADP |  | LH29/36X9 | EL296UH070XV36B* | 23800 | 21 | 8.5 | 22000 | 15400 | 70% | 1.92 | 0 | 13.5 |  |  |  |  | R-410A | 1.9833 | Residential & Commercial | USHP | Ducted CEE Tier 1
216644636 | Central HP <5.4 tons | PAYNE HEATING AND COOLING | HRCU-A-CB (Split System: Heat Pump with Remote Outdoor Unit-Air-Source) | 37MUHAQ18AA3 |  |  | FM(C,U)5Z18**AL* | 0 | 18000 | 15.2 | 12.5 | 21200 | 18800 | 88.68% | 2.08 | 0 | 11 |  |  |  |  | R-454B | 1.5 | Residential & Commercial | USHP | Ducted CEE Tier 1
207573585 | Central HP <5.4 tons | DAY & NIGHT | HRCU-A-CB (Split System: Heat Pump with Remote Outdoor Unit-Air-Source) | CVH837GKA2* | ADP |  | PL36H210P299 | *80CTL0901716A* | 33000 | 18 | 8.1 | 31200 | 27400 | 87.82% | 2.22 | 12.5 | 11.5 |  |  |  |  | R-410A | 2.75 | Residential & Commercial | USHP | Ducted CEE Tier 1
211230518 | Central HP <5.4 tons | ARCOAIRE | HRCU-A-CB (Split System: Heat Pump with Remote Outdoor Unit-Air-Source) | DLCURAH36ABK |  |  | EN(A,D)4X48L24** | *80VSL0902420A* | 35800 | 16.5 | 8.1 | 38500 | 34800 | 90.39% | 2 | 0 | 10 |  |  |  |  | R-410A | 2.9833 | Residential & Commercial | USHP | Ducted CEE Tier 1
211230886 | Central HP <5.4 tons | ARCOAIRE | HRCU-A-CB (Split System: Heat Pump with Remote Outdoor Unit-Air-Source) | DLCURAH36ABK |  |  | FMA4X36**AL* | 0 | 35800 | 17 | 8.1 | 40000 | 35200 | 88% | 1.86 | 0 | 10 |  |  |  |  | R-410A | 2.9833 | Residential & Commercial | USHP | Ducted CEE Tier 1
211229525 | Central HP <5.4 tons | ARCOAIRE | HRCU-A-CB (Split System: Heat Pump with Remote Outdoor Unit-Air-Source) | DLCURAH36ABK |  |  | EA*4X48L24A* | *95ESN1402422A* | 37400 | 15.2 | 8.5 | 39500 | 35000 | 88.61% | 2.12 | 0 | 10 |  |  |  |  | R-410A | 3.1167 | Residential & Commercial | USHP | Ducted CEE Tier 1
211227869 | Central HP <5.4 tons | ARCOAIRE | HRCU-A-CB (Split System: Heat Pump with Remote Outdoor Unit-Air-Source) | DLCURAH36ABK |  |  | EA*4X42L24A* | *80VSL0902120A* | 35000 | 16 | 8.1 | 38500 | 35000 | 90.91% | 1.86 | 0 | 9.5 |  |  |  |  | R-410A | 2.9167 | Residential & Commercial | USHP
211229514 | Central HP <5.4 tons | ARCOAIRE | HRCU-A-CB (Split System: Heat Pump with Remote Outdoor Unit-Air-Source) | DLCURAH36ABK |  |  | EA*4X48L24A* | *95ESN1202422A* | 37200 | 15.5 | 8.5 | 38500 | 35000 | 90.91% | 2.12 | 0 | 10 |  |  |  |  | R-410A | 3.1 | Residential & Commercial | USHP | Ducted CEE Tier 1
214239007 | Central HP <5.4 tons | ARCOAIRE | HRCU-A-CB (Split System: Heat Pump with Remote Outdoor Unit-Air-Source) | HVH837GKA2* |  |  | END4X42L17**+WALLCON | *97CMN0601714B* | 31800 | 16.5 | 8.1 | 33200 | 25000 | 75.3% | 1.88 | 0 | 11 |  |  |  |  | R-410A | 2.65 | Residential & Commercial | USHP | Ducted CEE Tier 1
215937898 | Central HP <5.4 tons | ARCOAIRE | HRCU-A-CB (Split System: Heat Pump with Remote Outdoor Unit-Air-Source) | H5H3V48*K*AAA* |  |  | EVD5X48M24A*+WALLCON | *80CTL1102120B* | 45000 | 20.5 | 8.1 | 52000 | 38000 | 73.08% | 1.9 | 0 | 11 |  |  |  |  | R-454B | 3.75 | Residential & Commercial | USHP | Ducted CEE Tier 1
214573952 | Central HP <5.4 tons | ARCOAIRE | HRCU-A-CB (Split System: Heat Pump with Remote Outdoor Unit-Air-Source) | HVH837GKA2* |  |  | EA*4X48L21A*+WALLCON | *97CMN0802120B* | 32200 | 17.5 | 8.5 | 32400 | 25000 | 77.16% | 1.98 | 0 | 11 |  |  |  |  | R-410A | 2.6833 | Residential & Commercial | USHP | Ducted CEE Tier 1
214238917 | Central HP <5.4 tons | ARCOAIRE | HRCU-A-CB (Split System: Heat Pump with Remote Outdoor Unit-Air-Source) | HVH837GKA2* |  |  | EN(A,D)4X36L21**+WALLCON | *97CMN1002122B* | 31400 | 16.5 | 8.1 | 33000 | 24000 | 72.73% | 1.82 | 0 | 11 |  |  |  |  | R-410A | 2.6167 | Residential & Commercial | USHP | Ducted CEE Tier 1
212927257 | Central HP <5.4 tons | LENNOX | HRCU-A-CB (Split System: Heat Pump with Remote Outdoor Unit-Air-Source) | SL25XPV-024-230A** | ADP |  | L*23/37Z9 | SLP98UH070XV36B* | 22200 | 23 | 9.2 | 20000 | 20000 | 100% | 1.84 | 0 | 14 |  |  |  |  | R-410A | 1.85 | Residential & Commercial | USHP | Ducted CEE Tier 1
215938318 | Central HP <5.4 tons | ARCOAIRE | HRCU-A-CB (Split System: Heat Pump with Remote Outdoor Unit-Air-Source) | H5H3V48*K*AAA* |  |  | EVD5X60M24A*+WALLCON | *80CTL1352422B* | 45500 | 21 | 8.1 | 52500 | 38000 | 72.38% | 1.95 | 0 | 11.5 |  |  |  |  | R-454B | 3.7917 | Residential & Commercial | USHP | Ducted CEE Tier 1
211242811 | Central HP <5.4 tons | ARCOAIRE | HRCU-A-CB (Split System: Heat Pump with Remote Outdoor Unit-Air-Source) | DLCURAH24ABK |  |  | EA*4X37L17A* | *96VSN0801716A* | 24600 | 16.5 | 8.5 | 25600 | 21400 | 83.59% | 1.8 | 0 | 10 |  |  |  |  | R-410A | 2.05 | Residential & Commercial | USHP | Ducted CEE Tier 1
211242541 | Central HP <5.4 tons | ARCOAIRE | HRCU-A-CB (Split System: Heat Pump with Remote Outdoor Unit-Air-Source) | DLCURAH24ABK |  |  | EA*4X36L21A* | *80VTL1102122A* | 24000 | 17 | 8.5 | 25800 | 23000 | 89.15% | 1.9 | 0 | 10 |  |  |  |  | R-410A | 2 | Residential & Commercial | USHP | Ducted CEE Tier 1
211242459 | Central HP <5.4 tons | ARCOAIRE | HRCU-A-CB (Split System: Heat Pump with Remote Outdoor Unit-Air-Source) | DLCURAH24ABK |  |  | EA*4X36L21A* | *96VTN0401712A* | 23400 | 16 | 8.5 | 25800 | 23600 | 91.47% | 1.94 | 0 | 10 |  |  |  |  | R-410A | 1.95 | Residential & Commercial | USHP | Ducted CEE Tier 1
211229114 | Central HP <5.4 tons | ARCOAIRE | HRCU-A-CB (Split System: Heat Pump with Remote Outdoor Unit-Air-Source) | DLCURAH36ABK |  |  | EA*4X48L21A* | *95ESU0601716A* | 35600 | 16 | 8.5 | 38500 | 34600 | 89.87% | 2.04 | 0 | 10 |  |  |  |  | R-410A | 2.9667 | Residential & Commercial | USHP | Ducted CEE Tier 1
211229212 | Central HP <5.4 tons | ARCOAIRE | HRCU-A-CB (Split System: Heat Pump with Remote Outdoor Unit-Air-Source) | DLCURAH36ABK |  |  | EA*4X48L21A* | OMV098J12* | 35600 | 15.2 | 8.1 | 38500 | 34800 | 90.39% | 2.04 | 0 | 9.5 |  |  |  |  | R-410A | 2.9667 | Residential & Commercial | USHP
211229273 | Central HP <5.4 tons | ARCOAIRE | HRCU-A-CB (Split System: Heat Pump with Remote Outdoor Unit-Air-Source) | DLCURAH36ABK |  |  | EA*4X48L24A* | *80ES(N,L)0902120A* | 36600 | 16 | 8.5 | 38500 | 34800 | 90.39% | 2.08 | 0 | 10 |  |  |  |  | R-410A | 3.05 | Residential & Commercial | USHP | Ducted CEE Tier 1
211228437 | Central HP <5.4 tons | ARCOAIRE | HRCU-A-CB (Split System: Heat Pump with Remote Outdoor Unit-Air-Source) | DLCURAH36ABK |  |  | EA*4X43L21A* | *92ESN0601714A* | 36400 | 16 | 8.5 | 38500 | 34800 | 90.39% | 2.08 | 0 | 10 |  |  |  |  | R-410A | 3.0333 | Residential & Commercial | USHP | Ducted CEE Tier 1
215940698 | Central HP <5.4 tons | ARCOAIRE | HRCU-A-CB (Split System: Heat Pump with Remote Outdoor Unit-Air-Source) | H5H3V36*K*AAA* |  |  | EVD5X42M24A*+WALLCON | *97CTN0802120A* | 35400 | 21.5 | 8.5 | 38000 | 28600 | 75.26% | 2.04 | 0 | 12 |  |  |  |  | R-454B | 2.95 | Residential & Commercial | USHP | Ducted CEE Tier 1
215940828 | Central HP <5.4 tons | ARCOAIRE | HRCU-A-CB (Split System: Heat Pump with Remote Outdoor Unit-Air-Source) | H5H3V36*K*AAA* |  |  | EVD5X60M21A*+WALLCON | *80CSU0601716B* | 35600 | 22 | 8.5 | 38000 | 28600 | 75.26% | 2.02 | 0 | 12.5 |  |  |  |  | R-454B | 2.9667 | Residential & Commercial | USHP | Ducted CEE Tier 1
212986155 | Central HP <5.4 tons | ARCOAIRE | HRCU-A-CB (Split System: Heat Pump with Remote Outdoor Unit-Air-Source) | DLCURAH24ABK |  |  | EA*4X25L17A* | *96MSN0401410A* | 24000 | 16.5 | 8.5 | 25400 | 21800 | 85.83% | 1.82 | 0 | 10 |  |  |  |  | R-410A | 2 | Residential & Commercial | USHP | Ducted CEE Tier 1
214239337 | Central HP <5.4 tons | ARCOAIRE | HRCU-A-CB (Split System: Heat Pump with Remote Outdoor Unit-Air-Source) | HVH837GKA2* |  |  | EN(A,D)4X48L24**+WALLCON | *96CTN1002122B* | 32400 | 17 | 8.1 | 32600 | 24600 | 75.46% | 1.96 | 0 | 11.7 |  |  |  |  | R-410A | 2.7 | Residential & Commercial | USHP | Ducted CEE Tier 1
213881435 | Central HP <5.4 tons | CARRIER | HRCU-A-CB (Split System: Heat Pump with Remote Outdoor Unit-Air-Source) | 38MURAQ36AB3* | ADP |  | V,C36H175P159 | 58TP*B090V17**16 | 35400 | 16 | 8.1 | 36800 | 34600 | 94.02% | 1.94 | 0 | 10 |  |  |  |  | R-410A | 2.95 | Residential & Commercial | USHP | Ducted CEE Tier 1
214320255 | Central HP <5.4 tons | RUUD | HRCU-A-CB (Split System: Heat Pump with Remote Outdoor Unit-Air-Source) | RD17AZ36AJ3N | ADP |  | PL36H175P389 | U802VA050317M | 33200 | 18 | 8.1 | 32600 | 29200 | 89.57% | 1.9 | 0 | 9.5 |  |  |  |  | R-410A | 2.7667 | Residential & Commercial | USHP
211241555 | Central HP <5.4 tons | ARCOAIRE | HRCU-A-CB (Split System: Heat Pump with Remote Outdoor Unit-Air-Source) | DLCURAH24ABK |  |  | EA*4X30L17A* | *80VTL0701716A* | 24200 | 17 | 8.5 | 26200 | 23000 | 87.79% | 1.92 | 0 | 10 |  |  |  |  | R-410A | 2.0167 | Residential & Commercial | USHP | Ducted CEE Tier 1
211240403 | Central HP <5.4 tons | ARCOAIRE | HRCU-A-CB (Split System: Heat Pump with Remote Outdoor Unit-Air-Source) | DLCURAH24ABK |  |  | EA*4X24L17A* | *96VSN0401712A* | 23000 | 15.5 | 8.5 | 26400 | 26000 | 98.48% | 2.18 | 0 | 9.5 |  |  |  |  | R-410A | 1.9167 | Residential & Commercial | USHP
211228469 | Central HP <5.4 tons | ARCOAIRE | HRCU-A-CB (Split System: Heat Pump with Remote Outdoor Unit-Air-Source) | DLCURAH36ABK |  |  | EA*4X43L21A* | *92ESN1002122A* | 37400 | 15.2 | 8.5 | 39000 | 35000 | 89.74% | 2.16 | 0 | 10 |  |  |  |  | R-410A | 3.1167 | Residential & Commercial | USHP | Ducted CEE Tier 1
211228639 | Central HP <5.4 tons | ARCOAIRE | HRCU-A-CB (Split System: Heat Pump with Remote Outdoor Unit-Air-Source) | DLCURAH36ABK |  |  | EA*4X43L21A* | *96VTN0802120A* | 37000 | 15.5 | 8.5 | 38500 | 35000 | 90.91% | 2.1 | 0 | 10 |  |  |  |  | R-410A | 3.0833 | Residential & Commercial | USHP | Ducted CEE Tier 1
211241055 | Central HP <5.4 tons | ARCOAIRE | HRCU-A-CB (Split System: Heat Pump with Remote Outdoor Unit-Air-Source) | DLCURAH24ABK |  |  | EA*4X25L17A* | *96VTN0601714A* | 24600 | 16.5 | 8.5 | 25400 | 21400 | 84.25% | 1.78 | 0 | 10 |  |  |  |  | R-410A | 2.05 | Residential & Commercial | USHP | Ducted CEE Tier 1
211241089 | Central HP <5.4 tons | ARCOAIRE | HRCU-A-CB (Split System: Heat Pump with Remote Outdoor Unit-Air-Source) | DLCURAH24ABK |  |  | EA*4X25L17A* | *80ES(N,L)0701712A* | 25000 | 16.5 | 8.5 | 25800 | 21000 | 81.4% | 1.76 | 0 | 10.5 |  |  |  |  | R-410A | 2.0833 | Residential & Commercial | USHP | Ducted CEE Tier 1
211228764 | Central HP <5.4 tons | ARCOAIRE | HRCU-A-CB (Split System: Heat Pump with Remote Outdoor Unit-Air-Source) | DLCURAH36ABK |  |  | EA*4X48L21A* | *80ES(N,L)0702116A* | 35600 | 16.5 | 8.5 | 37800 | 34600 | 91.53% | 2.04 | 0 | 10 |  |  |  |  | R-410A | 2.9667 | Residential & Commercial | USHP | Ducted CEE Tier 1
211227544 | Central HP <5.4 tons | ARCOAIRE | HRCU-A-CB (Split System: Heat Pump with Remote Outdoor Unit-Air-Source) | DLCURAH36ABK |  |  | EA*4X42L21A* | *92ESN1002120A* | 35200 | 16.5 | 8.1 | 38500 | 35000 | 90.91% | 1.88 | 0 | 10 |  |  |  |  | R-410A | 2.9333 | Residential & Commercial | USHP | Ducted CEE Tier 1
213079605 | Central HP <5.4 tons | PAYNE HEATING AND COOLING | HRCU-A-CB (Split System: Heat Pump with Remote Outdoor Unit-Air-Source) | 38MURAQ36AB3* |  |  | CNPV*4217AL* | PG92MSAA48080B** | 35600 | 16 | 8.1 | 38500 | 35000 | 90.91% | 1.94 | 0 | 10 |  |  |  |  | R-410A | 2.9667 | Residential & Commercial | USHP | Ducted CEE Tier 1
213079671 | Central HP <5.4 tons | PAYNE HEATING AND COOLING | HRCU-A-CB (Split System: Heat Pump with Remote Outdoor Unit-Air-Source) | 38MURAQ36AB3* |  |  | CAP**4224AL* | PG92MSAA60080C** | 35200 | 16.5 | 8.1 | 38500 | 35000 | 90.91% | 1.88 | 0 | 10 |  |  |  |  | R-410A | 2.9333 | Residential & Commercial | USHP | Ducted CEE Tier 1
214062751 | Central HP <5.4 tons | TRANE | HRCU-A-CB (Split System: Heat Pump with Remote Outdoor Unit-Air-Source) | 4TWV0X60A1 | ADP |  | FG84960+P0V0D000M50SC+RP | 0 | 54000 | 19 | 8.2 | 49500 | 38500 | 77.78% | 1.75 | 0 | 12 |  |  |  |  | R-410A | 4.5 | Residential & Commercial | USHP | Ducted CEE Tier 1
215939728 | Central HP <5.4 tons | ARCOAIRE | HRCU-A-CB (Split System: Heat Pump with Remote Outdoor Unit-Air-Source) | H5H3V36*K*AAA* |  |  | EA*5X48M21A*+WALLCON | *80CSU0401712B* | 33400 | 20.5 | 9.5 | 34400 | 26200 | 76.16% | 2.04 | 0 | 11.7 |  |  |  |  | R-454B | 2.7833 | Residential & Commercial | USHP | Ducted CEE Tier 1
215942534 | Central HP <5.4 tons | ARCOAIRE | HRCU-A-CB (Split System: Heat Pump with Remote Outdoor Unit-Air-Source) | H5H3V36*K*AAA* |  |  | EVD5X61M21A*+WALLCON | *97CMN1002122B* | 36000 | 22 | 8.5 | 37400 | 28200 | 75.4% | 2.04 | 0 | 12.5 |  |  |  |  | R-454B | 3 | Residential & Commercial | USHP | Ducted CEE Tier 1
216738200 | Central HP <5.4 tons | PAYNE HEATING AND COOLING | HRCU-A-CB (Split System: Heat Pump with Remote Outdoor Unit-Air-Source) | 37MUHAQ24AA3 |  |  | CSAH*3612AM* | PG80MSUA36040B** | 22800 | 16 | 8.1 | 20800 | 18500 | 88.94% | 1.85 | 0 | 10.5 |  |  |  |  | R-454B | 1.9 | Residential & Commercial | USHP | Ducted CEE Tier 1
216738467 | Central HP <5.4 tons | PAYNE HEATING AND COOLING | HRCU-A-CB (Split System: Heat Pump with Remote Outdoor Unit-Air-Source) | 37MUHAQ24AA3 |  |  | CSAH*3612AM* | PG92MSAA48080B** | 22600 | 16 | 8.1 | 20800 | 18400 | 88.46% | 1.85 | 0 | 10.5 |  |  |  |  | R-454B | 1.8833 | Residential & Commercial | USHP | Ducted CEE Tier 1
215942584 | Central HP <5.4 tons | ARCOAIRE | HRCU-A-CB (Split System: Heat Pump with Remote Outdoor Unit-Air-Source) | H5H3V36*K*AAA* |  |  | EVD5X61M24A*+WALLCON | *97CMN0802120B* | 36000 | 22 | 8.5 | 37400 | 28200 | 75.4% | 2.04 | 0 | 12.5 |  |  |  |  | R-454B | 3 | Residential & Commercial | USHP | Ducted CEE Tier 1
215942634 | Central HP <5.4 tons | ARCOAIRE | HRCU-A-CB (Split System: Heat Pump with Remote Outdoor Unit-Air-Source) | H5H3V36*K*AAA* |  |  | EVD5X61M21A*+WALLCON | *97CTN0802120A* | 35800 | 22 | 8.5 | 37400 | 28400 | 75.94% | 2.04 | 0 | 12.5 |  |  |  |  | R-454B | 2.9833 | Residential & Commercial | USHP | Ducted CEE Tier 1
216739067 | Central HP <5.4 tons | PAYNE HEATING AND COOLING | HRCU-A-CB (Split System: Heat Pump with Remote Outdoor Unit-Air-Source) | 37MUHAQ24AA3 |  |  | PF5MN*B36L* | 0 | 24000 | 15.2 | 8.5 | 21800 | 19200 | 88.07% | 1.98 | 0 | 11 |  |  |  |  | R-454B | 2 | Residential & Commercial | USHP | Ducted CEE Tier 1
207573588 | Central HP <5.4 tons | DAY & NIGHT | HRCU-A-CB (Split System: Heat Pump with Remote Outdoor Unit-Air-Source) | CVH837GKA2* | ADP |  | PL36H175P789 | *80CTL0901716A* | 32400 | 18 | 8.1 | 30800 | 27200 | 88.31% | 2.2 | 12.5 | 11.5 |  |  |  |  | R-410A | 2.7 | Residential & Commercial | USHP | Ducted CEE Tier 1
212927251 | Central HP <5.4 tons | LENNOX | HRCU-A-CB (Split System: Heat Pump with Remote Outdoor Unit-Air-Source) | SL25XPV-024-230A** | ADP |  | LP36/37R9 | SLP98UH070XV36B* | 22200 | 23 | 9.2 | 20000 | 20000 | 100% | 1.84 | 0 | 14 |  |  |  |  | R-410A | 1.85 | Residential & Commercial | USHP | Ducted CEE Tier 1
215937098 | Central HP <5.4 tons | ARCOAIRE | HRCU-A-CB (Split System: Heat Pump with Remote Outdoor Unit-Air-Source) | H5H3V48*K*AAA* |  |  | EVM5X48M21A*+WALLCON | *97CMN1002122B* | 44500 | 20 | 8.1 | 52000 | 38500 | 74.04% | 2 | 0 | 11 |  |  |  |  | R-454B | 3.7083 | Residential & Commercial | USHP | Ducted CEE Tier 1
212973215 | Central HP <5.4 tons | ARCOAIRE | HRCU-A-CB (Split System: Heat Pump with Remote Outdoor Unit-Air-Source) | DLCURAH24ABK |  |  | EA*4X36L17A* | *96VSN0401712B* | 23400 | 16.5 | 8.5 | 26200 | 24400 | 93.13% | 2.02 | 0 | 10 |  |  |  |  | R-410A | 1.95 | Residential & Commercial | USHP | Ducted CEE Tier 1
212972915 | Central HP <5.4 tons | ARCOAIRE | HRCU-A-CB (Split System: Heat Pump with Remote Outdoor Unit-Air-Source) | DLCURAH24ABK |  |  | EA*4X25L17A* | *96VSN0401410B* | 24000 | 16.5 | 8.1 | 25200 | 21800 | 86.51% | 1.82 | 0 | 10 |  |  |  |  | R-410A | 2 | Residential & Commercial | USHP | Ducted CEE Tier 1
212972895 | Central HP <5.4 tons | ARCOAIRE | HRCU-A-CB (Split System: Heat Pump with Remote Outdoor Unit-Air-Source) | DLCURAH24ABK |  |  | EA*4X24L14A* | *96VSN0401410B* | 23200 | 16 | 8.5 | 27000 | 26800 | 99.26% | 2.26 | 0 | 9.5 |  |  |  |  | R-410A | 1.9333 | Residential & Commercial | USHP
212971174 | Central HP <5.4 tons | ARCOAIRE | HRCU-A-CB (Split System: Heat Pump with Remote Outdoor Unit-Air-Source) | DLCURAH24ABK |  |  | EA*4X36L17A* | *80VTL0451412B* | 23600 | 17 | 8.5 | 26000 | 24200 | 93.08% | 2 | 0 | 10 |  |  |  |  | R-410A | 1.9667 | Residential & Commercial | USHP | Ducted CEE Tier 1
212974617 | Central HP <5.4 tons | ARCOAIRE | HRCU-A-CB (Split System: Heat Pump with Remote Outdoor Unit-Air-Source) | DLCURAH18ABK |  |  | EA*4X19L17A* | *96VTN0401410B* | 17600 | 16 | 8.1 | 17700 | 17900 | 101.1% | 2.16 | 0 | 10.5 |  |  |  |  | R-410A | 1.4667 | Residential & Commercial | USHP | Ducted CEE Tier 1
212972745 | Central HP <5.4 tons | ARCOAIRE | HRCU-A-CB (Split System: Heat Pump with Remote Outdoor Unit-Air-Source) | DLCURAH18ABK |  |  | EN(A,D)4X24L17** | *96VSN0401410B* | 17400 | 15.5 | 8.5 | 18500 | 19200 | 103.8% | 2.3 | 0 | 10.5 |  |  |  |  | R-410A | 1.45 | Residential & Commercial | USHP | Ducted CEE Tier 1
212970874 | Central HP <5.4 tons | ARCOAIRE | HRCU-A-CB (Split System: Heat Pump with Remote Outdoor Unit-Air-Source) | DLCURAH18ABK |  |  | EA*4X24L17A* | *80VTL0451412B* | 17700 | 16.5 | 8.5 | 18600 | 19300 | 103.8% | 2.32 | 0 | 10.5 |  |  |  |  | R-410A | 1.475 | Residential & Commercial | USHP | Ducted CEE Tier 1
211245147 | Central HP <5.4 tons | ARCOAIRE | HRCU-A-CB (Split System: Heat Pump with Remote Outdoor Unit-Air-Source) | DLCURAH24ABK |  |  | EN(A,D,W)4X36L17** | *80ES(N,L)0901714A* | 24600 | 16.5 | 8.1 | 26400 | 22600 | 85.61% | 1.86 | 0 | 10.5 |  |  |  |  | R-410A | 2.05 | Residential & Commercial | USHP | Ducted CEE Tier 1
214838744 | Central HP <5.4 tons | COMFORTMAKER | HRCU-A-C (Split System: Heat Pump with Remote Outdoor Unit with No Indoor Fan --Air Source) | DLCURAH24ABK | ADP |  | H,GG31924+TD | 0 | 24000 | 16 | 9.2 | 23400 | 19600 | 83.76% | 1.9 | 0 | 10.5 |  |  |  |  | R-410A | 2 | Residential & Commercial | USHP | Ducted CEE Tier 1
214229160 | Central HP <5.4 tons | ARCOAIRE | HRCU-A-CB (Split System: Heat Pump with Remote Outdoor Unit-Air-Source) | DLCURAH24ABK |  |  | EA*4X36L17A* | *80MSU0601716A* | 23800 | 17.5 | 8.5 | 25600 | 23600 | 92.19% | 1.96 | 0 | 10 |  |  |  |  | R-410A | 1.9833 | Residential & Commercial | USHP | Ducted CEE Tier 1
212927226 | Central HP <5.4 tons | LENNOX | HRCU-A-CB (Split System: Heat Pump with Remote Outdoor Unit-Air-Source) | EL22XPV-024-230A** | ADP |  | LH29/36F9 | SLP98UH070XV36B* | 23800 | 21 | 8.5 | 22000 | 15400 | 70% | 1.92 | 0 | 13.5 |  |  |  |  | R-410A | 1.9833 | Residential & Commercial | USHP | Ducted CEE Tier 1
214061409 | Central HP <5.4 tons | YORK | HRCU-A-CB (Split System: Heat Pump with Remote Outdoor Unit-Air-Source) | HMH72B241 | ADP |  | AD-34(P,U)*****9 | Y82E080B12LMPS1 | 21800 | 17 | 8.1 | 22000 | 15600 | 70.91% | 1.86 | 0 | 9.5 |  |  |  |  | R-410A | 1.8167 | Residential & Commercial | USHP
215937848 | Central HP <5.4 tons | ARCOAIRE | HRCU-A-CB (Split System: Heat Pump with Remote Outdoor Unit-Air-Source) | H5H3V48*K*AAA* |  |  | EVD5X48M21A*+WALLCON | *96CTN0801714B* | 43000 | 19 | 8.1 | 53000 | 37600 | 70.94% | 2 | 0 | 11 |  |  |  |  | R-454B | 3.5833 | Residential & Commercial | USHP | Ducted CEE Tier 1
215937428 | Central HP <5.4 tons | ARCOAIRE | HRCU-A-CB (Split System: Heat Pump with Remote Outdoor Unit-Air-Source) | H5H3V48*K*AAA* |  |  | EVM5X60M21A*+WALLCON | *96CTN0801714B* | 44000 | 20 | 8.1 | 53500 | 37600 | 70.28% | 2 | 0 | 11.5 |  |  |  |  | R-454B | 3.6667 | Residential & Commercial | USHP | Ducted CEE Tier 1
216732841 | Central HP <5.4 tons | ARCOAIRE | HRCU-A-CB (Split System: Heat Pump with Remote Outdoor Unit-Air-Source) | D5CUHAH24AAK |  |  | EA*5X24M17A* | *95CSU0601716B* | 22000 | 16 | 8.5 | 21000 | 19100 | 90.95% | 1.96 | 0 | 10.5 |  |  |  |  | R-454B | 1.8333 | Residential & Commercial | USHP | Ducted CEE Tier 1
216732859 | Central HP <5.4 tons | ARCOAIRE | HRCU-A-CB (Split System: Heat Pump with Remote Outdoor Unit-Air-Source) | D5CUHAH24AAK |  |  | EA*5X24M17A* | *97CMN0801714B* | 21800 | 15.5 | 8.5 | 21000 | 19100 | 90.95% | 1.98 | 0 | 10.5 |  |  |  |  | R-454B | 1.8167 | Residential & Commercial | USHP | Ducted CEE Tier 1
212985807 | Central HP <5.4 tons | ARCOAIRE | HRCU-A-CB (Split System: Heat Pump with Remote Outdoor Unit-Air-Source) | DLCURAH24ABK |  |  | EA*4X36L17A* | *96MSN0261410A* | 23400 | 16.5 | 8.5 | 26200 | 24400 | 93.13% | 2.02 | 0 | 10 |  |  |  |  | R-410A | 1.95 | Residential & Commercial | USHP | Ducted CEE Tier 1
212984605 | Central HP <5.4 tons | ARCOAIRE | HRCU-A-CB (Split System: Heat Pump with Remote Outdoor Unit-Air-Source) | DLCURAH24ABK |  |  | EA*4X36L17A* | *92MSN0801716A* | 23600 | 17.5 | 8.5 | 26200 | 24000 | 91.6% | 2 | 0 | 10 |  |  |  |  | R-410A | 1.9667 | Residential & Commercial | USHP | Ducted CEE Tier 1
215937468 | Central HP <5.4 tons | ARCOAIRE | HRCU-A-CB (Split System: Heat Pump with Remote Outdoor Unit-Air-Source) | H5H3V48*K*AAA* |  |  | EVM5X60M24A*+WALLCON | *80CTL0902120B* | 45500 | 21 | 8.1 | 52500 | 38000 | 72.38% | 1.95 | 0 | 11.5 |  |  |  |  | R-454B | 3.7917 | Residential & Commercial | USHP | Ducted CEE Tier 1
216733907 | Central HP <5.4 tons | ARCOAIRE | HRCU-A-CB (Split System: Heat Pump with Remote Outdoor Unit-Air-Source) | D5CUHAH24AAK |  |  | EA*5X30M17A* | *80VSL0701716B* | 22200 | 16 | 8.1 | 20800 | 18800 | 90.38% | 1.85 | 0 | 10.5 |  |  |  |  | R-454B | 1.85 | Residential & Commercial | USHP | Ducted CEE Tier 1
215937768 | Central HP <5.4 tons | ARCOAIRE | HRCU-A-CB (Split System: Heat Pump with Remote Outdoor Unit-Air-Source) | H5H3V48*K*AAA* |  |  | EVD5X48M21A*+WALLCON | *80CTL1102120B* | 44500 | 20 | 8.1 | 52000 | 38000 | 73.08% | 1.9 | 0 | 11 |  |  |  |  | R-454B | 3.7083 | Residential & Commercial | USHP | Ducted CEE Tier 1
212969539 | Central HP <5.4 tons | ARCOAIRE | HRCU-A-CB (Split System: Heat Pump with Remote Outdoor Unit-Air-Source) | DLCURAH18ABK |  |  | EA*4X25L17A* | *80VSL0451412B* | 18300 | 16.5 | 8.5 | 18100 | 17600 | 97.24% | 2.14 | 0 | 11 |  |  |  |  | R-410A | 1.525 | Residential & Commercial | USHP | Ducted CEE Tier 1
212972245 | Central HP <5.4 tons | ARCOAIRE | HRCU-A-CB (Split System: Heat Pump with Remote Outdoor Unit-Air-Source) | DLCURAH36ABK |  |  | EA*4X48L24A* | *80VTL0902120B* | 35800 | 16.5 | 8.5 | 37800 | 34600 | 91.53% | 2.02 | 0 | 10 |  |  |  |  | R-410A | 2.9833 | Residential & Commercial | USHP | Ducted CEE Tier 1
215937168 | Central HP <5.4 tons | ARCOAIRE | HRCU-A-CB (Split System: Heat Pump with Remote Outdoor Unit-Air-Source) | H5H3V48*K*AAA* |  |  | EVM5X49M21A*+WALLCON | *80CTL0901716B* | 44500 | 20.5 | 8.1 | 53500 | 37600 | 70.28% | 1.95 | 0 | 11.5 |  |  |  |  | R-454B | 3.7083 | Residential & Commercial | USHP | Ducted CEE Tier 1
214239687 | Central HP <5.4 tons | ARCOAIRE | HRCU-A-CB (Split System: Heat Pump with Remote Outdoor Unit-Air-Source) | HVH837GKA** |  |  | END4X42L17**+WALLCON | *97CMN0601714B* | 31800 | 16.5 | 8.1 | 33200 | 25000 | 75.3% | 1.88 | 0 | 11 |  |  |  |  | R-410A | 2.65 | Residential & Commercial | USHP | Ducted CEE Tier 1
214240057 | Central HP <5.4 tons | ARCOAIRE | HRCU-A-CB (Split System: Heat Pump with Remote Outdoor Unit-Air-Source) | HVH837GKA** |  |  | EN(A,D,W)4X60L24**+WALLCON | *80CTL1352422B* | 32800 | 17.5 | 8.1 | 32200 | 24600 | 76.4% | 1.96 | 0 | 12 |  |  |  |  | R-410A | 2.7333 | Residential & Commercial | USHP | Ducted CEE Tier 1
214239157 | Central HP <5.4 tons | ARCOAIRE | HRCU-A-CB (Split System: Heat Pump with Remote Outdoor Unit-Air-Source) | HVH837GKA2* |  |  | EN(A,D,W)4X42L21**+WALLCON | *96CTN1002122B* | 31800 | 16.5 | 8.1 | 33000 | 24400 | 73.94% | 1.88 | 0 | 11 |  |  |  |  | R-410A | 2.65 | Residential & Commercial | USHP | Ducted CEE Tier 1
214229149 | Central HP <5.4 tons | ARCOAIRE | HRCU-A-CB (Split System: Heat Pump with Remote Outdoor Unit-Air-Source) | DLCURAH24ABK |  |  | EA*4X30L17A* | *80MSU0601716A* | 23600 | 17 | 8.5 | 25800 | 24200 | 93.8% | 2.02 | 0 | 10 |  |  |  |  | R-410A | 1.9667 | Residential & Commercial | USHP | Ducted CEE Tier 1
213608465 | Central HP <5.4 tons | CARRIER | HRCU-A-C (Split System: Heat Pump with Remote Outdoor Unit with No Indoor Fan --Air Source) | 38MURAQ36AB3 | ADP |  | H,PG8J936+TD | 0 | 35600 | 15.2 | 8.45 | 36400 | 31200 | 85.71% | 1.82 | 0 | 9.5 |  |  |  |  | R-410A | 2.9667 | Residential & Commercial | USHP
214229380 | Central HP <5.4 tons | ARCOAIRE | HRCU-A-CB (Split System: Heat Pump with Remote Outdoor Unit-Air-Source) | DLCURAH24ABK |  |  | EA*4X37L21A* | *80MSU0802120A* | 24200 | 17.5 | 8.5 | 25000 | 21400 | 85.6% | 1.8 | 0 | 10 |  |  |  |  | R-410A | 2.0167 | Residential & Commercial | USHP | Ducted CEE Tier 1
216679880 | Central HP <5.4 tons | PAYNE HEATING AND COOLING | HRCU-A-CB (Split System: Heat Pump with Remote Outdoor Unit-Air-Source) | 38MURAQ36AB3* |  |  | CAP**4821AL* | PG97VTAA48080B** | 35400 | 16 | 8.5 | 37400 | 34200 | 91.44% | 1.94 | 0 | 9.5 |  |  |  |  | R-410A | 2.95 | Residential & Commercial | USHP
216732787 | Central HP <5.4 tons | ARCOAIRE | HRCU-A-CB (Split System: Heat Pump with Remote Outdoor Unit-Air-Source) | D5CUHAH24AAK |  |  | EA*5X24M17A* | *80CTL0701412B* | 22000 | 16 | 8.5 | 21000 | 19100 | 90.95% | 1.96 | 0 | 10.5 |  |  |  |  | R-454B | 1.8333 | Residential & Commercial | USHP | Ducted CEE Tier 1
216733157 | Central HP <5.4 tons | ARCOAIRE | HRCU-A-CB (Split System: Heat Pump with Remote Outdoor Unit-Air-Source) | D5CUHAH24AAK |  |  | EA*5X25M17A* | *80MS(N,L)0451412A* | 23000 | 16 | 8.5 | 20600 | 18400 | 89.32% | 1.96 | 0 | 11 |  |  |  |  | R-454B | 1.9167 | Residential & Commercial | USHP | Ducted CEE Tier 1
216733198 | Central HP <5.4 tons | ARCOAIRE | HRCU-A-CB (Split System: Heat Pump with Remote Outdoor Unit-Air-Source) | D5CUHAH24AAK |  |  | EA*5X25M17A* | *80MS(N,L)0701716A* | 23000 | 16.5 | 8.5 | 20600 | 18400 | 89.32% | 1.98 | 0 | 11 |  |  |  |  | R-454B | 1.9167 | Residential & Commercial | USHP | Ducted CEE Tier 1
216733539 | Central HP <5.4 tons | ARCOAIRE | HRCU-A-CB (Split System: Heat Pump with Remote Outdoor Unit-Air-Source) | D5CUHAH24AAK |  |  | EA*5X25M17A* | *96CTN0401410B* | 22800 | 15.5 | 8.5 | 20800 | 18600 | 89.42% | 1.96 | 0 | 10.5 |  |  |  |  | R-454B | 1.9 | Residential & Commercial | USHP | Ducted CEE Tier 1
215938308 | Central HP <5.4 tons | ARCOAIRE | HRCU-A-CB (Split System: Heat Pump with Remote Outdoor Unit-Air-Source) | H5H3V48*K*AAA* |  |  | EVD5X60M24A*+WALLCON | *80CTL1102120B* | 45500 | 21 | 8.1 | 52500 | 38000 | 72.38% | 1.95 | 0 | 11.5 |  |  |  |  | R-454B | 3.7917 | Residential & Commercial | USHP | Ducted CEE Tier 1
215937018 | Central HP <5.4 tons | ARCOAIRE | HRCU-A-CB (Split System: Heat Pump with Remote Outdoor Unit-Air-Source) | H5H3V48*K*AAA* |  |  | EVM5X48M21A*+WALLCON | *80CTL0902120B* | 44500 | 20 | 8.1 | 52000 | 38000 | 73.08% | 1.9 | 0 | 11 |  |  |  |  | R-454B | 3.7083 | Residential & Commercial | USHP | Ducted CEE Tier 1
212632896 | Central HP <5.4 tons | LENNOX | HRCU-A-CB (Split System: Heat Pump with Remote Outdoor Unit-Air-Source) | SL25XPV-048-230A** | ADP |  | LD42/61Y9 | SL280DF080NV60C* | 45500 | 20 | 9 | 41500 | 35000 | 84.34% | 1.86 | 0 | 12 |  |  |  |  | R-410A | 3.7917 | Residential & Commercial | USHP | Ducted CEE Tier 1
216643306 | Central HP <5.4 tons | PAYNE HEATING AND COOLING | HRCU-A-CB (Split System: Heat Pump with Remote Outdoor Unit-Air-Source) | 37MUHAQ18AA3 |  |  | CAA**1917AM* | PG80MS(A,L)A36070B** | 18200 | 15.2 | 11 | 19800 | 17700 | 89.39% | 1.98 | 0 | 11.5 |  |  |  |  | R-454B | 1.5167 | Residential & Commercial | USHP | Ducted CEE Tier 1
214229314 | Central HP <5.4 tons | ARCOAIRE | HRCU-A-CB (Split System: Heat Pump with Remote Outdoor Unit-Air-Source) | DLCURAH36ABK |  |  | END4X42L17** | *80MSU0601716A* | 35400 | 16 | 8.1 | 38500 | 35000 | 90.91% | 1.96 | 0 | 10 |  |  |  |  | R-410A | 2.95 | Residential & Commercial | USHP | Ducted CEE Tier 1
216732960 | Central HP <5.4 tons | ARCOAIRE | HRCU-A-CB (Split System: Heat Pump with Remote Outdoor Unit-Air-Source) | D5CUHAH24AAK |  |  | EA*5X24M17A* | *96VSN0401712B* | 22000 | 15.5 | 8.5 | 21200 | 19300 | 91.04% | 1.98 | 0 | 10 |  |  |  |  | R-454B | 1.8333 | Residential & Commercial | USHP | Ducted CEE Tier 1
216732574 | Central HP <5.4 tons | ARCOAIRE | HRCU-A-CB (Split System: Heat Pump with Remote Outdoor Unit-Air-Source) | D5CUHAH24AAK |  |  | EA*5X24M14A* | *92MSN0601412A* | 22200 | 15.5 | 8.5 | 21200 | 19200 | 90.57% | 1.98 | 0 | 10.5 |  |  |  |  | R-454B | 1.85 | Residential & Commercial | USHP | Ducted CEE Tier 1
215937478 | Central HP <5.4 tons | ARCOAIRE | HRCU-A-CB (Split System: Heat Pump with Remote Outdoor Unit-Air-Source) | H5H3V48*K*AAA* |  |  | EVM5X60M24A*+WALLCON | *80CTL1102120B* | 45500 | 21 | 8.1 | 52500 | 38000 | 72.38% | 1.95 | 0 | 11.5 |  |  |  |  | R-454B | 3.7917 | Residential & Commercial | USHP | Ducted CEE Tier 1
216732648 | Central HP <5.4 tons | ARCOAIRE | HRCU-A-CB (Split System: Heat Pump with Remote Outdoor Unit-Air-Source) | D5CUHAH24AAK |  |  | EA*5X24M17A* | *80CSU0401712A* | 22600 | 17 | 8.5 | 21400 | 19300 | 90.19% | 1.96 | 0 | 10.5 |  |  |  |  | R-454B | 1.8833 | Residential & Commercial | USHP | Ducted CEE Tier 1
214238877 | Central HP <5.4 tons | ARCOAIRE | HRCU-A-CB (Split System: Heat Pump with Remote Outdoor Unit-Air-Source) | HVH837GKA2* |  |  | EN(A,D)4X36L21**+WALLCON | *80CTL1102120B* | 31400 | 16.5 | 8.1 | 33000 | 24000 | 72.73% | 1.82 | 0 | 11 |  |  |  |  | R-410A | 2.6167 | Residential & Commercial | USHP | Ducted CEE Tier 1
214243089 | Central HP <5.4 tons | ARCOAIRE | HRCU-A-CB (Split System: Heat Pump with Remote Outdoor Unit-Air-Source) | HVH825GKA2* |  |  | EN(A,D,W)4X48L21**+WALLCON | *80CTL0701716B* | 24000 | 17 | 8.1 | 21400 | 16600 | 77.57% | 2 | 0 | 11 |  |  |  |  | R-410A | 2 | Residential & Commercial | USHP | Ducted CEE Tier 1
216735340 | Central HP <5.4 tons | PAYNE HEATING AND COOLING | HRCU-A-CB (Split System: Heat Pump with Remote Outdoor Unit-Air-Source) | 37MUHAQ24AA3 |  |  | CAA**3717AM* | PG96VTAB48060B** | 22800 | 16 | 8.5 | 20600 | 18400 | 89.32% | 1.96 | 0 | 11 |  |  |  |  | R-454B | 1.9 | Residential & Commercial | USHP | Ducted CEE Tier 1
216800754 | Central HP <5.4 tons | COLEMAN | HRCU-A-CB (Split System: Heat Pump with Remote Outdoor Unit-Air-Source) | HH860E2S11 | ADP |  | V,Y60H210P19*+TXV | Z8ES120C20SMPS1 | 53500 | 19 | 9 | 51500 | 37600 | 73.01% | 2 | 0 | 11.7 |  |  |  |  | R-454B | 4.4583 | Residential & Commercial | USHP | Ducted CEE Tier 1
216732938 | Central HP <5.4 tons | PAYNE HEATING AND COOLING | HRCU-A-CB (Split System: Heat Pump with Remote Outdoor Unit-Air-Source) | 37MUHAQ24AA3 |  |  | CAA**2417AM* | PG96MSAA48080B** | 22200 | 15.5 | 8.5 | 21200 | 19200 | 90.57% | 1.96 | 0 | 10.5 |  |  |  |  | R-454B | 1.85 | Residential & Commercial | USHP | Ducted CEE Tier 1
216733322 | Central HP <5.4 tons | PAYNE HEATING AND COOLING | HRCU-A-CB (Split System: Heat Pump with Remote Outdoor Unit-Air-Source) | 37MUHAQ24AA3 |  |  | CAA**2517AM* | PG80VTLB36070A** | 23200 | 17 | 8.5 | 20800 | 18400 | 88.46% | 1.96 | 0 | 11 |  |  |  |  | R-454B | 1.9333 | Residential & Commercial | USHP | Ducted CEE Tier 1
216733406 | Central HP <5.4 tons | PAYNE HEATING AND COOLING | HRCU-A-CB (Split System: Heat Pump with Remote Outdoor Unit-Air-Source) | 37MUHAQ24AA3 |  |  | CAA**2517AM* | PG92MSAA48080B** | 22800 | 16.5 | 8.5 | 20600 | 18300 | 88.83% | 1.98 | 0 | 11 |  |  |  |  | R-454B | 1.9 | Residential & Commercial | USHP | Ducted CEE Tier 1
216733515 | Central HP <5.4 tons | PAYNE HEATING AND COOLING | HRCU-A-CB (Split System: Heat Pump with Remote Outdoor Unit-Air-Source) | 37MUHAQ24AA3 |  |  | CAA**2517AM* | PG95MSUA36040B** | 23000 | 16.5 | 8.5 | 20800 | 18500 | 88.94% | 1.96 | 0 | 11 |  |  |  |  | R-454B | 1.9167 | Residential & Commercial | USHP | Ducted CEE Tier 1
216733606 | Central HP <5.4 tons | PAYNE HEATING AND COOLING | HRCU-A-CB (Split System: Heat Pump with Remote Outdoor Unit-Air-Source) | 37MUHAQ24AA3 |  |  | CAA**2517AM* | PG97VTAA48060B** | 23000 | 16.5 | 8.5 | 20600 | 18400 | 89.32% | 1.98 | 0 | 11 |  |  |  |  | R-454B | 1.9167 | Residential & Commercial | USHP | Ducted CEE Tier 1
216732836 | Central HP <5.4 tons | PAYNE HEATING AND COOLING | HRCU-A-CB (Split System: Heat Pump with Remote Outdoor Unit-Air-Source) | 37MUHAQ24AA3 |  |  | CAA**2417AM* | PG80VTLB48090B** | 21800 | 16 | 8.5 | 21000 | 19100 | 90.95% | 1.98 | 0 | 10.5 |  |  |  |  | R-454B | 1.8167 | Residential & Commercial | USHP | Ducted CEE Tier 1
212988737 | Central HP <5.4 tons | ARCOAIRE | HRCU-A-CB (Split System: Heat Pump with Remote Outdoor Unit-Air-Source) | DLCURAH24ABK |  |  | EN(A,D)4X30L17** | *95MSU0401712A* | 23600 | 16.5 | 8.1 | 26400 | 24200 | 91.67% | 2.02 | 0 | 10 |  |  |  |  | R-410A | 1.9667 | Residential & Commercial | USHP | Ducted CEE Tier 1
212987799 | Central HP <5.4 tons | ARCOAIRE | HRCU-A-CB (Split System: Heat Pump with Remote Outdoor Unit-Air-Source) | DLCURAH24ABK |  |  | EA*4X36L21A* | *96MSN0802120A* | 23800 | 17 | 8.5 | 26200 | 23600 | 90.08% | 1.96 | 0 | 10 |  |  |  |  | R-410A | 1.9833 | Residential & Commercial | USHP | Ducted CEE Tier 1
212986931 | Central HP <5.4 tons | ARCOAIRE | HRCU-A-CB (Split System: Heat Pump with Remote Outdoor Unit-Air-Source) | DLCURAH24ABK |  |  | EN(A,D)4X24L14** | *96MSN0601412A* | 23200 | 16.5 | 8.5 | 27000 | 25200 | 93.33% | 2.1 | 0 | 10 |  |  |  |  | R-410A | 1.9333 | Residential & Commercial | USHP | Ducted CEE Tier 1
211240721 | Central HP <5.4 tons | ARCOAIRE | HRCU-A-CB (Split System: Heat Pump with Remote Outdoor Unit-Air-Source) | DLCURAH24ABK |  |  | EA*4X24L17A* | *95ESN0801716A* | 24400 | 15.5 | 8.5 | 27400 | 23000 | 83.94% | 1.88 | 0 | 10 |  |  |  |  | R-410A | 2.0333 | Residential & Commercial | USHP | Ducted CEE Tier 1
211227585 | Central HP <5.4 tons | ARCOAIRE | HRCU-A-CB (Split System: Heat Pump with Remote Outdoor Unit-Air-Source) | DLCURAH36ABK |  |  | EA*4X42L21A* | *95ESN1002122A* | 36600 | 15.2 | 8.5 | 40000 | 35200 | 88% | 1.94 | 0 | 10 |  |  |  |  | R-410A | 3.05 | Residential & Commercial | USHP | Ducted CEE Tier 1
211227603 | Central HP <5.4 tons | ARCOAIRE | HRCU-A-CB (Split System: Heat Pump with Remote Outdoor Unit-Air-Source) | DLCURAH36ABK |  |  | EA*4X42L21A* | *96VSN0801716A* | 35200 | 15.5 | 8.1 | 38500 | 35000 | 90.91% | 1.86 | 0 | 9.5 |  |  |  |  | R-410A | 2.9333 | Residential & Commercial | USHP
211227683 | Central HP <5.4 tons | ARCOAIRE | HRCU-A-CB (Split System: Heat Pump with Remote Outdoor Unit-Air-Source) | DLCURAH36ABK |  |  | EA*4X42L21A* | *96VTN0801716A* | 35200 | 15.5 | 8.1 | 38500 | 35000 | 90.91% | 1.86 | 0 | 9.5 |  |  |  |  | R-410A | 2.9333 | Residential & Commercial | USHP
211227483 | Central HP <5.4 tons | ARCOAIRE | HRCU-A-CB (Split System: Heat Pump with Remote Outdoor Unit-Air-Source) | DLCURAH36ABK |  |  | EA*4X42L21A* | *80VTL1102122A* | 36200 | 15.5 | 8.1 | 39500 | 35200 | 89.11% | 1.92 | 0 | 10 |  |  |  |  | R-410A | 3.0167 | Residential & Commercial | USHP | Ducted CEE Tier 1
213686113 | Central HP <5.4 tons | LENNOX | HRCU-A-CB (Split System: Heat Pump with Remote Outdoor Unit-Air-Source) | SL25XPV-036-230A** | ADP |  | PL36H175P789 | EL297UH045XV36B* | 33600 | 21 | 8.8 | 33200 | 25800 | 77.71% | 1.82 | 0 | 13 |  |  |  |  | R-410A | 2.8 | Residential & Commercial | USHP | Ducted CEE Tier 1
214239547 | Central HP <5.4 tons | ARCOAIRE | HRCU-A-CB (Split System: Heat Pump with Remote Outdoor Unit-Air-Source) | HVH837GKA** |  |  | EN(A,D)4X36L21**+WALLCON | *80CTL0902120B* | 31400 | 16.5 | 8.1 | 33000 | 24000 | 72.73% | 1.82 | 0 | 11 |  |  |  |  | R-410A | 2.6167 | Residential & Commercial | USHP | Ducted CEE Tier 1
212434808 | Central HP <5.4 tons | YORK | HRCU-A-CB (Split System: Heat Pump with Remote Outdoor Unit-Air-Source) | HMH72B341 | ADP |  | AD-35(P,U)*****9 | TM9V080B12MP12 | 32800 | 17 | 8.5 | 32400 | 23200 | 71.6% | 2.02 | 0 | 9.5 |  |  |  |  | R-410A | 2.7333 | Residential & Commercial | USHP
212986263 | Central HP <5.4 tons | ARCOAIRE | HRCU-A-CB (Split System: Heat Pump with Remote Outdoor Unit-Air-Source) | DLCURAH24ABK |  |  | EN(A,D,W)4X36L17** | *96MSN0401410A* | 23400 | 16 | 8.1 | 26400 | 24400 | 92.42% | 2.02 | 0 | 10 |  |  |  |  | R-410A | 1.95 | Residential & Commercial | USHP | Ducted CEE Tier 1
212983580 | Central HP <5.4 tons | ARCOAIRE | HRCU-A-CB (Split System: Heat Pump with Remote Outdoor Unit-Air-Source) | DLCURAH24ABK |  |  | EN(A,D)4X24L14** | *92MSN0601412A* | 23400 | 16.5 | 8.5 | 27000 | 24600 | 91.11% | 2.04 | 0 | 10 |  |  |  |  | R-410A | 1.95 | Residential & Commercial | USHP | Ducted CEE Tier 1
213779369 | Central HP <5.4 tons | ARCOAIRE | HRCU-A-CB (Split System: Heat Pump with Remote Outdoor Unit-Air-Source) | HVH837GKA** |  |  | EA*4X48L21A*+WALLCON | *80CTL0451712B* | 32000 | 16.5 | 8.1 | 32800 | 25200 | 76.83% | 1.92 | 0 | 10.5 |  |  |  |  | R-410A | 2.6667 | Residential & Commercial | USHP | Ducted CEE Tier 1
213778799 | Central HP <5.4 tons | ARCOAIRE | HRCU-A-CB (Split System: Heat Pump with Remote Outdoor Unit-Air-Source) | HVH837GKA** |  |  | EA*4X36L17A*+WALLCON | *96CTN0601714B* | 31200 | 16.5 | 8.1 | 33400 | 24600 | 73.65% | 1.82 | 0 | 10.5 |  |  |  |  | R-410A | 2.6 | Residential & Commercial | USHP | Ducted CEE Tier 1
213778819 | Central HP <5.4 tons | ARCOAIRE | HRCU-A-CB (Split System: Heat Pump with Remote Outdoor Unit-Air-Source) | HVH837GKA** |  |  | EA*4X36L21A*+WALLCON | *80CTL0451712B* | 31200 | 16.5 | 8.1 | 33400 | 24600 | 73.65% | 1.82 | 0 | 10.5 |  |  |  |  | R-410A | 2.6 | Residential & Commercial | USHP | Ducted CEE Tier 1
214280269 | Central HP <5.4 tons | PAYNE HEATING AND COOLING | HRCU-A-CB (Split System: Heat Pump with Remote Outdoor Unit-Air-Source) | 38MURAQ36AB3* |  |  | CAP**3721AL* | PG96MSAA48060B** | 36000 | 15.5 | 8.5 | 38000 | 35000 | 92.11% | 2.06 | 0 | 10 |  |  |  |  | R-410A | 3 | Residential & Commercial | USHP | Ducted CEE Tier 1
216737341 | Central HP <5.4 tons | PAYNE HEATING AND COOLING | HRCU-A-CB (Split System: Heat Pump with Remote Outdoor Unit-Air-Source) | 37MUHAQ24AA3 |  |  | CSAH*3012AM* | PG80VTLB48070B** | 22400 | 15.5 | 8.1 | 21000 | 18800 | 89.52% | 1.85 | 0 | 10.5 |  |  |  |  | R-454B | 1.8667 | Residential & Commercial | USHP | Ducted CEE Tier 1
216737861 | Central HP <5.4 tons | PAYNE HEATING AND COOLING | HRCU-A-CB (Split System: Heat Pump with Remote Outdoor Unit-Air-Source) | 37MUHAQ24AA3 |  |  | CSAH*3012AM* | PG96VTAB60100C** | 22800 | 16 | 8.5 | 21200 | 19000 | 89.62% | 1.96 | 0 | 11 |  |  |  |  | R-454B | 1.9 | Residential & Commercial | USHP | Ducted CEE Tier 1
216737943 | Central HP <5.4 tons | PAYNE HEATING AND COOLING | HRCU-A-CB (Split System: Heat Pump with Remote Outdoor Unit-Air-Source) | 37MUHAQ24AA3 |  |  | CSAH*3012AM* | PG97VTAA66120D** | 22800 | 15.5 | 8.1 | 21200 | 19000 | 89.62% | 1.85 | 0 | 10.5 |  |  |  |  | R-454B | 1.9 | Residential & Commercial | USHP | Ducted CEE Tier 1
216738059 | Central HP <5.4 tons | PAYNE HEATING AND COOLING | HRCU-A-CB (Split System: Heat Pump with Remote Outdoor Unit-Air-Source) | 37MUHAQ24AA3 |  |  | CSAH*3612AM* | PG80MS(A,L)A42090B** | 22600 | 16 | 8.1 | 20800 | 18500 | 88.94% | 1.85 | 0 | 11 |  |  |  |  | R-454B | 1.8833 | Residential & Commercial | USHP | Ducted CEE Tier 1
216738545 | Central HP <5.4 tons | PAYNE HEATING AND COOLING | HRCU-A-CB (Split System: Heat Pump with Remote Outdoor Unit-Air-Source) | 37MUHAQ24AA3 |  |  | CSAH*3612AM* | PG96MSAA48060B** | 22400 | 15.2 | 8.1 | 20800 | 18400 | 88.46% | 1.85 | 0 | 10.5 |  |  |  |  | R-454B | 1.8667 | Residential & Commercial | USHP | Ducted CEE Tier 1
216738881 | Central HP <5.4 tons | PAYNE HEATING AND COOLING | HRCU-A-CB (Split System: Heat Pump with Remote Outdoor Unit-Air-Source) | 37MUHAQ24AA3 |  |  | CSAH*3612AM* | PG96VTAB66120D** | 22400 | 15.2 | 8.1 | 20800 | 18400 | 88.46% | 1.85 | 0 | 10.5 |  |  |  |  | R-454B | 1.8667 | Residential & Commercial | USHP | Ducted CEE Tier 1
216738913 | Central HP <5.4 tons | PAYNE HEATING AND COOLING | HRCU-A-CB (Split System: Heat Pump with Remote Outdoor Unit-Air-Source) | 37MUHAQ24AA3 |  |  | CSAH*3612AM* | PG97VTAA60080C** | 22800 | 16 | 8.1 | 21000 | 18600 | 88.57% | 1.85 | 0 | 11 |  |  |  |  | R-454B | 1.9 | Residential & Commercial | USHP | Ducted CEE Tier 1
210473242 | Central HP <5.4 tons | ARCOAIRE | HRCU-A-CB (Split System: Heat Pump with Remote Outdoor Unit-Air-Source) | HVH825GKA3* |  |  | EA*4X43L21A*+WALLCON | *80CTL0901716A* | 24600 | 17.5 | 8.5 | 21000 | 16500 | 78.57% | 2.04 | 0 | 11.7 |  |  |  |  | R-410A | 2.05 | Residential & Commercial | USHP | Ducted CEE Tier 1
212498601 | Central HP <5.4 tons | BRYANT HEATING AND COOLING SYSTEMS | HRCU-A-CB (Split System: Heat Pump with Remote Outdoor Unit-Air-Source) | 38MURAQ24AB3* | ADP |  | CE2903C+TXV | 0 | 23800 | 17 | 8.85 | 25600 | 25400 | 99.22% | 2.14 | 0 | 10 |  |  |  |  | R-410A | 1.9833 | Residential & Commercial | USHP | Ducted CEE Tier 1
211244831 | Central HP <5.4 tons | ARCOAIRE | HRCU-A-CB (Split System: Heat Pump with Remote Outdoor Unit-Air-Source) | DLCURAH24ABK |  |  | EN(A,D)4X30L17** | OLV098A12* | 23400 | 16.5 | 8.1 | 25800 | 24200 | 93.8% | 2 | 0 | 10 |  |  |  |  | R-410A | 1.95 | Residential & Commercial | USHP | Ducted CEE Tier 1
211245635 | Central HP <5.4 tons | ARCOAIRE | HRCU-A-CB (Split System: Heat Pump with Remote Outdoor Unit-Air-Source) | DLCURAH24ABK |  |  | EN(A,D)4X36L21** | *80ES(N,L)0902120A* | 24600 | 16.5 | 8.5 | 26600 | 22400 | 84.21% | 1.84 | 0 | 10.5 |  |  |  |  | R-410A | 2.05 | Residential & Commercial | USHP | Ducted CEE Tier 1
211227333 | Central HP <5.4 tons | ARCOAIRE | HRCU-A-CB (Split System: Heat Pump with Remote Outdoor Unit-Air-Source) | DLCURAH36ABK |  |  | EA*4X42L21A* | *80ES(N,L)0901714A* | 36000 | 15.5 | 8.1 | 39500 | 35200 | 89.11% | 1.9 | 0 | 10 |  |  |  |  | R-410A | 3 | Residential & Commercial | USHP | Ducted CEE Tier 1
213778849 | Central HP <5.4 tons | ARCOAIRE | HRCU-A-CB (Split System: Heat Pump with Remote Outdoor Unit-Air-Source) | HVH837GKA** |  |  | EA*4X36L21A*+WALLCON | *80CTL0902120B* | 31600 | 17 | 8.1 | 32800 | 24200 | 73.78% | 1.86 | 0 | 11 |  |  |  |  | R-410A | 2.6333 | Residential & Commercial | USHP | Ducted CEE Tier 1
213779019 | Central HP <5.4 tons | ARCOAIRE | HRCU-A-CB (Split System: Heat Pump with Remote Outdoor Unit-Air-Source) | HVH837GKA** |  |  | EA*4X37L21A*+WALLCON | *97CMN1002122B* | 33000 | 17 | 8.5 | 32600 | 25000 | 76.69% | 1.98 | 0 | 11.5 |  |  |  |  | R-410A | 2.75 | Residential & Commercial | USHP | Ducted CEE Tier 1
212982292 | Central HP <5.4 tons | ARCOAIRE | HRCU-A-CB (Split System: Heat Pump with Remote Outdoor Unit-Air-Source) | DLCURAH24ABK |  |  | EA*4X36L21A* | *80MSU0401712A* | 23600 | 17 | 8.5 | 25800 | 23200 | 89.92% | 1.94 | 0 | 10 |  |  |  |  | R-410A | 1.9667 | Residential & Commercial | USHP | Ducted CEE Tier 1
212981740 | Central HP <5.4 tons | ARCOAIRE | HRCU-A-CB (Split System: Heat Pump with Remote Outdoor Unit-Air-Source) | DLCURAH24ABK |  |  | EA*4X36L21A* | *80MSU1002120A* | 23600 | 17 | 8.5 | 26200 | 24000 | 91.6% | 2 | 0 | 10 |  |  |  |  | R-410A | 1.9667 | Residential & Commercial | USHP | Ducted CEE Tier 1
212981776 | Central HP <5.4 tons | ARCOAIRE | HRCU-A-CB (Split System: Heat Pump with Remote Outdoor Unit-Air-Source) | DLCURAH24ABK |  |  | EN(A,D)4X24L17** | *80MSU1002120A* | 23200 | 16 | 8.5 | 27000 | 25000 | 92.59% | 2.08 | 0 | 10 |  |  |  |  | R-410A | 1.9333 | Residential & Commercial | USHP | Ducted CEE Tier 1
212980281 | Central HP <5.4 tons | ARCOAIRE | HRCU-A-CB (Split System: Heat Pump with Remote Outdoor Unit-Air-Source) | DLCURAH24ABK |  |  | EN(A,D)4X36L21** | *80MS(N,L)0902116A* | 23800 | 17 | 8.5 | 26400 | 24000 | 90.91% | 2 | 0 | 10.5 |  |  |  |  | R-410A | 1.9833 | Residential & Commercial | USHP | Ducted CEE Tier 1
214670884 | Central HP <5.4 tons | GE | HRCU-A-CB (Split System: Heat Pump with Remote Outdoor Unit-Air-Source) | NS22H24MA4-**A | ADP |  | CE3005C+TXV | 0 | 23000 | 19 | 8.4 | 20600 | 14500 | 70.39% | 2.04 | 0 | 13 |  |  |  |  | R-410A | 1.9167 | Residential & Commercial | USHP | Ducted CEE Tier 1
214670885 | Central HP <5.4 tons | GE | HRCU-A-CB (Split System: Heat Pump with Remote Outdoor Unit-Air-Source) | NS22H24MA4-**A | ADP |  | F,PE*E32924 | 0 | 23000 | 19 | 8.45 | 20400 | 15000 | 73.53% | 2.04 | 0 | 12.5 |  |  |  |  | R-410A | 1.9167 | Residential & Commercial | USHP | Ducted CEE Tier 1
215935458 | Central HP <5.4 tons | ARCOAIRE | HRCU-A-CB (Split System: Heat Pump with Remote Outdoor Unit-Air-Source) | H5H3V36*K*AAA* |  |  | EVM5X61M24A*+WALLCON | *80CTL0902120B* | 36000 | 22.5 | 8.5 | 37600 | 28200 | 75% | 2.06 | 0 | 12.5 |  |  |  |  | R-454B | 3 | Residential & Commercial | USHP | Ducted CEE Tier 1
214241609 | Central HP <5.4 tons | ARCOAIRE | HRCU-A-CB (Split System: Heat Pump with Remote Outdoor Unit-Air-Source) | HVH825GKA3* |  |  | EN(A,D)4X24L17**+WALLCON | *97CMN0801714B* | 23200 | 16 | 8.1 | 22000 | 16900 | 76.82% | 1.92 | 0 | 10.5 |  |  |  |  | R-410A | 1.9333 | Residential & Commercial | USHP | Ducted CEE Tier 1
214239037 | Central HP <5.4 tons | ARCOAIRE | HRCU-A-CB (Split System: Heat Pump with Remote Outdoor Unit-Air-Source) | HVH837GKA2* |  |  | END4X42L17**+WALLCON | *96CTN0801714B* | 32000 | 16.5 | 8.1 | 33000 | 24800 | 75.15% | 1.9 | 0 | 11 |  |  |  |  | R-410A | 2.6667 | Residential & Commercial | USHP | Ducted CEE Tier 1
212603103 | Central HP <5.4 tons | DAY & NIGHT | HRCU-A-CB (Split System: Heat Pump with Remote Outdoor Unit-Air-Source) | DLCURAH24ABK | ADP |  | FG80936 | *80ES(N,L)0701712A* | 23400 | 17 | 8.5 | 24000 | 23200 | 96.67% | 1.98 | 0 | 10 |  |  |  |  | R-410A | 1.95 | Residential & Commercial | USHP | Ducted CEE Tier 1
212603144 | Central HP <5.4 tons | DAY & NIGHT | HRCU-A-CB (Split System: Heat Pump with Remote Outdoor Unit-Air-Source) | DLCURAH24ABK | ADP |  | FG35936 | *80VSL0451716A* | 23400 | 17 | 8.5 | 24000 | 23200 | 96.67% | 1.96 | 0 | 10 |  |  |  |  | R-410A | 1.95 | Residential & Commercial | USHP | Ducted CEE Tier 1
214229428 | Central HP <5.4 tons | ARCOAIRE | HRCU-A-CB (Split System: Heat Pump with Remote Outdoor Unit-Air-Source) | DLCURAH36ABK |  |  | EA*4X42L24A* | *80MSU1002120A* | 35200 | 16 | 8.5 | 38500 | 35000 | 90.91% | 1.88 | 0 | 9.5 |  |  |  |  | R-410A | 2.9333 | Residential & Commercial | USHP
214241729 | Central HP <5.4 tons | ARCOAIRE | HRCU-A-CB (Split System: Heat Pump with Remote Outdoor Unit-Air-Source) | HVH825GKA3* |  |  | EN(A,D)4X30L17**+WALLCON | *97CMN0801714B* | 23400 | 16.5 | 8.1 | 21600 | 16700 | 77.31% | 1.9 | 0 | 10.5 |  |  |  |  | R-410A | 1.95 | Residential & Commercial | USHP | Ducted CEE Tier 1
214241829 | Central HP <5.4 tons | ARCOAIRE | HRCU-A-CB (Split System: Heat Pump with Remote Outdoor Unit-Air-Source) | HVH825GKA3* |  |  | EN(A,D,W)4X36L17**+WALLCON | *97CMN0801714B* | 23400 | 16.5 | 8.1 | 21600 | 16700 | 77.31% | 1.9 | 0 | 10.5 |  |  |  |  | R-410A | 1.95 | Residential & Commercial | USHP | Ducted CEE Tier 1
216732896 | Central HP <5.4 tons | PAYNE HEATING AND COOLING | HRCU-A-CB (Split System: Heat Pump with Remote Outdoor Unit-Air-Source) | 37MUHAQ24AA3 |  |  | CAA**2417AM* | PG96MSAA30026A** | 22000 | 15.2 | 8.5 | 21200 | 19200 | 90.57% | 1.98 | 0 | 10.5 |  |  |  |  | R-454B | 1.8333 | Residential & Commercial | USHP | Ducted CEE Tier 1
216733064 | Central HP <5.4 tons | PAYNE HEATING AND COOLING | HRCU-A-CB (Split System: Heat Pump with Remote Outdoor Unit-Air-Source) | 37MUHAQ24AA3 |  |  | CAA**2417AM* | PG96VTAB36060A** | 21800 | 16 | 8.5 | 21000 | 19200 | 91.43% | 1.98 | 0 | 10.5 |  |  |  |  | R-454B | 1.8167 | Residential & Commercial | USHP | Ducted CEE Tier 1
216733264 | Central HP <5.4 tons | PAYNE HEATING AND COOLING | HRCU-A-CB (Split System: Heat Pump with Remote Outdoor Unit-Air-Source) | 37MUHAQ24AA3 |  |  | CAA**2517AM* | PG80MSUA48060B** | 23400 | 17 | 8.5 | 21000 | 18600 | 88.57% | 1.96 | 0 | 11 |  |  |  |  | R-454B | 1.95 | Residential & Commercial | USHP | Ducted CEE Tier 1
216681054 | Central HP <5.4 tons | PAYNE HEATING AND COOLING | HRCU-A-CB (Split System: Heat Pump with Remote Outdoor Unit-Air-Source) | 38MURAQ36AB3* |  |  | CAP**4321AL* | PG97VTAA60080C** | 36600 | 16 | 9 | 38500 | 34400 | 89.35% | 1.96 | 0 | 10 |  |  |  |  | R-410A | 3.05 | Residential & Commercial | USHP | Ducted CEE Tier 1
212603155 | Central HP <5.4 tons | DAY & NIGHT | HRCU-A-CB (Split System: Heat Pump with Remote Outdoor Unit-Air-Source) | DLCURAH24ABK | ADP |  | FG80936 | *80VSL0701716A* | 24000 | 17 | 8.5 | 24400 | 22400 | 91.8% | 1.9 | 0 | 10 |  |  |  |  | R-410A | 2 | Residential & Commercial | USHP | Ducted CEE Tier 1
212603178 | Central HP <5.4 tons | DAY & NIGHT | HRCU-A-CB (Split System: Heat Pump with Remote Outdoor Unit-Air-Source) | DLCURAH24ABK | ADP |  | FG35936 | *92ESN0801716A* | 24200 | 17 | 8.1 | 24600 | 22400 | 91.06% | 1.88 | 0 | 10.5 |  |  |  |  | R-410A | 2.0167 | Residential & Commercial | USHP | Ducted CEE Tier 1
216732521 | Central HP <5.4 tons | ARCOAIRE | HRCU-A-CB (Split System: Heat Pump with Remote Outdoor Unit-Air-Source) | D5CUHAH24AAK |  |  | EA*5X24M14A* | *80VSL0451412B* | 21800 | 16 | 8.5 | 21000 | 19100 | 90.95% | 1.98 | 0 | 10.5 |  |  |  |  | R-454B | 1.8167 | Residential & Commercial | USHP | Ducted CEE Tier 1
215935858 | Central HP <5.4 tons | ARCOAIRE | HRCU-A-CB (Split System: Heat Pump with Remote Outdoor Unit-Air-Source) | H5H3V36*K*AAA* |  |  | EVD5X38M17A*+WALLCON | *80CTL0901716B* | 35400 | 21.5 | 8.5 | 38000 | 28800 | 75.79% | 2.02 | 0 | 12 |  |  |  |  | R-454B | 2.95 | Residential & Commercial | USHP | Ducted CEE Tier 1
215935908 | Central HP <5.4 tons | ARCOAIRE | HRCU-A-CB (Split System: Heat Pump with Remote Outdoor Unit-Air-Source) | H5H3V36*K*AAA* |  |  | EVD5X38M17A*+WALLCON | *96CTN0801714B* | 35400 | 21.5 | 8.5 | 38500 | 29000 | 75.32% | 2.02 | 0 | 12 |  |  |  |  | R-454B | 2.95 | Residential & Commercial | USHP | Ducted CEE Tier 1
215936058 | Central HP <5.4 tons | ARCOAIRE | HRCU-A-CB (Split System: Heat Pump with Remote Outdoor Unit-Air-Source) | H5H3V36*K*AAA* |  |  | EVD5X42M21A*+WALLCON | *95CSU1002122B* | 34600 | 21 | 8.5 | 38500 | 28000 | 72.73% | 2.04 | 0 | 12 |  |  |  |  | R-454B | 2.8833 | Residential & Commercial | USHP | Ducted CEE Tier 1
215935808 | Central HP <5.4 tons | ARCOAIRE | HRCU-A-CB (Split System: Heat Pump with Remote Outdoor Unit-Air-Source) | H5H3V36*K*AAA* |  |  | EVD5X38M17A*+WALLCON | *80CSU0401712A* | 35400 | 22 | 8.5 | 38500 | 28800 | 74.81% | 2.04 | 0 | 12 |  |  |  |  | R-454B | 2.95 | Residential & Commercial | USHP | Ducted CEE Tier 1
213774689 | Central HP <5.4 tons | ARCOAIRE | HRCU-A-CB (Split System: Heat Pump with Remote Outdoor Unit-Air-Source) | HVH825GKA3* |  |  | EHD4X48AAL+WALLCON | *96CTN0601714B* | 24200 | 16 | 8.1 | 21400 | 16600 | 77.57% | 2 | 0 | 10.5 |  |  |  |  | R-410A | 2.0167 | Residential & Commercial | USHP | Ducted CEE Tier 1
212987499 | Central HP <5.4 tons | ARCOAIRE | HRCU-A-CB (Split System: Heat Pump with Remote Outdoor Unit-Air-Source) | DLCURAH18ABK |  |  | EA*4X19L17A* | *96MSN0801716A* | 18200 | 16.5 | 8.5 | 18100 | 17700 | 97.79% | 2.14 | 0 | 11 |  |  |  |  | R-410A | 1.5167 | Residential & Commercial | USHP | Ducted CEE Tier 1
212985877 | Central HP <5.4 tons | ARCOAIRE | HRCU-A-CB (Split System: Heat Pump with Remote Outdoor Unit-Air-Source) | DLCURAH18ABK |  |  | EA*4X19L17A* | *96MSN0261410A* | 17800 | 16.5 | 8.1 | 17800 | 17900 | 100.6% | 2.16 | 0 | 10.5 |  |  |  |  | R-410A | 1.4833 | Residential & Commercial | USHP | Ducted CEE Tier 1
212986981 | Central HP <5.4 tons | ARCOAIRE | HRCU-A-CB (Split System: Heat Pump with Remote Outdoor Unit-Air-Source) | DLCURAH18ABK |  |  | EA*4X19L17A* | *96MSN0601412A* | 17800 | 16.5 | 8.1 | 17800 | 17900 | 100.6% | 2.16 | 0 | 10.5 |  |  |  |  | R-410A | 1.4833 | Residential & Commercial | USHP | Ducted CEE Tier 1
212987031 | Central HP <5.4 tons | ARCOAIRE | HRCU-A-CB (Split System: Heat Pump with Remote Outdoor Unit-Air-Source) | DLCURAH18ABK |  |  | EA*4X30L17A* | *96MSN0601412A* | 17500 | 16.5 | 8.5 | 18100 | 18700 | 103.3% | 2.26 | 0 | 10.5 |  |  |  |  | R-410A | 1.4583 | Residential & Commercial | USHP | Ducted CEE Tier 1
212987081 | Central HP <5.4 tons | ARCOAIRE | HRCU-A-CB (Split System: Heat Pump with Remote Outdoor Unit-Air-Source) | DLCURAH18ABK |  |  | EN(A,D)4X30L17** | *96MSN0601412A* | 17500 | 16 | 8.1 | 18000 | 18600 | 103.3% | 2.24 | 0 | 11 |  |  |  |  | R-410A | 1.4583 | Residential & Commercial | USHP | Ducted CEE Tier 1
212986695 | Central HP <5.4 tons | ARCOAIRE | HRCU-A-CB (Split System: Heat Pump with Remote Outdoor Unit-Air-Source) | DLCURAH18ABK |  |  | EA*4X30L17A* | *96MSN0401712A* | 17300 | 15.5 | 8.5 | 18100 | 18800 | 103.9% | 2.24 | 0 | 10 |  |  |  |  | R-410A | 1.4417 | Residential & Commercial | USHP | Ducted CEE Tier 1
212632895 | Central HP <5.4 tons | LENNOX | HRCU-A-CB (Split System: Heat Pump with Remote Outdoor Unit-Air-Source) | SL25XPV-048-230A** | ADP |  | LD41/59Y9 | SL280DF080NV60C* | 45500 | 20 | 9 | 41500 | 35000 | 84.34% | 1.86 | 0 | 12 |  |  |  |  | R-410A | 3.7917 | Residential & Commercial | USHP | Ducted CEE Tier 1
216643767 | Central HP <5.4 tons | PAYNE HEATING AND COOLING | HRCU-A-CB (Split System: Heat Pump with Remote Outdoor Unit-Air-Source) | 37MUHAQ18AA3 |  |  | CAA**1917AM* | PG80VTLB36070A** | 18400 | 15.2 | 9.5 | 19800 | 17700 | 89.39% | 2 | 0 | 11.5 |  |  |  |  | R-454B | 1.5333 | Residential & Commercial | USHP | Ducted CEE Tier 1
216732667 | Central HP <5.4 tons | ARCOAIRE | HRCU-A-CB (Split System: Heat Pump with Remote Outdoor Unit-Air-Source) | D5CUHAH24AAK |  |  | EA*5X24M17A* | *80MS(N,L)0451412A* | 22000 | 16 | 8.5 | 21000 | 19200 | 91.43% | 1.96 | 0 | 10.5 |  |  |  |  | R-454B | 1.8333 | Residential & Commercial | USHP | Ducted CEE Tier 1
216732549 | Central HP <5.4 tons | ARCOAIRE | HRCU-A-CB (Split System: Heat Pump with Remote Outdoor Unit-Air-Source) | D5CUHAH24AAK |  |  | EA*5X24M14A* | *80VTL0451412B* | 21800 | 16 | 8.5 | 21000 | 19100 | 90.95% | 1.98 | 0 | 10.5 |  |  |  |  | R-454B | 1.8167 | Residential & Commercial | USHP | Ducted CEE Tier 1
216734154 | Central HP <5.4 tons | ARCOAIRE | HRCU-A-CB (Split System: Heat Pump with Remote Outdoor Unit-Air-Source) | D5CUHAH24AAK |  |  | EA*5X30M17A* | *96VSN0401712B* | 22000 | 15.5 | 8.1 | 20800 | 18800 | 90.38% | 1.9 | 0 | 10.5 |  |  |  |  | R-454B | 1.8333 | Residential & Commercial | USHP | Ducted CEE Tier 1
216734172 | Central HP <5.4 tons | ARCOAIRE | HRCU-A-CB (Split System: Heat Pump with Remote Outdoor Unit-Air-Source) | D5CUHAH24AAK |  |  | EA*5X30M17A* | *96VSN0601716B* | 22200 | 16 | 8.1 | 20800 | 18800 | 90.38% | 1.85 | 0 | 10.5 |  |  |  |  | R-454B | 1.85 | Residential & Commercial | USHP | Ducted CEE Tier 1
216733620 | Central HP <5.4 tons | ARCOAIRE | HRCU-A-CB (Split System: Heat Pump with Remote Outdoor Unit-Air-Source) | D5CUHAH24AAK |  |  | EA*5X25M17A* | *97VTN0801716A* | 23200 | 16.5 | 8.5 | 20800 | 18500 | 88.94% | 1.96 | 0 | 11 |  |  |  |  | R-454B | 1.9333 | Residential & Commercial | USHP | Ducted CEE Tier 1
216732530 | Central HP <5.4 tons | ARCOAIRE | HRCU-A-CB (Split System: Heat Pump with Remote Outdoor Unit-Air-Source) | D5CUHAH24AAK |  |  | EA*5X24M14A* | *80VSL0701412B* | 22200 | 16.5 | 8.5 | 21000 | 19200 | 91.43% | 1.96 | 0 | 10.5 |  |  |  |  | R-454B | 1.85 | Residential & Commercial | USHP | Ducted CEE Tier 1
213367408 | Central HP <5.4 tons | CARRIER | HRCU-A-CB (Split System: Heat Pump with Remote Outdoor Unit-Air-Source) | 38MURAQ36AB3* | ADP |  | H,PG9J936 | 59TP6C120V24**22 | 34800 | 16 | 8.5 | 36200 | 34200 | 94.48% | 2.02 | 0 | 9.5 |  |  |  |  | R-410A | 2.9 | Residential & Commercial | USHP
216732628 | Central HP <5.4 tons | ARCOAIRE | HRCU-A-CB (Split System: Heat Pump with Remote Outdoor Unit-Air-Source) | D5CUHAH24AAK |  |  | EA*5X24M14A* | *96VTN0401410B* | 21800 | 15.2 | 8.1 | 21000 | 19200 | 91.43% | 1.9 | 0 | 10 |  |  |  |  | R-454B | 1.8167 | Residential & Commercial | USHP | Ducted CEE Tier 1
211712872 | Central HP <5.4 tons | ARCOAIRE | HRCU-A-CB (Split System: Heat Pump with Remote Outdoor Unit-Air-Source) | DLCURAH30ABK |  |  | EA*4X42L24A* | *80ES(N,L)1102420A* | 30000 | 15.2 | 8.1 | 33800 | 27200 | 80.47% | 1.8 | 0 | 9 |  |  |  |  | R-410A | 2.5 | Residential & Commercial | USHP
214239557 | Central HP <5.4 tons | ARCOAIRE | HRCU-A-CB (Split System: Heat Pump with Remote Outdoor Unit-Air-Source) | HVH837GKA** |  |  | EN(A,D)4X36L21**+WALLCON | *80CTL1102120B* | 31400 | 16.5 | 8.1 | 33000 | 24000 | 72.73% | 1.82 | 0 | 11 |  |  |  |  | R-410A | 2.6167 | Residential & Commercial | USHP | Ducted CEE Tier 1
215674258 | Central HP <5.4 tons | ARCOAIRE | HRCU-A-CB (Split System: Heat Pump with Remote Outdoor Unit-Air-Source) | H5H0V48*K*AAA* |  |  | EA*5X60M24A*+WALLCON | *97CMN1002122B* | 45000 | 18 | 9 | 47500 | 33600 | 70.74% | 2.06 | 0 | 10 |  |  |  |  | R-454B | 3.75 | Residential & Commercial | USHP | Ducted CEE Tier 1
216800729 | Central HP <5.4 tons | COLEMAN | HRCU-A-CB (Split System: Heat Pump with Remote Outdoor Unit-Air-Source) | HH860E2S11 | ADP |  | A60VGA*+TXV | TL8E100C20UH11 | 45000 | 18 | 9 | 43000 | 33000 | 76.74% | 2 | 0 | 11.7 |  |  |  |  | R-454B | 3.75 | Residential & Commercial | USHP | Ducted CEE Tier 1
216800730 | Central HP <5.4 tons | COLEMAN | HRCU-A-CB (Split System: Heat Pump with Remote Outdoor Unit-Air-Source) | HH860E2S11 | ADP |  | V,Y60H210P19*+TXV | TL8E100C20UH11 | 53000 | 19 | 9 | 51500 | 37600 | 73.01% | 2 | 0 | 11.7 |  |  |  |  | R-454B | 4.4167 | Residential & Commercial | USHP | Ducted CEE Tier 1
216800745 | Central HP <5.4 tons | COLEMAN | HRCU-A-CB (Split System: Heat Pump with Remote Outdoor Unit-Air-Source) | HH860E2S11 | ADP |  | V,Y60H210P19*+TXV | Z8ES100C16SMPS1 | 44000 | 18 | 9 | 42000 | 32800 | 78.1% | 2 | 0 | 12 |  |  |  |  | R-454B | 3.6667 | Residential & Commercial | USHP | Ducted CEE Tier 1
216800747 | Central HP <5.4 tons | COLEMAN | HRCU-A-CB (Split System: Heat Pump with Remote Outdoor Unit-Air-Source) | HH860E2S11 | ADP |  | A60VGA*+TXV | Z8ES100C20SMPS1 | 44500 | 18 | 9 | 42500 | 33000 | 77.65% | 2 | 0 | 12 |  |  |  |  | R-454B | 3.7083 | Residential & Commercial | USHP | Ducted CEE Tier 1
216643525 | Central HP <5.4 tons | PAYNE HEATING AND COOLING | HRCU-A-CB (Split System: Heat Pump with Remote Outdoor Unit-Air-Source) | 37MUHAQ18AA3 |  |  | CAA**3017AM* | PG80MSUA36040B** | 17800 | 15.2 | 9.5 | 20000 | 18100 | 90.5% | 1.92 | 0 | 11 |  |  |  |  | R-454B | 1.4833 | Residential & Commercial | USHP | Ducted CEE Tier 1
214849009 | Central HP <5.4 tons | YORK | HRCU-A-CB (Split System: Heat Pump with Remote Outdoor Unit-Air-Source) | HH860E2S11 | ADP |  | H,YG84*60+TXV-BLEED | Y91E120D20SMPS1 | 53500 | 18 | 8.5 | 51500 | 38500 | 74.76% | 2 | 0 | 11.7 |  |  |  |  | R-454B | 4.4583 | Residential & Commercial | USHP | Ducted CEE Tier 1
212499793 | Central HP <5.4 tons | LENNOX | HRCU-A-CB (Split System: Heat Pump with Remote Outdoor Unit-Air-Source) | EL22XPV-024-230A** | ADP |  | LP36/37R9 | EL296UH070XV36B* | 23800 | 21 | 8.5 | 22000 | 15400 | 70% | 1.92 | 0 | 13.5 |  |  |  |  | R-410A | 1.9833 | Residential & Commercial | USHP | Ducted CEE Tier 1
214242619 | Central HP <5.4 tons | ARCOAIRE | HRCU-A-CB (Split System: Heat Pump with Remote Outdoor Unit-Air-Source) | HVH825GKA2* |  |  | EN(A,D)4X30L17**+WALLCON | *96CTN0601714B* | 23400 | 16 | 8.1 | 21600 | 16800 | 77.78% | 1.9 | 0 | 10.5 |  |  |  |  | R-410A | 1.95 | Residential & Commercial | USHP | Ducted CEE Tier 1
213771259 | Central HP <5.4 tons | ARCOAIRE | HRCU-A-CB (Split System: Heat Pump with Remote Outdoor Unit-Air-Source) | HVH825GKA2* |  |  | EA*4X42L21A*+WALLCON | *80CTL0701716B* | 23800 | 16.5 | 8.1 | 21400 | 16700 | 78.04% | 1.96 | 0 | 10.5 |  |  |  |  | R-410A | 1.9833 | Residential & Commercial | USHP | Ducted CEE Tier 1
212499825 | Central HP <5.4 tons | LENNOX | HRCU-A-CB (Split System: Heat Pump with Remote Outdoor Unit-Air-Source) | EL22XPV-024-230A** | ADP |  | L*18/36S9 | ML180UH045V36A* | 23400 | 21 | 8.45 | 21400 | 15000 | 70.09% | 1.86 | 0 | 13 |  |  |  |  | R-410A | 1.95 | Residential & Commercial | USHP | Ducted CEE Tier 1
216733688 | Central HP <5.4 tons | ARCOAIRE | HRCU-A-CB (Split System: Heat Pump with Remote Outdoor Unit-Air-Source) | D5CUHAH24AAK |  |  | EA*5X30M14A* | *80VSL0701412B* | 22400 | 16.5 | 8.5 | 20800 | 18800 | 90.38% | 1.96 | 0 | 11 |  |  |  |  | R-454B | 1.8667 | Residential & Commercial | USHP | Ducted CEE Tier 1
216733838 | Central HP <5.4 tons | ARCOAIRE | HRCU-A-CB (Split System: Heat Pump with Remote Outdoor Unit-Air-Source) | D5CUHAH24AAK |  |  | EA*5X30M17A* | *80MS(N,L)0451714A* | 22200 | 15.5 | 8.1 | 20800 | 18800 | 90.38% | 1.9 | 0 | 10.5 |  |  |  |  | R-454B | 1.85 | Residential & Commercial | USHP | Ducted CEE Tier 1
216734019 | Central HP <5.4 tons | ARCOAIRE | HRCU-A-CB (Split System: Heat Pump with Remote Outdoor Unit-Air-Source) | D5CUHAH24AAK |  |  | EA*5X30M17A* | *97CMN0601714B* | 22000 | 16 | 8.1 | 20800 | 18800 | 90.38% | 1.85 | 0 | 10.5 |  |  |  |  | R-454B | 1.8333 | Residential & Commercial | USHP | Ducted CEE Tier 1
212499943 | Central HP <5.4 tons | LENNOX | HRCU-A-CB (Split System: Heat Pump with Remote Outdoor Unit-Air-Source) | EL22XPV-024-230A** | ADP |  | LP18/37R9 | ML180UH090V48B* | 24000 | 21 | 8.7 | 22000 | 15400 | 70% | 1.9 | 0 | 13.5 |  |  |  |  | R-410A | 2 | Residential & Commercial | USHP | Ducted CEE Tier 1
213770809 | Central HP <5.4 tons | ARCOAIRE | HRCU-A-CB (Split System: Heat Pump with Remote Outdoor Unit-Air-Source) | HVH825GKA2* |  |  | EA*4X36L17A*+WALLCON | *80CTL0451712B* | 23400 | 16 | 8.1 | 21600 | 16800 | 77.78% | 1.92 | 0 | 10.5 |  |  |  |  | R-410A | 1.95 | Residential & Commercial | USHP | Ducted CEE Tier 1
213770909 | Central HP <5.4 tons | ARCOAIRE | HRCU-A-CB (Split System: Heat Pump with Remote Outdoor Unit-Air-Source) | HVH825GKA2* |  |  | EA*4X36L21A*+WALLCON | *80CTL0451712B* | 23400 | 16 | 8.1 | 21600 | 16800 | 77.78% | 1.92 | 0 | 10.5 |  |  |  |  | R-410A | 1.95 | Residential & Commercial | USHP | Ducted CEE Tier 1
213770609 | Central HP <5.4 tons | ARCOAIRE | HRCU-A-CB (Split System: Heat Pump with Remote Outdoor Unit-Air-Source) | HVH825GKA2* |  |  | EA*4X25L17A*+WALLCON | *80CTL0701716B* | 24400 | 16.5 | 8.1 | 21200 | 16700 | 78.77% | 2.02 | 0 | 11 |  |  |  |  | R-410A | 2.0333 | Residential & Commercial | USHP | Ducted CEE Tier 1
215674068 | Central HP <5.4 tons | ARCOAIRE | HRCU-A-CB (Split System: Heat Pump with Remote Outdoor Unit-Air-Source) | H5H0V48*K*AAA* |  |  | EA*5X48M21A*+WALLCON | *80CTL1102120B* | 44500 | 18 | 9 | 48500 | 34000 | 70.1% | 2.06 | 0 | 9.5 |  |  |  |  | R-454B | 3.7083 | Residential & Commercial | USHP
215674088 | Central HP <5.4 tons | ARCOAIRE | HRCU-A-CB (Split System: Heat Pump with Remote Outdoor Unit-Air-Source) | H5H0V48*K*AAA* |  |  | EA*5X48M21A*+WALLCON | *95CSU0802120B* | 44000 | 17.5 | 9 | 48500 | 34200 | 70.52% | 2.06 | 0 | 9.5 |  |  |  |  | R-454B | 3.6667 | Residential & Commercial | USHP
216800735 | Central HP <5.4 tons | COLEMAN | HRCU-A-CB (Split System: Heat Pump with Remote Outdoor Unit-Air-Source) | HH860E2S11 | ADP |  | A60VGA*+TXV | TL9E100C20UH11 | 44000 | 18 | 9 | 42500 | 33000 | 77.65% | 2 | 0 | 11.7 |  |  |  |  | R-454B | 3.6667 | Residential & Commercial | USHP | Ducted CEE Tier 1
216800736 | Central HP <5.4 tons | COLEMAN | HRCU-A-CB (Split System: Heat Pump with Remote Outdoor Unit-Air-Source) | HH860E2S11 | ADP |  | V,Y60H210P19*+TXV | TL9E100C20UH11 | 53000 | 19 | 8.5 | 51500 | 38000 | 73.79% | 2 | 0 | 11.7 |  |  |  |  | R-454B | 4.4167 | Residential & Commercial | USHP | Ducted CEE Tier 1
213621237 | Central HP <5.4 tons | GE | HRCU-A-CB (Split System: Heat Pump with Remote Outdoor Unit-Air-Source) | NS22H24MA4-**A | ADP |  | H,TG80936 | NF97X060V3B | 23800 | 21 | 8.5 | 21600 | 15200 | 70.37% | 1.9 | 0 | 13.5 |  |  |  |  | R-410A | 1.9833 | Residential & Commercial | USHP | Ducted CEE Tier 1
216800751 | Central HP <5.4 tons | COLEMAN | HRCU-A-CB (Split System: Heat Pump with Remote Outdoor Unit-Air-Source) | HH860E2S11 | ADP |  | V,Y60H210P19*+TXV | Z8ES120C16SMPS1 | 44000 | 18 | 9 | 41500 | 32600 | 78.55% | 2 | 0 | 12 |  |  |  |  | R-454B | 3.6667 | Residential & Commercial | USHP | Ducted CEE Tier 1
212989253 | Central HP <5.4 tons | ARCOAIRE | HRCU-A-CB (Split System: Heat Pump with Remote Outdoor Unit-Air-Source) | DLCURAH24ABK |  |  | EN(A,D)4X36L21** | *95MSU0601716A* | 23600 | 17 | 8.5 | 26400 | 24400 | 92.42% | 2.02 | 0 | 10.5 |  |  |  |  | R-410A | 1.9667 | Residential & Commercial | USHP | Ducted CEE Tier 1
212986647 | Central HP <5.4 tons | ARCOAIRE | HRCU-A-CB (Split System: Heat Pump with Remote Outdoor Unit-Air-Source) | DLCURAH24ABK |  |  | EN(A,D)4X36L21** | *96MSN0401712A* | 23200 | 15.5 | 8.1 | 26000 | 24400 | 93.85% | 2.02 | 0 | 10 |  |  |  |  | R-410A | 1.9333 | Residential & Commercial | USHP | Ducted CEE Tier 1
216732639 | Central HP <5.4 tons | ARCOAIRE | HRCU-A-CB (Split System: Heat Pump with Remote Outdoor Unit-Air-Source) | D5CUHAH24AAK |  |  | EA*5X24M14A* | *96VTN0601412B* | 21800 | 15.5 | 8.5 | 21000 | 19100 | 90.95% | 1.96 | 0 | 10.5 |  |  |  |  | R-454B | 1.8167 | Residential & Commercial | USHP | Ducted CEE Tier 1
216732689 | Central HP <5.4 tons | ARCOAIRE | HRCU-A-CB (Split System: Heat Pump with Remote Outdoor Unit-Air-Source) | D5CUHAH24AAK |  |  | EA*5X24M17A* | *80MS(N,L)0701712A* | 22200 | 16 | 8.5 | 21000 | 19200 | 91.43% | 1.96 | 0 | 10.5 |  |  |  |  | R-454B | 1.85 | Residential & Commercial | USHP | Ducted CEE Tier 1
213615293 | Central HP <5.4 tons | GE | HRCU-A-CB (Split System: Heat Pump with Remote Outdoor Unit-Air-Source) | NS22H24MA4-**A | ADP |  | V36H175P149 | NF97X060V3B | 23800 | 21 | 8.5 | 21600 | 15200 | 70.37% | 1.9 | 0 | 13.5 |  |  |  |  | R-410A | 1.9833 | Residential & Commercial | USHP | Ducted CEE Tier 1
216013794 | Central HP <5.4 tons | YORK | HRCU-A-CB (Split System: Heat Pump with Remote Outdoor Unit-Air-Source) | HH860E2S11 | ADP |  | V,Y60H210P19*+TXV-BLEED | Y81E100C20SMPS1 | 53000 | 19 | 8.5 | 51500 | 38000 | 73.79% | 2 | 0 | 11.7 |  |  |  |  | R-454B | 4.4167 | Residential & Commercial | USHP | Ducted CEE Tier 1
216800648 | Central HP <5.4 tons | COLEMAN | HRCU-A-CB (Split System: Heat Pump with Remote Outdoor Unit-Air-Source) | HH860E2S11 | ADP |  | FE*BB9*48+TXV | 0 | 45000 | 18 | 8.8 | 44000 | 33600 | 76.36% | 2.06 | 0 | 11.7 |  |  |  |  | R-454B | 3.75 | Residential & Commercial | USHP | Ducted CEE Tier 1
213770489 | Central HP <5.4 tons | ARCOAIRE | HRCU-A-CB (Split System: Heat Pump with Remote Outdoor Unit-Air-Source) | HVH825GKA2* |  |  | EA*4X24L17A*+WALLCON | *80CTL0451712B* | 23200 | 16 | 8.1 | 22000 | 16900 | 76.82% | 1.88 | 0 | 10.5 |  |  |  |  | R-410A | 1.9333 | Residential & Commercial | USHP | Ducted CEE Tier 1
213780669 | Central HP <5.4 tons | ARCOAIRE | HRCU-A-CB (Split System: Heat Pump with Remote Outdoor Unit-Air-Source) | HVH837GKA2* |  |  | EA*4X36L17A*+WALLCON | *80CTL0901716B* | 31200 | 16.5 | 8.1 | 33200 | 24200 | 72.89% | 1.84 | 0 | 10.5 |  |  |  |  | R-410A | 2.6 | Residential & Commercial | USHP | Ducted CEE Tier 1
216800732 | Central HP <5.4 tons | COLEMAN | HRCU-A-CB (Split System: Heat Pump with Remote Outdoor Unit-Air-Source) | HH860E2S11 | ADP |  | A60VGA*+TXV | TL9E080C16UH11 | 44500 | 18 | 9 | 43500 | 33400 | 76.78% | 2 | 0 | 11 |  |  |  |  | R-454B | 3.7083 | Residential & Commercial | USHP | Ducted CEE Tier 1
216800734 | Central HP <5.4 tons | COLEMAN | HRCU-A-CB (Split System: Heat Pump with Remote Outdoor Unit-Air-Source) | HH860E2S11 | ADP |  | H,YG84*60+TXV | TL9E080C16UH11 | 44500 | 18 | 9 | 43500 | 33400 | 76.78% | 2 | 0 | 11 |  |  |  |  | R-454B | 3.7083 | Residential & Commercial | USHP | Ducted CEE Tier 1
216800764 | Central HP <5.4 tons | COLEMAN | HRCU-A-CB (Split System: Heat Pump with Remote Outdoor Unit-Air-Source) | HH860E2S11 | ADP |  | H,YG84*60+TXV | Z9ES100C16SMPS1 | 45500 | 18 | 9 | 44000 | 33400 | 75.91% | 2 | 0 | 11.7 |  |  |  |  | R-454B | 3.7917 | Residential & Commercial | USHP | Ducted CEE Tier 1
216737458 | Central HP <5.4 tons | PAYNE HEATING AND COOLING | HRCU-A-CB (Split System: Heat Pump with Remote Outdoor Unit-Air-Source) | 37MUHAQ24AA3 |  |  | CSAH*3012AM* | PG92MSAA36060A** | 22600 | 15.2 | 8.1 | 21200 | 18900 | 89.15% | 1.85 | 0 | 10.5 |  |  |  |  | R-454B | 1.8833 | Residential & Commercial | USHP | Ducted CEE Tier 1
216737558 | Central HP <5.4 tons | PAYNE HEATING AND COOLING | HRCU-A-CB (Split System: Heat Pump with Remote Outdoor Unit-Air-Source) | 37MUHAQ24AA3 |  |  | CSAH*3012AM* | PG96MSAA48080B** | 22400 | 15.2 | 8.1 | 21000 | 18900 | 90% | 1.9 | 0 | 10.5 |  |  |  |  | R-454B | 1.8667 | Residential & Commercial | USHP | Ducted CEE Tier 1
216737819 | Central HP <5.4 tons | PAYNE HEATING AND COOLING | HRCU-A-CB (Split System: Heat Pump with Remote Outdoor Unit-Air-Source) | 37MUHAQ24AA3 |  |  | CSAH*3012AM* | PG96VTAB36060A** | 22200 | 15.2 | 8.1 | 21000 | 18800 | 89.52% | 1.9 | 0 | 10.5 |  |  |  |  | R-454B | 1.85 | Residential & Commercial | USHP | Ducted CEE Tier 1
216737851 | Central HP <5.4 tons | PAYNE HEATING AND COOLING | HRCU-A-CB (Split System: Heat Pump with Remote Outdoor Unit-Air-Source) | 37MUHAQ24AA3 |  |  | CSAH*3012AM* | PG96VTAB60080C** | 22600 | 15.5 | 8.1 | 21000 | 18900 | 90% | 1.85 | 0 | 10.5 |  |  |  |  | R-454B | 1.8833 | Residential & Commercial | USHP | Ducted CEE Tier 1
211230730 | Central HP <5.4 tons | PAYNE HEATING AND COOLING | HRCU-A-CB (Split System: Heat Pump with Remote Outdoor Unit-Air-Source) | 38MURAQ36AB3* |  |  | CNPV*4824AL* | PG95ESUA60100C** | 36400 | 16 | 8.1 | 38500 | 34800 | 90.39% | 2.04 | 0 | 10.5 |  |  |  |  | R-410A | 3.0333 | Residential & Commercial | USHP | Ducted CEE Tier 1
216800727 | Central HP <5.4 tons | COLEMAN | HRCU-A-CB (Split System: Heat Pump with Remote Outdoor Unit-Air-Source) | HH860E2S11 | ADP |  | V,Y60H210P19*+TXV | TL8E080C16UH11 | 44000 | 18 | 9 | 42500 | 33200 | 78.12% | 2 | 0 | 11.7 |  |  |  |  | R-454B | 3.6667 | Residential & Commercial | USHP | Ducted CEE Tier 1
216800744 | Central HP <5.4 tons | COLEMAN | HRCU-A-CB (Split System: Heat Pump with Remote Outdoor Unit-Air-Source) | HH860E2S11 | ADP |  | A60VGA*+TXV | Z8ES100C16SMPS1 | 44000 | 18 | 9 | 42000 | 32800 | 78.1% | 2 | 0 | 12 |  |  |  |  | R-454B | 3.6667 | Residential & Commercial | USHP | Ducted CEE Tier 1
207573717 | Central HP <5.4 tons | DAY & NIGHT | HRCU-A-CB (Split System: Heat Pump with Remote Outdoor Unit-Air-Source) | CVH848GKA2* | ADP |  | FG35948 | *95CSU0802120A* | 44500 | 17 | 8.5 | 44500 | 31800 | 71.46% | 2.24 | 10.5 | 10 |  |  |  |  | R-410A | 3.7083 | Residential & Commercial | USHP | Ducted CEE Tier 1
216800651 | Central HP <5.4 tons | COLEMAN | HRCU-A-CB (Split System: Heat Pump with Remote Outdoor Unit-Air-Source) | HH860E2S11 | ADP |  | M60G66*+TXV+AMHE5D | 0 | 44500 | 19 | 8.7 | 42500 | 33000 | 77.65% | 1.94 | 0 | 11.7 |  |  |  |  | R-454B | 3.7083 | Residential & Commercial | USHP | Ducted CEE Tier 1
216643540 | Central HP <5.4 tons | PAYNE HEATING AND COOLING | HRCU-A-CB (Split System: Heat Pump with Remote Outdoor Unit-Air-Source) | 37MUHAQ18AA3 |  |  | CAA**2517AM* | PG80MSUA36040B** | 18300 | 15.5 | 9.5 | 20000 | 17600 | 88% | 2 | 0 | 11 |  |  |  |  | R-454B | 1.525 | Residential & Commercial | USHP | Ducted CEE Tier 1
214719649 | Central HP <5.4 tons | GE | HRCU-A-CB (Split System: Heat Pump with Remote Outdoor Unit-Air-Source) | NS22H24MA4-**A | ADP |  | F,PE*E32930 | 0 | 23200 | 20 | 8.45 | 20400 | 15000 | 73.53% | 2.04 | 0 | 12.5 |  |  |  |  | R-410A | 1.9333 | Residential & Commercial | USHP | Ducted CEE Tier 1
216738353 | Central HP <5.4 tons | PAYNE HEATING AND COOLING | HRCU-A-CB (Split System: Heat Pump with Remote Outdoor Unit-Air-Source) | 37MUHAQ24AA3 |  |  | CSAH*3612AM* | PG80VTLB66110C** | 22800 | 15.2 | 8.1 | 21000 | 18600 | 88.57% | 1.85 | 0 | 10.5 |  |  |  |  | R-454B | 1.9 | Residential & Commercial | USHP | Ducted CEE Tier 1
216738478 | Central HP <5.4 tons | PAYNE HEATING AND COOLING | HRCU-A-CB (Split System: Heat Pump with Remote Outdoor Unit-Air-Source) | 37MUHAQ24AA3 |  |  | CSAH*3612AM* | PG92MSAA60080C** | 23200 | 15.5 | 8.1 | 21000 | 18700 | 89.05% | 1.9 | 0 | 11 |  |  |  |  | R-454B | 1.9333 | Residential & Commercial | USHP | Ducted CEE Tier 1
213780439 | Central HP <5.4 tons | ARCOAIRE | HRCU-A-CB (Split System: Heat Pump with Remote Outdoor Unit-Air-Source) | HVH837GKA** |  |  | EHD4X60AAL+WALLCON | *96CTN1002122B* | 33000 | 16.5 | 8.1 | 32200 | 24800 | 77.02% | 2 | 0 | 11.5 |  |  |  |  | R-410A | 2.75 | Residential & Commercial | USHP | Ducted CEE Tier 1
213779519 | Central HP <5.4 tons | ARCOAIRE | HRCU-A-CB (Split System: Heat Pump with Remote Outdoor Unit-Air-Source) | HVH837GKA** |  |  | EA*4X48L24A*+WALLCON | *97CMN1002122B* | 32400 | 17 | 8.5 | 32200 | 24800 | 77.02% | 1.98 | 0 | 11 |  |  |  |  | R-410A | 2.7 | Residential & Commercial | USHP | Ducted CEE Tier 1
212985243 | Central HP <5.4 tons | ARCOAIRE | HRCU-A-CB (Split System: Heat Pump with Remote Outdoor Unit-Air-Source) | DLCURAH36ABK |  |  | EA*4X48L24A* | *92MSN1002120A* | 35800 | 16.5 | 8.5 | 37800 | 34600 | 91.53% | 2.02 | 0 | 10 |  |  |  |  | R-410A | 2.9833 | Residential & Commercial | USHP | Ducted CEE Tier 1
213779169 | Central HP <5.4 tons | ARCOAIRE | HRCU-A-CB (Split System: Heat Pump with Remote Outdoor Unit-Air-Source) | HVH837GKA** |  |  | EA*4X42L21A*+WALLCON | *96CTN1002122B* | 31800 | 17 | 8.1 | 32800 | 24400 | 74.39% | 1.88 | 0 | 11 |  |  |  |  | R-410A | 2.65 | Residential & Commercial | USHP | Ducted CEE Tier 1
213779219 | Central HP <5.4 tons | ARCOAIRE | HRCU-A-CB (Split System: Heat Pump with Remote Outdoor Unit-Air-Source) | HVH837GKA** |  |  | EA*4X42L24A*+WALLCON | *97CMN1202422B* | 31800 | 17 | 8.1 | 32800 | 24400 | 74.39% | 1.88 | 0 | 11 |  |  |  |  | R-410A | 2.65 | Residential & Commercial | USHP | Ducted CEE Tier 1
212989169 | Central HP <5.4 tons | ARCOAIRE | HRCU-A-CB (Split System: Heat Pump with Remote Outdoor Unit-Air-Source) | DLCURAH24ABK |  |  | EA*4X36L17A* | *95MSU0601716A* | 23600 | 17 | 8.5 | 26200 | 24000 | 91.6% | 1.98 | 0 | 10 |  |  |  |  | R-410A | 1.9667 | Residential & Commercial | USHP | Ducted CEE Tier 1
212987367 | Central HP <5.4 tons | ARCOAIRE | HRCU-A-CB (Split System: Heat Pump with Remote Outdoor Unit-Air-Source) | DLCURAH24ABK |  |  | EA*4X24L17A* | *96MSN0801716A* | 23400 | 16.5 | 8.5 | 27000 | 26000 | 96.3% | 2.16 | 0 | 10 |  |  |  |  | R-410A | 1.95 | Residential & Commercial | USHP | Ducted CEE Tier 1
212984943 | Central HP <5.4 tons | ARCOAIRE | HRCU-A-CB (Split System: Heat Pump with Remote Outdoor Unit-Air-Source) | DLCURAH36ABK |  |  | EA*4X48L21A* | *92MSN0802120A* | 35600 | 16.5 | 8.5 | 37800 | 34600 | 91.53% | 2.02 | 0 | 10 |  |  |  |  | R-410A | 2.9667 | Residential & Commercial | USHP | Ducted CEE Tier 1
212983873 | Central HP <5.4 tons | ARCOAIRE | HRCU-A-CB (Split System: Heat Pump with Remote Outdoor Unit-Air-Source) | DLCURAH36ABK |  |  | EA*4X48L21A* | *92MSN0601714A* | 35600 | 16 | 8.5 | 37800 | 34800 | 92.06% | 2.02 | 0 | 10 |  |  |  |  | R-410A | 2.9667 | Residential & Commercial | USHP | Ducted CEE Tier 1
213779269 | Central HP <5.4 tons | ARCOAIRE | HRCU-A-CB (Split System: Heat Pump with Remote Outdoor Unit-Air-Source) | HVH837GKA** |  |  | EA*4X43L21A*+WALLCON | *80CTL0901716B* | 33000 | 17 | 8.5 | 32800 | 25000 | 76.22% | 1.98 | 0 | 11 |  |  |  |  | R-410A | 2.75 | Residential & Commercial | USHP | Ducted CEE Tier 1
213774589 | Central HP <5.4 tons | ARCOAIRE | HRCU-A-CB (Split System: Heat Pump with Remote Outdoor Unit-Air-Source) | HVH825GKA3* |  |  | EHD4X48AAL+WALLCON | *80CTL0901716B* | 24400 | 16.5 | 8.1 | 21200 | 16600 | 78.3% | 2 | 0 | 10.5 |  |  |  |  | R-410A | 2.0333 | Residential & Commercial | USHP | Ducted CEE Tier 1
212500026 | Central HP <5.4 tons | LENNOX | HRCU-A-CB (Split System: Heat Pump with Remote Outdoor Unit-Air-Source) | EL22XPV-024-230A** | ADP |  | LH35/36X9 | ML196UH070XE48B* | 24000 | 16 | 8.2 | 22400 | 15700 | 70.09% | 1.88 | 0 | 12.5 |  |  |  |  | R-410A | 2 | Residential & Commercial | USHP | Ducted CEE Tier 1
212500042 | Central HP <5.4 tons | LENNOX | HRCU-A-CB (Split System: Heat Pump with Remote Outdoor Unit-Air-Source) | EL22XPV-024-230A** | ADP |  | LP18/37R9 | ML296UH045XV36B* | 23600 | 20 | 8.5 | 21600 | 15200 | 70.37% | 1.88 | 0 | 13 |  |  |  |  | R-410A | 1.9667 | Residential & Commercial | USHP | Ducted CEE Tier 1
216738039 | Central HP <5.4 tons | PAYNE HEATING AND COOLING | HRCU-A-CB (Split System: Heat Pump with Remote Outdoor Unit-Air-Source) | 37MUHAQ24AA3 |  |  | CSAH*3612AM* | PG80MS(A,L)A48070B** | 22800 | 16 | 8.1 | 20800 | 18500 | 88.94% | 1.85 | 0 | 11 |  |  |  |  | R-454B | 1.9 | Residential & Commercial | USHP | Ducted CEE Tier 1
212500144 | Central HP <5.4 tons | LENNOX | HRCU-A-CB (Split System: Heat Pump with Remote Outdoor Unit-Air-Source) | EL22XPV-024-230A** | ADP |  | L*18/36V9 | SL297UH060NV36B* | 23800 | 20 | 8.5 | 22000 | 15400 | 70% | 1.9 | 0 | 13.5 |  |  |  |  | R-410A | 1.9833 | Residential & Commercial | USHP | Ducted CEE Tier 1
212986227 | Central HP <5.4 tons | ARCOAIRE | HRCU-A-CB (Split System: Heat Pump with Remote Outdoor Unit-Air-Source) | DLCURAH24ABK |  |  | EN(A,D)4X24L17** | *96MSN0401410A* | 23200 | 16 | 8.5 | 27000 | 25200 | 93.33% | 2.1 | 0 | 10 |  |  |  |  | R-410A | 1.9333 | Residential & Commercial | USHP | Ducted CEE Tier 1
212985043 | Central HP <5.4 tons | ARCOAIRE | HRCU-A-CB (Split System: Heat Pump with Remote Outdoor Unit-Air-Source) | DLCURAH24ABK |  |  | EA*4X37L21A* | *92MSN0802120A* | 24800 | 17.5 | 8.5 | 25600 | 21400 | 83.59% | 1.8 | 0 | 10.5 |  |  |  |  | R-410A | 2.0667 | Residential & Commercial | USHP | Ducted CEE Tier 1
216738725 | Central HP <5.4 tons | PAYNE HEATING AND COOLING | HRCU-A-CB (Split System: Heat Pump with Remote Outdoor Unit-Air-Source) | 37MUHAQ24AA3 |  |  | CSAH*3612AM* | PG95MSUA60100C** | 22800 | 16 | 8.1 | 20800 | 18500 | 88.94% | 1.85 | 0 | 11 |  |  |  |  | R-454B | 1.9 | Residential & Commercial | USHP | Ducted CEE Tier 1
216738891 | Central HP <5.4 tons | PAYNE HEATING AND COOLING | HRCU-A-CB (Split System: Heat Pump with Remote Outdoor Unit-Air-Source) | 37MUHAQ24AA3 |  |  | CSAH*3612AM* | PG97VTAA48060B** | 22600 | 16 | 8.1 | 20800 | 18500 | 88.94% | 1.85 | 0 | 11 |  |  |  |  | R-454B | 1.8833 | Residential & Commercial | USHP | Ducted CEE Tier 1
216990248 | Central HP <5.4 tons | BRYANT HEATING AND COOLING SYSTEMS | HRCU-A-CB (Split System: Heat Pump with Remote Outdoor Unit-Air-Source) | 290VAN036**AA* | ADP |  | V,C36H175P13*+TXV | 88*TB36045C17*** | 32600 | 17 | 9 | 33600 | 25000 | 74.4% | 1.88 | 0 | 9 |  |  |  |  | R-454B | 2.7167 | Residential & Commercial | USHP
216738487 | Central HP <5.4 tons | PAYNE HEATING AND COOLING | HRCU-A-CB (Split System: Heat Pump with Remote Outdoor Unit-Air-Source) | 37MUHAQ24AA3 |  |  | CSAH*3612AM* | PG92MSAA60100C** | 22800 | 16 | 8.1 | 20800 | 18500 | 88.94% | 1.85 | 0 | 11 |  |  |  |  | R-454B | 1.9 | Residential & Commercial | USHP | Ducted CEE Tier 1
216738714 | Central HP <5.4 tons | PAYNE HEATING AND COOLING | HRCU-A-CB (Split System: Heat Pump with Remote Outdoor Unit-Air-Source) | 37MUHAQ24AA3 |  |  | CSAH*3612AM* | PG95MSUA60080C** | 22600 | 16 | 8.1 | 20800 | 18400 | 88.46% | 1.85 | 0 | 11 |  |  |  |  | R-454B | 1.8833 | Residential & Commercial | USHP | Ducted CEE Tier 1
212864638 | Central HP <5.4 tons | BRYANT HEATING AND COOLING SYSTEMS | HRCU-A-CB (Split System: Heat Pump with Remote Outdoor Unit-Air-Source) | 284ANV024*0**B* | ADP |  | H,PG32930 | 987MB42060C17*** | 22600 | 19 | 10.5 | 25200 | 19600 | 77.78% | 2.42 | 0 | 12.5 |  |  |  |  | R-410A | 1.8833 | Residential & Commercial | USHP | Ducted CEE Tier 1
216643737 | Central HP <5.4 tons | PAYNE HEATING AND COOLING | HRCU-A-CB (Split System: Heat Pump with Remote Outdoor Unit-Air-Source) | 37MUHAQ18AA3 |  |  | CAA**2517AM* | PG80VTLB36045A** | 18500 | 15.2 | 9.5 | 20000 | 17600 | 88% | 2.02 | 0 | 11.7 |  |  |  |  | R-454B | 1.5417 | Residential & Commercial | USHP | Ducted CEE Tier 1
212555751 | Central HP <5.4 tons | DAY & NIGHT | HRCU-A-CB (Split System: Heat Pump with Remote Outdoor Unit-Air-Source) | CVH848GKA2* | ADP |  | V,G60H210P299 | *96CTN1002122A* | 44500 | 17 | 8.5 | 44500 | 34600 | 77.75% | 2 | 0 | 10 |  |  |  |  | R-410A | 3.7083 | Residential & Commercial | USHP | Ducted CEE Tier 1
216800726 | Central HP <5.4 tons | COLEMAN | HRCU-A-CB (Split System: Heat Pump with Remote Outdoor Unit-Air-Source) | HH860E2S11 | ADP |  | A60VGA*+TXV | TL8E080C16UH11 | 44000 | 18 | 9 | 42500 | 33200 | 78.12% | 2 | 0 | 11.7 |  |  |  |  | R-454B | 3.6667 | Residential & Commercial | USHP | Ducted CEE Tier 1
216800733 | Central HP <5.4 tons | COLEMAN | HRCU-A-CB (Split System: Heat Pump with Remote Outdoor Unit-Air-Source) | HH860E2S11 | ADP |  | V,Y60H210P19*+TXV | TL9E080C16UH11 | 44500 | 18 | 9 | 43500 | 33400 | 76.78% | 2 | 0 | 11 |  |  |  |  | R-454B | 3.7083 | Residential & Commercial | USHP | Ducted CEE Tier 1
216800749 | Central HP <5.4 tons | COLEMAN | HRCU-A-CB (Split System: Heat Pump with Remote Outdoor Unit-Air-Source) | HH860E2S11 | ADP |  | H,YG84*60+TXV | Z8ES100C20SMPS1 | 53500 | 19 | 9 | 51500 | 38000 | 73.79% | 2 | 0 | 12 |  |  |  |  | R-454B | 4.4583 | Residential & Commercial | USHP | Ducted CEE Tier 1
214501159 | Central HP <5.4 tons | COLEMAN | HRCU-A-CB (Split System: Heat Pump with Remote Outdoor Unit-Air-Source) | HMH72B341 | ADP |  | F,PE*G34936 | 0 | 33600 | 18 | 8.4 | 32200 | 23400 | 72.67% | 2.1 | 0 | 9.5 |  |  |  |  | R-410A | 2.8 | Residential & Commercial | USHP
216990249 | Central HP <5.4 tons | BRYANT HEATING AND COOLING SYSTEMS | HRCU-A-CB (Split System: Heat Pump with Remote Outdoor Unit-Air-Source) | 290VAN036**AA* | ADP |  | C36A***L53*+TXV | 88*TB36045C17*** | 34000 | 17 | 9 | 34000 | 25000 | 73.53% | 1.86 | 0 | 9.5 |  |  |  |  | R-454B | 2.8333 | Residential & Commercial | USHP
216990279 | Central HP <5.4 tons | BRYANT HEATING AND COOLING SYSTEMS | HRCU-A-CB (Split System: Heat Pump with Remote Outdoor Unit-Air-Source) | 290VAN036**AA* | ADP |  | C36A***L15*+TXV | 88*TB48090C17*** | 33600 | 18 | 9 | 33400 | 24600 | 73.65% | 1.88 | 0 | 10 |  |  |  |  | R-454B | 2.8 | Residential & Commercial | USHP | Ducted CEE Tier 1
216990283 | Central HP <5.4 tons | BRYANT HEATING AND COOLING SYSTEMS | HRCU-A-CB (Split System: Heat Pump with Remote Outdoor Unit-Air-Source) | 290VAN036**AA* | ADP |  | V,C36H175P45*+TXV | 88*TB48090C17*** | 34400 | 18 | 9 | 33800 | 24800 | 73.37% | 1.88 | 0 | 10 |  |  |  |  | R-454B | 2.8667 | Residential & Commercial | USHP | Ducted CEE Tier 1
216990682 | Central HP <5.4 tons | BRYANT HEATING AND COOLING SYSTEMS | HRCU-A-CB (Split System: Heat Pump with Remote Outdoor Unit-Air-Source) | 293VAN060**AA* | ADP |  | V,C60H210P17*+TXV | 88*TB60090C21*** | 55500 | 19 | 8.5 | 58500 | 46000 | 78.63% | 2.04 | 0 | 11 |  |  |  |  | R-454B | 4.625 | Residential & Commercial | USHP | Ducted CEE Tier 1
216990517 | Central HP <5.4 tons | BRYANT HEATING AND COOLING SYSTEMS | HRCU-A-CB (Split System: Heat Pump with Remote Outdoor Unit-Air-Source) | 291VAN054**AA* | ADP |  | V,C60H210P29*+TXV | 88*TB60070C21*** | 48000 | 19 | 10.5 | 51000 | 53500 | 104.9% | 1.92 | 0 | 10.5 |  |  |  |  | R-454B | 4 | Residential & Commercial | USHP | Ducted CEE Tier 1
216990532 | Central HP <5.4 tons | BRYANT HEATING AND COOLING SYSTEMS | HRCU-A-CB (Split System: Heat Pump with Remote Outdoor Unit-Air-Source) | 291VAN054**AA* | ADP |  | C60A***L16*+TXV | 88*TB60090C21*** | 48500 | 19 | 10.5 | 50000 | 52500 | 105% | 1.96 | 0 | 11 |  |  |  |  | R-454B | 4.0417 | Residential & Commercial | USHP | Ducted CEE Tier 1
212988063 | Central HP <5.4 tons | ARCOAIRE | HRCU-A-CB (Split System: Heat Pump with Remote Outdoor Unit-Air-Source) | DLCURAH30ABK |  |  | EA*4X42L24A* | *96MSN1002120A* | 30000 | 15.2 | 8.5 | 34000 | 27200 | 80% | 1.8 | 0 | 9 |  |  |  |  | R-410A | 2.5 | Residential & Commercial | USHP
216739142 | Central HP <5.4 tons | PAYNE HEATING AND COOLING | HRCU-A-CB (Split System: Heat Pump with Remote Outdoor Unit-Air-Source) | 37MUHAQ24AA3 |  |  | PF5TNXC36L* | 0 | 23200 | 17 | 8.5 | 21200 | 18900 | 89.15% | 1.96 | 0 | 11 |  |  |  |  | R-454B | 1.9333 | Residential & Commercial | USHP | Ducted CEE Tier 1
216990314 | Central HP <5.4 tons | BRYANT HEATING AND COOLING SYSTEMS | HRCU-A-CB (Split System: Heat Pump with Remote Outdoor Unit-Air-Source) | 290VAN048**AA* | ADP |  | PL60H210P29*+TXV | 88*TB60070C21*** | 44500 | 18 | 9 | 45500 | 33200 | 72.97% | 2.08 | 0 | 9.5 |  |  |  |  | R-454B | 3.7083 | Residential & Commercial | USHP
215940788 | Central HP <5.4 tons | ARCOAIRE | HRCU-A-CB (Split System: Heat Pump with Remote Outdoor Unit-Air-Source) | H5H3V36*K*AAA* |  |  | EVD5X49M24A*+WALLCON | *97CTN1002122A* | 35400 | 22 | 8.5 | 38000 | 28400 | 74.74% | 2.04 | 0 | 12.5 |  |  |  |  | R-454B | 2.95 | Residential & Commercial | USHP | Ducted CEE Tier 1
215940888 | Central HP <5.4 tons | ARCOAIRE | HRCU-A-CB (Split System: Heat Pump with Remote Outdoor Unit-Air-Source) | H5H3V36*K*AAA* |  |  | EVD5X60M24A*+WALLCON | *97CTN0802120A* | 35400 | 21.5 | 8.5 | 38000 | 28600 | 75.26% | 2.04 | 0 | 12 |  |  |  |  | R-454B | 2.95 | Residential & Commercial | USHP | Ducted CEE Tier 1
216990332 | Central HP <5.4 tons | BRYANT HEATING AND COOLING SYSTEMS | HRCU-A-CB (Split System: Heat Pump with Remote Outdoor Unit-Air-Source) | 290VAN048**AA* | ADP |  | PL48H210P75*+TXV | 88*TB60090C21*** | 44500 | 18 | 9 | 46500 | 33600 | 72.26% | 2.06 | 0 | 9.5 |  |  |  |  | R-454B | 3.7083 | Residential & Commercial | USHP
216990346 | Central HP <5.4 tons | BRYANT HEATING AND COOLING SYSTEMS | HRCU-A-CB (Split System: Heat Pump with Remote Outdoor Unit-Air-Source) | 290VAN048**AA* | ADP |  | PL48H210P75*+TXV | 88*TB60110C21*** | 44500 | 18 | 9 | 46500 | 33600 | 72.26% | 2.06 | 0 | 9.5 |  |  |  |  | R-454B | 3.7083 | Residential & Commercial | USHP
216990547 | Central HP <5.4 tons | BRYANT HEATING AND COOLING SYSTEMS | HRCU-A-CB (Split System: Heat Pump with Remote Outdoor Unit-Air-Source) | 291VAN054**AA* | ADP |  | C60A***L18*+TXV | 88*TB60110C21*** | 49500 | 19 | 10.5 | 50500 | 52500 | 104% | 1.96 | 0 | 11.5 |  |  |  |  | R-454B | 4.125 | Residential & Commercial | USHP | Ducted CEE Tier 1
216992505 | Central HP <5.4 tons | BRYANT HEATING AND COOLING SYSTEMS | HRCU-A-CB (Split System: Heat Pump with Remote Outdoor Unit-Air-Source) | 291VAN054**AA* | ADP |  | H,PG48*60+TXV | 88*TB36070C14*** | 48000 | 17 | 9 | 48500 | 49500 | 102.1% | 1.96 | 0 | 11.7 |  |  |  |  | R-454B | 4 | Residential & Commercial | USHP | Ducted CEE Tier 1
212500159 | Central HP <5.4 tons | LENNOX | HRCU-A-CB (Split System: Heat Pump with Remote Outdoor Unit-Air-Source) | EL22XPV-024-230A** | ADP |  | LH29/36F9 | SLP99UH070XV36B* | 23800 | 21 | 8.5 | 22000 | 15400 | 70% | 1.92 | 0 | 13.5 |  |  |  |  | R-410A | 1.9833 | Residential & Commercial | USHP | Ducted CEE Tier 1
216990564 | Central HP <5.4 tons | BRYANT HEATING AND COOLING SYSTEMS | HRCU-A-CB (Split System: Heat Pump with Remote Outdoor Unit-Air-Source) | 293VAN036**AA* | ADP |  | PL36H175P14*+TXV | 88*TB36070C14*** | 33000 | 19 | 9 | 33600 | 26600 | 79.17% | 1.92 | 0 | 10.5 |  |  |  |  | R-454B | 2.75 | Residential & Commercial | USHP | Ducted CEE Tier 1
211262118 | Central HP <5.4 tons | ARCOAIRE | HRCU-A-CB (Split System: Heat Pump with Remote Outdoor Unit-Air-Source) | DLCURAH18ABK |  |  | EA*4X30L17A* | *92ESN0401410A* | 18000 | 15.5 | 8.5 | 18700 | 18500 | 98.93% | 2.22 | 0 | 10.5 |  |  |  |  | R-410A | 1.5 | Residential & Commercial | USHP | Ducted CEE Tier 1
211262200 | Central HP <5.4 tons | ARCOAIRE | HRCU-A-CB (Split System: Heat Pump with Remote Outdoor Unit-Air-Source) | DLCURAH18ABK |  |  | EA*4X30L17A* | OLV098A12* | 18200 | 15.5 | 8.5 | 18800 | 18400 | 97.87% | 2.22 | 0 | 10.5 |  |  |  |  | R-410A | 1.5167 | Residential & Commercial | USHP | Ducted CEE Tier 1
216992519 | Central HP <5.4 tons | BRYANT HEATING AND COOLING SYSTEMS | HRCU-A-CB (Split System: Heat Pump with Remote Outdoor Unit-Air-Source) | 291VAN054**AA* | ADP |  | H,PG48*60+TXV | 987TA60080C21*** | 49000 | 19 | 10.5 | 50500 | 53000 | 105% | 1.94 | 0 | 11 |  |  |  |  | R-454B | 4.0833 | Residential & Commercial | USHP | Ducted CEE Tier 1
216992520 | Central HP <5.4 tons | BRYANT HEATING AND COOLING SYSTEMS | HRCU-A-CB (Split System: Heat Pump with Remote Outdoor Unit-Air-Source) | 291VAN054**AA* | ADP |  | H,PG48*60+TXV | 987TA66100C21*** | 49000 | 19 | 10.5 | 50500 | 53000 | 105% | 1.96 | 0 | 11 |  |  |  |  | R-454B | 4.0833 | Residential & Commercial | USHP | Ducted CEE Tier 1
216990567 | Central HP <5.4 tons | BRYANT HEATING AND COOLING SYSTEMS | HRCU-A-CB (Split System: Heat Pump with Remote Outdoor Unit-Air-Source) | 293VAN036**AA* | ADP |  | V,C36H***P21*+TXV | 88*TB36070C14*** | 33000 | 19 | 9 | 33600 | 26600 | 79.17% | 1.92 | 0 | 10.5 |  |  |  |  | R-454B | 2.75 | Residential & Commercial | USHP | Ducted CEE Tier 1
216990599 | Central HP <5.4 tons | BRYANT HEATING AND COOLING SYSTEMS | HRCU-A-CB (Split System: Heat Pump with Remote Outdoor Unit-Air-Source) | 293VAN036**AA* | ADP |  | PL36H210P29*+TXV | 88*TB60090C21*** | 33800 | 20 | 9.5 | 32400 | 25400 | 78.4% | 2.06 | 0 | 12 |  |  |  |  | R-454B | 2.8167 | Residential & Commercial | USHP | Ducted CEE Tier 1
211261998 | Central HP <5.4 tons | ARCOAIRE | HRCU-A-CB (Split System: Heat Pump with Remote Outdoor Unit-Air-Source) | DLCURAH18ABK |  |  | EA*4X30L17A* | *80ES(N,L)0451412A* | 18200 | 16.5 | 8.5 | 18700 | 18400 | 98.4% | 2.22 | 0 | 11 |  |  |  |  | R-410A | 1.5167 | Residential & Commercial | USHP | Ducted CEE Tier 1
211261064 | Central HP <5.4 tons | ARCOAIRE | HRCU-A-CB (Split System: Heat Pump with Remote Outdoor Unit-Air-Source) | DLCURAH18ABK |  |  | EA*4X25L17A* | *92ESN0401712A* | 18400 | 15.5 | 8.5 | 18300 | 17500 | 95.63% | 2.12 | 0 | 10.5 |  |  |  |  | R-410A | 1.5333 | Residential & Commercial | USHP | Ducted CEE Tier 1
215940588 | Central HP <5.4 tons | ARCOAIRE | HRCU-A-CB (Split System: Heat Pump with Remote Outdoor Unit-Air-Source) | H5H3V36*K*AAA* |  |  | EVD5X38M17A*+WALLCON | *80CSU0601716B* | 35600 | 22 | 8.5 | 38000 | 28600 | 75.26% | 2.02 | 0 | 12 |  |  |  |  | R-454B | 2.9667 | Residential & Commercial | USHP | Ducted CEE Tier 1
215940688 | Central HP <5.4 tons | ARCOAIRE | HRCU-A-CB (Split System: Heat Pump with Remote Outdoor Unit-Air-Source) | H5H3V36*K*AAA* |  |  | EVD5X42M24A*+WALLCON | *96CTN0802120B* | 35400 | 21.5 | 8.5 | 38000 | 28600 | 75.26% | 2.04 | 0 | 12 |  |  |  |  | R-454B | 2.95 | Residential & Commercial | USHP | Ducted CEE Tier 1
211261348 | Central HP <5.4 tons | ARCOAIRE | HRCU-A-CB (Split System: Heat Pump with Remote Outdoor Unit-Air-Source) | DLCURAH18ABK |  |  | EA*4X30L14A* | *95ESN0601412A* | 17900 | 16 | 8.5 | 18500 | 18500 | 100% | 2.22 | 0 | 10.5 |  |  |  |  | R-410A | 1.4917 | Residential & Commercial | USHP | Ducted CEE Tier 1
211261648 | Central HP <5.4 tons | ARCOAIRE | HRCU-A-CB (Split System: Heat Pump with Remote Outdoor Unit-Air-Source) | DLCURAH18ABK |  |  | EA*4X30L17A* | *95ESU0401712A* | 17800 | 16 | 8.5 | 18300 | 18500 | 101.1% | 2.22 | 0 | 10.5 |  |  |  |  | R-410A | 1.4833 | Residential & Commercial | USHP | Ducted CEE Tier 1
213778879 | Central HP <5.4 tons | ARCOAIRE | HRCU-A-CB (Split System: Heat Pump with Remote Outdoor Unit-Air-Source) | HVH837GKA** |  |  | EA*4X36L21A*+WALLCON | *97CMN0601714B* | 31200 | 16.5 | 8.1 | 33200 | 24600 | 74.1% | 1.82 | 0 | 10.5 |  |  |  |  | R-410A | 2.6 | Residential & Commercial | USHP | Ducted CEE Tier 1
213774669 | Central HP <5.4 tons | ARCOAIRE | HRCU-A-CB (Split System: Heat Pump with Remote Outdoor Unit-Air-Source) | HVH825GKA3* |  |  | EHD4X48AAL+WALLCON | *97CMN1202422B* | 24200 | 16 | 8.1 | 21200 | 16600 | 78.3% | 2 | 0 | 10.5 |  |  |  |  | R-410A | 2.0167 | Residential & Commercial | USHP | Ducted CEE Tier 1
212501414 | Central HP <5.4 tons | LENNOX | HRCU-A-CB (Split System: Heat Pump with Remote Outdoor Unit-Air-Source) | SL25XPV-024-230A** | ADP |  | LP36/37R9 | SL297UH080NV48C* | 22200 | 21 | 9.3 | 19800 | 19800 | 100% | 1.9 | 0 | 14 |  |  |  |  | R-410A | 1.85 | Residential & Commercial | USHP | Ducted CEE Tier 1
216990349 | Central HP <5.4 tons | BRYANT HEATING AND COOLING SYSTEMS | HRCU-A-CB (Split System: Heat Pump with Remote Outdoor Unit-Air-Source) | 290VAN048**AA* | ADP |  | C48A***L16*+TXV | 88*TB60110C21*** | 44500 | 18 | 9 | 46500 | 33600 | 72.26% | 2.06 | 0 | 9.5 |  |  |  |  | R-454B | 3.7083 | Residential & Commercial | USHP
216735260 | Central HP <5.4 tons | PAYNE HEATING AND COOLING | HRCU-A-CB (Split System: Heat Pump with Remote Outdoor Unit-Air-Source) | 37MUHAQ24AA3 |  |  | CAA**3717AM* | PG95MSUA36040B** | 22800 | 16 | 8.5 | 20800 | 18500 | 88.94% | 1.96 | 0 | 11 |  |  |  |  | R-454B | 1.9 | Residential & Commercial | USHP | Ducted CEE Tier 1
216735362 | Central HP <5.4 tons | PAYNE HEATING AND COOLING | HRCU-A-CB (Split System: Heat Pump with Remote Outdoor Unit-Air-Source) | 37MUHAQ24AA3 |  |  | CAA**3717AM* | PG97VTAA48060B** | 22800 | 16 | 8.5 | 20600 | 18400 | 89.32% | 1.96 | 0 | 11 |  |  |  |  | R-454B | 1.9 | Residential & Commercial | USHP | Ducted CEE Tier 1
216735460 | Central HP <5.4 tons | PAYNE HEATING AND COOLING | HRCU-A-CB (Split System: Heat Pump with Remote Outdoor Unit-Air-Source) | 37MUHAQ24AA3 |  |  | CAA**3721AM* | PG80MS(A,L)A36070B** | 23200 | 16.5 | 8.5 | 20600 | 18400 | 89.32% | 1.96 | 0 | 11 |  |  |  |  | R-454B | 1.9333 | Residential & Commercial | USHP | Ducted CEE Tier 1
216737327 | Central HP <5.4 tons | PAYNE HEATING AND COOLING | HRCU-A-CB (Split System: Heat Pump with Remote Outdoor Unit-Air-Source) | 37MUHAQ24AA3 |  |  | CSAH*3012AM* | PG80VTLB36045A** | 22200 | 15.5 | 8.1 | 20800 | 18700 | 89.9% | 1.85 | 0 | 10.5 |  |  |  |  | R-454B | 1.85 | Residential & Commercial | USHP | Ducted CEE Tier 1
214242989 | Central HP <5.4 tons | ARCOAIRE | HRCU-A-CB (Split System: Heat Pump with Remote Outdoor Unit-Air-Source) | HVH825GKA2* |  |  | EN(A,D,W)4X42L21**+WALLCON | *80CTL0902120B* | 23800 | 16.5 | 8.1 | 21400 | 16700 | 78.04% | 1.96 | 0 | 11 |  |  |  |  | R-410A | 1.9833 | Residential & Commercial | USHP | Ducted CEE Tier 1
216737725 | Central HP <5.4 tons | PAYNE HEATING AND COOLING | HRCU-A-CB (Split System: Heat Pump with Remote Outdoor Unit-Air-Source) | 37MUHAQ24AA3 |  |  | CSAH*3012AM* | PG95MSUA60100C** | 22400 | 15.5 | 8.1 | 21000 | 18900 | 90% | 1.85 | 0 | 10.5 |  |  |  |  | R-454B | 1.8667 | Residential & Commercial | USHP | Ducted CEE Tier 1
216738447 | Central HP <5.4 tons | PAYNE HEATING AND COOLING | HRCU-A-CB (Split System: Heat Pump with Remote Outdoor Unit-Air-Source) | 37MUHAQ24AA3 |  |  | CSAH*3612AM* | PG92MSAA36060A** | 23000 | 15.2 | 8.1 | 21000 | 18700 | 89.05% | 1.85 | 0 | 10.5 |  |  |  |  | R-454B | 1.9167 | Residential & Commercial | USHP | Ducted CEE Tier 1
216738009 | Central HP <5.4 tons | PAYNE HEATING AND COOLING | HRCU-A-CB (Split System: Heat Pump with Remote Outdoor Unit-Air-Source) | 37MUHAQ24AA3 |  |  | CSAH*3612AM* | PG80MS(A,L)A42045B** | 22600 | 15.2 | 8.1 | 20800 | 18500 | 88.94% | 1.9 | 0 | 10.5 |  |  |  |  | R-454B | 1.8833 | Residential & Commercial | USHP | Ducted CEE Tier 1
216738029 | Central HP <5.4 tons | PAYNE HEATING AND COOLING | HRCU-A-CB (Split System: Heat Pump with Remote Outdoor Unit-Air-Source) | 37MUHAQ24AA3 |  |  | CSAH*3612AM* | PG80MS(A,L)A36070B** | 22600 | 16 | 8.1 | 20600 | 18400 | 89.32% | 1.85 | 0 | 10.5 |  |  |  |  | R-454B | 1.8833 | Residential & Commercial | USHP | Ducted CEE Tier 1
216732497 | Central HP <5.4 tons | PAYNE HEATING AND COOLING | HRCU-A-CB (Split System: Heat Pump with Remote Outdoor Unit-Air-Source) | 37MUHAQ24AA3 |  |  | CAA**2414AM* | PG80MS(A,L)A36045A** | 22000 | 15.5 | 8.5 | 21000 | 19100 | 90.95% | 1.96 | 0 | 10.5 |  |  |  |  | R-454B | 1.8333 | Residential & Commercial | USHP | Ducted CEE Tier 1
216733165 | Central HP <5.4 tons | PAYNE HEATING AND COOLING | HRCU-A-CB (Split System: Heat Pump with Remote Outdoor Unit-Air-Source) | 37MUHAQ24AA3 |  |  | CAA**2517AM* | PG80MS(A,L)A42045B** | 22800 | 15.5 | 8.5 | 20600 | 18400 | 89.32% | 1.96 | 0 | 11 |  |  |  |  | R-454B | 1.9 | Residential & Commercial | USHP | Ducted CEE Tier 1
216733865 | Central HP <5.4 tons | PAYNE HEATING AND COOLING | HRCU-A-CB (Split System: Heat Pump with Remote Outdoor Unit-Air-Source) | 37MUHAQ24AA3 |  |  | CAA**3017AM* | PG80MS(A,L)A48070B** | 22200 | 16 | 8.1 | 20800 | 18800 | 90.38% | 1.85 | 0 | 10.5 |  |  |  |  | R-454B | 1.85 | Residential & Commercial | USHP | Ducted CEE Tier 1
216734258 | Central HP <5.4 tons | PAYNE HEATING AND COOLING | HRCU-A-CB (Split System: Heat Pump with Remote Outdoor Unit-Air-Source) | 37MUHAQ24AA3 |  |  | CAA**3017AM* | PG96VTAB36060A** | 22200 | 16 | 8.1 | 20800 | 18800 | 90.38% | 1.85 | 0 | 10.5 |  |  |  |  | R-454B | 1.85 | Residential & Commercial | USHP | Ducted CEE Tier 1
216800731 | Central HP <5.4 tons | COLEMAN | HRCU-A-CB (Split System: Heat Pump with Remote Outdoor Unit-Air-Source) | HH860E2S11 | ADP |  | H,YG84*60+TXV | TL8E100C20UH11 | 53000 | 19 | 9 | 51500 | 37600 | 73.01% | 2 | 0 | 11.7 |  |  |  |  | R-454B | 4.4167 | Residential & Commercial | USHP | Ducted CEE Tier 1
216800765 | Central HP <5.4 tons | COLEMAN | HRCU-A-CB (Split System: Heat Pump with Remote Outdoor Unit-Air-Source) | HH860E2S11 | ADP |  | A60VGA*+TXV | Z9ES100C20SMPS1 | 45500 | 18 | 9 | 44500 | 33600 | 75.51% | 2 | 0 | 11.7 |  |  |  |  | R-454B | 3.7917 | Residential & Commercial | USHP | Ducted CEE Tier 1
214569308 | Central HP <5.4 tons | RHEEM | HRCU-A-CB (Split System: Heat Pump with Remote Outdoor Unit-Air-Source) | RD17AZ36AJ3N | ADP |  | H,RE9J936 | R98MV0703A17UPS | 32200 | 17 | 8.1 | 32600 | 29400 | 90.18% | 1.9 | 0 | 9.5 |  |  |  |  | R-410A | 2.6833 | Residential & Commercial | USHP
212970659 | Central HP <5.4 tons | ARCOAIRE | HRCU-A-CB (Split System: Heat Pump with Remote Outdoor Unit-Air-Source) | DLCURAH36ABK |  |  | EA*4X42L21A* | *80VSL0902120B* | 35200 | 16 | 8.1 | 39000 | 35000 | 89.74% | 1.88 | 0 | 9.5 |  |  |  |  | R-410A | 2.9333 | Residential & Commercial | USHP
216739023 | Central HP <5.4 tons | PAYNE HEATING AND COOLING | HRCU-A-CB (Split System: Heat Pump with Remote Outdoor Unit-Air-Source) | 37MUHAQ24AA3 |  |  | PF5MN*B24L* | 0 | 23000 | 15.5 | 8.5 | 21400 | 19200 | 89.72% | 1.98 | 0 | 11 |  |  |  |  | R-454B | 1.9167 | Residential & Commercial | USHP | Ducted CEE Tier 1
216800725 | Central HP <5.4 tons | COLEMAN | HRCU-A-CB (Split System: Heat Pump with Remote Outdoor Unit-Air-Source) | HH836E2S11 | ADP |  | V,Y36H175P15*+TXV | Z9ES080B12SMPS1 | 33600 | 18 | 8.5 | 29800 | 25200 | 84.56% | 2 | 0 | 11 |  |  |  |  | R-454B | 2.8 | Residential & Commercial | USHP | Ducted CEE Tier 1
216800691 | Central HP <5.4 tons | COLEMAN | HRCU-A-CB (Split System: Heat Pump with Remote Outdoor Unit-Air-Source) | HH824E2S11 | ADP |  | H,YG35*36+TXV | Z8ES040A12SMPS1 | 23000 | 18 | 9.5 | 21400 | 18500 | 86.45% | 2 | 0 | 12 |  |  |  |  | R-454B | 1.9167 | Residential & Commercial | USHP | Ducted CEE Tier 1
216800698 | Central HP <5.4 tons | COLEMAN | HRCU-A-CB (Split System: Heat Pump with Remote Outdoor Unit-Air-Source) | HH824E2S11 | ADP |  | A36VDA*+TXV | Z8ES100B12SMPS1 | 23000 | 19 | 9.5 | 21400 | 18400 | 85.98% | 2 | 0 | 12 |  |  |  |  | R-454B | 1.9167 | Residential & Commercial | USHP | Ducted CEE Tier 1
212970689 | Central HP <5.4 tons | ARCOAIRE | HRCU-A-CB (Split System: Heat Pump with Remote Outdoor Unit-Air-Source) | DLCURAH36ABK |  |  | EA*4X48L21A* | *80VSL0902120B* | 35600 | 16.5 | 8.5 | 38500 | 34600 | 89.87% | 2.02 | 0 | 10 |  |  |  |  | R-410A | 2.9667 | Residential & Commercial | USHP | Ducted CEE Tier 1
215937888 | Central HP <5.4 tons | ARCOAIRE | HRCU-A-CB (Split System: Heat Pump with Remote Outdoor Unit-Air-Source) | H5H3V48*K*AAA* |  |  | EVD5X48M24A*+WALLCON | *80CTL0902120B* | 45000 | 20.5 | 8.1 | 52000 | 38000 | 73.08% | 1.95 | 0 | 11.5 |  |  |  |  | R-454B | 3.75 | Residential & Commercial | USHP | Ducted CEE Tier 1
215938088 | Central HP <5.4 tons | ARCOAIRE | HRCU-A-CB (Split System: Heat Pump with Remote Outdoor Unit-Air-Source) | H5H3V48*K*AAA* |  |  | EVD5X49M24A*+WALLCON | *97CMN1002122B* | 45500 | 20.5 | 8.1 | 52500 | 38000 | 72.38% | 1.9 | 0 | 11.5 |  |  |  |  | R-454B | 3.7917 | Residential & Commercial | USHP | Ducted CEE Tier 1
213770649 | Central HP <5.4 tons | ARCOAIRE | HRCU-A-CB (Split System: Heat Pump with Remote Outdoor Unit-Air-Source) | HVH825GKA2* |  |  | EA*4X25L17A*+WALLCON | *97CMN0801714B* | 24200 | 16.5 | 8.1 | 21400 | 16700 | 78.04% | 2.02 | 0 | 11 |  |  |  |  | R-410A | 2.0167 | Residential & Commercial | USHP | Ducted CEE Tier 1
213771319 | Central HP <5.4 tons | ARCOAIRE | HRCU-A-CB (Split System: Heat Pump with Remote Outdoor Unit-Air-Source) | HVH825GKA2* |  |  | EA*4X42L21A*+WALLCON | *97CMN0801714B* | 23600 | 16.5 | 8.1 | 21400 | 16700 | 78.04% | 1.96 | 0 | 10.5 |  |  |  |  | R-410A | 1.9667 | Residential & Commercial | USHP | Ducted CEE Tier 1
216732850 | Central HP <5.4 tons | ARCOAIRE | HRCU-A-CB (Split System: Heat Pump with Remote Outdoor Unit-Air-Source) | D5CUHAH24AAK |  |  | EA*5X24M17A* | *97CMN0601714B* | 21800 | 15.5 | 8.5 | 21000 | 19100 | 90.95% | 1.96 | 0 | 10.5 |  |  |  |  | R-454B | 1.8167 | Residential & Commercial | USHP | Ducted CEE Tier 1
216733018 | Central HP <5.4 tons | ARCOAIRE | HRCU-A-CB (Split System: Heat Pump with Remote Outdoor Unit-Air-Source) | D5CUHAH24AAK |  |  | EA*5X24M17A* | *96CTN0401410B* | 21800 | 15.2 | 8.5 | 21200 | 19300 | 91.04% | 1.96 | 0 | 10 |  |  |  |  | R-454B | 1.8167 | Residential & Commercial | USHP | Ducted CEE Tier 1
215938258 | Central HP <5.4 tons | ARCOAIRE | HRCU-A-CB (Split System: Heat Pump with Remote Outdoor Unit-Air-Source) | H5H3V48*K*AAA* |  |  | EVD5X60M21A*+WALLCON | *96CTN0801714B* | 44000 | 20 | 8.1 | 53500 | 37600 | 70.28% | 2 | 0 | 11.5 |  |  |  |  | R-454B | 3.6667 | Residential & Commercial | USHP | Ducted CEE Tier 1
216733219 | Central HP <5.4 tons | ARCOAIRE | HRCU-A-CB (Split System: Heat Pump with Remote Outdoor Unit-Air-Source) | D5CUHAH24AAK |  |  | EA*5X25M17A* | *80VSL0451412B* | 22800 | 16.5 | 8.5 | 20600 | 18400 | 89.32% | 1.98 | 0 | 11 |  |  |  |  | R-454B | 1.9 | Residential & Commercial | USHP | Ducted CEE Tier 1
216800644 | Central HP <5.4 tons | COLEMAN | HRCU-A-CB (Split System: Heat Pump with Remote Outdoor Unit-Air-Source) | HH836E2S11 | ADP |  | M36E34*+TXV+AMHE4D | 0 | 33400 | 18 | 8.4 | 29400 | 24600 | 83.67% | 1.98 | 0 | 11.5 |  |  |  |  | R-454B | 2.7833 | Residential & Commercial | USHP | Ducted CEE Tier 1
214279918 | Central HP <5.4 tons | PAYNE HEATING AND COOLING | HRCU-A-CB (Split System: Heat Pump with Remote Outdoor Unit-Air-Source) | 38MURAQ24AB3* |  |  | CAP**3621AL* | PG96MSAA48060B** | 23600 | 17 | 9 | 25800 | 23600 | 91.47% | 1.96 | 0 | 10 |  |  |  |  | R-410A | 1.9667 | Residential & Commercial | USHP | Ducted CEE Tier 1
216733067 | Central HP <5.4 tons | ARCOAIRE | HRCU-A-CB (Split System: Heat Pump with Remote Outdoor Unit-Air-Source) | D5CUHAH24AAK |  |  | EA*5X24M17A* | *96VTN0601412B* | 21800 | 16 | 8.5 | 21000 | 19200 | 91.43% | 1.98 | 0 | 10.5 |  |  |  |  | R-454B | 1.8167 | Residential & Commercial | USHP | Ducted CEE Tier 1
214239867 | Central HP <5.4 tons | ARCOAIRE | HRCU-A-CB (Split System: Heat Pump with Remote Outdoor Unit-Air-Source) | HVH837GKA** |  |  | EN(A,D,W)4X48L21**+WALLCON | *80CTL0901716B* | 32400 | 17 | 8.1 | 32800 | 24800 | 75.61% | 1.94 | 0 | 11.7 |  |  |  |  | R-410A | 2.7 | Residential & Commercial | USHP | Ducted CEE Tier 1
216800714 | Central HP <5.4 tons | COLEMAN | HRCU-A-CB (Split System: Heat Pump with Remote Outdoor Unit-Air-Source) | HH836E2S11 | ADP |  | A36VDA*+TXV | TL9E060B12UH11 | 33000 | 18 | 8.5 | 29200 | 24800 | 84.93% | 2 | 0 | 11 |  |  |  |  | R-454B | 2.75 | Residential & Commercial | USHP | Ducted CEE Tier 1
216800695 | Central HP <5.4 tons | COLEMAN | HRCU-A-CB (Split System: Heat Pump with Remote Outdoor Unit-Air-Source) | HH824E2S11 | ADP |  | A36VDA*+TXV | Z8ES080B12SMPS1 | 23000 | 19 | 9.5 | 21400 | 18200 | 85.05% | 2 | 0 | 12 |  |  |  |  | R-454B | 1.9167 | Residential & Commercial | USHP | Ducted CEE Tier 1
216800696 | Central HP <5.4 tons | COLEMAN | HRCU-A-CB (Split System: Heat Pump with Remote Outdoor Unit-Air-Source) | HH824E2S11 | ADP |  | V,Y36H175P15*+TXV | Z8ES080B12SMPS1 | 23000 | 19 | 9.5 | 21400 | 18200 | 85.05% | 2 | 0 | 12 |  |  |  |  | R-454B | 1.9167 | Residential & Commercial | USHP | Ducted CEE Tier 1
211260494 | Central HP <5.4 tons | PAYNE HEATING AND COOLING | HRCU-A-CB (Split System: Heat Pump with Remote Outdoor Unit-Air-Source) | 38MURAQ18AB3* |  |  | CAP**2417AL* | PG96VTAA36060A** | 17900 | 16 | 8.5 | 18800 | 19000 | 101.1% | 2.28 | 0 | 10.5 |  |  |  |  | R-410A | 1.4917 | Residential & Commercial | USHP | Ducted CEE Tier 1
215669446 | Central HP <5.4 tons | ARCOAIRE | HRCU-A-CB (Split System: Heat Pump with Remote Outdoor Unit-Air-Source) | H5H0V36*K*AAA* |  |  | EA*5X61M21A*+WALLCON | *80CSU1002120A* | 34800 | 18 | 9 | 34400 | 24800 | 72.09% | 1.9 | 0 | 10 |  |  |  |  | R-454B | 2.9 | Residential & Commercial | USHP | Ducted CEE Tier 1
215669864 | Central HP <5.4 tons | ARCOAIRE | HRCU-A-CB (Split System: Heat Pump with Remote Outdoor Unit-Air-Source) | H5H0V36*K*AAA* |  |  | ESH5X36M12A*+WALLCON | *97CMN0602120B* | 33600 | 16 | 8.5 | 35800 | 25600 | 71.51% | 1.76 | 0 | 9 |  |  |  |  | R-454B | 2.8 | Residential & Commercial | USHP
215670096 | Central HP <5.4 tons | ARCOAIRE | HRCU-A-CB (Split System: Heat Pump with Remote Outdoor Unit-Air-Source) | H5H0V36*K*AAA* |  |  | ESH5X42M12A*+WALLCON | *96CTN0601714B* | 33600 | 16.5 | 8.5 | 35800 | 25600 | 71.51% | 1.76 | 0 | 9 |  |  |  |  | R-454B | 2.8 | Residential & Commercial | USHP
215669596 | Central HP <5.4 tons | ARCOAIRE | HRCU-A-CB (Split System: Heat Pump with Remote Outdoor Unit-Air-Source) | H5H0V36*K*AAA* |  |  | EA*5X61M21A*+WALLCON | *96CTN0801714B* | 34600 | 18 | 9 | 34600 | 25000 | 72.25% | 1.9 | 0 | 10 |  |  |  |  | R-454B | 2.8833 | Residential & Commercial | USHP | Ducted CEE Tier 1
216800647 | Central HP <5.4 tons | COLEMAN | HRCU-A-CB (Split System: Heat Pump with Remote Outdoor Unit-Air-Source) | HH836E2S11 | ADP |  | M36G59*+TXV+AMHE3D | 0 | 34000 | 19 | 8.7 | 30000 | 25600 | 85.33% | 1.94 | 0 | 10.5 |  |  |  |  | R-454B | 2.8333 | Residential & Commercial | USHP | Ducted CEE Tier 1
216800715 | Central HP <5.4 tons | COLEMAN | HRCU-A-CB (Split System: Heat Pump with Remote Outdoor Unit-Air-Source) | HH836E2S11 | ADP |  | V,Y36H175P15*+TXV | TL9E060B12UH11 | 33000 | 18 | 8.5 | 29200 | 24800 | 84.93% | 2 | 0 | 11 |  |  |  |  | R-454B | 2.75 | Residential & Commercial | USHP | Ducted CEE Tier 1
216800690 | Central HP <5.4 tons | COLEMAN | HRCU-A-CB (Split System: Heat Pump with Remote Outdoor Unit-Air-Source) | HH824E2S11 | ADP |  | H,YG35*36+TXV | TL9E060B12UH11 | 23000 | 18 | 9.5 | 21400 | 18500 | 86.45% | 2 | 0 | 12 |  |  |  |  | R-454B | 1.9167 | Residential & Commercial | USHP | Ducted CEE Tier 1
216800697 | Central HP <5.4 tons | COLEMAN | HRCU-A-CB (Split System: Heat Pump with Remote Outdoor Unit-Air-Source) | HH824E2S11 | ADP |  | H,YG35*36+TXV | Z8ES080B12SMPS1 | 23000 | 19 | 9.5 | 21400 | 18200 | 85.05% | 2 | 0 | 12 |  |  |  |  | R-454B | 1.9167 | Residential & Commercial | USHP | Ducted CEE Tier 1
216800706 | Central HP <5.4 tons | COLEMAN | HRCU-A-CB (Split System: Heat Pump with Remote Outdoor Unit-Air-Source) | HH824E2S11 | ADP |  | A36VDA*+TXV | Z9ES060B12SMPS1 | 23000 | 17 | 9.5 | 21400 | 18200 | 85.05% | 2 | 0 | 12 |  |  |  |  | R-454B | 1.9167 | Residential & Commercial | USHP | Ducted CEE Tier 1
216732919 | Central HP <5.4 tons | ARCOAIRE | HRCU-A-CB (Split System: Heat Pump with Remote Outdoor Unit-Air-Source) | D5CUHAH24AAK |  |  | EA*5X24M17A* | *96MSN0601412A* | 22000 | 15.5 | 8.5 | 21000 | 19200 | 91.43% | 1.98 | 0 | 10.5 |  |  |  |  | R-454B | 1.8333 | Residential & Commercial | USHP | Ducted CEE Tier 1
216732951 | Central HP <5.4 tons | ARCOAIRE | HRCU-A-CB (Split System: Heat Pump with Remote Outdoor Unit-Air-Source) | D5CUHAH24AAK |  |  | EA*5X24M17A* | *96VSN0401410B* | 21800 | 15.5 | 8.5 | 21200 | 19200 | 90.57% | 1.96 | 0 | 10 |  |  |  |  | R-454B | 1.8167 | Residential & Commercial | USHP | Ducted CEE Tier 1
214240087 | Central HP <5.4 tons | ARCOAIRE | HRCU-A-CB (Split System: Heat Pump with Remote Outdoor Unit-Air-Source) | HVH837GKA** |  |  | EN(A,D,W)4X60L24**+WALLCON | *96CTN1002122B* | 32800 | 17.5 | 8.1 | 32200 | 24600 | 76.4% | 1.96 | 0 | 12 |  |  |  |  | R-410A | 2.7333 | Residential & Commercial | USHP | Ducted CEE Tier 1
216679424 | Central HP <5.4 tons | PAYNE HEATING AND COOLING | HRCU-A-CB (Split System: Heat Pump with Remote Outdoor Unit-Air-Source) | 38MURAQ24AB3* |  |  | CAP**3621AL* | PG97VTAA48060B** | 23800 | 17 | 9 | 25800 | 23000 | 89.15% | 1.82 | 0 | 10 |  |  |  |  | R-410A | 1.9833 | Residential & Commercial | USHP | Ducted CEE Tier 1
212979945 | Central HP <5.4 tons | ARCOAIRE | HRCU-A-CB (Split System: Heat Pump with Remote Outdoor Unit-Air-Source) | DLCURAH18ABK |  |  | EA*4X19L17A* | *80MS(N,L)0901714A* | 18000 | 16.5 | 8.5 | 18000 | 17800 | 98.89% | 2.14 | 0 | 10.5 |  |  |  |  | R-410A | 1.5 | Residential & Commercial | USHP | Ducted CEE Tier 1
212381004 | Central HP <5.4 tons | CARRIER | HRCU-A-CB (Split System: Heat Pump with Remote Outdoor Unit-Air-Source) | 25VNA448A*031* | ADP |  | C60A***L199 | 59TN6B100C21**22 | 45000 | 21 | 8.5 | 44000 | 35800 | 81.36% | 2.36 | 0 | 12 |  |  |  |  | R-410A | 3.75 | Residential & Commercial | USHP | Ducted CEE Tier 1
214588336 | Central HP <5.4 tons | BRYANT HEATING AND COOLING SYSTEMS | HRCU-A-CB (Split System: Heat Pump with Remote Outdoor Unit-Air-Source) | 38MURAQ36AB3* | ADP |  | C36A***L159 | 926TC48080V17*** | 34800 | 16 | 8.1 | 36200 | 34400 | 95.03% | 2 | 0 | 9.5 |  |  |  |  | R-410A | 2.9 | Residential & Commercial | USHP
214588338 | Central HP <5.4 tons | BRYANT HEATING AND COOLING SYSTEMS | HRCU-A-CB (Split System: Heat Pump with Remote Outdoor Unit-Air-Source) | 38MURAQ36AB3* | ADP |  | PL36H175P389 | 926TC48080V17*** | 35600 | 16 | 8.1 | 36800 | 34600 | 94.02% | 1.98 | 0 | 10 |  |  |  |  | R-410A | 2.9667 | Residential & Commercial | USHP | Ducted CEE Tier 1
216800737 | Central HP <5.4 tons | COLEMAN | HRCU-A-CB (Split System: Heat Pump with Remote Outdoor Unit-Air-Source) | HH860E2S11 | ADP |  | H,YG84*60+TXV | TL9E100C20UH11 | 53000 | 19 | 8.5 | 51500 | 38000 | 73.79% | 2 | 0 | 11.7 |  |  |  |  | R-454B | 4.4167 | Residential & Commercial | USHP | Ducted CEE Tier 1
216800738 | Central HP <5.4 tons | COLEMAN | HRCU-A-CB (Split System: Heat Pump with Remote Outdoor Unit-Air-Source) | HH860E2S11 | ADP |  | A60VGA*+TXV | Z8ES080C16SMPS1 | 44500 | 18 | 9 | 42500 | 33000 | 77.65% | 2 | 0 | 12 |  |  |  |  | R-454B | 3.7083 | Residential & Commercial | USHP | Ducted CEE Tier 1
213771519 | Central HP <5.4 tons | ARCOAIRE | HRCU-A-CB (Split System: Heat Pump with Remote Outdoor Unit-Air-Source) | HVH825GKA2* |  |  | EA*4X43L21A*+WALLCON | *97CMN1002122B* | 24400 | 16.5 | 8.5 | 21200 | 16600 | 78.3% | 2.04 | 0 | 11 |  |  |  |  | R-410A | 2.0333 | Residential & Commercial | USHP | Ducted CEE Tier 1
216021050 | Central HP <5.4 tons | RHEEM | HRCU-A-CB (Split System: Heat Pump with Remote Outdoor Unit-Air-Source) | RD17AZ48AJ3N | ADP |  | A60VHA+TXV+AEFE5* | 0 | 43500 | 17 | 8.1 | 43500 | 39500 | 90.8% | 2.1 | 0 | 11 |  |  |  |  | R-410A | 3.625 | Residential & Commercial | USHP | Ducted CEE Tier 1
213774659 | Central HP <5.4 tons | ARCOAIRE | HRCU-A-CB (Split System: Heat Pump with Remote Outdoor Unit-Air-Source) | HVH825GKA3* |  |  | EHD4X48AAL+WALLCON | *97CMN1002122B* | 24200 | 16 | 8.1 | 21200 | 16600 | 78.3% | 2.02 | 0 | 11 |  |  |  |  | R-410A | 2.0167 | Residential & Commercial | USHP | Ducted CEE Tier 1
216800643 | Central HP <5.4 tons | COLEMAN | HRCU-A-CB (Split System: Heat Pump with Remote Outdoor Unit-Air-Source) | HH836E2S11 | ADP |  | FE*SS9*37+TXV | 0 | 33800 | 19 | 8.5 | 29400 | 24600 | 83.67% | 2 | 0 | 11.7 |  |  |  |  | R-454B | 2.8167 | Residential & Commercial | USHP | Ducted CEE Tier 1
216800645 | Central HP <5.4 tons | COLEMAN | HRCU-A-CB (Split System: Heat Pump with Remote Outdoor Unit-Air-Source) | HH836E2S11 | ADP |  | M36E34*+TXV+AMHE3D | 0 | 32400 | 18 | 8.6 | 29600 | 24800 | 83.78% | 1.92 | 0 | 11 |  |  |  |  | R-454B | 2.7 | Residential & Commercial | USHP | Ducted CEE Tier 1
213780369 | Central HP <5.4 tons | ARCOAIRE | HRCU-A-CB (Split System: Heat Pump with Remote Outdoor Unit-Air-Source) | HVH837GKA** |  |  | EHD4X60AAL+WALLCON | *95CSU0601716B* | 32800 | 16.5 | 8.1 | 32200 | 25000 | 77.64% | 1.96 | 0 | 11 |  |  |  |  | R-410A | 2.7333 | Residential & Commercial | USHP | Ducted CEE Tier 1
213779249 | Central HP <5.4 tons | ARCOAIRE | HRCU-A-CB (Split System: Heat Pump with Remote Outdoor Unit-Air-Source) | HVH837GKA** |  |  | EA*4X43L21A*+WALLCON | *80CTL0451712B* | 32600 | 16.5 | 8.1 | 33200 | 25400 | 76.51% | 1.94 | 0 | 10.5 |  |  |  |  | R-410A | 2.7167 | Residential & Commercial | USHP | Ducted CEE Tier 1
213779349 | Central HP <5.4 tons | ARCOAIRE | HRCU-A-CB (Split System: Heat Pump with Remote Outdoor Unit-Air-Source) | HVH837GKA** |  |  | EA*4X43L21A*+WALLCON | *96CTN0801714B* | 32800 | 17 | 8.5 | 32800 | 25200 | 76.83% | 1.96 | 0 | 11 |  |  |  |  | R-410A | 2.7333 | Residential & Commercial | USHP | Ducted CEE Tier 1
213778999 | Central HP <5.4 tons | ARCOAIRE | HRCU-A-CB (Split System: Heat Pump with Remote Outdoor Unit-Air-Source) | HVH837GKA** |  |  | EA*4X37L21A*+WALLCON | *97CMN0601714B* | 32600 | 16.5 | 8.1 | 33200 | 25400 | 76.51% | 1.94 | 0 | 11 |  |  |  |  | R-410A | 2.7167 | Residential & Commercial | USHP | Ducted CEE Tier 1
212986347 | Central HP <5.4 tons | ARCOAIRE | HRCU-A-CB (Split System: Heat Pump with Remote Outdoor Unit-Air-Source) | DLCURAH18ABK |  |  | EN(A,D)4X24L14** | *96MSN0401410A* | 17400 | 15.5 | 8.5 | 18500 | 19200 | 103.8% | 2.3 | 0 | 10.5 |  |  |  |  | R-410A | 1.45 | Residential & Commercial | USHP | Ducted CEE Tier 1
216679736 | Central HP <5.4 tons | PAYNE HEATING AND COOLING | HRCU-A-CB (Split System: Heat Pump with Remote Outdoor Unit-Air-Source) | 38MURAQ18AB3* |  |  | CSPH*2412AL* | PG97VTAA48060B** | 17400 | 15.5 | 8.1 | 18100 | 18400 | 101.7% | 2.05 | 0 | 10 |  |  |  |  | R-410A | 1.45 | Residential & Commercial | USHP | Ducted CEE Tier 1
213779469 | Central HP <5.4 tons | ARCOAIRE | HRCU-A-CB (Split System: Heat Pump with Remote Outdoor Unit-Air-Source) | HVH837GKA** |  |  | EA*4X48L21A*+WALLCON | *96CTN0801714B* | 32200 | 17 | 8.1 | 32800 | 25000 | 76.22% | 1.96 | 0 | 11 |  |  |  |  | R-410A | 2.6833 | Residential & Commercial | USHP | Ducted CEE Tier 1
216800719 | Central HP <5.4 tons | COLEMAN | HRCU-A-CB (Split System: Heat Pump with Remote Outdoor Unit-Air-Source) | HH836E2S11 | ADP |  | V,Y36H175P15*+TXV | Z8ES080B12SMPS1 | 33200 | 18 | 8.5 | 28800 | 24400 | 84.72% | 2 | 0 | 11.7 |  |  |  |  | R-454B | 2.7667 | Residential & Commercial | USHP | Ducted CEE Tier 1
213779099 | Central HP <5.4 tons | ARCOAIRE | HRCU-A-CB (Split System: Heat Pump with Remote Outdoor Unit-Air-Source) | HVH837GKA** |  |  | EA*4X42L21A*+WALLCON | *80CTL1102120B* | 31800 | 17 | 8.1 | 32800 | 24200 | 73.78% | 1.88 | 0 | 11 |  |  |  |  | R-410A | 2.65 | Residential & Commercial | USHP | Ducted CEE Tier 1
213779149 | Central HP <5.4 tons | ARCOAIRE | HRCU-A-CB (Split System: Heat Pump with Remote Outdoor Unit-Air-Source) | HVH837GKA** |  |  | EA*4X42L21A*+WALLCON | *96CTN0601714B* | 31600 | 16.5 | 8.1 | 33200 | 24600 | 74.1% | 1.86 | 0 | 10.5 |  |  |  |  | R-410A | 2.6333 | Residential & Commercial | USHP | Ducted CEE Tier 1
211257337 | Central HP <5.4 tons | ARCOAIRE | HRCU-A-CB (Split System: Heat Pump with Remote Outdoor Unit-Air-Source) | DLCURAH18ABK |  |  | FJMA4*24L*B* | 0 | 18500 | 15.5 | 9 | 19300 | 18300 | 94.82% | 2.2 | 0 | 10.5 |  |  |  |  | R-410A | 1.5417 | Residential & Commercial | USHP | Ducted CEE Tier 1
211259642 | Central HP <5.4 tons | ARCOAIRE | HRCU-A-CB (Split System: Heat Pump with Remote Outdoor Unit-Air-Source) | DLCURAH18ABK |  |  | EA*4X19L17A* | *96VSN0601412A* | 18400 | 16 | 8.5 | 18400 | 17600 | 95.65% | 2.12 | 0 | 11 |  |  |  |  | R-410A | 1.5333 | Residential & Commercial | USHP | Ducted CEE Tier 1
211260244 | Central HP <5.4 tons | ARCOAIRE | HRCU-A-CB (Split System: Heat Pump with Remote Outdoor Unit-Air-Source) | DLCURAH18ABK |  |  | EA*4X24L17A* | *80VSL0451412A* | 17700 | 16 | 8.5 | 18600 | 19100 | 102.7% | 2.28 | 0 | 10.5 |  |  |  |  | R-410A | 1.475 | Residential & Commercial | USHP | Ducted CEE Tier 1
211260913 | Central HP <5.4 tons | ARCOAIRE | HRCU-A-CB (Split System: Heat Pump with Remote Outdoor Unit-Air-Source) | DLCURAH18ABK |  |  | EA*4X25L17A* | *95ESN0601412A* | 18400 | 16.5 | 8.5 | 18200 | 17500 | 96.15% | 2.12 | 0 | 11 |  |  |  |  | R-410A | 1.5333 | Residential & Commercial | USHP | Ducted CEE Tier 1
216800689 | Central HP <5.4 tons | COLEMAN | HRCU-A-CB (Split System: Heat Pump with Remote Outdoor Unit-Air-Source) | HH824E2S11 | ADP |  | V,Y36H175P15*+TXV | TL9E060B12UH11 | 23000 | 18 | 9.5 | 21400 | 18500 | 86.45% | 2 | 0 | 12 |  |  |  |  | R-454B | 1.9167 | Residential & Commercial | USHP | Ducted CEE Tier 1
216800700 | Central HP <5.4 tons | COLEMAN | HRCU-A-CB (Split System: Heat Pump with Remote Outdoor Unit-Air-Source) | HH824E2S11 | ADP |  | H,YG35*36+TXV | Z8ES100B12SMPS1 | 23000 | 19 | 9.5 | 21400 | 18400 | 85.98% | 2 | 0 | 12 |  |  |  |  | R-454B | 1.9167 | Residential & Commercial | USHP | Ducted CEE Tier 1
216800709 | Central HP <5.4 tons | COLEMAN | HRCU-A-CB (Split System: Heat Pump with Remote Outdoor Unit-Air-Source) | HH824E2S11 | ADP |  | A36VDA*+TXV | Z9ES080B12SMPS1 | 23000 | 18 | 9.5 | 21400 | 18200 | 85.05% | 2 | 0 | 12 |  |  |  |  | R-454B | 1.9167 | Residential & Commercial | USHP | Ducted CEE Tier 1
216679400 | Central HP <5.4 tons | PAYNE HEATING AND COOLING | HRCU-A-CB (Split System: Heat Pump with Remote Outdoor Unit-Air-Source) | 38MURAQ24AB3* |  |  | CAP**3017AL* | PG97VTAA48060B** | 23600 | 16.5 | 9 | 25800 | 23800 | 92.25% | 1.86 | 0 | 10 |  |  |  |  | R-410A | 1.9667 | Residential & Commercial | USHP | Ducted CEE Tier 1
216679484 | Central HP <5.4 tons | PAYNE HEATING AND COOLING | HRCU-A-CB (Split System: Heat Pump with Remote Outdoor Unit-Air-Source) | 38MURAQ24AB3* |  |  | CSPH*3612AL* | PG97VTAA48060B** | 24000 | 16 | 8.5 | 25400 | 22200 | 87.4% | 1.75 | 0 | 10 |  |  |  |  | R-410A | 2 | Residential & Commercial | USHP | Ducted CEE Tier 1
212498596 | Central HP <5.4 tons | BRYANT HEATING AND COOLING SYSTEMS | HRCU-A-CB (Split System: Heat Pump with Remote Outdoor Unit-Air-Source) | 38MURAQ18AB3* | ADP |  | CE2403A+TXV | 0 | 17700 | 17 | 8.7 | 17000 | 19400 | 114.1% | 2.32 | 0 | 11 |  |  |  |  | R-410A | 1.475 | Residential & Commercial | USHP | Ducted CEE Tier 1
211260627 | Central HP <5.4 tons | ARCOAIRE | HRCU-A-CB (Split System: Heat Pump with Remote Outdoor Unit-Air-Source) | DLCURAH18ABK |  |  | EA*4X24L17A* | *80ES(N,L)0701412A* | 17600 | 16 | 8.5 | 18400 | 19100 | 103.8% | 2.3 | 0 | 10.5 |  |  |  |  | R-410A | 1.4667 | Residential & Commercial | USHP | Ducted CEE Tier 1
216800720 | Central HP <5.4 tons | COLEMAN | HRCU-A-CB (Split System: Heat Pump with Remote Outdoor Unit-Air-Source) | HH836E2S11 | ADP |  | A36VDA*+TXV | Z8ES100B12SMPS1 | 33400 | 18 | 8.5 | 29200 | 24600 | 84.25% | 2 | 0 | 11.7 |  |  |  |  | R-454B | 2.7833 | Residential & Commercial | USHP | Ducted CEE Tier 1
216800686 | Central HP <5.4 tons | COLEMAN | HRCU-A-CB (Split System: Heat Pump with Remote Outdoor Unit-Air-Source) | HH824E2S11 | ADP |  | H,YG35*36+TXV | TL8E060A12UH11 | 23000 | 18 | 9.5 | 21400 | 18300 | 85.51% | 2 | 0 | 12 |  |  |  |  | R-454B | 1.9167 | Residential & Commercial | USHP | Ducted CEE Tier 1
216800702 | Central HP <5.4 tons | COLEMAN | HRCU-A-CB (Split System: Heat Pump with Remote Outdoor Unit-Air-Source) | HH824E2S11 | ADP |  | V,Y36H***P44*+TXV | Z9ES026A08SMPS1 | 23000 | 17 | 9 | 21400 | 17700 | 82.71% | 2 | 0 | 12 |  |  |  |  | R-454B | 1.9167 | Residential & Commercial | USHP | Ducted CEE Tier 1
216800705 | Central HP <5.4 tons | COLEMAN | HRCU-A-CB (Split System: Heat Pump with Remote Outdoor Unit-Air-Source) | HH824E2S11 | ADP |  | V,Y36H***P44*+TXV | Z9ES060A10SMPS1 | 23000 | 19 | 9 | 21400 | 18100 | 84.58% | 2 | 0 | 12 |  |  |  |  | R-454B | 1.9167 | Residential & Commercial | USHP | Ducted CEE Tier 1
213796972 | Central HP <5.4 tons | BRYANT HEATING AND COOLING SYSTEMS | HRCU-A-CB (Split System: Heat Pump with Remote Outdoor Unit-Air-Source) | 38MURAQ24AB3* | ADP |  | V,C36H175P159+CBPE4B* | 0 | 24000 | 16 | 9 | 25000 | 22600 | 90.4% | 1.92 | 0 | 10 |  |  |  |  | R-410A | 2 | Residential & Commercial | USHP | Ducted CEE Tier 1
215669346 | Central HP <5.4 tons | ARCOAIRE | HRCU-A-CB (Split System: Heat Pump with Remote Outdoor Unit-Air-Source) | H5H0V36*K*AAA* |  |  | EA*5X60M24A*+WALLCON | *95CSU0802120B* | 34400 | 18 | 9 | 34200 | 24800 | 72.51% | 1.9 | 0 | 10 |  |  |  |  | R-454B | 2.8667 | Residential & Commercial | USHP | Ducted CEE Tier 1
215669496 | Central HP <5.4 tons | ARCOAIRE | HRCU-A-CB (Split System: Heat Pump with Remote Outdoor Unit-Air-Source) | H5H0V36*K*AAA* |  |  | EA*5X61M21A*+WALLCON | *80CTL1102120B* | 35000 | 18.5 | 9 | 34400 | 24800 | 72.09% | 1.92 | 0 | 10.5 |  |  |  |  | R-454B | 2.9167 | Residential & Commercial | USHP | Ducted CEE Tier 1
215669196 | Central HP <5.4 tons | ARCOAIRE | HRCU-A-CB (Split System: Heat Pump with Remote Outdoor Unit-Air-Source) | H5H0V36*K*AAA* |  |  | EA*5X48M21A*+WALLCON | *95CSU0802120B* | 33800 | 17.5 | 9 | 35000 | 25000 | 71.43% | 1.88 | 0 | 9.5 |  |  |  |  | R-454B | 2.8167 | Residential & Commercial | USHP
215669276 | Central HP <5.4 tons | ARCOAIRE | HRCU-A-CB (Split System: Heat Pump with Remote Outdoor Unit-Air-Source) | H5H0V36*K*AAA* |  |  | EA*5X48M21A*+WALLCON | *96CTN0801714B* | 33600 | 18 | 9 | 35200 | 25200 | 71.59% | 1.88 | 0 | 9.5 |  |  |  |  | R-454B | 2.8 | Residential & Commercial | USHP
213367337 | Central HP <5.4 tons | CARRIER | HRCU-A-CB (Split System: Heat Pump with Remote Outdoor Unit-Air-Source) | 38MURAQ18AB3* | ADP |  | H,PG9J936 | 59TP6C060V14**12 | 17500 | 16 | 8.5 | 16900 | 18800 | 111.2% | 2.3 | 0 | 10.5 |  |  |  |  | R-410A | 1.4583 | Residential & Commercial | USHP | Ducted CEE Tier 1
211260547 | Central HP <5.4 tons | PAYNE HEATING AND COOLING | HRCU-A-CB (Split System: Heat Pump with Remote Outdoor Unit-Air-Source) | 38MURAQ18AB3* |  |  | CAP**2417AL* | PG80ES(A,L)A36045B** | 18500 | 15.5 | 9 | 19400 | 18600 | 95.88% | 2.24 | 0 | 10.5 |  |  |  |  | R-410A | 1.5417 | Residential & Commercial | USHP | Ducted CEE Tier 1
211260561 | Central HP <5.4 tons | PAYNE HEATING AND COOLING | HRCU-A-CB (Split System: Heat Pump with Remote Outdoor Unit-Air-Source) | 38MURAQ18AB3* |  |  | CAP**2417AL* | PG80ES(A,L)A36070B** | 18000 | 16 | 8.5 | 18800 | 18900 | 100.5% | 2.28 | 0 | 10.5 |  |  |  |  | R-410A | 1.5 | Residential & Commercial | USHP | Ducted CEE Tier 1
216800699 | Central HP <5.4 tons | COLEMAN | HRCU-A-CB (Split System: Heat Pump with Remote Outdoor Unit-Air-Source) | HH824E2S11 | ADP |  | V,Y36H175P15*+TXV | Z8ES100B12SMPS1 | 23000 | 19 | 9.5 | 21400 | 18400 | 85.98% | 2 | 0 | 12 |  |  |  |  | R-454B | 1.9167 | Residential & Commercial | USHP | Ducted CEE Tier 1
216800642 | Central HP <5.4 tons | COLEMAN | HRCU-A-CB (Split System: Heat Pump with Remote Outdoor Unit-Air-Source) | HH824E2S11 | ADP |  | M36G34*+TXV+AMHE3D | 0 | 24000 | 19 | 9.5 | 22400 | 16600 | 74.11% | 2.1 | 0 | 12 |  |  |  |  | R-454B | 2 | Residential & Commercial | USHP | Ducted CEE Tier 1
216800692 | Central HP <5.4 tons | COLEMAN | HRCU-A-CB (Split System: Heat Pump with Remote Outdoor Unit-Air-Source) | HH824E2S11 | ADP |  | V,Y36H***P44*+TXV | Z8ES040A12SMPS1 | 23000 | 18 | 9.5 | 21400 | 18500 | 86.45% | 2 | 0 | 12 |  |  |  |  | R-454B | 1.9167 | Residential & Commercial | USHP | Ducted CEE Tier 1
213779619 | Central HP <5.4 tons | ARCOAIRE | HRCU-A-CB (Split System: Heat Pump with Remote Outdoor Unit-Air-Source) | HVH837GKA** |  |  | EA*4X60L24A*+WALLCON | *96CTN1202422B* | 32800 | 17.5 | 8.1 | 31800 | 24600 | 77.36% | 1.98 | 0 | 11.5 |  |  |  |  | R-410A | 2.7333 | Residential & Commercial | USHP | Ducted CEE Tier 1
213779419 | Central HP <5.4 tons | ARCOAIRE | HRCU-A-CB (Split System: Heat Pump with Remote Outdoor Unit-Air-Source) | HVH837GKA** |  |  | EA*4X48L21A*+WALLCON | *95CSU0601716B* | 32200 | 17 | 8.1 | 32600 | 25000 | 76.69% | 1.94 | 0 | 11 |  |  |  |  | R-410A | 2.6833 | Residential & Commercial | USHP | Ducted CEE Tier 1
213367367 | Central HP <5.4 tons | CARRIER | HRCU-A-CB (Split System: Heat Pump with Remote Outdoor Unit-Air-Source) | 38MURAQ24AB3* | ADP |  | H,PG31930 | 59TP6B100V21**22 | 22600 | 16 | 8.1 | 24200 | 23400 | 96.69% | 1.98 | 0 | 10 |  |  |  |  | R-410A | 1.8833 | Residential & Commercial | USHP | Ducted CEE Tier 1
214588284 | Central HP <5.4 tons | BRYANT HEATING AND COOLING SYSTEMS | HRCU-A-CB (Split System: Heat Pump with Remote Outdoor Unit-Air-Source) | 38MURAQ24AB3* | ADP |  | PL36H175P149 | 926TC36060V14*** | 23400 | 17 | 8.5 | 24600 | 23600 | 95.93% | 2 | 0 | 10 |  |  |  |  | R-410A | 1.95 | Residential & Commercial | USHP | Ducted CEE Tier 1
215940188 | Central HP <5.4 tons | ARCOAIRE | HRCU-A-CB (Split System: Heat Pump with Remote Outdoor Unit-Air-Source) | H5H3V36*K*AAA* |  |  | ESH5X60M12A*+WALLCON | *80CSU0401712B* | 34200 | 19.5 | 9 | 34200 | 26000 | 76.02% | 1.94 | 0 | 11.7 |  |  |  |  | R-454B | 2.85 | Residential & Commercial | USHP | Ducted CEE Tier 1
215940218 | Central HP <5.4 tons | ARCOAIRE | HRCU-A-CB (Split System: Heat Pump with Remote Outdoor Unit-Air-Source) | H5H3V36*K*AAA* |  |  | ESH5X60M12A*+WALLCON | *97CTN0801716A* | 34000 | 19 | 9 | 34800 | 26400 | 75.86% | 1.92 | 0 | 11 |  |  |  |  | R-454B | 2.8333 | Residential & Commercial | USHP | Ducted CEE Tier 1
215940338 | Central HP <5.4 tons | ARCOAIRE | HRCU-A-CB (Split System: Heat Pump with Remote Outdoor Unit-Air-Source) | H5H3V36*K*AAA* |  |  | EVM5X49M21A*+WALLCON | *80CSU0401712B* | 35600 | 22 | 8.5 | 38000 | 28600 | 75.26% | 2.04 | 0 | 12.5 |  |  |  |  | R-454B | 2.9667 | Residential & Commercial | USHP | Ducted CEE Tier 1
215940388 | Central HP <5.4 tons | ARCOAIRE | HRCU-A-CB (Split System: Heat Pump with Remote Outdoor Unit-Air-Source) | H5H3V36*K*AAA* |  |  | EVM5X49M21A*+WALLCON | *97CTN1002122A* | 35600 | 22 | 8.5 | 38000 | 28600 | 75.26% | 2.02 | 0 | 12.5 |  |  |  |  | R-454B | 2.9667 | Residential & Commercial | USHP | Ducted CEE Tier 1
215940168 | Central HP <5.4 tons | ARCOAIRE | HRCU-A-CB (Split System: Heat Pump with Remote Outdoor Unit-Air-Source) | H5H3V36*K*AAA* |  |  | ESH5X48M12A*+WALLCON | *97CTN1202422A* | 33800 | 19.5 | 9 | 34600 | 26400 | 76.3% | 1.92 | 0 | 11.7 |  |  |  |  | R-454B | 2.8167 | Residential & Commercial | USHP | Ducted CEE Tier 1
215940068 | Central HP <5.4 tons | ARCOAIRE | HRCU-A-CB (Split System: Heat Pump with Remote Outdoor Unit-Air-Source) | H5H3V36*K*AAA* |  |  | ESH5X42M12A*+WALLCON | *97CTN0802120A* | 33600 | 19 | 9 | 34800 | 26600 | 76.44% | 1.92 | 0 | 11.5 |  |  |  |  | R-454B | 2.8 | Residential & Commercial | USHP | Ducted CEE Tier 1
214810417 | Central HP <5.4 tons | RHEEM | HRCU-A-CB (Split System: Heat Pump with Remote Outdoor Unit-Air-Source) | RD17AZ60AJ3N | ADP |  | H,RE84960 | R97MV1005A21DHS | 53000 | 17 | 8.1 | 52000 | 49000 | 94.23% | 1.75 | 0 | 9.5 |  |  |  |  | R-410A | 4.4167 | Residential & Commercial | USHP
212617036 | Central HP <5.4 tons | BRYANT HEATING AND COOLING SYSTEMS | HRCU-A-CB (Split System: Heat Pump with Remote Outdoor Unit-Air-Source) | 38MURAQ30AB3* | ADP |  | CFC36XG32 | 0 | 29400 | 15.2 | 8.15 | 33200 | 27000 | 81.33% | 1.76 | 0 | 8.5 |  |  |  |  | R-410A | 2.45 | Residential & Commercial | USHP
215936118 | Central HP <5.4 tons | ARCOAIRE | HRCU-A-CB (Split System: Heat Pump with Remote Outdoor Unit-Air-Source) | H5H3V36*K*AAA* |  |  | EVD5X42M21A*+WALLCON | *96CTN0601714B* | 34200 | 20.5 | 8.1 | 38000 | 27000 | 71.05% | 2 | 0 | 11 |  |  |  |  | R-454B | 2.85 | Residential & Commercial | USHP | Ducted CEE Tier 1
215936618 | Central HP <5.4 tons | ARCOAIRE | HRCU-A-CB (Split System: Heat Pump with Remote Outdoor Unit-Air-Source) | H5H3V36*K*AAA* |  |  | EVD5X60M21A*+WALLCON | *80CTL0901716B* | 35600 | 22 | 8.5 | 38000 | 28600 | 75.26% | 2.02 | 0 | 12 |  |  |  |  | R-454B | 2.9667 | Residential & Commercial | USHP | Ducted CEE Tier 1
215936068 | Central HP <5.4 tons | ARCOAIRE | HRCU-A-CB (Split System: Heat Pump with Remote Outdoor Unit-Air-Source) | H5H3V36*K*AAA* |  |  | EVD5X42M21A*+WALLCON | *97CMN0601714B* | 34000 | 20 | 8.1 | 38000 | 27000 | 71.05% | 2 | 0 | 11 |  |  |  |  | R-454B | 2.8333 | Residential & Commercial | USHP | Ducted CEE Tier 1
214810412 | Central HP <5.4 tons | RHEEM | HRCU-A-CB (Split System: Heat Pump with Remote Outdoor Unit-Air-Source) | RD17AZ60AJ3N | ADP |  | H,RE84960 | R962V0705A21M4S | 53000 | 17 | 8.1 | 52000 | 49000 | 94.23% | 1.75 | 0 | 9.5 |  |  |  |  | R-410A | 4.4167 | Residential & Commercial | USHP
215939688 | Central HP <5.4 tons | ARCOAIRE | HRCU-A-CB (Split System: Heat Pump with Remote Outdoor Unit-Air-Source) | H5H3V36*K*AAA* |  |  | EA*5X42M21A*+WALLCON | *97CTN0801716A* | 32400 | 19.5 | 9.5 | 35200 | 27200 | 77.27% | 2 | 0 | 11 |  |  |  |  | R-454B | 2.7 | Residential & Commercial | USHP | Ducted CEE Tier 1
215936848 | Central HP <5.4 tons | ARCOAIRE | HRCU-A-CB (Split System: Heat Pump with Remote Outdoor Unit-Air-Source) | H5H3V36*K*AAA* |  |  | EVD5X60M24A*+WALLCON | *96CTN1002122B* | 35600 | 22 | 8.5 | 38000 | 28400 | 74.74% | 2.04 | 0 | 12.5 |  |  |  |  | R-454B | 2.9667 | Residential & Commercial | USHP | Ducted CEE Tier 1
215936898 | Central HP <5.4 tons | ARCOAIRE | HRCU-A-CB (Split System: Heat Pump with Remote Outdoor Unit-Air-Source) | H5H3V36*K*AAA* |  |  | EVD5X61M21A*+WALLCON | *97CMN0602120B* | 35600 | 21.5 | 8.5 | 38000 | 28600 | 75.26% | 1.98 | 0 | 12 |  |  |  |  | R-454B | 2.9667 | Residential & Commercial | USHP | Ducted CEE Tier 1
215936948 | Central HP <5.4 tons | ARCOAIRE | HRCU-A-CB (Split System: Heat Pump with Remote Outdoor Unit-Air-Source) | H5H3V36*K*AAA* |  |  | EVD5X61M24A*+WALLCON | *95CSU1002122B* | 36000 | 22.5 | 8.5 | 37600 | 28200 | 75% | 2.06 | 0 | 12.5 |  |  |  |  | R-454B | 3 | Residential & Commercial | USHP | Ducted CEE Tier 1
215674428 | Central HP <5.4 tons | ARCOAIRE | HRCU-A-CB (Split System: Heat Pump with Remote Outdoor Unit-Air-Source) | H5H0V48*K*AAA* |  |  | EA*5X61M21A*+WALLCON | *97CMN1002122B* | 46000 | 18 | 9 | 47500 | 33800 | 71.16% | 2.08 | 0 | 10 |  |  |  |  | R-454B | 3.8333 | Residential & Commercial | USHP | Ducted CEE Tier 1
215936148 | Central HP <5.4 tons | ARCOAIRE | HRCU-A-CB (Split System: Heat Pump with Remote Outdoor Unit-Air-Source) | H5H3V36*K*AAA* |  |  | EVD5X42M24A*+WALLCON | *80CSU1002120A* | 35400 | 21.5 | 8.5 | 38000 | 28600 | 75.26% | 2.04 | 0 | 12 |  |  |  |  | R-454B | 2.95 | Residential & Commercial | USHP | Ducted CEE Tier 1
215936748 | Central HP <5.4 tons | ARCOAIRE | HRCU-A-CB (Split System: Heat Pump with Remote Outdoor Unit-Air-Source) | H5H3V36*K*AAA* |  |  | EVD5X60M24A*+WALLCON | *80CTL0702120B* | 35400 | 21.5 | 8.5 | 38000 | 28600 | 75.26% | 2.04 | 0 | 12 |  |  |  |  | R-454B | 2.95 | Residential & Commercial | USHP | Ducted CEE Tier 1
215936448 | Central HP <5.4 tons | ARCOAIRE | HRCU-A-CB (Split System: Heat Pump with Remote Outdoor Unit-Air-Source) | H5H3V36*K*AAA* |  |  | EVD5X49M24A*+WALLCON | *80CTL0902120B* | 35600 | 22 | 8.5 | 38000 | 28400 | 74.74% | 2.04 | 0 | 12.5 |  |  |  |  | R-454B | 2.9667 | Residential & Commercial | USHP | Ducted CEE Tier 1
215936648 | Central HP <5.4 tons | ARCOAIRE | HRCU-A-CB (Split System: Heat Pump with Remote Outdoor Unit-Air-Source) | H5H3V36*K*AAA* |  |  | EVD5X60M21A*+WALLCON | *95CSU0601716B* | 35400 | 21.5 | 8.5 | 38500 | 29000 | 75.32% | 2.02 | 0 | 12 |  |  |  |  | R-454B | 2.95 | Residential & Commercial | USHP | Ducted CEE Tier 1
215936858 | Central HP <5.4 tons | ARCOAIRE | HRCU-A-CB (Split System: Heat Pump with Remote Outdoor Unit-Air-Source) | H5H3V36*K*AAA* |  |  | EVD5X60M24A*+WALLCON | *96CTN1202422B* | 35600 | 22 | 8.5 | 38000 | 28400 | 74.74% | 2.04 | 0 | 12.5 |  |  |  |  | R-454B | 2.9667 | Residential & Commercial | USHP | Ducted CEE Tier 1
215935518 | Central HP <5.4 tons | ARCOAIRE | HRCU-A-CB (Split System: Heat Pump with Remote Outdoor Unit-Air-Source) | H5H3V36*K*AAA* |  |  | EVD5X25M17A*+WALLCON | *96CTN0601714B* | 34000 | 20 | 8.1 | 38000 | 27200 | 71.58% | 2 | 0 | 11 |  |  |  |  | R-454B | 2.8333 | Residential & Commercial | USHP | Ducted CEE Tier 1
215936538 | Central HP <5.4 tons | ARCOAIRE | HRCU-A-CB (Split System: Heat Pump with Remote Outdoor Unit-Air-Source) | H5H3V36*K*AAA* |  |  | EVD5X49M24A*+WALLCON | *96CTN1002122B* | 35400 | 22 | 8.5 | 38000 | 28400 | 74.74% | 2.04 | 0 | 12.5 |  |  |  |  | R-454B | 2.95 | Residential & Commercial | USHP | Ducted CEE Tier 1
215936608 | Central HP <5.4 tons | ARCOAIRE | HRCU-A-CB (Split System: Heat Pump with Remote Outdoor Unit-Air-Source) | H5H3V36*K*AAA* |  |  | EVD5X60M21A*+WALLCON | *80CTL0702120B* | 35600 | 21.5 | 8.5 | 38000 | 28600 | 75.26% | 2.04 | 0 | 12 |  |  |  |  | R-454B | 2.9667 | Residential & Commercial | USHP | Ducted CEE Tier 1
215936788 | Central HP <5.4 tons | ARCOAIRE | HRCU-A-CB (Split System: Heat Pump with Remote Outdoor Unit-Air-Source) | H5H3V36*K*AAA* |  |  | EVD5X60M24A*+WALLCON | *95CSU0802120B* | 35400 | 21.5 | 8.5 | 38000 | 28600 | 75.26% | 2.04 | 0 | 12 |  |  |  |  | R-454B | 2.95 | Residential & Commercial | USHP | Ducted CEE Tier 1
215935668 | Central HP <5.4 tons | ARCOAIRE | HRCU-A-CB (Split System: Heat Pump with Remote Outdoor Unit-Air-Source) | H5H3V36*K*AAA* |  |  | EVD5X36M21A*+WALLCON | *80CTL1102120B* | 34400 | 21 | 8.5 | 38500 | 28000 | 72.73% | 2.04 | 0 | 12 |  |  |  |  | R-454B | 2.8667 | Residential & Commercial | USHP | Ducted CEE Tier 1
215935688 | Central HP <5.4 tons | ARCOAIRE | HRCU-A-CB (Split System: Heat Pump with Remote Outdoor Unit-Air-Source) | H5H3V36*K*AAA* |  |  | EVD5X36M21A*+WALLCON | *95CSU0802120B* | 34400 | 20.5 | 8.5 | 38500 | 28200 | 73.25% | 2.04 | 0 | 11.7 |  |  |  |  | R-454B | 2.8667 | Residential & Commercial | USHP | Ducted CEE Tier 1
215674108 | Central HP <5.4 tons | ARCOAIRE | HRCU-A-CB (Split System: Heat Pump with Remote Outdoor Unit-Air-Source) | H5H0V48*K*AAA* |  |  | EA*5X48M21A*+WALLCON | *97CMN0801714B* | 44000 | 17 | 9 | 49000 | 34600 | 70.61% | 2.04 | 0 | 9 |  |  |  |  | R-454B | 3.6667 | Residential & Commercial | USHP
215936578 | Central HP <5.4 tons | ARCOAIRE | HRCU-A-CB (Split System: Heat Pump with Remote Outdoor Unit-Air-Source) | H5H3V36*K*AAA* |  |  | EVD5X60M21A*+WALLCON | *80CSU1002120A* | 35600 | 21.5 | 8.5 | 38000 | 28600 | 75.26% | 2.02 | 0 | 12 |  |  |  |  | R-454B | 2.9667 | Residential & Commercial | USHP | Ducted CEE Tier 1
215936008 | Central HP <5.4 tons | ARCOAIRE | HRCU-A-CB (Split System: Heat Pump with Remote Outdoor Unit-Air-Source) | H5H3V36*K*AAA* |  |  | EVD5X42M21A*+WALLCON | *80CTL0901716B* | 34400 | 21 | 8.5 | 38500 | 28200 | 73.25% | 2.04 | 0 | 11.7 |  |  |  |  | R-454B | 2.8667 | Residential & Commercial | USHP | Ducted CEE Tier 1
215936828 | Central HP <5.4 tons | ARCOAIRE | HRCU-A-CB (Split System: Heat Pump with Remote Outdoor Unit-Air-Source) | H5H3V36*K*AAA* |  |  | EVD5X60M24A*+WALLCON | *97CMN1002122B* | 35600 | 22 | 8.5 | 38000 | 28400 | 74.74% | 2.04 | 0 | 12.5 |  |  |  |  | R-454B | 2.9667 | Residential & Commercial | USHP | Ducted CEE Tier 1
215936928 | Central HP <5.4 tons | ARCOAIRE | HRCU-A-CB (Split System: Heat Pump with Remote Outdoor Unit-Air-Source) | H5H3V36*K*AAA* |  |  | EVD5X61M24A*+WALLCON | *80CTL0902120B* | 36000 | 22.5 | 8.5 | 37600 | 28200 | 75% | 2.06 | 0 | 12.5 |  |  |  |  | R-454B | 3 | Residential & Commercial | USHP | Ducted CEE Tier 1
216800639 | Central HP <5.4 tons | COLEMAN | HRCU-A-CB (Split System: Heat Pump with Remote Outdoor Unit-Air-Source) | HH860E2S11 | ADP |  | H,YG84*60+TXV | Z9ES100C20SMPS1 | 53000 | 19 | 8.5 | 52000 | 38000 | 73.08% | 2 | 0 | 11 |  |  |  |  | R-454B | 4.4167 | Residential & Commercial | USHP | Ducted CEE Tier 1
216800650 | Central HP <5.4 tons | COLEMAN | HRCU-A-CB (Split System: Heat Pump with Remote Outdoor Unit-Air-Source) | HH860E2S11 | ADP |  | FE*TT9*60+TXV | 0 | 46000 | 19 | 9 | 44000 | 33600 | 76.36% | 2.1 | 0 | 12 |  |  |  |  | R-454B | 3.8333 | Residential & Commercial | USHP | Ducted CEE Tier 1
216800741 | Central HP <5.4 tons | COLEMAN | HRCU-A-CB (Split System: Heat Pump with Remote Outdoor Unit-Air-Source) | HH860E2S11 | ADP |  | A60VGA*+TXV | Z8ES080C20SMPS1 | 44000 | 18 | 9 | 42500 | 33000 | 77.65% | 2 | 0 | 12 |  |  |  |  | R-454B | 3.6667 | Residential & Commercial | USHP | Ducted CEE Tier 1
216800748 | Central HP <5.4 tons | COLEMAN | HRCU-A-CB (Split System: Heat Pump with Remote Outdoor Unit-Air-Source) | HH860E2S11 | ADP |  | V,Y60H210P19*+TXV | Z8ES100C20SMPS1 | 53500 | 19 | 9 | 51500 | 38000 | 73.79% | 2 | 0 | 12 |  |  |  |  | R-454B | 4.4583 | Residential & Commercial | USHP | Ducted CEE Tier 1
216800750 | Central HP <5.4 tons | COLEMAN | HRCU-A-CB (Split System: Heat Pump with Remote Outdoor Unit-Air-Source) | HH860E2S11 | ADP |  | A60VGA*+TXV | Z8ES120C16SMPS1 | 44000 | 18 | 9 | 41500 | 32600 | 78.55% | 2 | 0 | 12 |  |  |  |  | R-454B | 3.6667 | Residential & Commercial | USHP | Ducted CEE Tier 1
213615295 | Central HP <5.4 tons | GE | HRCU-A-CB (Split System: Heat Pump with Remote Outdoor Unit-Air-Source) | NS22H24MA4-**A | ADP |  | V36H175P789 | NF97X060V3B | 23800 | 21 | 8.5 | 21600 | 15200 | 70.37% | 1.9 | 0 | 13.5 |  |  |  |  | R-410A | 1.9833 | Residential & Commercial | USHP | Ducted CEE Tier 1
215674078 | Central HP <5.4 tons | ARCOAIRE | HRCU-A-CB (Split System: Heat Pump with Remote Outdoor Unit-Air-Source) | H5H0V48*K*AAA* |  |  | EA*5X48M21A*+WALLCON | *95CSU0601716B* | 44000 | 17 | 9 | 49000 | 34600 | 70.61% | 2.04 | 0 | 9 |  |  |  |  | R-454B | 3.6667 | Residential & Commercial | USHP
215674128 | Central HP <5.4 tons | ARCOAIRE | HRCU-A-CB (Split System: Heat Pump with Remote Outdoor Unit-Air-Source) | H5H0V48*K*AAA* |  |  | EA*5X48M21A*+WALLCON | *97CMN1002122B* | 44000 | 17.5 | 9 | 48500 | 34000 | 70.1% | 2.04 | 0 | 9.5 |  |  |  |  | R-454B | 3.6667 | Residential & Commercial | USHP
215674228 | Central HP <5.4 tons | ARCOAIRE | HRCU-A-CB (Split System: Heat Pump with Remote Outdoor Unit-Air-Source) | H5H0V48*K*AAA* |  |  | EA*5X60M24A*+WALLCON | *95CSU1002122B* | 45000 | 18 | 9 | 47500 | 33400 | 70.32% | 2.08 | 0 | 10 |  |  |  |  | R-454B | 3.75 | Residential & Commercial | USHP | Ducted CEE Tier 1
215936598 | Central HP <5.4 tons | ARCOAIRE | HRCU-A-CB (Split System: Heat Pump with Remote Outdoor Unit-Air-Source) | H5H3V36*K*AAA* |  |  | EVD5X60M21A*+WALLCON | *80CTL0701716B* | 35400 | 21.5 | 8.5 | 38000 | 28800 | 75.79% | 2.02 | 0 | 12 |  |  |  |  | R-454B | 2.95 | Residential & Commercial | USHP | Ducted CEE Tier 1
215935978 | Central HP <5.4 tons | ARCOAIRE | HRCU-A-CB (Split System: Heat Pump with Remote Outdoor Unit-Air-Source) | H5H3V36*K*AAA* |  |  | EVD5X42M21A*+WALLCON | *80CTL0451712B* | 34000 | 20 | 8.5 | 39500 | 29000 | 73.42% | 2.02 | 0 | 11 |  |  |  |  | R-454B | 2.8333 | Residential & Commercial | USHP | Ducted CEE Tier 1
216800640 | Central HP <5.4 tons | COLEMAN | HRCU-A-CB (Split System: Heat Pump with Remote Outdoor Unit-Air-Source) | HH824E2S11 | ADP |  | FE*G32*25+TXV | 0 | 24000 | 19 | 9.4 | 22400 | 16600 | 74.11% | 2.08 | 0 | 12 |  |  |  |  | R-454B | 2 | Residential & Commercial | USHP | Ducted CEE Tier 1
212988333 | Central HP <5.4 tons | ARCOAIRE | HRCU-A-CB (Split System: Heat Pump with Remote Outdoor Unit-Air-Source) | DLCURAH30ABK |  |  | EA*4X42L24A* | *96MSN1202422A* | 30000 | 15.2 | 8.1 | 34200 | 27600 | 80.7% | 1.8 | 0 | 9 |  |  |  |  | R-410A | 2.5 | Residential & Commercial | USHP
212979993 | Central HP <5.4 tons | ARCOAIRE | HRCU-A-CB (Split System: Heat Pump with Remote Outdoor Unit-Air-Source) | DLCURAH18ABK |  |  | EN(A,D)4X24L17** | *80MS(N,L)0901714A* | 17400 | 16 | 8.5 | 18500 | 19200 | 103.8% | 2.3 | 0 | 10.5 |  |  |  |  | R-410A | 1.45 | Residential & Commercial | USHP | Ducted CEE Tier 1
211712689 | Central HP <5.4 tons | ARCOAIRE | HRCU-A-CB (Split System: Heat Pump with Remote Outdoor Unit-Air-Source) | DLCURAH30ABK |  |  | EA*4X42L24A* | *80VSL1102422A* | 30000 | 15.2 | 8.1 | 33800 | 27200 | 80.47% | 1.8 | 0 | 9 |  |  |  |  | R-410A | 2.5 | Residential & Commercial | USHP
215935738 | Central HP <5.4 tons | ARCOAIRE | HRCU-A-CB (Split System: Heat Pump with Remote Outdoor Unit-Air-Source) | H5H3V36*K*AAA* |  |  | EVD5X36M21A*+WALLCON | *97CMN0802120B* | 34400 | 20.5 | 8.5 | 38500 | 28200 | 73.25% | 2.04 | 0 | 11.7 |  |  |  |  | R-454B | 2.8667 | Residential & Commercial | USHP | Ducted CEE Tier 1
212988051 | Central HP <5.4 tons | ARCOAIRE | HRCU-A-CB (Split System: Heat Pump with Remote Outdoor Unit-Air-Source) | DLCURAH30ABK |  |  | EA*4X42L21A* | *96MSN1002120A* | 30200 | 15.2 | 8.5 | 34000 | 27400 | 80.59% | 1.8 | 0 | 9 |  |  |  |  | R-410A | 2.5167 | Residential & Commercial | USHP
212984473 | Central HP <5.4 tons | ARCOAIRE | HRCU-A-CB (Split System: Heat Pump with Remote Outdoor Unit-Air-Source) | DLCURAH30ABK |  |  | EA*4X37L21A* | *92MSN0801716A* | 31000 | 15.2 | 8.5 | 33400 | 26200 | 78.44% | 1.86 | 0 | 9 |  |  |  |  | R-410A | 2.5833 | Residential & Commercial | USHP
212979445 | Central HP <5.4 tons | ARCOAIRE | HRCU-A-CB (Split System: Heat Pump with Remote Outdoor Unit-Air-Source) | DLCURAH30ABK |  |  | EA*4X42L21A* | *80MS(N,L)0702116A* | 29800 | 15.2 | 8.1 | 34200 | 27600 | 80.7% | 1.8 | 0 | 9 |  |  |  |  | R-410A | 2.4833 | Residential & Commercial | USHP
215935788 | Central HP <5.4 tons | ARCOAIRE | HRCU-A-CB (Split System: Heat Pump with Remote Outdoor Unit-Air-Source) | H5H3V36*K*AAA* |  |  | EVD5X37M21A*+WALLCON | *97CMN0601714B* | 34400 | 20.5 | 8.5 | 38000 | 27600 | 72.63% | 2.08 | 0 | 11 |  |  |  |  | R-454B | 2.8667 | Residential & Commercial | USHP | Ducted CEE Tier 1
215935888 | Central HP <5.4 tons | ARCOAIRE | HRCU-A-CB (Split System: Heat Pump with Remote Outdoor Unit-Air-Source) | H5H3V36*K*AAA* |  |  | EVD5X38M17A*+WALLCON | *97CMN0801714B* | 35200 | 21 | 8.5 | 38500 | 29200 | 75.84% | 2 | 0 | 11.7 |  |  |  |  | R-454B | 2.9333 | Residential & Commercial | USHP | Ducted CEE Tier 1
215935618 | Central HP <5.4 tons | ARCOAIRE | HRCU-A-CB (Split System: Heat Pump with Remote Outdoor Unit-Air-Source) | H5H3V36*K*AAA* |  |  | EVD5X36M21A*+WALLCON | *80CTL0451712B* | 34000 | 20 | 8.5 | 39500 | 29000 | 73.42% | 2.02 | 0 | 11 |  |  |  |  | R-454B | 2.8333 | Residential & Commercial | USHP | Ducted CEE Tier 1
213615296 | Central HP <5.4 tons | GE | HRCU-A-CB (Split System: Heat Pump with Remote Outdoor Unit-Air-Source) | NS22H24MA4-**A | ADP |  | V36H175P139 | NF97X060V3B | 23800 | 21 | 8.5 | 21600 | 15200 | 70.37% | 1.9 | 0 | 13.5 |  |  |  |  | R-410A | 1.9833 | Residential & Commercial | USHP | Ducted CEE Tier 1
215674118 | Central HP <5.4 tons | ARCOAIRE | HRCU-A-CB (Split System: Heat Pump with Remote Outdoor Unit-Air-Source) | H5H0V48*K*AAA* |  |  | EA*5X48M21A*+WALLCON | *97CMN0802120B* | 44000 | 17.5 | 9 | 48500 | 34200 | 70.52% | 2.06 | 0 | 9.5 |  |  |  |  | R-454B | 3.6667 | Residential & Commercial | USHP
215935638 | Central HP <5.4 tons | ARCOAIRE | HRCU-A-CB (Split System: Heat Pump with Remote Outdoor Unit-Air-Source) | H5H3V36*K*AAA* |  |  | EVD5X36M21A*+WALLCON | *80CTL0702120B* | 34400 | 21 | 8.5 | 38500 | 28200 | 73.25% | 2.04 | 0 | 11.7 |  |  |  |  | R-454B | 2.8667 | Residential & Commercial | USHP | Ducted CEE Tier 1
215936508 | Central HP <5.4 tons | ARCOAIRE | HRCU-A-CB (Split System: Heat Pump with Remote Outdoor Unit-Air-Source) | H5H3V36*K*AAA* |  |  | EVD5X49M24A*+WALLCON | *97CMN0802120B* | 35400 | 21.5 | 8.5 | 38000 | 28400 | 74.74% | 2.04 | 0 | 12 |  |  |  |  | R-454B | 2.95 | Residential & Commercial | USHP | Ducted CEE Tier 1
215936528 | Central HP <5.4 tons | ARCOAIRE | HRCU-A-CB (Split System: Heat Pump with Remote Outdoor Unit-Air-Source) | H5H3V36*K*AAA* |  |  | EVD5X49M24A*+WALLCON | *97CMN1202422B* | 35400 | 22 | 8.5 | 38000 | 28400 | 74.74% | 2.04 | 0 | 12.5 |  |  |  |  | R-454B | 2.95 | Residential & Commercial | USHP | Ducted CEE Tier 1
215935658 | Central HP <5.4 tons | ARCOAIRE | HRCU-A-CB (Split System: Heat Pump with Remote Outdoor Unit-Air-Source) | H5H3V36*K*AAA* |  |  | EVD5X36M21A*+WALLCON | *80CTL0902120B* | 34400 | 21 | 8.5 | 38500 | 28000 | 72.73% | 2.04 | 0 | 12 |  |  |  |  | R-454B | 2.8667 | Residential & Commercial | USHP | Ducted CEE Tier 1
215935708 | Central HP <5.4 tons | ARCOAIRE | HRCU-A-CB (Split System: Heat Pump with Remote Outdoor Unit-Air-Source) | H5H3V36*K*AAA* |  |  | EVD5X36M21A*+WALLCON | *97CMN0601714B* | 34000 | 20 | 8.1 | 38000 | 27000 | 71.05% | 2 | 0 | 11 |  |  |  |  | R-454B | 2.8333 | Residential & Commercial | USHP | Ducted CEE Tier 1
215935758 | Central HP <5.4 tons | ARCOAIRE | HRCU-A-CB (Split System: Heat Pump with Remote Outdoor Unit-Air-Source) | H5H3V36*K*AAA* |  |  | EVD5X36M21A*+WALLCON | *96CTN0601714B* | 34000 | 20.5 | 8.1 | 38000 | 27000 | 71.05% | 1.95 | 0 | 11 |  |  |  |  | R-454B | 2.8333 | Residential & Commercial | USHP | Ducted CEE Tier 1
215935508 | Central HP <5.4 tons | ARCOAIRE | HRCU-A-CB (Split System: Heat Pump with Remote Outdoor Unit-Air-Source) | H5H3V36*K*AAA* |  |  | EVD5X25M17A*+WALLCON | *97CMN0601714B* | 34000 | 20 | 8.1 | 38000 | 27200 | 71.58% | 2 | 0 | 11 |  |  |  |  | R-454B | 2.8333 | Residential & Commercial | USHP | Ducted CEE Tier 1
215935728 | Central HP <5.4 tons | ARCOAIRE | HRCU-A-CB (Split System: Heat Pump with Remote Outdoor Unit-Air-Source) | H5H3V36*K*AAA* |  |  | EVD5X36M21A*+WALLCON | *97CMN0801714B* | 34200 | 20.5 | 8.5 | 39000 | 28600 | 73.33% | 2.02 | 0 | 11.5 |  |  |  |  | R-454B | 2.85 | Residential & Commercial | USHP | Ducted CEE Tier 1
215936128 | Central HP <5.4 tons | ARCOAIRE | HRCU-A-CB (Split System: Heat Pump with Remote Outdoor Unit-Air-Source) | H5H3V36*K*AAA* |  |  | EVD5X42M21A*+WALLCON | *96CTN0801714B* | 34200 | 20.5 | 8.5 | 39000 | 28400 | 72.82% | 2.02 | 0 | 11.5 |  |  |  |  | R-454B | 2.85 | Residential & Commercial | USHP | Ducted CEE Tier 1
215936178 | Central HP <5.4 tons | ARCOAIRE | HRCU-A-CB (Split System: Heat Pump with Remote Outdoor Unit-Air-Source) | H5H3V36*K*AAA* |  |  | EVD5X42M24A*+WALLCON | *80CTL1102120B* | 35600 | 22 | 8.5 | 38500 | 28400 | 73.77% | 2.04 | 0 | 12.5 |  |  |  |  | R-454B | 2.9667 | Residential & Commercial | USHP | Ducted CEE Tier 1
215936248 | Central HP <5.4 tons | ARCOAIRE | HRCU-A-CB (Split System: Heat Pump with Remote Outdoor Unit-Air-Source) | H5H3V36*K*AAA* |  |  | EVD5X42M24A*+WALLCON | *97CMN1202422B* | 35400 | 22 | 8.5 | 38000 | 28400 | 74.74% | 2.04 | 0 | 12.5 |  |  |  |  | R-454B | 2.95 | Residential & Commercial | USHP | Ducted CEE Tier 1
215674278 | Central HP <5.4 tons | ARCOAIRE | HRCU-A-CB (Split System: Heat Pump with Remote Outdoor Unit-Air-Source) | H5H0V48*K*AAA* |  |  | EA*5X60M24A*+WALLCON | *96CTN1002122B* | 45000 | 18 | 9 | 47500 | 33600 | 70.74% | 2.06 | 0 | 10 |  |  |  |  | R-454B | 3.75 | Residential & Commercial | USHP | Ducted CEE Tier 1
215936198 | Central HP <5.4 tons | ARCOAIRE | HRCU-A-CB (Split System: Heat Pump with Remote Outdoor Unit-Air-Source) | H5H3V36*K*AAA* |  |  | EVD5X42M24A*+WALLCON | *95CSU0802120B* | 35400 | 21.5 | 8.5 | 38000 | 28600 | 75.26% | 2.04 | 0 | 12 |  |  |  |  | R-454B | 2.95 | Residential & Commercial | USHP | Ducted CEE Tier 1
215935428 | Central HP <5.4 tons | ARCOAIRE | HRCU-A-CB (Split System: Heat Pump with Remote Outdoor Unit-Air-Source) | H5H3V36*K*AAA* |  |  | EVM5X60M24A*+WALLCON | *97CMN1202422B* | 35400 | 22 | 8.5 | 38000 | 28400 | 74.74% | 2.04 | 0 | 12.5 |  |  |  |  | R-454B | 2.95 | Residential & Commercial | USHP | Ducted CEE Tier 1
215667862 | Central HP <5.4 tons | ARCOAIRE | HRCU-A-CB (Split System: Heat Pump with Remote Outdoor Unit-Air-Source) | H5H0V24*K*AAA* |  |  | EA*5X37M21A*+WALLCON | *80CTL0902120B* | 24000 | 17.5 | 9 | 23200 | 16300 | 70.26% | 2.02 | 0 | 10.5 |  |  |  |  | R-454B | 2 | Residential & Commercial | USHP | Ducted CEE Tier 1
215936558 | Central HP <5.4 tons | ARCOAIRE | HRCU-A-CB (Split System: Heat Pump with Remote Outdoor Unit-Air-Source) | H5H3V36*K*AAA* |  |  | EVD5X60M21A*+WALLCON | *80CSU0401712A* | 35600 | 22 | 8.5 | 38000 | 28800 | 75.79% | 2.02 | 0 | 12 |  |  |  |  | R-454B | 2.9667 | Residential & Commercial | USHP | Ducted CEE Tier 1
216679847 | Central HP <5.4 tons | ARCOAIRE | HRCU-A-CB (Split System: Heat Pump with Remote Outdoor Unit-Air-Source) | DLCURAH36ABK |  |  | EA*4X37L21A* | *97VTN0801716A* | 36400 | 15.5 | 9 | 38500 | 34400 | 89.35% | 1.98 | 0 | 10 |  |  |  |  | R-410A | 3.0333 | Residential & Commercial | USHP | Ducted CEE Tier 1
216681101 | Central HP <5.4 tons | ARCOAIRE | HRCU-A-CB (Split System: Heat Pump with Remote Outdoor Unit-Air-Source) | DLCURAH36ABK |  |  | EHD4X42AAL | *97VTN0802120A* | 36400 | 15.5 | 8.5 | 38500 | 34600 | 89.87% | 1.8 | 0 | 10 |  |  |  |  | R-410A | 3.0333 | Residential & Commercial | USHP | Ducted CEE Tier 1
215389778 | Central HP <5.4 tons | ARCOAIRE | HRCU-A-CB (Split System: Heat Pump with Remote Outdoor Unit-Air-Source) | DLCURAH36ABK |  |  | EA*4X36L17A* | *96VTN0601716B* | 34800 | 15.2 | 8.1 | 38500 | 35200 | 91.43% | 1.8 | 0 | 9.5 |  |  |  |  | R-410A | 2.9 | Residential & Commercial | USHP
215667684 | Central HP <5.4 tons | ARCOAIRE | HRCU-A-CB (Split System: Heat Pump with Remote Outdoor Unit-Air-Source) | H5H0V24*K*AAA* |  |  | EA*5X36M17A*+WALLCON | *97CMN0801714B* | 23000 | 17 | 9 | 23800 | 16700 | 70.17% | 1.98 | 0 | 10 |  |  |  |  | R-454B | 1.9167 | Residential & Commercial | USHP | Ducted CEE Tier 1
215667854 | Central HP <5.4 tons | ARCOAIRE | HRCU-A-CB (Split System: Heat Pump with Remote Outdoor Unit-Air-Source) | H5H0V24*K*AAA* |  |  | EA*5X37M21A*+WALLCON | *80CTL0901716B* | 24000 | 17.5 | 9 | 23200 | 16300 | 70.26% | 2.02 | 0 | 10.5 |  |  |  |  | R-454B | 2 | Residential & Commercial | USHP | Ducted CEE Tier 1
215667918 | Central HP <5.4 tons | ARCOAIRE | HRCU-A-CB (Split System: Heat Pump with Remote Outdoor Unit-Air-Source) | H5H0V24*K*AAA* |  |  | EA*5X37M21A*+WALLCON | *96CTN0601714B* | 24000 | 17.5 | 9 | 23400 | 16400 | 70.09% | 2 | 0 | 10.5 |  |  |  |  | R-454B | 2 | Residential & Commercial | USHP | Ducted CEE Tier 1
215667059 | Central HP <5.4 tons | ARCOAIRE | HRCU-A-CB (Split System: Heat Pump with Remote Outdoor Unit-Air-Source) | H5H0V24*K*AAA* |  |  | EA*5X24M17A*+WALLCON | *80CTL0901716B* | 22800 | 17 | 9 | 24000 | 16800 | 70% | 1.96 | 0 | 10 |  |  |  |  | R-454B | 1.9 | Residential & Commercial | USHP | Ducted CEE Tier 1
215674018 | Central HP <5.4 tons | ARCOAIRE | HRCU-A-CB (Split System: Heat Pump with Remote Outdoor Unit-Air-Source) | H5H0V48*K*AAA* |  |  | EA*5X48M21A*+WALLCON | *80CTL0451712B* | 43500 | 17 | 9 | 49000 | 35000 | 71.43% | 2.02 | 0 | 9 |  |  |  |  | R-454B | 3.625 | Residential & Commercial | USHP
215667718 | Central HP <5.4 tons | ARCOAIRE | HRCU-A-CB (Split System: Heat Pump with Remote Outdoor Unit-Air-Source) | H5H0V24*K*AAA* |  |  | EA*5X36M17A*+WALLCON | *96CTN0801714B* | 23200 | 17 | 9 | 23600 | 16600 | 70.34% | 1.98 | 0 | 10 |  |  |  |  | R-454B | 1.9333 | Residential & Commercial | USHP | Ducted CEE Tier 1
215667870 | Central HP <5.4 tons | ARCOAIRE | HRCU-A-CB (Split System: Heat Pump with Remote Outdoor Unit-Air-Source) | H5H0V24*K*AAA* |  |  | EA*5X37M21A*+WALLCON | *80CTL1102120B* | 24000 | 17.5 | 9 | 23200 | 16300 | 70.26% | 2.02 | 0 | 10.5 |  |  |  |  | R-454B | 2 | Residential & Commercial | USHP | Ducted CEE Tier 1
212989553 | Central HP <5.4 tons | ARCOAIRE | HRCU-A-CB (Split System: Heat Pump with Remote Outdoor Unit-Air-Source) | DLCURAH30ABK |  |  | EA*4X42L24A* | *95MSU0802120A* | 30000 | 15.2 | 8.1 | 34200 | 27600 | 80.7% | 1.8 | 0 | 9 |  |  |  |  | R-410A | 2.5 | Residential & Commercial | USHP
212982628 | Central HP <5.4 tons | ARCOAIRE | HRCU-A-CB (Split System: Heat Pump with Remote Outdoor Unit-Air-Source) | DLCURAH30ABK |  |  | EA*4X37L21A* | *80MSU0601716A* | 30800 | 15.2 | 8.5 | 33000 | 26200 | 79.39% | 1.84 | 0 | 9 |  |  |  |  | R-410A | 2.5667 | Residential & Commercial | USHP
212980974 | Central HP <5.4 tons | ARCOAIRE | HRCU-A-CB (Split System: Heat Pump with Remote Outdoor Unit-Air-Source) | DLCURAH30ABK |  |  | EN(A,D,W)4X42L21** | *80MS(N,L)1102120A* | 30200 | 15.2 | 8.1 | 34400 | 27600 | 80.23% | 1.8 | 0 | 9 |  |  |  |  | R-410A | 2.5167 | Residential & Commercial | USHP
215674438 | Central HP <5.4 tons | ARCOAIRE | HRCU-A-CB (Split System: Heat Pump with Remote Outdoor Unit-Air-Source) | H5H0V48*K*AAA* |  |  | EA*5X61M21A*+WALLCON | *96CTN0801714B* | 45500 | 17.5 | 9 | 48000 | 33600 | 70% | 2.08 | 0 | 9.5 |  |  |  |  | R-454B | 3.7917 | Residential & Commercial | USHP
215936228 | Central HP <5.4 tons | ARCOAIRE | HRCU-A-CB (Split System: Heat Pump with Remote Outdoor Unit-Air-Source) | H5H3V36*K*AAA* |  |  | EVD5X42M24A*+WALLCON | *97CMN0802120B* | 35400 | 21.5 | 8.5 | 38000 | 28400 | 74.74% | 2.04 | 0 | 12 |  |  |  |  | R-454B | 2.95 | Residential & Commercial | USHP | Ducted CEE Tier 1
215936348 | Central HP <5.4 tons | ARCOAIRE | HRCU-A-CB (Split System: Heat Pump with Remote Outdoor Unit-Air-Source) | H5H3V36*K*AAA* |  |  | EVD5X48M24A*+WALLCON | *95CSU0802120B* | 35000 | 21 | 8.5 | 38500 | 28400 | 73.77% | 2.04 | 0 | 12 |  |  |  |  | R-454B | 2.9167 | Residential & Commercial | USHP | Ducted CEE Tier 1
215936398 | Central HP <5.4 tons | ARCOAIRE | HRCU-A-CB (Split System: Heat Pump with Remote Outdoor Unit-Air-Source) | H5H3V36*K*AAA* |  |  | EVD5X48M24A*+WALLCON | *97CMN1202422B* | 35000 | 21.5 | 8.5 | 38500 | 28400 | 73.77% | 2.04 | 0 | 12 |  |  |  |  | R-454B | 2.9167 | Residential & Commercial | USHP | Ducted CEE Tier 1
215935478 | Central HP <5.4 tons | ARCOAIRE | HRCU-A-CB (Split System: Heat Pump with Remote Outdoor Unit-Air-Source) | H5H3V36*K*AAA* |  |  | EVM5X61M24A*+WALLCON | *80CTL1352422B* | 36000 | 22.5 | 8.5 | 37600 | 28200 | 75% | 2.04 | 0 | 12.5 |  |  |  |  | R-454B | 3 | Residential & Commercial | USHP | Ducted CEE Tier 1
215935528 | Central HP <5.4 tons | ARCOAIRE | HRCU-A-CB (Split System: Heat Pump with Remote Outdoor Unit-Air-Source) | H5H3V36*K*AAA* |  |  | EVD5X30M17A*+WALLCON | *97CMN0601714B* | 34000 | 20 | 8.1 | 38000 | 27200 | 71.58% | 2 | 0 | 11 |  |  |  |  | R-454B | 2.8333 | Residential & Commercial | USHP | Ducted CEE Tier 1
215667878 | Central HP <5.4 tons | ARCOAIRE | HRCU-A-CB (Split System: Heat Pump with Remote Outdoor Unit-Air-Source) | H5H0V24*K*AAA* |  |  | EA*5X37M21A*+WALLCON | *95CSU1002122B* | 24000 | 17 | 9 | 23200 | 16300 | 70.26% | 2.02 | 0 | 10.5 |  |  |  |  | R-454B | 2 | Residential & Commercial | USHP | Ducted CEE Tier 1
215667742 | Central HP <5.4 tons | ARCOAIRE | HRCU-A-CB (Split System: Heat Pump with Remote Outdoor Unit-Air-Source) | H5H0V24*K*AAA* |  |  | EA*5X37M17A*+WALLCON | *80CTL0451712B* | 23600 | 17 | 9 | 23600 | 16600 | 70.34% | 1.98 | 0 | 10 |  |  |  |  | R-454B | 1.9667 | Residential & Commercial | USHP | Ducted CEE Tier 1
214229237 | Central HP <5.4 tons | ARCOAIRE | HRCU-A-CB (Split System: Heat Pump with Remote Outdoor Unit-Air-Source) | DLCURAH30ABK |  |  | EA*4X37L17A* | *80MSU0601716A* | 30400 | 15.2 | 8.5 | 33400 | 26800 | 80.24% | 1.82 | 0 | 9 |  |  |  |  | R-410A | 2.5333 | Residential & Commercial | USHP
215667838 | Central HP <5.4 tons | ARCOAIRE | HRCU-A-CB (Split System: Heat Pump with Remote Outdoor Unit-Air-Source) | H5H0V24*K*AAA* |  |  | EA*5X37M21A*+WALLCON | *80CTL0701716B* | 24000 | 17.5 | 9 | 23400 | 16400 | 70.09% | 2.02 | 0 | 10.5 |  |  |  |  | R-454B | 2 | Residential & Commercial | USHP | Ducted CEE Tier 1
215667041 | Central HP <5.4 tons | ARCOAIRE | HRCU-A-CB (Split System: Heat Pump with Remote Outdoor Unit-Air-Source) | H5H0V24*K*AAA* |  |  | EA*5X24M17A*+WALLCON | *80CTL0701716B* | 22800 | 16.5 | 9 | 24000 | 16900 | 70.42% | 1.96 | 0 | 10 |  |  |  |  | R-454B | 1.9 | Residential & Commercial | USHP | Ducted CEE Tier 1
215667400 | Central HP <5.4 tons | ARCOAIRE | HRCU-A-CB (Split System: Heat Pump with Remote Outdoor Unit-Air-Source) | H5H0V24*K*AAA* |  |  | EA*5X30M17A*+WALLCON | *80CTL0451712B* | 23000 | 16.5 | 8.5 | 24000 | 16800 | 70% | 1.86 | 0 | 10 |  |  |  |  | R-454B | 1.9167 | Residential & Commercial | USHP | Ducted CEE Tier 1
215667527 | Central HP <5.4 tons | ARCOAIRE | HRCU-A-CB (Split System: Heat Pump with Remote Outdoor Unit-Air-Source) | H5H0V24*K*AAA* |  |  | EA*5X30M17A*+WALLCON | *96CTN0601714B* | 23000 | 17 | 8.5 | 23800 | 16700 | 70.17% | 1.86 | 0 | 10 |  |  |  |  | R-454B | 1.9167 | Residential & Commercial | USHP | Ducted CEE Tier 1
215667133 | Central HP <5.4 tons | ARCOAIRE | HRCU-A-CB (Split System: Heat Pump with Remote Outdoor Unit-Air-Source) | H5H0V24*K*AAA* |  |  | EA*5X24M17A*+WALLCON | *96CTN0601714B* | 22800 | 16.5 | 9 | 24000 | 16900 | 70.42% | 1.94 | 0 | 10 |  |  |  |  | R-454B | 1.9 | Residential & Commercial | USHP | Ducted CEE Tier 1
215667183 | Central HP <5.4 tons | ARCOAIRE | HRCU-A-CB (Split System: Heat Pump with Remote Outdoor Unit-Air-Source) | H5H0V24*K*AAA* |  |  | EA*5X25M17A*+WALLCON | *80CTL0701412B* | 24000 | 17.5 | 9 | 23200 | 16400 | 70.69% | 2 | 0 | 10.5 |  |  |  |  | R-454B | 2 | Residential & Commercial | USHP | Ducted CEE Tier 1
214810421 | Central HP <5.4 tons | RHEEM | HRCU-A-CB (Split System: Heat Pump with Remote Outdoor Unit-Air-Source) | RD17AZ60AJ3N | ADP |  | H,RE84960 | R98MV1155A24UPS | 53000 | 17 | 8.1 | 52000 | 49000 | 94.23% | 1.75 | 0 | 9.5 |  |  |  |  | R-410A | 4.4167 | Residential & Commercial | USHP
215667166 | Central HP <5.4 tons | ARCOAIRE | HRCU-A-CB (Split System: Heat Pump with Remote Outdoor Unit-Air-Source) | H5H0V24*K*AAA* |  |  | EA*5X25M17A*+WALLCON | *80CTL0451712B* | 23800 | 17 | 9 | 23400 | 16500 | 70.51% | 2 | 0 | 10 |  |  |  |  | R-454B | 1.9833 | Residential & Commercial | USHP | Ducted CEE Tier 1
215667651 | Central HP <5.4 tons | ARCOAIRE | HRCU-A-CB (Split System: Heat Pump with Remote Outdoor Unit-Air-Source) | H5H0V24*K*AAA* |  |  | EA*5X36M17A*+WALLCON | *80CTL0901716B* | 23200 | 17 | 9 | 23600 | 16600 | 70.34% | 1.98 | 0 | 10.5 |  |  |  |  | R-454B | 1.9333 | Residential & Commercial | USHP | Ducted CEE Tier 1
215667846 | Central HP <5.4 tons | ARCOAIRE | HRCU-A-CB (Split System: Heat Pump with Remote Outdoor Unit-Air-Source) | H5H0V24*K*AAA* |  |  | EA*5X37M21A*+WALLCON | *80CTL0702120B* | 24000 | 17.5 | 9 | 23200 | 16300 | 70.26% | 2.02 | 0 | 10.5 |  |  |  |  | R-454B | 2 | Residential & Commercial | USHP | Ducted CEE Tier 1
216680888 | Central HP <5.4 tons | PAYNE HEATING AND COOLING | HRCU-A-CB (Split System: Heat Pump with Remote Outdoor Unit-Air-Source) | 38MURAQ18AB3* |  |  | CSPH*3012AL* | PG97VTAA48080B** | 17500 | 15.5 | 8.1 | 18000 | 18100 | 100.6% | 2 | 0 | 10.5 |  |  |  |  | R-410A | 1.4583 | Residential & Commercial | USHP | Ducted CEE Tier 1
215667634 | Central HP <5.4 tons | ARCOAIRE | HRCU-A-CB (Split System: Heat Pump with Remote Outdoor Unit-Air-Source) | H5H0V24*K*AAA* |  |  | EA*5X36M17A*+WALLCON | *80CTL0701716B* | 23200 | 17 | 9 | 23600 | 16600 | 70.34% | 1.98 | 0 | 10 |  |  |  |  | R-454B | 1.9333 | Residential & Commercial | USHP | Ducted CEE Tier 1
212982928 | Central HP <5.4 tons | ARCOAIRE | HRCU-A-CB (Split System: Heat Pump with Remote Outdoor Unit-Air-Source) | DLCURAH30ABK |  |  | EA*4X36L21A* | *80MSU0802120A* | 29400 | 15.2 | 8.5 | 33800 | 28000 | 82.84% | 1.76 | 0 | 9 |  |  |  |  | R-410A | 2.45 | Residential & Commercial | USHP
212981322 | Central HP <5.4 tons | ARCOAIRE | HRCU-A-CB (Split System: Heat Pump with Remote Outdoor Unit-Air-Source) | DLCURAH30ABK |  |  | EA*4X42L24A* | *80MS(N,L)1552420A* | 29800 | 15.2 | 8.1 | 34200 | 27600 | 80.7% | 1.8 | 0 | 9 |  |  |  |  | R-410A | 2.4833 | Residential & Commercial | USHP
212552600 | Central HP <5.4 tons | DAY & NIGHT | HRCU-A-CB (Split System: Heat Pump with Remote Outdoor Unit-Air-Source) | CVH848GKA** | ADP |  | FG35948 | *80CSU0802120A* | 45500 | 17 | 8.5 | 45000 | 34800 | 77.33% | 2 | 0 | 10 |  |  |  |  | R-410A | 3.7917 | Residential & Commercial | USHP | Ducted CEE Tier 1
212552625 | Central HP <5.4 tons | DAY & NIGHT | HRCU-A-CB (Split System: Heat Pump with Remote Outdoor Unit-Air-Source) | CVH848GKA** | ADP |  | FG48960 | *80CTL1102120A* | 46000 | 17 | 8.5 | 44000 | 34600 | 78.64% | 2 | 0 | 10 |  |  |  |  | R-410A | 3.8333 | Residential & Commercial | USHP | Ducted CEE Tier 1
212552634 | Central HP <5.4 tons | DAY & NIGHT | HRCU-A-CB (Split System: Heat Pump with Remote Outdoor Unit-Air-Source) | CVH848GKA** | ADP |  | FG86960 | *80CTL1352422A* | 45500 | 17 | 8.5 | 44000 | 34400 | 78.18% | 2 | 0 | 10.5 |  |  |  |  | R-410A | 3.7917 | Residential & Commercial | USHP | Ducted CEE Tier 1
212552641 | Central HP <5.4 tons | DAY & NIGHT | HRCU-A-CB (Split System: Heat Pump with Remote Outdoor Unit-Air-Source) | CVH848GKA** | ADP |  | FG48960 | *95CSU0802120A* | 46000 | 17 | 8.5 | 44000 | 34600 | 78.64% | 2 | 0 | 10 |  |  |  |  | R-410A | 3.8333 | Residential & Commercial | USHP | Ducted CEE Tier 1
212552664 | Central HP <5.4 tons | DAY & NIGHT | HRCU-A-CB (Split System: Heat Pump with Remote Outdoor Unit-Air-Source) | CVH848GKA** | ADP |  | FG49960 | *96CTN1002122A* | 46000 | 17 | 8.5 | 44000 | 34600 | 78.64% | 2 | 0 | 10 |  |  |  |  | R-410A | 3.8333 | Residential & Commercial | USHP | Ducted CEE Tier 1
215940118 | Central HP <5.4 tons | ARCOAIRE | HRCU-A-CB (Split System: Heat Pump with Remote Outdoor Unit-Air-Source) | H5H3V36*K*AAA* |  |  | ESH5X48M12A*+WALLCON | *80CSU0601716B* | 33800 | 19.5 | 9 | 34600 | 26400 | 76.3% | 1.92 | 0 | 11.7 |  |  |  |  | R-454B | 2.8167 | Residential & Commercial | USHP | Ducted CEE Tier 1
215939768 | Central HP <5.4 tons | ARCOAIRE | HRCU-A-CB (Split System: Heat Pump with Remote Outdoor Unit-Air-Source) | H5H3V36*K*AAA* |  |  | EA*5X48M21A*+WALLCON | *97CTN0802120A* | 33400 | 20 | 9.5 | 34600 | 26400 | 76.3% | 2.04 | 0 | 11.5 |  |  |  |  | R-454B | 2.7833 | Residential & Commercial | USHP | Ducted CEE Tier 1
215939668 | Central HP <5.4 tons | ARCOAIRE | HRCU-A-CB (Split System: Heat Pump with Remote Outdoor Unit-Air-Source) | H5H3V36*K*AAA* |  |  | EA*5X42M21A*+WALLCON | *80CSU0601716B* | 32800 | 20 | 9.5 | 34800 | 26600 | 76.44% | 2 | 0 | 11.5 |  |  |  |  | R-454B | 2.7333 | Residential & Commercial | USHP | Ducted CEE Tier 1
216992470 | Central HP <5.4 tons | BRYANT HEATING AND COOLING SYSTEMS | HRCU-A-CB (Split System: Heat Pump with Remote Outdoor Unit-Air-Source) | 290VAN060**AA* | ADP |  | H,PG48*60+TXV | 987MC60080C21*** | 55000 | 18 | 9 | 58000 | 41500 | 71.55% | 2.02 | 0 | 8.5 |  |  |  |  | R-454B | 4.5833 | Residential & Commercial | USHP
215936168 | Central HP <5.4 tons | ARCOAIRE | HRCU-A-CB (Split System: Heat Pump with Remote Outdoor Unit-Air-Source) | H5H3V36*K*AAA* |  |  | EVD5X42M24A*+WALLCON | *80CTL0902120B* | 35600 | 22 | 8.5 | 38000 | 28400 | 74.74% | 2.04 | 0 | 12.5 |  |  |  |  | R-454B | 2.9667 | Residential & Commercial | USHP | Ducted CEE Tier 1
215936218 | Central HP <5.4 tons | ARCOAIRE | HRCU-A-CB (Split System: Heat Pump with Remote Outdoor Unit-Air-Source) | H5H3V36*K*AAA* |  |  | EVD5X42M24A*+WALLCON | *97CMN0602120B* | 35200 | 21 | 8.5 | 38500 | 28800 | 74.81% | 2.02 | 0 | 12 |  |  |  |  | R-454B | 2.9333 | Residential & Commercial | USHP | Ducted CEE Tier 1
215936268 | Central HP <5.4 tons | ARCOAIRE | HRCU-A-CB (Split System: Heat Pump with Remote Outdoor Unit-Air-Source) | H5H3V36*K*AAA* |  |  | EVD5X42M24A*+WALLCON | *96CTN1202422B* | 35600 | 22 | 8.5 | 38000 | 28400 | 74.74% | 2.04 | 0 | 12.5 |  |  |  |  | R-454B | 2.9667 | Residential & Commercial | USHP | Ducted CEE Tier 1
215936368 | Central HP <5.4 tons | ARCOAIRE | HRCU-A-CB (Split System: Heat Pump with Remote Outdoor Unit-Air-Source) | H5H3V36*K*AAA* |  |  | EVD5X48M24A*+WALLCON | *97CMN0602120B* | 34800 | 21 | 8.5 | 38500 | 28800 | 74.81% | 2.02 | 0 | 11.7 |  |  |  |  | R-454B | 2.9 | Residential & Commercial | USHP | Ducted CEE Tier 1
215936318 | Central HP <5.4 tons | ARCOAIRE | HRCU-A-CB (Split System: Heat Pump with Remote Outdoor Unit-Air-Source) | H5H3V36*K*AAA* |  |  | EVD5X48M24A*+WALLCON | *80CTL0902120B* | 35200 | 21.5 | 8.5 | 38000 | 28200 | 74.21% | 2.04 | 0 | 12 |  |  |  |  | R-454B | 2.9333 | Residential & Commercial | USHP | Ducted CEE Tier 1
215667902 | Central HP <5.4 tons | ARCOAIRE | HRCU-A-CB (Split System: Heat Pump with Remote Outdoor Unit-Air-Source) | H5H0V24*K*AAA* |  |  | EA*5X37M21A*+WALLCON | *97CMN0801714B* | 24000 | 17.5 | 9 | 23400 | 16400 | 70.09% | 2 | 0 | 10.5 |  |  |  |  | R-454B | 2 | Residential & Commercial | USHP | Ducted CEE Tier 1
215667509 | Central HP <5.4 tons | ARCOAIRE | HRCU-A-CB (Split System: Heat Pump with Remote Outdoor Unit-Air-Source) | H5H0V24*K*AAA* |  |  | EA*5X30M17A*+WALLCON | *96CTN0401410B* | 22600 | 15.5 | 8.5 | 24400 | 17100 | 70.08% | 1.84 | 0 | 9 |  |  |  |  | R-454B | 1.8833 | Residential & Commercial | USHP
215667774 | Central HP <5.4 tons | ARCOAIRE | HRCU-A-CB (Split System: Heat Pump with Remote Outdoor Unit-Air-Source) | H5H0V24*K*AAA* |  |  | EA*5X37M17A*+WALLCON | *97CMN0601714B* | 23600 | 17 | 9 | 23600 | 16600 | 70.34% | 1.98 | 0 | 10 |  |  |  |  | R-454B | 1.9667 | Residential & Commercial | USHP | Ducted CEE Tier 1
215667790 | Central HP <5.4 tons | ARCOAIRE | HRCU-A-CB (Split System: Heat Pump with Remote Outdoor Unit-Air-Source) | H5H0V24*K*AAA* |  |  | EA*5X37M17A*+WALLCON | *96CTN0401410B* | 23400 | 16 | 9 | 24000 | 16900 | 70.42% | 1.98 | 0 | 9.5 |  |  |  |  | R-454B | 1.95 | Residential & Commercial | USHP
215667293 | Central HP <5.4 tons | ARCOAIRE | HRCU-A-CB (Split System: Heat Pump with Remote Outdoor Unit-Air-Source) | H5H0V24*K*AAA* |  |  | EA*5X25M17A*+WALLCON | *96CTN0601714B* | 23800 | 17 | 9 | 23400 | 16500 | 70.51% | 2.02 | 0 | 10.5 |  |  |  |  | R-454B | 1.9833 | Residential & Commercial | USHP | Ducted CEE Tier 1
215670530 | Central HP <5.4 tons | ARCOAIRE | HRCU-A-CB (Split System: Heat Pump with Remote Outdoor Unit-Air-Source) | H5H0V36*K*AAA* |  |  | ESH5X60M12A*+WALLCON | *97CMN0802120B* | 34600 | 17 | 8.5 | 34600 | 24800 | 71.68% | 1.8 | 0 | 10 |  |  |  |  | R-454B | 2.8833 | Residential & Commercial | USHP | Ducted CEE Tier 1
215670280 | Central HP <5.4 tons | ARCOAIRE | HRCU-A-CB (Split System: Heat Pump with Remote Outdoor Unit-Air-Source) | H5H0V36*K*AAA* |  |  | ESH5X48M12A*+WALLCON | *97CMN0602120B* | 34000 | 16.5 | 8.5 | 35600 | 25400 | 71.35% | 1.76 | 0 | 9.5 |  |  |  |  | R-454B | 2.8333 | Residential & Commercial | USHP
212977041 | Central HP <5.4 tons | ARCOAIRE | HRCU-A-CB (Split System: Heat Pump with Remote Outdoor Unit-Air-Source) | DLCURAH30ABK |  |  | EA*4X42L24A* | *96VTN1002122B* | 30000 | 15.2 | 8.1 | 34200 | 27600 | 80.7% | 1.8 | 0 | 9 |  |  |  |  | R-410A | 2.5 | Residential & Commercial | USHP
212976489 | Central HP <5.4 tons | ARCOAIRE | HRCU-A-CB (Split System: Heat Pump with Remote Outdoor Unit-Air-Source) | DLCURAH30ABK |  |  | EA*4X43L21A* | *96VTN0802120B* | 30600 | 15.2 | 8.1 | 33400 | 26400 | 79.04% | 1.86 | 0 | 9 |  |  |  |  | R-410A | 2.55 | Residential & Commercial | USHP
212974165 | Central HP <5.4 tons | ARCOAIRE | HRCU-A-CB (Split System: Heat Pump with Remote Outdoor Unit-Air-Source) | DLCURAH30ABK |  |  | EA*4X43L21A* | *96VSN0802120B* | 30600 | 15.2 | 8.1 | 33400 | 26400 | 79.04% | 1.86 | 0 | 9 |  |  |  |  | R-410A | 2.55 | Residential & Commercial | USHP
211230779 | Central HP <5.4 tons | PAYNE HEATING AND COOLING | HRCU-A-CB (Split System: Heat Pump with Remote Outdoor Unit-Air-Source) | 38MURAQ36AB3* |  |  | CNPV*4824AL* | PG96VTAA66120D** | 36200 | 16 | 8.1 | 38500 | 34800 | 90.39% | 2.02 | 0 | 10 |  |  |  |  | R-410A | 3.0167 | Residential & Commercial | USHP | Ducted CEE Tier 1
215667149 | Central HP <5.4 tons | ARCOAIRE | HRCU-A-CB (Split System: Heat Pump with Remote Outdoor Unit-Air-Source) | H5H0V24*K*AAA* |  |  | EA*5X25M17A*+WALLCON | *80CSU0401712A* | 24000 | 17.5 | 9 | 23400 | 16400 | 70.09% | 2.02 | 0 | 10.5 |  |  |  |  | R-454B | 2 | Residential & Commercial | USHP | Ducted CEE Tier 1
215936568 | Central HP <5.4 tons | ARCOAIRE | HRCU-A-CB (Split System: Heat Pump with Remote Outdoor Unit-Air-Source) | H5H3V36*K*AAA* |  |  | EVD5X60M21A*+WALLCON | *80CSU0601716A* | 35600 | 22 | 8.5 | 38000 | 28600 | 75.26% | 2.04 | 0 | 12 |  |  |  |  | R-454B | 2.9667 | Residential & Commercial | USHP | Ducted CEE Tier 1
215935948 | Central HP <5.4 tons | ARCOAIRE | HRCU-A-CB (Split System: Heat Pump with Remote Outdoor Unit-Air-Source) | H5H3V36*K*AAA* |  |  | EVD5X42M21A*+WALLCON | *80CSU0401712A* | 34400 | 21 | 8.5 | 38500 | 28400 | 73.77% | 2.04 | 0 | 11.7 |  |  |  |  | R-454B | 2.8667 | Residential & Commercial | USHP | Ducted CEE Tier 1
215935768 | Central HP <5.4 tons | ARCOAIRE | HRCU-A-CB (Split System: Heat Pump with Remote Outdoor Unit-Air-Source) | H5H3V36*K*AAA* |  |  | EVD5X36M21A*+WALLCON | *96CTN0801714B* | 34200 | 20.5 | 8.5 | 39000 | 28400 | 72.82% | 2.02 | 0 | 11.5 |  |  |  |  | R-454B | 2.85 | Residential & Commercial | USHP | Ducted CEE Tier 1
215936468 | Central HP <5.4 tons | ARCOAIRE | HRCU-A-CB (Split System: Heat Pump with Remote Outdoor Unit-Air-Source) | H5H3V36*K*AAA* |  |  | EVD5X49M24A*+WALLCON | *80CTL1352422B* | 35600 | 22 | 8.5 | 38000 | 28400 | 74.74% | 2.04 | 0 | 12.5 |  |  |  |  | R-454B | 2.9667 | Residential & Commercial | USHP | Ducted CEE Tier 1
215935868 | Central HP <5.4 tons | ARCOAIRE | HRCU-A-CB (Split System: Heat Pump with Remote Outdoor Unit-Air-Source) | H5H3V36*K*AAA* |  |  | EVD5X38M17A*+WALLCON | *95CSU0601716B* | 35200 | 21 | 8.5 | 38500 | 29200 | 75.84% | 2.02 | 0 | 11.7 |  |  |  |  | R-454B | 2.9333 | Residential & Commercial | USHP | Ducted CEE Tier 1
215936668 | Central HP <5.4 tons | ARCOAIRE | HRCU-A-CB (Split System: Heat Pump with Remote Outdoor Unit-Air-Source) | H5H3V36*K*AAA* |  |  | EVD5X60M21A*+WALLCON | *95CSU1002122B* | 35600 | 22 | 9 | 38000 | 28400 | 74.74% | 2.14 | 0 | 12.5 |  |  |  |  | R-454B | 2.9667 | Residential & Commercial | USHP | Ducted CEE Tier 1
215936938 | Central HP <5.4 tons | ARCOAIRE | HRCU-A-CB (Split System: Heat Pump with Remote Outdoor Unit-Air-Source) | H5H3V36*K*AAA* |  |  | EVD5X61M24A*+WALLCON | *80CTL1102120B* | 36000 | 22.5 | 8.5 | 37600 | 28200 | 75% | 2.06 | 0 | 12.5 |  |  |  |  | R-454B | 3 | Residential & Commercial | USHP | Ducted CEE Tier 1
213621238 | Central HP <5.4 tons | GE | HRCU-A-CB (Split System: Heat Pump with Remote Outdoor Unit-Air-Source) | NS22H24MA4-**A | ADP |  | H,TG81936 | NF97X060V3B | 23800 | 21 | 8.5 | 21600 | 15200 | 70.37% | 1.9 | 0 | 13.5 |  |  |  |  | R-410A | 1.9833 | Residential & Commercial | USHP | Ducted CEE Tier 1
215673998 | Central HP <5.4 tons | ARCOAIRE | HRCU-A-CB (Split System: Heat Pump with Remote Outdoor Unit-Air-Source) | H5H0V48*K*AAA* |  |  | EA*5X48M21A*+WALLCON | *80CSU0802120A* | 44500 | 18 | 9 | 48500 | 34000 | 70.1% | 2.06 | 0 | 9.5 |  |  |  |  | R-454B | 3.7083 | Residential & Commercial | USHP
215935698 | Central HP <5.4 tons | ARCOAIRE | HRCU-A-CB (Split System: Heat Pump with Remote Outdoor Unit-Air-Source) | H5H3V36*K*AAA* |  |  | EVD5X36M21A*+WALLCON | *95CSU1002122B* | 34400 | 21 | 8.5 | 38500 | 28000 | 72.73% | 2.04 | 0 | 12 |  |  |  |  | R-454B | 2.8667 | Residential & Commercial | USHP | Ducted CEE Tier 1
215667782 | Central HP <5.4 tons | ARCOAIRE | HRCU-A-CB (Split System: Heat Pump with Remote Outdoor Unit-Air-Source) | H5H0V24*K*AAA* |  |  | EA*5X37M17A*+WALLCON | *97CMN0801714B* | 23800 | 17 | 9 | 23400 | 16500 | 70.51% | 2 | 0 | 10.5 |  |  |  |  | R-454B | 1.9833 | Residential & Commercial | USHP | Ducted CEE Tier 1
215667599 | Central HP <5.4 tons | ARCOAIRE | HRCU-A-CB (Split System: Heat Pump with Remote Outdoor Unit-Air-Source) | H5H0V24*K*AAA* |  |  | EA*5X36M17A*+WALLCON | *80CTL0451712B* | 23000 | 16.5 | 9 | 23800 | 16700 | 70.17% | 1.98 | 0 | 10 |  |  |  |  | R-454B | 1.9167 | Residential & Commercial | USHP | Ducted CEE Tier 1
215935898 | Central HP <5.4 tons | ARCOAIRE | HRCU-A-CB (Split System: Heat Pump with Remote Outdoor Unit-Air-Source) | H5H3V36*K*AAA* |  |  | EVD5X38M17A*+WALLCON | *96CTN0601714B* | 35200 | 21 | 8.5 | 38000 | 28000 | 73.68% | 2 | 0 | 11.7 |  |  |  |  | R-454B | 2.9333 | Residential & Commercial | USHP | Ducted CEE Tier 1
215936018 | Central HP <5.4 tons | ARCOAIRE | HRCU-A-CB (Split System: Heat Pump with Remote Outdoor Unit-Air-Source) | H5H3V36*K*AAA* |  |  | EVD5X42M21A*+WALLCON | *80CTL0902120B* | 34400 | 21 | 8.5 | 38500 | 28000 | 72.73% | 2.04 | 0 | 12 |  |  |  |  | R-454B | 2.8667 | Residential & Commercial | USHP | Ducted CEE Tier 1
215935498 | Central HP <5.4 tons | ARCOAIRE | HRCU-A-CB (Split System: Heat Pump with Remote Outdoor Unit-Air-Source) | H5H3V36*K*AAA* |  |  | EVM5X61M24A*+WALLCON | *97CMN0602120B* | 35800 | 21.5 | 8.5 | 38000 | 28600 | 75.26% | 2.06 | 0 | 12 |  |  |  |  | R-454B | 2.9833 | Residential & Commercial | USHP | Ducted CEE Tier 1
215935398 | Central HP <5.4 tons | ARCOAIRE | HRCU-A-CB (Split System: Heat Pump with Remote Outdoor Unit-Air-Source) | H5H3V36*K*AAA* |  |  | EVM5X60M24A*+WALLCON | *97CMN0602120B* | 35200 | 21 | 8.5 | 38500 | 28800 | 74.81% | 2.02 | 0 | 12 |  |  |  |  | R-454B | 2.9333 | Residential & Commercial | USHP | Ducted CEE Tier 1
215667349 | Central HP <5.4 tons | ARCOAIRE | HRCU-A-CB (Split System: Heat Pump with Remote Outdoor Unit-Air-Source) | H5H0V24*K*AAA* |  |  | EA*5X30M14A*+WALLCON | *96CTN0401410B* | 22600 | 15.5 | 8.5 | 24200 | 17100 | 70.66% | 1.84 | 0 | 9 |  |  |  |  | R-454B | 1.8833 | Residential & Commercial | USHP
215673988 | Central HP <5.4 tons | ARCOAIRE | HRCU-A-CB (Split System: Heat Pump with Remote Outdoor Unit-Air-Source) | H5H0V48*K*AAA* |  |  | EA*5X48M21A*+WALLCON | *80CSU0601716A* | 44000 | 17.5 | 9 | 48500 | 34200 | 70.52% | 2.04 | 0 | 9.5 |  |  |  |  | R-454B | 3.6667 | Residential & Commercial | USHP
215674168 | Central HP <5.4 tons | ARCOAIRE | HRCU-A-CB (Split System: Heat Pump with Remote Outdoor Unit-Air-Source) | H5H0V48*K*AAA* |  |  | EA*5X60M24A*+WALLCON | *80CSU1002120A* | 45000 | 17.5 | 9 | 47500 | 33600 | 70.74% | 2.06 | 0 | 10 |  |  |  |  | R-454B | 3.75 | Residential & Commercial | USHP | Ducted CEE Tier 1
216800703 | Central HP <5.4 tons | COLEMAN | HRCU-A-CB (Split System: Heat Pump with Remote Outdoor Unit-Air-Source) | HH824E2S11 | ADP |  | H,YG35*36+TXV | Z9ES040A10SMPS1 | 23000 | 17 | 9 | 21400 | 17300 | 80.84% | 2 | 0 | 12 |  |  |  |  | R-454B | 1.9167 | Residential & Commercial | USHP | Ducted CEE Tier 1
216800704 | Central HP <5.4 tons | COLEMAN | HRCU-A-CB (Split System: Heat Pump with Remote Outdoor Unit-Air-Source) | HH824E2S11 | ADP |  | H,YG35*36+TXV | Z9ES060A10SMPS1 | 23000 | 18 | 9 | 21400 | 18100 | 84.58% | 2 | 0 | 12 |  |  |  |  | R-454B | 1.9167 | Residential & Commercial | USHP | Ducted CEE Tier 1
215669896 | Central HP <5.4 tons | ARCOAIRE | HRCU-A-CB (Split System: Heat Pump with Remote Outdoor Unit-Air-Source) | H5H0V36*K*AAA* |  |  | ESH5X36M12A*+WALLCON | *97CMN1202422B* | 33800 | 16.5 | 8.5 | 35800 | 25400 | 70.95% | 1.76 | 0 | 9.5 |  |  |  |  | R-454B | 2.8167 | Residential & Commercial | USHP
215669912 | Central HP <5.4 tons | ARCOAIRE | HRCU-A-CB (Split System: Heat Pump with Remote Outdoor Unit-Air-Source) | H5H0V36*K*AAA* |  |  | ESH5X36M12A*+WALLCON | *96CTN0601714B* | 33400 | 16 | 8.5 | 36000 | 25800 | 71.67% | 1.76 | 0 | 9 |  |  |  |  | R-454B | 2.7833 | Residential & Commercial | USHP
215670180 | Central HP <5.4 tons | ARCOAIRE | HRCU-A-CB (Split System: Heat Pump with Remote Outdoor Unit-Air-Source) | H5H0V36*K*AAA* |  |  | ESH5X48M12A*+WALLCON | *80CTL0701716B* | 34000 | 16.5 | 8.5 | 35600 | 25400 | 71.35% | 1.78 | 0 | 9.5 |  |  |  |  | R-454B | 2.8333 | Residential & Commercial | USHP
215668958 | Central HP <5.4 tons | ARCOAIRE | HRCU-A-CB (Split System: Heat Pump with Remote Outdoor Unit-Air-Source) | H5H0V36*K*AAA* |  |  | EA*5X43M21A*+WALLCON | *80CSU0601716A* | 34400 | 18 | 9 | 35400 | 25200 | 71.19% | 1.9 | 0 | 9.5 |  |  |  |  | R-454B | 2.8667 | Residential & Commercial | USHP
215669296 | Central HP <5.4 tons | ARCOAIRE | HRCU-A-CB (Split System: Heat Pump with Remote Outdoor Unit-Air-Source) | H5H0V36*K*AAA* |  |  | EA*5X60M24A*+WALLCON | *80CSU1002120A* | 34400 | 18 | 9 | 34200 | 24800 | 72.51% | 1.9 | 0 | 10 |  |  |  |  | R-454B | 2.8667 | Residential & Commercial | USHP | Ducted CEE Tier 1
215674358 | Central HP <5.4 tons | ARCOAIRE | HRCU-A-CB (Split System: Heat Pump with Remote Outdoor Unit-Air-Source) | H5H0V48*K*AAA* |  |  | EA*5X61M21A*+WALLCON | *80CTL0901716B* | 46000 | 18 | 9 | 48000 | 33800 | 70.42% | 2.06 | 0 | 10 |  |  |  |  | R-454B | 3.8333 | Residential & Commercial | USHP | Ducted CEE Tier 1
215674408 | Central HP <5.4 tons | ARCOAIRE | HRCU-A-CB (Split System: Heat Pump with Remote Outdoor Unit-Air-Source) | H5H0V48*K*AAA* |  |  | EA*5X61M21A*+WALLCON | *97CMN0602120B* | 45500 | 17.5 | 9 | 48000 | 34200 | 71.25% | 2.06 | 0 | 9.5 |  |  |  |  | R-454B | 3.7917 | Residential & Commercial | USHP
215667814 | Central HP <5.4 tons | ARCOAIRE | HRCU-A-CB (Split System: Heat Pump with Remote Outdoor Unit-Air-Source) | H5H0V24*K*AAA* |  |  | EA*5X37M21A*+WALLCON | *80CSU0401712A* | 24000 | 18 | 9 | 23200 | 16300 | 70.26% | 2.02 | 0 | 10.5 |  |  |  |  | R-454B | 2 | Residential & Commercial | USHP | Ducted CEE Tier 1
214280295 | Central HP <5.4 tons | PAYNE HEATING AND COOLING | HRCU-A-CB (Split System: Heat Pump with Remote Outdoor Unit-Air-Source) | 38MURAQ36AB3* |  |  | CAP**4321AL* | PG96MSAA48060B** | 36000 | 15.5 | 8.5 | 38000 | 34800 | 91.58% | 2.06 | 0 | 10 |  |  |  |  | R-410A | 3 | Residential & Commercial | USHP | Ducted CEE Tier 1
215938118 | Central HP <5.4 tons | ARCOAIRE | HRCU-A-CB (Split System: Heat Pump with Remote Outdoor Unit-Air-Source) | H5H3V48*K*AAA* |  |  | EVD5X49M24A*+WALLCON | *96CTN1202422B* | 45500 | 20.5 | 8.1 | 52500 | 38000 | 72.38% | 1.95 | 0 | 11.5 |  |  |  |  | R-454B | 3.7917 | Residential & Commercial | USHP | Ducted CEE Tier 1
216644582 | Central HP <5.4 tons | ARCOAIRE | HRCU-A-CB (Split System: Heat Pump with Remote Outdoor Unit-Air-Source) | D5CUHAH18AAK |  |  | EA*5X30M17A* | OLV098A12* | 18200 | 15.2 | 9.5 | 20400 | 18400 | 90.2% | 1.94 | 0 | 11 |  |  |  |  | R-454B | 1.5167 | Residential & Commercial | USHP | Ducted CEE Tier 1
216644669 | Central HP <5.4 tons | ARCOAIRE | HRCU-A-CB (Split System: Heat Pump with Remote Outdoor Unit-Air-Source) | D5CUHAH18AAK |  |  | FM(C,U)5Z30**AL* | 0 | 18500 | 15.5 | 12 | 20600 | 18600 | 90.29% | 2.08 | 0 | 11.5 |  |  |  |  | R-454B | 1.5417 | Residential & Commercial | USHP | Ducted CEE Tier 1
216643349 | Central HP <5.4 tons | ARCOAIRE | HRCU-A-CB (Split System: Heat Pump with Remote Outdoor Unit-Air-Source) | D5CUHAH18AAK |  |  | EA*5X19M17A* | *80VSL0451412B* | 18300 | 15.2 | 9.5 | 20000 | 17800 | 89% | 2 | 0 | 11 |  |  |  |  | R-454B | 1.525 | Residential & Commercial | USHP | Ducted CEE Tier 1
216643449 | Central HP <5.4 tons | ARCOAIRE | HRCU-A-CB (Split System: Heat Pump with Remote Outdoor Unit-Air-Source) | D5CUHAH18AAK |  |  | EA*5X19M17A* | *80VSL0701412B* | 18400 | 15.2 | 9.5 | 19800 | 17700 | 89.39% | 2 | 0 | 11.5 |  |  |  |  | R-454B | 1.5333 | Residential & Commercial | USHP | Ducted CEE Tier 1
212978202 | Central HP <5.4 tons | ARCOAIRE | HRCU-A-CB (Split System: Heat Pump with Remote Outdoor Unit-Air-Source) | DLCURAH24ABK |  |  | EN(A,D)4X30L17** | *80MS(N,L)0701412A* | 23600 | 17 | 8.1 | 26000 | 24000 | 92.31% | 2 | 0 | 10.5 |  |  |  |  | R-410A | 1.9667 | Residential & Commercial | USHP | Ducted CEE Tier 1
216680615 | Central HP <5.4 tons | ARCOAIRE | HRCU-A-CB (Split System: Heat Pump with Remote Outdoor Unit-Air-Source) | DLCURAH24ABK |  |  | EN(A,D)4X24L17** | *97VTN0801716A* | 23400 | 16.5 | 9 | 26600 | 23800 | 89.47% | 1.82 | 0 | 10 |  |  |  |  | R-410A | 1.95 | Residential & Commercial | USHP | Ducted CEE Tier 1
216675669 | Central HP <5.4 tons | ARCOAIRE | HRCU-A-CB (Split System: Heat Pump with Remote Outdoor Unit-Air-Source) | D5CURAH24AAK |  |  | EA*5X30M17A* | *80MS(N,L)0451412A* | 23600 | 15.2 | 8.5 | 24200 | 19400 | 80.17% | 1.9 | 0 | 9.8 |  |  |  |  | R-454B | 1.9667 | Residential & Commercial | USHP
215667022 | Central HP <5.4 tons | ARCOAIRE | HRCU-A-CB (Split System: Heat Pump with Remote Outdoor Unit-Air-Source) | H5H0V24*K*AAA* |  |  | EA*5X24M17A*+WALLCON | *80CTL0701412B* | 22800 | 17 | 9 | 24000 | 16800 | 70% | 1.96 | 0 | 10 |  |  |  |  | R-454B | 1.9 | Residential & Commercial | USHP | Ducted CEE Tier 1
214849416 | Central HP <5.4 tons | RHEEM | HRCU-A-CB (Split System: Heat Pump with Remote Outdoor Unit-Air-Source) | RD17AZ36AJ3N | ADP |  | H,RE8J936 | R801V0755A21UHS | 31800 | 17 | 8.1 | 32600 | 29000 | 88.96% | 2 | 0 | 10.5 |  |  |  |  | R-410A | 2.65 | Residential & Commercial | USHP | Ducted CEE Tier 1
210474233 | Central HP <5.4 tons | ARCOAIRE | HRCU-A-CB (Split System: Heat Pump with Remote Outdoor Unit-Air-Source) | HVH825GKA3* |  |  | EHD4X42AAL+WALLCON | *95CSU0802120A* | 24200 | 16 | 8.1 | 21400 | 16600 | 77.57% | 2 | 0 | 11 |  |  |  |  | R-410A | 2.0167 | Residential & Commercial | USHP | Ducted CEE Tier 1
212971493 | Central HP <5.4 tons | ARCOAIRE | HRCU-A-CB (Split System: Heat Pump with Remote Outdoor Unit-Air-Source) | DLCURAH18ABK |  |  | EN(A,D)4X30L17** | *80VTL0701716B* | 17700 | 16 | 8.1 | 18200 | 18600 | 102.2% | 2.24 | 0 | 11 |  |  |  |  | R-410A | 1.475 | Residential & Commercial | USHP | Ducted CEE Tier 1
215674338 | Central HP <5.4 tons | ARCOAIRE | HRCU-A-CB (Split System: Heat Pump with Remote Outdoor Unit-Air-Source) | H5H0V48*K*AAA* |  |  | EA*5X61M21A*+WALLCON | *80CTL0701716B* | 45500 | 17.5 | 9 | 48000 | 34000 | 70.83% | 2.06 | 0 | 9.5 |  |  |  |  | R-454B | 3.7917 | Residential & Commercial | USHP
215674188 | Central HP <5.4 tons | ARCOAIRE | HRCU-A-CB (Split System: Heat Pump with Remote Outdoor Unit-Air-Source) | H5H0V48*K*AAA* |  |  | EA*5X60M24A*+WALLCON | *80CTL0902120B* | 45000 | 18 | 9 | 47500 | 33400 | 70.32% | 2.08 | 0 | 10 |  |  |  |  | R-454B | 3.75 | Residential & Commercial | USHP | Ducted CEE Tier 1
214279723 | Central HP <5.4 tons | PAYNE HEATING AND COOLING | HRCU-A-CB (Split System: Heat Pump with Remote Outdoor Unit-Air-Source) | 38MURAQ18AB3* |  |  | CAP**1917AL* | PG96MSAA48060B** | 17700 | 16.5 | 8.5 | 17700 | 17900 | 101.1% | 2.16 | 0 | 10.5 |  |  |  |  | R-410A | 1.475 | Residential & Commercial | USHP | Ducted CEE Tier 1
215669744 | Central HP <5.4 tons | ARCOAIRE | HRCU-A-CB (Split System: Heat Pump with Remote Outdoor Unit-Air-Source) | H5H0V36*K*AAA* |  |  | ESH5X36M12A*+WALLCON | *80CSU0401712A* | 33600 | 16.5 | 8.5 | 35800 | 25400 | 70.95% | 1.76 | 0 | 9.5 |  |  |  |  | R-454B | 2.8 | Residential & Commercial | USHP
215669078 | Central HP <5.4 tons | ARCOAIRE | HRCU-A-CB (Split System: Heat Pump with Remote Outdoor Unit-Air-Source) | H5H0V36*K*AAA* |  |  | EA*5X43M21A*+WALLCON | *96CTN0801714B* | 34400 | 18 | 8.1 | 35400 | 25200 | 71.19% | 1.9 | 0 | 10 |  |  |  |  | R-454B | 2.8667 | Residential & Commercial | USHP | Ducted CEE Tier 1
216679715 | Central HP <5.4 tons | ARCOAIRE | HRCU-A-CB (Split System: Heat Pump with Remote Outdoor Unit-Air-Source) | DLCURAH18ABK |  |  | EA*4X24L17A* | *97VTN0601716A* | 17400 | 16 | 8.5 | 18300 | 19100 | 104.4% | 2.18 | 0 | 10.5 |  |  |  |  | R-410A | 1.45 | Residential & Commercial | USHP | Ducted CEE Tier 1
216680867 | Central HP <5.4 tons | ARCOAIRE | HRCU-A-CB (Split System: Heat Pump with Remote Outdoor Unit-Air-Source) | DLCURAH18ABK |  |  | EA*4X30L17A* | *97VTN0801716A* | 17400 | 16 | 8.5 | 17900 | 18300 | 102.2% | 2.14 | 0 | 10.5 |  |  |  |  | R-410A | 1.45 | Residential & Commercial | USHP | Ducted CEE Tier 1
212603221 | Central HP <5.4 tons | DAY & NIGHT | HRCU-A-CB (Split System: Heat Pump with Remote Outdoor Unit-Air-Source) | DLCURAH24ABK | ADP |  | FG80936 | *96VTN0601412A* | 23600 | 16 | 8.5 | 24200 | 23000 | 95.04% | 1.94 | 0 | 10 |  |  |  |  | R-410A | 1.9667 | Residential & Commercial | USHP | Ducted CEE Tier 1
215667886 | Central HP <5.4 tons | ARCOAIRE | HRCU-A-CB (Split System: Heat Pump with Remote Outdoor Unit-Air-Source) | H5H0V24*K*AAA* |  |  | EA*5X37M21A*+WALLCON | *97CMN0601714B* | 24000 | 17 | 9 | 23400 | 16400 | 70.09% | 2.02 | 0 | 10.5 |  |  |  |  | R-454B | 2 | Residential & Commercial | USHP | Ducted CEE Tier 1
215667202 | Central HP <5.4 tons | ARCOAIRE | HRCU-A-CB (Split System: Heat Pump with Remote Outdoor Unit-Air-Source) | H5H0V24*K*AAA* |  |  | EA*5X25M17A*+WALLCON | *80CTL0701716B* | 24000 | 17.5 | 9 | 23200 | 16400 | 70.69% | 2 | 0 | 10.5 |  |  |  |  | R-454B | 2 | Residential & Commercial | USHP | Ducted CEE Tier 1
215667275 | Central HP <5.4 tons | ARCOAIRE | HRCU-A-CB (Split System: Heat Pump with Remote Outdoor Unit-Air-Source) | H5H0V24*K*AAA* |  |  | EA*5X25M17A*+WALLCON | *96CTN0401410B* | 23400 | 16 | 9 | 24000 | 16800 | 70% | 1.98 | 0 | 9.5 |  |  |  |  | R-454B | 1.95 | Residential & Commercial | USHP
215666932 | Central HP <5.4 tons | ARCOAIRE | HRCU-A-CB (Split System: Heat Pump with Remote Outdoor Unit-Air-Source) | H5H0V24*K*AAA* |  |  | EA*5X24M14A*+WALLCON | *80CTL0701412B* | 22800 | 17 | 9 | 24000 | 16900 | 70.42% | 1.94 | 0 | 10 |  |  |  |  | R-454B | 1.9 | Residential & Commercial | USHP | Ducted CEE Tier 1
215674388 | Central HP <5.4 tons | ARCOAIRE | HRCU-A-CB (Split System: Heat Pump with Remote Outdoor Unit-Air-Source) | H5H0V48*K*AAA* |  |  | EA*5X61M21A*+WALLCON | *95CSU0601716B* | 45500 | 17.5 | 9 | 48000 | 34200 | 71.25% | 2.06 | 0 | 9.5 |  |  |  |  | R-454B | 3.7917 | Residential & Commercial | USHP
216800694 | Central HP <5.4 tons | COLEMAN | HRCU-A-CB (Split System: Heat Pump with Remote Outdoor Unit-Air-Source) | HH824E2S11 | ADP |  | V,Y36H***P44*+TXV | Z8ES060A12SMPS1 | 23000 | 17 | 9.5 | 21400 | 17600 | 82.24% | 2 | 0 | 12 |  |  |  |  | R-454B | 1.9167 | Residential & Commercial | USHP | Ducted CEE Tier 1
215674208 | Central HP <5.4 tons | ARCOAIRE | HRCU-A-CB (Split System: Heat Pump with Remote Outdoor Unit-Air-Source) | H5H0V48*K*AAA* |  |  | EA*5X60M24A*+WALLCON | *80CTL1352422B* | 45000 | 18 | 9 | 47500 | 33400 | 70.32% | 2.08 | 0 | 10 |  |  |  |  | R-454B | 3.75 | Residential & Commercial | USHP | Ducted CEE Tier 1
212384316 | Central HP <5.4 tons | ARCOAIRE | HRCU-A-CB (Split System: Heat Pump with Remote Outdoor Unit-Air-Source) | DLCURAH36ABK |  |  | END4X42L17** | *92ESN0601714A* | 35800 | 16 | 8.1 | 39000 | 35000 | 89.74% | 1.96 | 0 | 10 |  |  |  |  | R-410A | 2.9833 | Residential & Commercial | USHP | Ducted CEE Tier 1
214630539 | Central HP <5.4 tons | CARRIER | HRCU-A-CB (Split System: Heat Pump with Remote Outdoor Unit-Air-Source) | 25VNA837A*031* | ADP |  | PL36H210P299 | 59MN7B100C21**22 | 32400 | 18 | 8.5 | 30400 | 24400 | 80.26% | 2 | 0 | 11.7 |  |  |  |  | R-410A | 2.7 | Residential & Commercial | USHP | Ducted CEE Tier 1
207683536 | Central HP <5.4 tons | LENNOX | HRCU-A-CB (Split System: Heat Pump with Remote Outdoor Unit-Air-Source) | SL25XPV-048-230A** | ADP |  | LP42/62W9 | EL296UH090XV48C* | 45500 | 20 | 9.4 | 42000 | 36000 | 85.71% | 1.88 | 12 | 12 |  |  |  |  | R-410A | 3.7917 | Residential & Commercial | USHP | Ducted CEE Tier 1
216991840 | Central HP <5.4 tons | BRYANT HEATING AND COOLING SYSTEMS | HRCU-A-CB (Split System: Heat Pump with Remote Outdoor Unit-Air-Source) | 37MUHAQ24AA3 | ADP |  | V,C36H175P14*+TXV | 88*TB36045C17*** | 22200 | 16 | 8.1 | 19200 | 18300 | 95.31% | 1.85 | 0 | 10.5 |  |  |  |  | R-454B | 1.85 | Residential & Commercial | USHP | Ducted CEE Tier 1
214849415 | Central HP <5.4 tons | RHEEM | HRCU-A-CB (Split System: Heat Pump with Remote Outdoor Unit-Air-Source) | RD17AZ36AJ3N | ADP |  | H,RE8J(1,2)36+TXV | R801V0755A21UHS | 31800 | 17 | 8.1 | 32600 | 29000 | 88.96% | 2 | 0 | 10.5 |  |  |  |  | R-410A | 2.65 | Residential & Commercial | USHP | Ducted CEE Tier 1
214719650 | Central HP <5.4 tons | GE | HRCU-A-CB (Split System: Heat Pump with Remote Outdoor Unit-Air-Source) | NS22H24MA4-**A | ADP |  | F,PE*G34930 | 0 | 23800 | 20 | 8.7 | 20600 | 15000 | 72.82% | 2.1 | 0 | 13 |  |  |  |  | R-410A | 1.9833 | Residential & Commercial | USHP | Ducted CEE Tier 1
216997177 | Central HP <5.4 tons | CARRIER | HRCU-A-CB (Split System: Heat Pump with Remote Outdoor Unit-Air-Source) | 27VNA154A*030* | ADP |  | H,PG35*48+TXV | 58TN*B070C14**12 | 46500 | 17 | 9 | 48500 | 49500 | 102.1% | 1.96 | 0 | 11 |  |  |  |  | R-454B | 3.875 | Residential & Commercial | USHP | Ducted CEE Tier 1
213352720 | Central HP <5.4 tons | CARRIER | HRCU-A-CB (Split System: Heat Pump with Remote Outdoor Unit-Air-Source) | 38MURAQ36AB3* | ADP |  | C36A***L139 | 59TP6C080V21**20 | 35400 | 16 | 8.1 | 36800 | 34800 | 94.57% | 1.9 | 0 | 10 |  |  |  |  | R-410A | 2.95 | Residential & Commercial | USHP | Ducted CEE Tier 1
216991849 | Central HP <5.4 tons | BRYANT HEATING AND COOLING SYSTEMS | HRCU-A-CB (Split System: Heat Pump with Remote Outdoor Unit-Air-Source) | 37MUHAQ24AA3 | ADP |  | A24VBA*+TXV | 88*TB36070C14*** | 22400 | 16 | 8.1 | 19200 | 18300 | 95.31% | 1.85 | 0 | 11 |  |  |  |  | R-454B | 1.8667 | Residential & Commercial | USHP | Ducted CEE Tier 1
216992474 | Central HP <5.4 tons | BRYANT HEATING AND COOLING SYSTEMS | HRCU-A-CB (Split System: Heat Pump with Remote Outdoor Unit-Air-Source) | 290VAN060**AA* | ADP |  | H,PG48*60+TXV | 987TA66100C21*** | 55000 | 18 | 9 | 57500 | 41000 | 71.3% | 1.9 | 0 | 9 |  |  |  |  | R-454B | 4.5833 | Residential & Commercial | USHP
214569312 | Central HP <5.4 tons | RHEEM | HRCU-A-CB (Split System: Heat Pump with Remote Outdoor Unit-Air-Source) | RD17AZ36AJ3N | ADP |  | H,RE9J936 | R98MV1005A21UPS | 32200 | 17 | 8.1 | 32600 | 29200 | 89.57% | 1.9 | 0 | 9.5 |  |  |  |  | R-410A | 2.6833 | Residential & Commercial | USHP
212927228 | Central HP <5.4 tons | LENNOX | HRCU-A-CB (Split System: Heat Pump with Remote Outdoor Unit-Air-Source) | EL22XPV-024-230A** | ADP |  | L*19/36U9 | SLP98UH070XV36B* | 23800 | 21 | 8.5 | 22000 | 15400 | 70% | 1.92 | 0 | 13.5 |  |  |  |  | R-410A | 1.9833 | Residential & Commercial | USHP | Ducted CEE Tier 1
215667766 | Central HP <5.4 tons | ARCOAIRE | HRCU-A-CB (Split System: Heat Pump with Remote Outdoor Unit-Air-Source) | H5H0V24*K*AAA* |  |  | EA*5X37M17A*+WALLCON | *80CTL0901716B* | 23800 | 17 | 9 | 23400 | 16500 | 70.51% | 2 | 0 | 10.5 |  |  |  |  | R-454B | 1.9833 | Residential & Commercial | USHP | Ducted CEE Tier 1
214239167 | Central HP <5.4 tons | ARCOAIRE | HRCU-A-CB (Split System: Heat Pump with Remote Outdoor Unit-Air-Source) | HVH837GKA2* |  |  | EN(A,D,W)4X48L21**+WALLCON | *80CTL0451712B* | 32200 | 16.5 | 8.1 | 33200 | 25000 | 75.3% | 1.9 | 0 | 11 |  |  |  |  | R-410A | 2.6833 | Residential & Commercial | USHP | Ducted CEE Tier 1
215674398 | Central HP <5.4 tons | ARCOAIRE | HRCU-A-CB (Split System: Heat Pump with Remote Outdoor Unit-Air-Source) | H5H0V48*K*AAA* |  |  | EA*5X61M21A*+WALLCON | *95CSU1002122B* | 46000 | 18 | 9 | 48000 | 33600 | 70% | 2.08 | 0 | 10 |  |  |  |  | R-454B | 3.8333 | Residential & Commercial | USHP | Ducted CEE Tier 1
215674298 | Central HP <5.4 tons | ARCOAIRE | HRCU-A-CB (Split System: Heat Pump with Remote Outdoor Unit-Air-Source) | H5H0V48*K*AAA* |  |  | EA*5X61M21A*+WALLCON | *80CSU0601716A* | 46000 | 18 | 9 | 48000 | 33800 | 70.42% | 2.08 | 0 | 9.5 |  |  |  |  | R-454B | 3.8333 | Residential & Commercial | USHP
215667934 | Central HP <5.4 tons | ARCOAIRE | HRCU-A-CB (Split System: Heat Pump with Remote Outdoor Unit-Air-Source) | H5H0V24*K*AAA* |  |  | EA*5X37M21A*+WALLCON | *96CTN1002122B* | 24000 | 17.5 | 9 | 23200 | 16300 | 70.26% | 2.02 | 0 | 10.5 |  |  |  |  | R-454B | 2 | Residential & Commercial | USHP | Ducted CEE Tier 1
215674448 | Central HP <5.4 tons | ARCOAIRE | HRCU-A-CB (Split System: Heat Pump with Remote Outdoor Unit-Air-Source) | H5H0V48*K*AAA* |  |  | EA*5X61M21A*+WALLCON | *96CTN1002122B* | 46000 | 18 | 9 | 47500 | 33800 | 71.16% | 2.08 | 0 | 10 |  |  |  |  | R-454B | 3.8333 | Residential & Commercial | USHP | Ducted CEE Tier 1
215662867 | Central HP <5.4 tons | ARCOAIRE | HRCU-A-CB (Split System: Heat Pump with Remote Outdoor Unit-Air-Source) | H5H0V48*K*AAA* |  |  | FCMA5B48L0C*+WALLCON | 0 | 45500 | 19 | 9 | 48000 | 33600 | 70% | 2.1 | 0 | 10.5 |  |  |  |  | R-454B | 3.7917 | Residential & Commercial | USHP | Ducted CEE Tier 1
215674248 | Central HP <5.4 tons | ARCOAIRE | HRCU-A-CB (Split System: Heat Pump with Remote Outdoor Unit-Air-Source) | H5H0V48*K*AAA* |  |  | EA*5X60M24A*+WALLCON | *97CMN0802120B* | 45000 | 18 | 9 | 47500 | 33600 | 70.74% | 2.06 | 0 | 10 |  |  |  |  | R-454B | 3.75 | Residential & Commercial | USHP | Ducted CEE Tier 1
215674348 | Central HP <5.4 tons | ARCOAIRE | HRCU-A-CB (Split System: Heat Pump with Remote Outdoor Unit-Air-Source) | H5H0V48*K*AAA* |  |  | EA*5X61M21A*+WALLCON | *80CTL0702120B* | 46000 | 18 | 9 | 48000 | 33800 | 70.42% | 2.06 | 0 | 10 |  |  |  |  | R-454B | 3.8333 | Residential & Commercial | USHP | Ducted CEE Tier 1
213080826 | Central HP <5.4 tons | PAYNE HEATING AND COOLING | HRCU-A-CB (Split System: Heat Pump with Remote Outdoor Unit-Air-Source) | 38MURAQ36AB3* |  |  | CAP**4321AL* | PG95MSUA60080C** | 36600 | 16 | 8.5 | 38500 | 35000 | 90.91% | 2.08 | 0 | 10 |  |  |  |  | R-410A | 3.05 | Residential & Commercial | USHP | Ducted CEE Tier 1
216800710 | Central HP <5.4 tons | COLEMAN | HRCU-A-CB (Split System: Heat Pump with Remote Outdoor Unit-Air-Source) | HH824E2S11 | ADP |  | V,Y36H175P15*+TXV | Z9ES080B12SMPS1 | 23000 | 18 | 9.5 | 21400 | 18200 | 85.05% | 2 | 0 | 12 |  |  |  |  | R-454B | 1.9167 | Residential & Commercial | USHP | Ducted CEE Tier 1
214849465 | Central HP <5.4 tons | RHEEM | HRCU-A-CB (Split System: Heat Pump with Remote Outdoor Unit-Air-Source) | RD17AZ36AJ3N | ADP |  | H,RE9J(1,2)36+TXV | R802V1004A17UHS | 32200 | 17 | 8.1 | 32600 | 29000 | 88.96% | 1.9 | 0 | 9.5 |  |  |  |  | R-410A | 2.6833 | Residential & Commercial | USHP
216800761 | Central HP <5.4 tons | COLEMAN | HRCU-A-CB (Split System: Heat Pump with Remote Outdoor Unit-Air-Source) | HH860E2S11 | ADP |  | H,YG84*60+TXV | Z9ES080C20SMPS1 | 53500 | 19 | 8.5 | 52000 | 38500 | 74.04% | 2 | 0 | 11 |  |  |  |  | R-454B | 4.4583 | Residential & Commercial | USHP | Ducted CEE Tier 1
216800762 | Central HP <5.4 tons | COLEMAN | HRCU-A-CB (Split System: Heat Pump with Remote Outdoor Unit-Air-Source) | HH860E2S11 | ADP |  | A60VGA*+TXV | Z9ES100C16SMPS1 | 45500 | 18 | 9 | 44000 | 33400 | 75.91% | 2 | 0 | 11.7 |  |  |  |  | R-454B | 3.7917 | Residential & Commercial | USHP | Ducted CEE Tier 1
216997091 | Central HP <5.4 tons | CARRIER | HRCU-A-CB (Split System: Heat Pump with Remote Outdoor Unit-Air-Source) | 27VNA060A*030* | ADP |  | H,PG48*60+TXV | 59TN6C080C21**20 | 55000 | 18 | 9 | 58000 | 41500 | 71.55% | 2.02 | 0 | 8.5 |  |  |  |  | R-454B | 4.5833 | Residential & Commercial | USHP
213352703 | Central HP <5.4 tons | CARRIER | HRCU-A-CB (Split System: Heat Pump with Remote Outdoor Unit-Air-Source) | 38MURAQ24AB3* | ADP |  | C24A***L039 | 59TP6C060V14**12 | 22800 | 16 | 8.5 | 25200 | 25000 | 99.21% | 2.12 | 0 | 9.5 |  |  |  |  | R-410A | 1.9 | Residential & Commercial | USHP
214624757 | Central HP <5.4 tons | CARRIER | HRCU-A-CB (Split System: Heat Pump with Remote Outdoor Unit-Air-Source) | 38MURAQ24AB3* | ADP |  | PL36H175P159 | 58SU*B040M17**12 | 23600 | 17 | 8.5 | 24200 | 22800 | 94.21% | 1.94 | 0 | 10 |  |  |  |  | R-410A | 1.9667 | Residential & Commercial | USHP | Ducted CEE Tier 1
214624922 | Central HP <5.4 tons | CARRIER | HRCU-A-CB (Split System: Heat Pump with Remote Outdoor Unit-Air-Source) | 38MURAQ36AB3* | ADP |  | PL36H210P749 | 58SU*B080M21**20 | 35200 | 16 | 8.1 | 36800 | 34600 | 94.02% | 1.9 | 0 | 10 |  |  |  |  | R-410A | 2.9333 | Residential & Commercial | USHP | Ducted CEE Tier 1
216800713 | Central HP <5.4 tons | COLEMAN | HRCU-A-CB (Split System: Heat Pump with Remote Outdoor Unit-Air-Source) | HH836E2S11 | ADP |  | V,Y36H175P15*+TXV | TL8E080C16UH11 | 33800 | 18 | 9 | 30400 | 25200 | 82.89% | 2 | 0 | 11 |  |  |  |  | R-454B | 2.8167 | Residential & Commercial | USHP | Ducted CEE Tier 1
215937268 | Central HP <5.4 tons | ARCOAIRE | HRCU-A-CB (Split System: Heat Pump with Remote Outdoor Unit-Air-Source) | H5H3V48*K*AAA* |  |  | EVM5X49M21A*+WALLCON | *96CTN0801714B* | 44000 | 20 | 8.1 | 53500 | 37600 | 70.28% | 2 | 0 | 11.5 |  |  |  |  | R-454B | 3.6667 | Residential & Commercial | USHP | Ducted CEE Tier 1
215937568 | Central HP <5.4 tons | ARCOAIRE | HRCU-A-CB (Split System: Heat Pump with Remote Outdoor Unit-Air-Source) | H5H3V48*K*AAA* |  |  | EVM5X60M24A*+WALLCON | *96CTN1202422B* | 45500 | 20.5 | 8.1 | 52500 | 38000 | 72.38% | 1.95 | 0 | 11.5 |  |  |  |  | R-454B | 3.7917 | Residential & Commercial | USHP | Ducted CEE Tier 1
216011852 | Central HP <5.4 tons | COLEMAN | HRCU-A-CB (Split System: Heat Pump with Remote Outdoor Unit-Air-Source) | HMH72B341 | ADP |  | H,YE33936 | CP9C100C20MP13 | 33400 | 17 | 8.1 | 32000 | 23200 | 72.5% | 2.06 | 0 | 9.5 |  |  |  |  | R-410A | 2.7833 | Residential & Commercial | USHP
216800649 | Central HP <5.4 tons | COLEMAN | HRCU-A-CB (Split System: Heat Pump with Remote Outdoor Unit-Air-Source) | HH860E2S11 | ADP |  | FE*TT6*60+TXV | 0 | 46000 | 19 | 9 | 44000 | 33600 | 76.36% | 2.1 | 0 | 12 |  |  |  |  | R-454B | 3.8333 | Residential & Commercial | USHP | Ducted CEE Tier 1
216800740 | Central HP <5.4 tons | COLEMAN | HRCU-A-CB (Split System: Heat Pump with Remote Outdoor Unit-Air-Source) | HH860E2S11 | ADP |  | H,YG84*60+TXV | Z8ES080C16SMPS1 | 44500 | 18 | 9 | 42500 | 33000 | 77.65% | 2 | 0 | 12 |  |  |  |  | R-454B | 3.7083 | Residential & Commercial | USHP | Ducted CEE Tier 1
213145913 | Central HP <5.4 tons | CARRIER | HRCU-A-CB (Split System: Heat Pump with Remote Outdoor Unit-Air-Source) | 38MURAQ24AB3* | ADP |  | PL36H***P449+AEFE3A* | 0 | 24200 | 18 | 9 | 25000 | 22600 | 90.4% | 1.92 | 0 | 10.5 |  |  |  |  | R-410A | 2.0167 | Residential & Commercial | USHP | Ducted CEE Tier 1
216800693 | Central HP <5.4 tons | COLEMAN | HRCU-A-CB (Split System: Heat Pump with Remote Outdoor Unit-Air-Source) | HH824E2S11 | ADP |  | H,YG35*36+TXV | Z8ES060A12SMPS1 | 23000 | 17 | 9.5 | 21400 | 17600 | 82.24% | 2 | 0 | 12 |  |  |  |  | R-454B | 1.9167 | Residential & Commercial | USHP | Ducted CEE Tier 1
207573777 | Central HP <5.4 tons | DAY & NIGHT | HRCU-A-CB (Split System: Heat Pump with Remote Outdoor Unit-Air-Source) | CVH848GKA2* | ADP |  | FG84948 | *97CMN1002122A* | 45500 | 17 | 8.5 | 43500 | 34400 | 79.08% | 2 | 10.5 | 10 |  |  |  |  | R-410A | 3.7917 | Residential & Commercial | USHP | Ducted CEE Tier 1
216800728 | Central HP <5.4 tons | COLEMAN | HRCU-A-CB (Split System: Heat Pump with Remote Outdoor Unit-Air-Source) | HH860E2S11 | ADP |  | H,YG84*60+TXV | TL8E080C16UH11 | 44000 | 18 | 9 | 42500 | 33200 | 78.12% | 2 | 0 | 11.7 |  |  |  |  | R-454B | 3.6667 | Residential & Commercial | USHP | Ducted CEE Tier 1
216800743 | Central HP <5.4 tons | COLEMAN | HRCU-A-CB (Split System: Heat Pump with Remote Outdoor Unit-Air-Source) | HH860E2S11 | ADP |  | H,YG84*60+TXV | Z8ES080C20SMPS1 | 54000 | 19 | 9 | 52000 | 38500 | 74.04% | 2 | 0 | 11.7 |  |  |  |  | R-454B | 4.5 | Residential & Commercial | USHP | Ducted CEE Tier 1
216800746 | Central HP <5.4 tons | COLEMAN | HRCU-A-CB (Split System: Heat Pump with Remote Outdoor Unit-Air-Source) | HH860E2S11 | ADP |  | H,YG84*60+TXV | Z8ES100C16SMPS1 | 44000 | 18 | 9 | 42000 | 32800 | 78.1% | 2 | 0 | 12 |  |  |  |  | R-454B | 3.6667 | Residential & Commercial | USHP | Ducted CEE Tier 1
215674038 | Central HP <5.4 tons | ARCOAIRE | HRCU-A-CB (Split System: Heat Pump with Remote Outdoor Unit-Air-Source) | H5H0V48*K*AAA* |  |  | EA*5X48M21A*+WALLCON | *80CTL0702120B* | 44000 | 17.5 | 9 | 48500 | 34200 | 70.52% | 2.06 | 0 | 9.5 |  |  |  |  | R-454B | 3.6667 | Residential & Commercial | USHP
216800701 | Central HP <5.4 tons | COLEMAN | HRCU-A-CB (Split System: Heat Pump with Remote Outdoor Unit-Air-Source) | HH824E2S11 | ADP |  | H,YG35*36+TXV | Z9ES026A08SMPS1 | 23000 | 17 | 9 | 21400 | 17700 | 82.71% | 2 | 0 | 12 |  |  |  |  | R-454B | 1.9167 | Residential & Commercial | USHP | Ducted CEE Tier 1
216992552 | Central HP <5.4 tons | BRYANT HEATING AND COOLING SYSTEMS | HRCU-A-CB (Split System: Heat Pump with Remote Outdoor Unit-Air-Source) | 293VAN060**AA* | ADP |  | H,PG48*60+TXV | 88*TB60090C21*** | 55500 | 19 | 8.5 | 58500 | 46000 | 78.63% | 2.04 | 0 | 11 |  |  |  |  | R-454B | 4.625 | Residential & Commercial | USHP | Ducted CEE Tier 1
216992555 | Central HP <5.4 tons | BRYANT HEATING AND COOLING SYSTEMS | HRCU-A-CB (Split System: Heat Pump with Remote Outdoor Unit-Air-Source) | 293VAN060**AA* | ADP |  | H,PG48*60+TXV | 986TD66100C21*** | 55500 | 18 | 8.5 | 58500 | 46000 | 78.63% | 2.02 | 0 | 11 |  |  |  |  | R-454B | 4.625 | Residential & Commercial | USHP | Ducted CEE Tier 1
216992521 | Central HP <5.4 tons | BRYANT HEATING AND COOLING SYSTEMS | HRCU-A-CB (Split System: Heat Pump with Remote Outdoor Unit-Air-Source) | 291VAN054**AA* | ADP |  | H,PG48*60+TXV | 987TA66120C24*** | 49500 | 19 | 10.5 | 50500 | 53000 | 105% | 1.96 | 0 | 11.5 |  |  |  |  | R-454B | 4.125 | Residential & Commercial | USHP | Ducted CEE Tier 1
215674318 | Central HP <5.4 tons | ARCOAIRE | HRCU-A-CB (Split System: Heat Pump with Remote Outdoor Unit-Air-Source) | H5H0V48*K*AAA* |  |  | EA*5X61M21A*+WALLCON | *80CSU1002120A* | 46000 | 17.5 | 9 | 48000 | 33800 | 70.42% | 2.06 | 0 | 10 |  |  |  |  | R-454B | 3.8333 | Residential & Commercial | USHP | Ducted CEE Tier 1
215674048 | Central HP <5.4 tons | ARCOAIRE | HRCU-A-CB (Split System: Heat Pump with Remote Outdoor Unit-Air-Source) | H5H0V48*K*AAA* |  |  | EA*5X48M21A*+WALLCON | *80CTL0901716B* | 44000 | 17.5 | 9 | 48500 | 34200 | 70.52% | 2.06 | 0 | 9.5 |  |  |  |  | R-454B | 3.6667 | Residential & Commercial | USHP
215792885 | Central HP <5.4 tons | BRYANT HEATING AND COOLING SYSTEMS | HRCU-A-CB (Split System: Heat Pump with Remote Outdoor Unit-Air-Source) | 38MURAQ36AB3* | ADP |  | CDP36B15P | 926TC48060V17*** | 34200 | 15.2 | 8.5 | 36800 | 34600 | 94.02% | 1.94 | 0 | 9.5 |  |  |  |  | R-410A | 2.85 | Residential & Commercial | USHP
215667582 | Central HP <5.4 tons | ARCOAIRE | HRCU-A-CB (Split System: Heat Pump with Remote Outdoor Unit-Air-Source) | H5H0V24*K*AAA* |  |  | EA*5X36M17A*+WALLCON | *80CSU0601716A* | 23200 | 17 | 9 | 23600 | 16600 | 70.34% | 1.98 | 0 | 10 |  |  |  |  | R-454B | 1.9333 | Residential & Commercial | USHP | Ducted CEE Tier 1
215667114 | Central HP <5.4 tons | ARCOAIRE | HRCU-A-CB (Split System: Heat Pump with Remote Outdoor Unit-Air-Source) | H5H0V24*K*AAA* |  |  | EA*5X24M17A*+WALLCON | *96CTN0401410B* | 22400 | 15.5 | 8.5 | 24400 | 17200 | 70.49% | 1.82 | 0 | 9 |  |  |  |  | R-454B | 1.8667 | Residential & Commercial | USHP
215667332 | Central HP <5.4 tons | ARCOAIRE | HRCU-A-CB (Split System: Heat Pump with Remote Outdoor Unit-Air-Source) | H5H0V24*K*AAA* |  |  | EA*5X30M14A*+WALLCON | *80CTL0701412B* | 23000 | 17 | 8.5 | 23800 | 16700 | 70.17% | 1.86 | 0 | 10 |  |  |  |  | R-454B | 1.9167 | Residential & Commercial | USHP | Ducted CEE Tier 1
216011840 | Central HP <5.4 tons | COLEMAN | HRCU-A-CB (Split System: Heat Pump with Remote Outdoor Unit-Air-Source) | HMH72B341 | ADP |  | H,YE32936 | CP9C080B12MP13 | 32400 | 17 | 8.2 | 31600 | 23000 | 72.78% | 1.98 | 0 | 9.5 |  |  |  |  | R-410A | 2.7 | Residential & Commercial | USHP
214625006 | Central HP <5.4 tons | CARRIER | HRCU-A-CB (Split System: Heat Pump with Remote Outdoor Unit-Air-Source) | 38MURAQ48AB3* | ADP |  | A60VHA+TXV | 58SU*B100M21**20 | 47000 | 15.2 | 8.1 | 48000 | 34000 | 70.83% | 1.92 | 0 | 10 |  |  |  |  | R-410A | 3.9167 | Residential & Commercial | USHP | Ducted CEE Tier 1
213796805 | Central HP <5.4 tons | CARRIER | HRCU-A-CB (Split System: Heat Pump with Remote Outdoor Unit-Air-Source) | 38MURAQ24AB3* | ADP |  | V,C36H***P039+CBPE3A* | 0 | 22800 | 16 | 8.6 | 25400 | 25400 | 100% | 2.1 | 0 | 9.5 |  |  |  |  | R-410A | 1.9 | Residential & Commercial | USHP
216992440 | Central HP <5.4 tons | BRYANT HEATING AND COOLING SYSTEMS | HRCU-A-CB (Split System: Heat Pump with Remote Outdoor Unit-Air-Source) | 290VAN048**AA* | ADP |  | H,PG35*48+TXV | 88*TB60110C21*** | 44500 | 18 | 9 | 46500 | 33600 | 72.26% | 2.06 | 0 | 9.5 |  |  |  |  | R-454B | 3.7083 | Residential & Commercial | USHP
216992994 | Central HP <5.4 tons | BRYANT HEATING AND COOLING SYSTEMS | HRCU-A-CB (Split System: Heat Pump with Remote Outdoor Unit-Air-Source) | 37MUHAQ24AA3 | ADP |  | H,PG7J*36+TXV | 927TA60100V21*** | 22800 | 16 | 8.5 | 19600 | 18600 | 94.9% | 1.96 | 0 | 11 |  |  |  |  | R-454B | 1.9 | Residential & Commercial | USHP | Ducted CEE Tier 1
216992999 | Central HP <5.4 tons | BRYANT HEATING AND COOLING SYSTEMS | HRCU-A-CB (Split System: Heat Pump with Remote Outdoor Unit-Air-Source) | 37MUHAQ24AA3 | ADP |  | H,PG7J*36+TXV | 987MC42080C17*** | 21600 | 16 | 8.1 | 19200 | 18200 | 94.79% | 1.85 | 0 | 10 |  |  |  |  | R-454B | 1.8 | Residential & Commercial | USHP | Ducted CEE Tier 1
214588286 | Central HP <5.4 tons | BRYANT HEATING AND COOLING SYSTEMS | HRCU-A-CB (Split System: Heat Pump with Remote Outdoor Unit-Air-Source) | 38MURAQ24AB3* | ADP |  | C36A***L159 | 926TC36060V14*** | 23600 | 17 | 8.5 | 24600 | 23600 | 95.93% | 2 | 0 | 10 |  |  |  |  | R-410A | 1.9667 | Residential & Commercial | USHP | Ducted CEE Tier 1
213311588 | Central HP <5.4 tons | CARRIER | HRCU-A-CB (Split System: Heat Pump with Remote Outdoor Unit-Air-Source) | 38MURAQ24AB3* | ADP |  | PL36H175P159+CBPE4B* | 0 | 24200 | 18 | 9 | 25000 | 22600 | 90.4% | 1.92 | 0 | 10.5 |  |  |  |  | R-410A | 2.0167 | Residential & Commercial | USHP | Ducted CEE Tier 1
216675654 | Central HP <5.4 tons | PAYNE HEATING AND COOLING | HRCU-A-CB (Split System: Heat Pump with Remote Outdoor Unit-Air-Source) | 37MURAQ24AA3 |  |  | CAA**3014AM* | PG80MS(A,L)A36045A** | 23600 | 15.2 | 8.5 | 24200 | 19400 | 80.17% | 1.9 | 0 | 9.8 |  |  |  |  | R-454B | 1.9667 | Residential & Commercial | USHP
216800712 | Central HP <5.4 tons | COLEMAN | HRCU-A-CB (Split System: Heat Pump with Remote Outdoor Unit-Air-Source) | HH836E2S11 | ADP |  | A36VDA*+TXV | TL8E080C16UH11 | 34200 | 18 | 8.5 | 30600 | 26000 | 84.97% | 2 | 0 | 11 |  |  |  |  | R-454B | 2.85 | Residential & Commercial | USHP | Ducted CEE Tier 1
215667564 | Central HP <5.4 tons | ARCOAIRE | HRCU-A-CB (Split System: Heat Pump with Remote Outdoor Unit-Air-Source) | H5H0V24*K*AAA* |  |  | EA*5X36M17A*+WALLCON | *80CSU0401712A* | 23200 | 17 | 9 | 23600 | 16600 | 70.34% | 1.98 | 0 | 10 |  |  |  |  | R-454B | 1.9333 | Residential & Commercial | USHP | Ducted CEE Tier 1
215667616 | Central HP <5.4 tons | ARCOAIRE | HRCU-A-CB (Split System: Heat Pump with Remote Outdoor Unit-Air-Source) | H5H0V24*K*AAA* |  |  | EA*5X36M17A*+WALLCON | *80CTL0701412B* | 23200 | 17 | 9 | 23600 | 16600 | 70.34% | 1.98 | 0 | 10 |  |  |  |  | R-454B | 1.9333 | Residential & Commercial | USHP | Ducted CEE Tier 1
216997058 | Central HP <5.4 tons | CARRIER | HRCU-A-CB (Split System: Heat Pump with Remote Outdoor Unit-Air-Source) | 27VNA048A*030* | ADP |  | H,PG35*48+TXV | 58TN*B070C14**12 | 44000 | 16 | 8.5 | 47500 | 33800 | 71.16% | 1.94 | 0 | 8.5 |  |  |  |  | R-454B | 3.6667 | Residential & Commercial | USHP
216997073 | Central HP <5.4 tons | CARRIER | HRCU-A-CB (Split System: Heat Pump with Remote Outdoor Unit-Air-Source) | 27VNA048A*030* | ADP |  | H,PG48*60+TXV | 59MN7C120C24**22 | 45000 | 18 | 9 | 45500 | 33200 | 72.97% | 2.06 | 0 | 10 |  |  |  |  | R-454B | 3.75 | Residential & Commercial | USHP | Ducted CEE Tier 1
213311607 | Central HP <5.4 tons | CARRIER | HRCU-A-CB (Split System: Heat Pump with Remote Outdoor Unit-Air-Source) | 38MURAQ36AB3* | ADP |  | V36H***P429+CBPE3A* | 0 | 35600 | 15.2 | 8.1 | 36800 | 34400 | 93.48% | 2 | 0 | 9.5 |  |  |  |  | R-410A | 2.9667 | Residential & Commercial | USHP
214389864 | Central HP <5.4 tons | CARRIER | HRCU-A-CB (Split System: Heat Pump with Remote Outdoor Unit-Air-Source) | 25VNA424A*031* | ADP |  | H,PG32936 | 58TN*B045C17**12 | 23000 | 20 | 10 | 25200 | 19600 | 77.78% | 2.4 | 0 | 12.5 |  |  |  |  | R-410A | 1.9167 | Residential & Commercial | USHP | Ducted CEE Tier 1
215674308 | Central HP <5.4 tons | ARCOAIRE | HRCU-A-CB (Split System: Heat Pump with Remote Outdoor Unit-Air-Source) | H5H0V48*K*AAA* |  |  | EA*5X61M21A*+WALLCON | *80CSU0802120A* | 46000 | 18 | 9 | 47500 | 33600 | 70.74% | 2.08 | 0 | 10 |  |  |  |  | R-454B | 3.8333 | Residential & Commercial | USHP | Ducted CEE Tier 1
216992471 | Central HP <5.4 tons | BRYANT HEATING AND COOLING SYSTEMS | HRCU-A-CB (Split System: Heat Pump with Remote Outdoor Unit-Air-Source) | 290VAN060**AA* | ADP |  | H,PG48*60+TXV | 987MC66100C21*** | 55000 | 18 | 8.5 | 57500 | 41000 | 71.3% | 1.9 | 0 | 9 |  |  |  |  | R-454B | 4.5833 | Residential & Commercial | USHP
216992472 | Central HP <5.4 tons | BRYANT HEATING AND COOLING SYSTEMS | HRCU-A-CB (Split System: Heat Pump with Remote Outdoor Unit-Air-Source) | 290VAN060**AA* | ADP |  | H,PG48*60+TXV | 987MC66120C24*** | 55000 | 18 | 8.5 | 57500 | 41000 | 71.3% | 1.9 | 0 | 9 |  |  |  |  | R-454B | 4.5833 | Residential & Commercial | USHP
215674008 | Central HP <5.4 tons | ARCOAIRE | HRCU-A-CB (Split System: Heat Pump with Remote Outdoor Unit-Air-Source) | H5H0V48*K*AAA* |  |  | EA*5X48M21A*+WALLCON | *80CSU1002120A* | 44000 | 17.5 | 9 | 48500 | 34200 | 70.52% | 2.06 | 0 | 9.5 |  |  |  |  | R-454B | 3.6667 | Residential & Commercial | USHP
215674058 | Central HP <5.4 tons | ARCOAIRE | HRCU-A-CB (Split System: Heat Pump with Remote Outdoor Unit-Air-Source) | H5H0V48*K*AAA* |  |  | EA*5X48M21A*+WALLCON | *80CTL0902120B* | 44500 | 18 | 9 | 48500 | 34000 | 70.1% | 2.06 | 0 | 9.5 |  |  |  |  | R-454B | 3.7083 | Residential & Commercial | USHP
216992553 | Central HP <5.4 tons | BRYANT HEATING AND COOLING SYSTEMS | HRCU-A-CB (Split System: Heat Pump with Remote Outdoor Unit-Air-Source) | 293VAN060**AA* | ADP |  | H,PG48*60+TXV | 88*TB60110C21*** | 55500 | 19 | 8.5 | 58500 | 46000 | 78.63% | 2.02 | 0 | 11 |  |  |  |  | R-454B | 4.625 | Residential & Commercial | USHP | Ducted CEE Tier 1
215667726 | Central HP <5.4 tons | ARCOAIRE | HRCU-A-CB (Split System: Heat Pump with Remote Outdoor Unit-Air-Source) | H5H0V24*K*AAA* |  |  | EA*5X37M17A*+WALLCON | *80CSU0401712A* | 23800 | 17 | 9 | 23400 | 16500 | 70.51% | 2 | 0 | 10.5 |  |  |  |  | R-454B | 1.9833 | Residential & Commercial | USHP | Ducted CEE Tier 1
215667926 | Central HP <5.4 tons | ARCOAIRE | HRCU-A-CB (Split System: Heat Pump with Remote Outdoor Unit-Air-Source) | H5H0V24*K*AAA* |  |  | EA*5X37M21A*+WALLCON | *96CTN0801714B* | 24000 | 17.5 | 9 | 23200 | 16300 | 70.26% | 2.02 | 0 | 10.5 |  |  |  |  | R-454B | 2 | Residential & Commercial | USHP | Ducted CEE Tier 1
215667544 | Central HP <5.4 tons | ARCOAIRE | HRCU-A-CB (Split System: Heat Pump with Remote Outdoor Unit-Air-Source) | H5H0V24*K*AAA* |  |  | EA*5X30M17A*+WALLCON | *96CTN0801714B* | 23000 | 17 | 9 | 23800 | 16700 | 70.17% | 1.98 | 0 | 10 |  |  |  |  | R-454B | 1.9167 | Residential & Commercial | USHP | Ducted CEE Tier 1
215667701 | Central HP <5.4 tons | ARCOAIRE | HRCU-A-CB (Split System: Heat Pump with Remote Outdoor Unit-Air-Source) | H5H0V24*K*AAA* |  |  | EA*5X36M17A*+WALLCON | *96CTN0401410B* | 22600 | 16 | 8.5 | 24200 | 17000 | 70.25% | 1.84 | 0 | 9.5 |  |  |  |  | R-454B | 1.8833 | Residential & Commercial | USHP
215667710 | Central HP <5.4 tons | ARCOAIRE | HRCU-A-CB (Split System: Heat Pump with Remote Outdoor Unit-Air-Source) | H5H0V24*K*AAA* |  |  | EA*5X36M17A*+WALLCON | *96CTN0601714B* | 23000 | 17 | 9 | 23800 | 16700 | 70.17% | 1.96 | 0 | 10 |  |  |  |  | R-454B | 1.9167 | Residential & Commercial | USHP | Ducted CEE Tier 1
214775809 | Central HP <5.4 tons | CARRIER | HRCU-A-CB (Split System: Heat Pump with Remote Outdoor Unit-Air-Source) | 38MURAQ24AB3* | ADP |  | V,C36H***P129 | 59TP6C060V14**12 | 23000 | 17 | 8.5 | 24600 | 23600 | 95.93% | 2 | 0 | 9.5 |  |  |  |  | R-410A | 1.9167 | Residential & Commercial | USHP
211713397 | Central HP <5.4 tons | ARCOAIRE | HRCU-A-CB (Split System: Heat Pump with Remote Outdoor Unit-Air-Source) | DLCURAH30ABK |  |  | EA*4X43L21A* | *80ESU0601716A | 31200 | 15.2 | 8.5 | 33400 | 26000 | 77.84% | 1.86 | 0 | 9 |  |  |  |  | R-410A | 2.6 | Residential & Commercial | USHP
215935828 | Central HP <5.4 tons | ARCOAIRE | HRCU-A-CB (Split System: Heat Pump with Remote Outdoor Unit-Air-Source) | H5H3V36*K*AAA* |  |  | EVD5X38M17A*+WALLCON | *80CTL0451712B* | 35000 | 21 | 8.5 | 39000 | 29600 | 75.9% | 2 | 0 | 11.5 |  |  |  |  | R-454B | 2.9167 | Residential & Commercial | USHP | Ducted CEE Tier 1
215935778 | Central HP <5.4 tons | ARCOAIRE | HRCU-A-CB (Split System: Heat Pump with Remote Outdoor Unit-Air-Source) | H5H3V36*K*AAA* |  |  | EVD5X36M21A*+WALLCON | *96CTN1002122B* | 34400 | 21 | 8.5 | 38500 | 28000 | 72.73% | 2.06 | 0 | 12 |  |  |  |  | R-454B | 2.8667 | Residential & Commercial | USHP | Ducted CEE Tier 1
215936278 | Central HP <5.4 tons | ARCOAIRE | HRCU-A-CB (Split System: Heat Pump with Remote Outdoor Unit-Air-Source) | H5H3V36*K*AAA* |  |  | EVD5X48M21A*+WALLCON | *97CMN0601714B* | 34400 | 20.5 | 8.5 | 38000 | 27600 | 72.63% | 2.08 | 0 | 11 |  |  |  |  | R-454B | 2.8667 | Residential & Commercial | USHP | Ducted CEE Tier 1
215936698 | Central HP <5.4 tons | ARCOAIRE | HRCU-A-CB (Split System: Heat Pump with Remote Outdoor Unit-Air-Source) | H5H3V36*K*AAA* |  |  | EVD5X60M21A*+WALLCON | *97CMN0802120B* | 35600 | 21.5 | 8.5 | 38000 | 28600 | 75.26% | 2.02 | 0 | 12.5 |  |  |  |  | R-454B | 2.9667 | Residential & Commercial | USHP | Ducted CEE Tier 1
215667758 | Central HP <5.4 tons | ARCOAIRE | HRCU-A-CB (Split System: Heat Pump with Remote Outdoor Unit-Air-Source) | H5H0V24*K*AAA* |  |  | EA*5X37M17A*+WALLCON | *80CTL0701716B* | 23800 | 17 | 9 | 23400 | 16500 | 70.51% | 2 | 0 | 10.5 |  |  |  |  | R-454B | 1.9833 | Residential & Commercial | USHP | Ducted CEE Tier 1
214849221 | Central HP <5.4 tons | RHEEM | HRCU-A-CB (Split System: Heat Pump with Remote Outdoor Unit-Air-Source) | RD17AZ60AJ3N | ADP |  | H,RE51960 | R801V0755A21DZ | 54000 | 17 | 8.1 | 52000 | 48500 | 93.27% | 1.75 | 0 | 9.5 |  |  |  |  | R-410A | 4.5 | Residential & Commercial | USHP
214849238 | Central HP <5.4 tons | RHEEM | HRCU-A-CB (Split System: Heat Pump with Remote Outdoor Unit-Air-Source) | RD17AZ60AJ3N | ADP |  | H,RE49960 | R802V1005A21DZ | 53000 | 17 | 8.1 | 51500 | 48500 | 94.17% | 1.75 | 0 | 9.5 |  |  |  |  | R-410A | 4.4167 | Residential & Commercial | USHP
214849239 | Central HP <5.4 tons | RHEEM | HRCU-A-CB (Split System: Heat Pump with Remote Outdoor Unit-Air-Source) | RD17AZ60AJ3N | ADP |  | H,RE51960 | R802V1005A21DZ | 54000 | 17 | 8.1 | 51500 | 48500 | 94.17% | 1.75 | 0 | 9.5 |  |  |  |  | R-410A | 4.5 | Residential & Commercial | USHP
215674098 | Central HP <5.4 tons | ARCOAIRE | HRCU-A-CB (Split System: Heat Pump with Remote Outdoor Unit-Air-Source) | H5H0V48*K*AAA* |  |  | EA*5X48M21A*+WALLCON | *97CMN0602120B* | 44000 | 17 | 9 | 49000 | 34600 | 70.61% | 2.04 | 0 | 9.5 |  |  |  |  | R-454B | 3.6667 | Residential & Commercial | USHP
215668990 | Central HP <5.4 tons | ARCOAIRE | HRCU-A-CB (Split System: Heat Pump with Remote Outdoor Unit-Air-Source) | H5H0V36*K*AAA* |  |  | EA*5X43M21A*+WALLCON | *80CTL0702120B* | 34400 | 18 | 9 | 35400 | 25200 | 71.19% | 1.88 | 0 | 10 |  |  |  |  | R-454B | 2.8667 | Residential & Commercial | USHP | Ducted CEE Tier 1
216733429 | Central HP <5.4 tons | ARCOAIRE | HRCU-A-CB (Split System: Heat Pump with Remote Outdoor Unit-Air-Source) | D5CUHAH24AAK |  |  | EA*5X25M17A* | *96MSN0401410A* | 22800 | 15.2 | 8.1 | 20800 | 18500 | 88.94% | 1.9 | 0 | 11 |  |  |  |  | R-454B | 1.9 | Residential & Commercial | USHP | Ducted CEE Tier 1
216733462 | Central HP <5.4 tons | ARCOAIRE | HRCU-A-CB (Split System: Heat Pump with Remote Outdoor Unit-Air-Source) | D5CUHAH24AAK |  |  | EA*5X25M17A* | *96MSN0801716A* | 23000 | 16 | 8.5 | 20800 | 18500 | 88.94% | 1.98 | 0 | 11 |  |  |  |  | R-454B | 1.9167 | Residential & Commercial | USHP | Ducted CEE Tier 1
216734181 | Central HP <5.4 tons | ARCOAIRE | HRCU-A-CB (Split System: Heat Pump with Remote Outdoor Unit-Air-Source) | D5CUHAH24AAK |  |  | EA*5X30M17A* | *96VSN0801716B* | 22000 | 16 | 8.1 | 20800 | 18800 | 90.38% | 1.85 | 0 | 10.5 |  |  |  |  | R-454B | 1.8333 | Residential & Commercial | USHP | Ducted CEE Tier 1
216733679 | Central HP <5.4 tons | ARCOAIRE | HRCU-A-CB (Split System: Heat Pump with Remote Outdoor Unit-Air-Source) | D5CUHAH24AAK |  |  | EA*5X30M14A* | *80VSL0451412B* | 22000 | 16 | 8.1 | 20800 | 18700 | 89.9% | 1.85 | 0 | 10.5 |  |  |  |  | R-454B | 1.8333 | Residential & Commercial | USHP | Ducted CEE Tier 1
216733760 | Central HP <5.4 tons | ARCOAIRE | HRCU-A-CB (Split System: Heat Pump with Remote Outdoor Unit-Air-Source) | D5CUHAH24AAK |  |  | EA*5X30M14A* | *96VSN0401410B* | 22000 | 15.5 | 8.1 | 21000 | 18900 | 90% | 1.85 | 0 | 10.5 |  |  |  |  | R-454B | 1.8333 | Residential & Commercial | USHP | Ducted CEE Tier 1
216733577 | Central HP <5.4 tons | ARCOAIRE | HRCU-A-CB (Split System: Heat Pump with Remote Outdoor Unit-Air-Source) | D5CUHAH24AAK |  |  | EA*5X25M17A* | *96VTN0601412B* | 22800 | 16.5 | 8.5 | 20600 | 18400 | 89.32% | 1.96 | 0 | 11 |  |  |  |  | R-454B | 1.9 | Residential & Commercial | USHP | Ducted CEE Tier 1
216733228 | Central HP <5.4 tons | ARCOAIRE | HRCU-A-CB (Split System: Heat Pump with Remote Outdoor Unit-Air-Source) | D5CUHAH24AAK |  |  | EA*5X25M17A* | *80VSL0701412B* | 23200 | 17 | 8.5 | 20800 | 18400 | 88.46% | 1.96 | 0 | 11 |  |  |  |  | R-454B | 1.9333 | Residential & Commercial | USHP | Ducted CEE Tier 1
215667750 | Central HP <5.4 tons | ARCOAIRE | HRCU-A-CB (Split System: Heat Pump with Remote Outdoor Unit-Air-Source) | H5H0V24*K*AAA* |  |  | EA*5X37M17A*+WALLCON | *80CTL0701412B* | 23800 | 17.5 | 9 | 23400 | 16500 | 70.51% | 2 | 0 | 10.5 |  |  |  |  | R-454B | 1.9833 | Residential & Commercial | USHP | Ducted CEE Tier 1
215667798 | Central HP <5.4 tons | ARCOAIRE | HRCU-A-CB (Split System: Heat Pump with Remote Outdoor Unit-Air-Source) | H5H0V24*K*AAA* |  |  | EA*5X37M17A*+WALLCON | *96CTN0601714B* | 23800 | 17 | 9 | 23600 | 16600 | 70.34% | 2 | 0 | 10 |  |  |  |  | R-454B | 1.9833 | Residential & Commercial | USHP | Ducted CEE Tier 1
215667830 | Central HP <5.4 tons | ARCOAIRE | HRCU-A-CB (Split System: Heat Pump with Remote Outdoor Unit-Air-Source) | H5H0V24*K*AAA* |  |  | EA*5X37M21A*+WALLCON | *80CTL0451712B* | 23800 | 17 | 9 | 23400 | 16500 | 70.51% | 2 | 0 | 10.5 |  |  |  |  | R-454B | 1.9833 | Residential & Commercial | USHP | Ducted CEE Tier 1
211259934 | Central HP <5.4 tons | PAYNE HEATING AND COOLING | HRCU-A-CB (Split System: Heat Pump with Remote Outdoor Unit-Air-Source) | 38MURAQ18AB3* |  |  | CAP**1917AL* | PG92ESAA36060A** | 18700 | 16.5 | 8.5 | 18600 | 17500 | 94.09% | 2.14 | 0 | 11 |  |  |  |  | R-410A | 1.5583 | Residential & Commercial | USHP | Ducted CEE Tier 1
213780149 | Central HP <5.4 tons | ARCOAIRE | HRCU-A-CB (Split System: Heat Pump with Remote Outdoor Unit-Air-Source) | HVH837GKA** |  |  | EHD4X48AAL+WALLCON | *80CTL0701412B* | 32600 | 16.5 | 8.1 | 33200 | 25000 | 75.3% | 1.94 | 0 | 11 |  |  |  |  | R-410A | 2.7167 | Residential & Commercial | USHP | Ducted CEE Tier 1
213780169 | Central HP <5.4 tons | ARCOAIRE | HRCU-A-CB (Split System: Heat Pump with Remote Outdoor Unit-Air-Source) | HVH837GKA** |  |  | EHD4X48AAL+WALLCON | *80CTL0901716B* | 32400 | 16.5 | 8.1 | 33000 | 24800 | 75.15% | 1.96 | 0 | 11 |  |  |  |  | R-410A | 2.7 | Residential & Commercial | USHP | Ducted CEE Tier 1
216733295 | Central HP <5.4 tons | ARCOAIRE | HRCU-A-CB (Split System: Heat Pump with Remote Outdoor Unit-Air-Source) | D5CUHAH24AAK |  |  | EA*5X25M17A* | *80CTL0701716B* | 23000 | 16.5 | 8.5 | 20800 | 18500 | 88.94% | 1.96 | 0 | 11 |  |  |  |  | R-454B | 1.9167 | Residential & Commercial | USHP | Ducted CEE Tier 1
213780199 | Central HP <5.4 tons | ARCOAIRE | HRCU-A-CB (Split System: Heat Pump with Remote Outdoor Unit-Air-Source) | HVH837GKA** |  |  | EHD4X48AAL+WALLCON | *80CTL1352422B* | 32600 | 16.5 | 8.1 | 32600 | 24800 | 76.07% | 1.96 | 0 | 11 |  |  |  |  | R-410A | 2.7167 | Residential & Commercial | USHP | Ducted CEE Tier 1
212391589 | Central HP <5.4 tons | KEEPRITE | HRCU-A-CB (Split System: Heat Pump with Remote Outdoor Unit-Air-Source) | DLCURAH24ABK | ADP |  | H,GE31(1,2)24+TXV | *92ESN0601714A* | 23800 | 16 | 8.5 | 25200 | 23400 | 92.86% | 1.96 | 0 | 10 |  |  |  |  | R-410A | 1.9833 | Residential & Commercial | USHP | Ducted CEE Tier 1
212391625 | Central HP <5.4 tons | KEEPRITE | HRCU-A-CB (Split System: Heat Pump with Remote Outdoor Unit-Air-Source) | DLCURAH24ABK | ADP |  | H,GE22(1,2)24+TXV | *92ESN0801716A* | 23000 | 16 | 8.5 | 25200 | 23400 | 92.86% | 1.96 | 0 | 9.5 |  |  |  |  | R-410A | 1.9167 | Residential & Commercial | USHP
215670350 | Central HP <5.4 tons | ARCOAIRE | HRCU-A-CB (Split System: Heat Pump with Remote Outdoor Unit-Air-Source) | H5H0V36*K*AAA* |  |  | ESH5X48M12A*+WALLCON | *96CTN0801714B* | 34000 | 16.5 | 8.5 | 35600 | 25400 | 71.35% | 1.78 | 0 | 9.5 |  |  |  |  | R-454B | 2.8333 | Residential & Commercial | USHP
216790846 | Central HP <5.4 tons | RHEEM | HRCU-A-CB (Split System: Heat Pump with Remote Outdoor Unit-Air-Source) | RD17AZ24AJ3N | ADP |  | H,RG8J936 | R98MV0603A17UPS | 22000 | 17 | 9.5 | 21000 | 16500 | 78.57% | 2 | 0 | 11 |  |  |  |  | R-410A | 1.8333 | Residential & Commercial | USHP | Ducted CEE Tier 1
214849335 | Central HP <5.4 tons | RHEEM | HRCU-A-CB (Split System: Heat Pump with Remote Outdoor Unit-Air-Source) | RD17AZ24AJ3N | ADP |  | H,RE31(1,2)30+TXV | R801V0754A17UHS | 21200 | 17 | 9.45 | 21000 | 16400 | 78.1% | 2.1 | 0 | 10.5 |  |  |  |  | R-410A | 1.7667 | Residential & Commercial | USHP | Ducted CEE Tier 1
213779649 | Central HP <5.4 tons | ARCOAIRE | HRCU-A-CB (Split System: Heat Pump with Remote Outdoor Unit-Air-Source) | HVH837GKA** |  |  | EA*4X61L21A*+WALLCON | *80CTL0901716B* | 33200 | 17.5 | 8.1 | 32000 | 24800 | 77.5% | 1.98 | 0 | 11.5 |  |  |  |  | R-410A | 2.7667 | Residential & Commercial | USHP | Ducted CEE Tier 1
216733778 | Central HP <5.4 tons | ARCOAIRE | HRCU-A-CB (Split System: Heat Pump with Remote Outdoor Unit-Air-Source) | D5CUHAH24AAK |  |  | EA*5X30M14A* | *96CTN0401410B* | 22000 | 15.2 | 8.1 | 21000 | 18900 | 90% | 1.85 | 0 | 10.5 |  |  |  |  | R-454B | 1.8333 | Residential & Commercial | USHP | Ducted CEE Tier 1
216733947 | Central HP <5.4 tons | ARCOAIRE | HRCU-A-CB (Split System: Heat Pump with Remote Outdoor Unit-Air-Source) | D5CUHAH24AAK |  |  | EA*5X30M17A* | *80CTL0451712B* | 22200 | 16 | 8.1 | 20800 | 18800 | 90.38% | 1.85 | 0 | 10.5 |  |  |  |  | R-454B | 1.85 | Residential & Commercial | USHP | Ducted CEE Tier 1
213779499 | Central HP <5.4 tons | ARCOAIRE | HRCU-A-CB (Split System: Heat Pump with Remote Outdoor Unit-Air-Source) | HVH837GKA** |  |  | EA*4X48L24A*+WALLCON | *80CTL1102120B* | 32400 | 17.5 | 8.5 | 32200 | 24800 | 77.02% | 1.98 | 0 | 11.5 |  |  |  |  | R-410A | 2.7 | Residential & Commercial | USHP | Ducted CEE Tier 1
213779179 | Central HP <5.4 tons | ARCOAIRE | HRCU-A-CB (Split System: Heat Pump with Remote Outdoor Unit-Air-Source) | HVH837GKA** |  |  | EA*4X42L24A*+WALLCON | *80CTL0902120B* | 31800 | 17 | 8.1 | 32800 | 24200 | 73.78% | 1.88 | 0 | 11 |  |  |  |  | R-410A | 2.65 | Residential & Commercial | USHP | Ducted CEE Tier 1
213779299 | Central HP <5.4 tons | ARCOAIRE | HRCU-A-CB (Split System: Heat Pump with Remote Outdoor Unit-Air-Source) | HVH837GKA** |  |  | EA*4X43L21A*+WALLCON | *95CSU0601716B* | 32800 | 17 | 8.5 | 33000 | 25200 | 76.36% | 1.96 | 0 | 11 |  |  |  |  | R-410A | 2.7333 | Residential & Commercial | USHP | Ducted CEE Tier 1
213779079 | Central HP <5.4 tons | ARCOAIRE | HRCU-A-CB (Split System: Heat Pump with Remote Outdoor Unit-Air-Source) | HVH837GKA** |  |  | EA*4X42L21A*+WALLCON | *80CTL0901716B* | 31800 | 17 | 8.1 | 33000 | 24400 | 73.94% | 1.88 | 0 | 11 |  |  |  |  | R-410A | 2.65 | Residential & Commercial | USHP | Ducted CEE Tier 1
213796961 | Central HP <5.4 tons | BRYANT HEATING AND COOLING SYSTEMS | HRCU-A-CB (Split System: Heat Pump with Remote Outdoor Unit-Air-Source) | 38MURAQ18AB3* | ADP |  | V,C36H***P429+CBPE3A* | 0 | 17800 | 15.5 | 9 | 17100 | 19400 | 113.5% | 2.4 | 0 | 10.5 |  |  |  |  | R-410A | 1.4833 | Residential & Commercial | USHP | Ducted CEE Tier 1
215669014 | Central HP <5.4 tons | ARCOAIRE | HRCU-A-CB (Split System: Heat Pump with Remote Outdoor Unit-Air-Source) | H5H0V36*K*AAA* |  |  | EA*5X43M21A*+WALLCON | *80CTL1102120B* | 34600 | 18 | 9 | 35200 | 25000 | 71.02% | 1.9 | 0 | 10 |  |  |  |  | R-454B | 2.8833 | Residential & Commercial | USHP | Ducted CEE Tier 1
215669030 | Central HP <5.4 tons | ARCOAIRE | HRCU-A-CB (Split System: Heat Pump with Remote Outdoor Unit-Air-Source) | H5H0V36*K*AAA* |  |  | EA*5X43M21A*+WALLCON | *95CSU0802120B* | 34400 | 17.5 | 9 | 35400 | 25200 | 71.19% | 1.88 | 0 | 9.5 |  |  |  |  | R-454B | 2.8667 | Residential & Commercial | USHP
215668966 | Central HP <5.4 tons | ARCOAIRE | HRCU-A-CB (Split System: Heat Pump with Remote Outdoor Unit-Air-Source) | H5H0V36*K*AAA* |  |  | EA*5X43M21A*+WALLCON | *80CSU1002120A* | 34400 | 17.5 | 9 | 35400 | 25200 | 71.19% | 1.9 | 0 | 10 |  |  |  |  | R-454B | 2.8667 | Residential & Commercial | USHP | Ducted CEE Tier 1
215669096 | Central HP <5.4 tons | ARCOAIRE | HRCU-A-CB (Split System: Heat Pump with Remote Outdoor Unit-Air-Source) | H5H0V36*K*AAA* |  |  | EA*5X48M21A*+WALLCON | *80CSU0401712A* | 33800 | 18 | 9 | 35000 | 25000 | 71.43% | 1.88 | 0 | 9.5 |  |  |  |  | R-454B | 2.8167 | Residential & Commercial | USHP
215670620 | Central HP <5.4 tons | ARCOAIRE | HRCU-A-CB (Split System: Heat Pump with Remote Outdoor Unit-Air-Source) | H5H0V36*K*AAA* |  |  | FCMA5B60L0D*+WALLCON | 0 | 35400 | 19.5 | 9.5 | 34000 | 24400 | 71.76% | 2.04 | 0 | 11.5 |  |  |  |  | R-454B | 2.95 | Residential & Commercial | USHP | Ducted CEE Tier 1
215670450 | Central HP <5.4 tons | ARCOAIRE | HRCU-A-CB (Split System: Heat Pump with Remote Outdoor Unit-Air-Source) | H5H0V36*K*AAA* |  |  | ESH5X60M12A*+WALLCON | *80CTL0902120B* | 34600 | 17 | 8.5 | 34600 | 24800 | 71.68% | 1.92 | 0 | 10 |  |  |  |  | R-454B | 2.8833 | Residential & Commercial | USHP | Ducted CEE Tier 1
215670370 | Central HP <5.4 tons | ARCOAIRE | HRCU-A-CB (Split System: Heat Pump with Remote Outdoor Unit-Air-Source) | H5H0V36*K*AAA* |  |  | ESH5X48M12A*+WALLCON | *96CTN1202422B* | 34200 | 17 | 8.5 | 35400 | 25200 | 71.19% | 1.9 | 0 | 9.5 |  |  |  |  | R-454B | 2.85 | Residential & Commercial | USHP
215670360 | Central HP <5.4 tons | ARCOAIRE | HRCU-A-CB (Split System: Heat Pump with Remote Outdoor Unit-Air-Source) | H5H0V36*K*AAA* |  |  | ESH5X48M12A*+WALLCON | *96CTN1002122B* | 34200 | 17 | 8.5 | 35400 | 25200 | 71.19% | 1.9 | 0 | 9.5 |  |  |  |  | R-454B | 2.85 | Residential & Commercial | USHP
215670260 | Central HP <5.4 tons | ARCOAIRE | HRCU-A-CB (Split System: Heat Pump with Remote Outdoor Unit-Air-Source) | H5H0V36*K*AAA* |  |  | ESH5X48M12A*+WALLCON | *95CSU1002122B* | 34200 | 16.5 | 8.5 | 35400 | 25200 | 71.19% | 1.9 | 0 | 9.5 |  |  |  |  | R-454B | 2.85 | Residential & Commercial | USHP
215669760 | Central HP <5.4 tons | ARCOAIRE | HRCU-A-CB (Split System: Heat Pump with Remote Outdoor Unit-Air-Source) | H5H0V36*K*AAA* |  |  | ESH5X36M12A*+WALLCON | *80CSU1002120A* | 33600 | 16 | 8.5 | 35800 | 25400 | 70.95% | 1.78 | 0 | 9.5 |  |  |  |  | R-454B | 2.8 | Residential & Commercial | USHP
216754804 | Central HP <5.4 tons | ARCOAIRE | HRCU-A-CB (Split System: Heat Pump with Remote Outdoor Unit-Air-Source) | D5CUHAH30AAK |  |  | EA*5X43M21A* | *80CSU0601716A* | 31800 | 15.2 | 9 | 34400 | 30200 | 87.79% | 1.8 | 0 | 9.5 |  |  |  |  | R-454B | 2.65 | Residential & Commercial | USHP
212977602 | Central HP <5.4 tons | ARCOAIRE | HRCU-A-CB (Split System: Heat Pump with Remote Outdoor Unit-Air-Source) | DLCURAH24ABK |  |  | EA*4X30L14A* | *80MS(N,L)0451412A* | 23600 | 17 | 8.5 | 26400 | 24600 | 93.18% | 2.04 | 0 | 10 |  |  |  |  | R-410A | 1.9667 | Residential & Commercial | USHP | Ducted CEE Tier 1
215931648 | Central HP <5.4 tons | ARCOAIRE | HRCU-A-CB (Split System: Heat Pump with Remote Outdoor Unit-Air-Source) | H5H3V60*K*AAA* |  |  | EA*5X60M24A*+WALLCON | *96CTN1202422B* | 56000 | 18.5 | 8.5 | 60500 | 46000 | 76.03% | 2.06 | 0 | 11 |  |  |  |  | R-454B | 4.6667 | Residential & Commercial | USHP | Ducted CEE Tier 1
215931728 | Central HP <5.4 tons | ARCOAIRE | HRCU-A-CB (Split System: Heat Pump with Remote Outdoor Unit-Air-Source) | H5H3V60*K*AAA* |  |  | EA*5X61M24A*+WALLCON | *95CSU0802120B* | 56500 | 18.5 | 8.5 | 60500 | 46500 | 76.86% | 2.02 | 0 | 11 |  |  |  |  | R-454B | 4.7083 | Residential & Commercial | USHP | Ducted CEE Tier 1
215936798 | Central HP <5.4 tons | ARCOAIRE | HRCU-A-CB (Split System: Heat Pump with Remote Outdoor Unit-Air-Source) | H5H3V36*K*AAA* |  |  | EVD5X60M24A*+WALLCON | *95CSU1002122B* | 35600 | 22 | 8.5 | 38000 | 28400 | 74.74% | 2.06 | 0 | 12.5 |  |  |  |  | R-454B | 2.9667 | Residential & Commercial | USHP | Ducted CEE Tier 1
215936548 | Central HP <5.4 tons | ARCOAIRE | HRCU-A-CB (Split System: Heat Pump with Remote Outdoor Unit-Air-Source) | H5H3V36*K*AAA* |  |  | EVD5X49M24A*+WALLCON | *96CTN1202422B* | 35600 | 22 | 8.5 | 38500 | 28400 | 73.77% | 2.04 | 0 | 12.5 |  |  |  |  | R-454B | 2.9667 | Residential & Commercial | USHP | Ducted CEE Tier 1
216997222 | Central HP <5.4 tons | CARRIER | HRCU-A-CB (Split System: Heat Pump with Remote Outdoor Unit-Air-Source) | 27VNA348A*030* | ADP |  | H,PG35*48+TXV | 59TN7A120C24**22 | 43000 | 21 | 9.35 | 46500 | 36200 | 77.85% | 1.98 | 0 | 10.5 |  |  |  |  | R-454B | 3.5833 | Residential & Commercial | USHP | Ducted CEE Tier 1
213779209 | Central HP <5.4 tons | ARCOAIRE | HRCU-A-CB (Split System: Heat Pump with Remote Outdoor Unit-Air-Source) | HVH837GKA** |  |  | EA*4X42L24A*+WALLCON | *97CMN1002122B* | 31800 | 17 | 8.1 | 33000 | 24200 | 73.33% | 1.88 | 0 | 11 |  |  |  |  | R-410A | 2.65 | Residential & Commercial | USHP | Ducted CEE Tier 1
213774499 | Central HP <5.4 tons | ARCOAIRE | HRCU-A-CB (Split System: Heat Pump with Remote Outdoor Unit-Air-Source) | HVH825GKA3* |  |  | EHD4X42AAL+WALLCON | *97CMN1202422B* | 24200 | 16 | 8.1 | 21400 | 16600 | 77.57% | 2 | 0 | 10.5 |  |  |  |  | R-410A | 2.0167 | Residential & Commercial | USHP | Ducted CEE Tier 1
215931628 | Central HP <5.4 tons | ARCOAIRE | HRCU-A-CB (Split System: Heat Pump with Remote Outdoor Unit-Air-Source) | H5H3V60*K*AAA* |  |  | EA*5X60M24A*+WALLCON | *97CMN1202422B* | 55500 | 18.5 | 8.5 | 60500 | 46000 | 76.03% | 2.06 | 0 | 11 |  |  |  |  | R-454B | 4.625 | Residential & Commercial | USHP | Ducted CEE Tier 1
215931548 | Central HP <5.4 tons | ARCOAIRE | HRCU-A-CB (Split System: Heat Pump with Remote Outdoor Unit-Air-Source) | H5H3V60*K*AAA* |  |  | EA*5X60M24A*+WALLCON | *80CTL0902120B* | 56000 | 18.5 | 8.5 | 60500 | 45500 | 75.21% | 2.06 | 0 | 11.5 |  |  |  |  | R-454B | 4.6667 | Residential & Commercial | USHP | Ducted CEE Tier 1
213781939 | Central HP <5.4 tons | ARCOAIRE | HRCU-A-CB (Split System: Heat Pump with Remote Outdoor Unit-Air-Source) | HVH837GKA2* |  |  | EHD4X42AAL+WALLCON | *80CTL1102120B* | 32600 | 16.5 | 8.1 | 32800 | 24600 | 75% | 1.94 | 0 | 11 |  |  |  |  | R-410A | 2.7167 | Residential & Commercial | USHP | Ducted CEE Tier 1
213781989 | Central HP <5.4 tons | ARCOAIRE | HRCU-A-CB (Split System: Heat Pump with Remote Outdoor Unit-Air-Source) | HVH837GKA2* |  |  | EHD4X42AAL+WALLCON | *97CMN1002122B* | 32600 | 16.5 | 8.1 | 33000 | 24600 | 74.55% | 1.94 | 0 | 11 |  |  |  |  | R-410A | 2.7167 | Residential & Commercial | USHP | Ducted CEE Tier 1
213782139 | Central HP <5.4 tons | ARCOAIRE | HRCU-A-CB (Split System: Heat Pump with Remote Outdoor Unit-Air-Source) | HVH837GKA2* |  |  | EHD4X48AAL+WALLCON | *97CMN0801714B* | 32400 | 16.5 | 8.1 | 33000 | 25000 | 75.76% | 1.94 | 0 | 11 |  |  |  |  | R-410A | 2.7 | Residential & Commercial | USHP | Ducted CEE Tier 1
213781389 | Central HP <5.4 tons | ARCOAIRE | HRCU-A-CB (Split System: Heat Pump with Remote Outdoor Unit-Air-Source) | HVH837GKA2* |  |  | EA*4X48L21A*+WALLCON | *96CTN1002122B* | 32400 | 17 | 8.1 | 32600 | 24800 | 76.07% | 1.98 | 0 | 11 |  |  |  |  | R-410A | 2.7 | Residential & Commercial | USHP | Ducted CEE Tier 1
213781439 | Central HP <5.4 tons | ARCOAIRE | HRCU-A-CB (Split System: Heat Pump with Remote Outdoor Unit-Air-Source) | HVH837GKA2* |  |  | EA*4X48L24A*+WALLCON | *97CMN1202422B* | 32200 | 17 | 8.1 | 32600 | 24800 | 76.07% | 1.98 | 0 | 11 |  |  |  |  | R-410A | 2.6833 | Residential & Commercial | USHP | Ducted CEE Tier 1
214595721 | Central HP <5.4 tons | PAYNE HEATING AND COOLING | HRCU-A-CB (Split System: Heat Pump with Remote Outdoor Unit-Air-Source) | 38MURAQ24AB3* |  |  | CAP**3017AL* | PG96VTAB48060B** | 23600 | 16.5 | 9 | 26000 | 24000 | 92.31% | 2 | 0 | 10 |  |  |  |  | R-410A | 1.9667 | Residential & Commercial | USHP | Ducted CEE Tier 1
213607590 | Central HP <5.4 tons | AIRQUEST | HRCU-A-CB (Split System: Heat Pump with Remote Outdoor Unit-Air-Source) | DLCURAH18ABK |  |  | FTMA4X24L0B* | 0 | 18100 | 16.5 | 8.5 | 18200 | 18200 | 100% | 2.2 | 0 | 11 |  |  |  |  | R-410A | 1.5083 | Residential & Commercial | USHP | Ducted CEE Tier 1
214853972 | Central HP <5.4 tons | RHEEM | HRCU-A-CB (Split System: Heat Pump with Remote Outdoor Unit-Air-Source) | RD17AZ60AJ3N | ADP |  | H,RE51(1,2)60+TXV | R802V1255A24UHS | 54000 | 17 | 8.1 | 51500 | 48500 | 94.17% | 1.75 | 0 | 9.5 |  |  |  |  | R-410A | 4.5 | Residential & Commercial | USHP
213781069 | Central HP <5.4 tons | ARCOAIRE | HRCU-A-CB (Split System: Heat Pump with Remote Outdoor Unit-Air-Source) | HVH837GKA2* |  |  | EA*4X42L21A*+WALLCON | *96CTN0801714B* | 31600 | 17 | 8.1 | 33000 | 24600 | 74.55% | 1.86 | 0 | 10.5 |  |  |  |  | R-410A | 2.6333 | Residential & Commercial | USHP | Ducted CEE Tier 1
213781119 | Central HP <5.4 tons | ARCOAIRE | HRCU-A-CB (Split System: Heat Pump with Remote Outdoor Unit-Air-Source) | HVH837GKA2* |  |  | EA*4X42L24A*+WALLCON | *97CMN1002122B* | 31800 | 17 | 8.1 | 33000 | 24200 | 73.33% | 1.88 | 0 | 11 |  |  |  |  | R-410A | 2.65 | Residential & Commercial | USHP | Ducted CEE Tier 1
213781319 | Central HP <5.4 tons | ARCOAIRE | HRCU-A-CB (Split System: Heat Pump with Remote Outdoor Unit-Air-Source) | HVH837GKA2* |  |  | EA*4X48L21A*+WALLCON | *80CTL1102120B* | 32400 | 17 | 8.1 | 32400 | 24800 | 76.54% | 1.98 | 0 | 11 |  |  |  |  | R-410A | 2.7 | Residential & Commercial | USHP | Ducted CEE Tier 1
213781339 | Central HP <5.4 tons | ARCOAIRE | HRCU-A-CB (Split System: Heat Pump with Remote Outdoor Unit-Air-Source) | HVH837GKA2* |  |  | EA*4X48L21A*+WALLCON | *97CMN0601714B* | 32000 | 16.5 | 8.1 | 32800 | 25200 | 76.83% | 1.94 | 0 | 10.5 |  |  |  |  | R-410A | 2.6667 | Residential & Commercial | USHP | Ducted CEE Tier 1
213781369 | Central HP <5.4 tons | ARCOAIRE | HRCU-A-CB (Split System: Heat Pump with Remote Outdoor Unit-Air-Source) | HVH837GKA2* |  |  | EA*4X48L21A*+WALLCON | *96CTN0601714B* | 32200 | 17 | 8.1 | 32600 | 25200 | 77.3% | 1.94 | 0 | 11 |  |  |  |  | R-410A | 2.6833 | Residential & Commercial | USHP | Ducted CEE Tier 1
213780819 | Central HP <5.4 tons | ARCOAIRE | HRCU-A-CB (Split System: Heat Pump with Remote Outdoor Unit-Air-Source) | HVH837GKA2* |  |  | EA*4X36L21A*+WALLCON | *96CTN0601714B* | 31400 | 16.5 | 8.1 | 33200 | 24400 | 73.49% | 1.82 | 0 | 10.5 |  |  |  |  | R-410A | 2.6167 | Residential & Commercial | USHP | Ducted CEE Tier 1
215931798 | Central HP <5.4 tons | ARCOAIRE | HRCU-A-CB (Split System: Heat Pump with Remote Outdoor Unit-Air-Source) | H5H3V60*K*AAA* |  |  | ESH5X60M12A*+WALLCON | *80CSU0802120A* | 56500 | 18 | 8.1 | 61000 | 45500 | 74.59% | 1.95 | 0 | 11.5 |  |  |  |  | R-454B | 4.7083 | Residential & Commercial | USHP | Ducted CEE Tier 1
214229028 | Central HP <5.4 tons | ARCOAIRE | HRCU-A-CB (Split System: Heat Pump with Remote Outdoor Unit-Air-Source) | DLCURAH18ABK |  |  | EN(A,D)4X30L17** | *80MSU0601716A* | 17800 | 16.5 | 8.1 | 18300 | 18500 | 101.1% | 2.22 | 0 | 11 |  |  |  |  | R-410A | 1.4833 | Residential & Commercial | USHP | Ducted CEE Tier 1
214228983 | Central HP <5.4 tons | AIRQUEST | HRCU-A-CB (Split System: Heat Pump with Remote Outdoor Unit-Air-Source) | DLCURAH18ABK |  |  | EA*4X24L17A* | *80MSU0601716A* | 17600 | 16.5 | 8.5 | 18600 | 19100 | 102.7% | 2.3 | 0 | 10.5 |  |  |  |  | R-410A | 1.4667 | Residential & Commercial | USHP | Ducted CEE Tier 1
214389879 | Central HP <5.4 tons | CARRIER | HRCU-A-CB (Split System: Heat Pump with Remote Outdoor Unit-Air-Source) | 25VNA424A*031* | ADP |  | H,PG32936 | 58TN*B090C17**16 | 23200 | 20 | 10.5 | 25000 | 19400 | 77.6% | 2.42 | 0 | 13 |  |  |  |  | R-410A | 1.9333 | Residential & Commercial | USHP | Ducted CEE Tier 1
212974135 | Central HP <5.4 tons | ARCOAIRE | HRCU-A-CB (Split System: Heat Pump with Remote Outdoor Unit-Air-Source) | DLCURAH30ABK |  |  | EA*4X37L21A* | *96VSN0802120B* | 30400 | 15.2 | 8.1 | 33400 | 26400 | 79.04% | 1.86 | 0 | 9 |  |  |  |  | R-410A | 2.5333 | Residential & Commercial | USHP
214624825 | Central HP <5.4 tons | CARRIER | HRCU-A-CB (Split System: Heat Pump with Remote Outdoor Unit-Air-Source) | 38MURAQ30AB3* | ADP |  | PL36H210P749 | 58SU*B040M17**12 | 29800 | 15.2 | 8.5 | 32200 | 27000 | 83.85% | 1.78 | 0 | 9 |  |  |  |  | R-410A | 2.4833 | Residential & Commercial | USHP
212975654 | Central HP <5.4 tons | ARCOAIRE | HRCU-A-CB (Split System: Heat Pump with Remote Outdoor Unit-Air-Source) | DLCURAH24ABK |  |  | EA*4X25L17A* | *96VTN0601412B* | 24000 | 17 | 8.5 | 25000 | 21800 | 87.2% | 1.82 | 0 | 10 |  |  |  |  | R-410A | 2 | Residential & Commercial | USHP | Ducted CEE Tier 1
212974968 | Central HP <5.4 tons | ARCOAIRE | HRCU-A-CB (Split System: Heat Pump with Remote Outdoor Unit-Air-Source) | DLCURAH24ABK |  |  | EA*4X30L17A* | *96VTN0401410B* | 23400 | 16 | 8.5 | 26400 | 24800 | 93.94% | 2.06 | 0 | 10 |  |  |  |  | R-410A | 1.95 | Residential & Commercial | USHP | Ducted CEE Tier 1
214849231 | Central HP <5.4 tons | RHEEM | HRCU-A-CB (Split System: Heat Pump with Remote Outdoor Unit-Air-Source) | RD17AZ60AJ3N | ADP |  | H,RE49(1,2)60+TXV | R801V1255A24UH | 53000 | 17 | 8.1 | 51500 | 48500 | 94.17% | 1.75 | 0 | 9.5 |  |  |  |  | R-410A | 4.4167 | Residential & Commercial | USHP
214849247 | Central HP <5.4 tons | RHEEM | HRCU-A-CB (Split System: Heat Pump with Remote Outdoor Unit-Air-Source) | RD17AZ60AJ3N | ADP |  | H,RE49960 | R802V1505A24UHS | 53000 | 17 | 8.1 | 51500 | 48500 | 94.17% | 1.75 | 0 | 9.5 |  |  |  |  | R-410A | 4.4167 | Residential & Commercial | USHP
215670560 | Central HP <5.4 tons | ARCOAIRE | HRCU-A-CB (Split System: Heat Pump with Remote Outdoor Unit-Air-Source) | H5H0V36*K*AAA* |  |  | ESH5X60M12A*+WALLCON | *96CTN0401410B* | 33000 | 15.5 | 8.5 | 35000 | 25200 | 72% | 1.78 | 0 | 9 |  |  |  |  | R-454B | 2.75 | Residential & Commercial | USHP
215670160 | Central HP <5.4 tons | ARCOAIRE | HRCU-A-CB (Split System: Heat Pump with Remote Outdoor Unit-Air-Source) | H5H0V36*K*AAA* |  |  | ESH5X48M12A*+WALLCON | *80CTL0451712B* | 33800 | 16.5 | 8.5 | 35600 | 25600 | 71.91% | 1.78 | 0 | 9 |  |  |  |  | R-454B | 2.8167 | Residential & Commercial | USHP
215670310 | Central HP <5.4 tons | ARCOAIRE | HRCU-A-CB (Split System: Heat Pump with Remote Outdoor Unit-Air-Source) | H5H0V36*K*AAA* |  |  | ESH5X48M12A*+WALLCON | *97CMN1002122B* | 34200 | 17 | 8.5 | 35400 | 25200 | 71.19% | 1.9 | 0 | 9.5 |  |  |  |  | R-454B | 2.85 | Residential & Commercial | USHP
215669824 | Central HP <5.4 tons | ARCOAIRE | HRCU-A-CB (Split System: Heat Pump with Remote Outdoor Unit-Air-Source) | H5H0V36*K*AAA* |  |  | ESH5X36M12A*+WALLCON | *80CTL1352422B* | 33800 | 16 | 8.5 | 35600 | 25400 | 71.35% | 1.76 | 0 | 9.5 |  |  |  |  | R-454B | 2.8167 | Residential & Commercial | USHP
215669676 | Central HP <5.4 tons | ARCOAIRE | HRCU-A-CB (Split System: Heat Pump with Remote Outdoor Unit-Air-Source) | H5H0V36*K*AAA* |  |  | EA*5X61M24A*+WALLCON | *95CSU1002122B* | 35000 | 18.5 | 9 | 34400 | 24600 | 71.51% | 1.92 | 0 | 10 |  |  |  |  | R-454B | 2.9167 | Residential & Commercial | USHP | Ducted CEE Tier 1
215669576 | Central HP <5.4 tons | ARCOAIRE | HRCU-A-CB (Split System: Heat Pump with Remote Outdoor Unit-Air-Source) | H5H0V36*K*AAA* |  |  | EA*5X61M21A*+WALLCON | *97CMN1002122B* | 34800 | 18.5 | 9 | 34400 | 24800 | 72.09% | 1.92 | 0 | 10.5 |  |  |  |  | R-454B | 2.9 | Residential & Commercial | USHP | Ducted CEE Tier 1
215669776 | Central HP <5.4 tons | ARCOAIRE | HRCU-A-CB (Split System: Heat Pump with Remote Outdoor Unit-Air-Source) | H5H0V36*K*AAA* |  |  | ESH5X36M12A*+WALLCON | *80CTL0701412B* | 33400 | 16.5 | 8.5 | 35800 | 25600 | 71.51% | 1.76 | 0 | 9 |  |  |  |  | R-454B | 2.7833 | Residential & Commercial | USHP
215669840 | Central HP <5.4 tons | ARCOAIRE | HRCU-A-CB (Split System: Heat Pump with Remote Outdoor Unit-Air-Source) | H5H0V36*K*AAA* |  |  | ESH5X36M12A*+WALLCON | *95CSU0802120B* | 33600 | 16 | 8.5 | 35800 | 25400 | 70.95% | 1.76 | 0 | 9.5 |  |  |  |  | R-454B | 2.8 | Residential & Commercial | USHP
215669456 | Central HP <5.4 tons | ARCOAIRE | HRCU-A-CB (Split System: Heat Pump with Remote Outdoor Unit-Air-Source) | H5H0V36*K*AAA* |  |  | EA*5X61M21A*+WALLCON | *80CTL0451712B* | 34400 | 17.5 | 9 | 34600 | 25200 | 72.83% | 1.9 | 0 | 9.5 |  |  |  |  | R-454B | 2.8667 | Residential & Commercial | USHP
215669506 | Central HP <5.4 tons | ARCOAIRE | HRCU-A-CB (Split System: Heat Pump with Remote Outdoor Unit-Air-Source) | H5H0V36*K*AAA* |  |  | EA*5X61M21A*+WALLCON | *95CSU0601716B* | 34600 | 17.5 | 9 | 34600 | 25000 | 72.25% | 1.9 | 0 | 10 |  |  |  |  | R-454B | 2.8833 | Residential & Commercial | USHP | Ducted CEE Tier 1
215669556 | Central HP <5.4 tons | ARCOAIRE | HRCU-A-CB (Split System: Heat Pump with Remote Outdoor Unit-Air-Source) | H5H0V36*K*AAA* |  |  | EA*5X61M21A*+WALLCON | *97CMN0801714B* | 34600 | 18 | 9 | 34600 | 25000 | 72.25% | 1.9 | 0 | 10 |  |  |  |  | R-454B | 2.8833 | Residential & Commercial | USHP | Ducted CEE Tier 1
215669626 | Central HP <5.4 tons | ARCOAIRE | HRCU-A-CB (Split System: Heat Pump with Remote Outdoor Unit-Air-Source) | H5H0V36*K*AAA* |  |  | EA*5X61M24A*+WALLCON | *80CTL0702120B* | 34800 | 18.5 | 9 | 34400 | 24800 | 72.09% | 1.92 | 0 | 10 |  |  |  |  | R-454B | 2.9 | Residential & Commercial | USHP | Ducted CEE Tier 1
213778749 | Central HP <5.4 tons | ARCOAIRE | HRCU-A-CB (Split System: Heat Pump with Remote Outdoor Unit-Air-Source) | HVH837GKA** |  |  | EA*4X36L17A*+WALLCON | *80CTL0701716B* | 31400 | 16.5 | 8.1 | 33400 | 24400 | 73.05% | 1.82 | 0 | 10.5 |  |  |  |  | R-410A | 2.6167 | Residential & Commercial | USHP | Ducted CEE Tier 1
212984125 | Central HP <5.4 tons | ARCOAIRE | HRCU-A-CB (Split System: Heat Pump with Remote Outdoor Unit-Air-Source) | DLCURAH24ABK |  |  | EN(A,D)4X30L17** | *92MSN0601714A* | 23600 | 17 | 8.5 | 26400 | 24400 | 92.42% | 2.02 | 0 | 10.5 |  |  |  |  | R-410A | 1.9667 | Residential & Commercial | USHP | Ducted CEE Tier 1
212982303 | Central HP <5.4 tons | AIRQUEST | HRCU-A-CB (Split System: Heat Pump with Remote Outdoor Unit-Air-Source) | DLCURAH24ABK |  |  | EA*4X37L17A* | *80MSU0401712A* | 24200 | 16.5 | 8.5 | 25200 | 22000 | 87.3% | 1.84 | 0 | 10 |  |  |  |  | R-410A | 2.0167 | Residential & Commercial | USHP | Ducted CEE Tier 1
212982351 | Central HP <5.4 tons | AIRQUEST | HRCU-A-CB (Split System: Heat Pump with Remote Outdoor Unit-Air-Source) | DLCURAH24ABK |  |  | EN(A,D,W)4X36L17** | *80MSU0401712A* | 23800 | 16.5 | 8.5 | 25800 | 23800 | 92.25% | 1.98 | 0 | 10.5 |  |  |  |  | R-410A | 1.9833 | Residential & Commercial | USHP | Ducted CEE Tier 1
215670200 | Central HP <5.4 tons | ARCOAIRE | HRCU-A-CB (Split System: Heat Pump with Remote Outdoor Unit-Air-Source) | H5H0V36*K*AAA* |  |  | ESH5X48M12A*+WALLCON | *80CTL0901716B* | 34200 | 17 | 8.5 | 35400 | 25200 | 71.19% | 1.88 | 0 | 9.5 |  |  |  |  | R-454B | 2.85 | Residential & Commercial | USHP
215669784 | Central HP <5.4 tons | ARCOAIRE | HRCU-A-CB (Split System: Heat Pump with Remote Outdoor Unit-Air-Source) | H5H0V36*K*AAA* |  |  | ESH5X36M12A*+WALLCON | *80CTL0701716B* | 33600 | 16.5 | 8.5 | 35800 | 25600 | 71.51% | 1.78 | 0 | 9 |  |  |  |  | R-454B | 2.8 | Residential & Commercial | USHP
215669816 | Central HP <5.4 tons | ARCOAIRE | HRCU-A-CB (Split System: Heat Pump with Remote Outdoor Unit-Air-Source) | H5H0V36*K*AAA* |  |  | ESH5X36M12A*+WALLCON | *80CTL1102120B* | 33800 | 16 | 8.5 | 35600 | 25400 | 71.35% | 1.76 | 0 | 9.5 |  |  |  |  | R-454B | 2.8167 | Residential & Commercial | USHP
215670000 | Central HP <5.4 tons | ARCOAIRE | HRCU-A-CB (Split System: Heat Pump with Remote Outdoor Unit-Air-Source) | H5H0V36*K*AAA* |  |  | ESH5X42M12A*+WALLCON | *80CTL0902120B* | 34000 | 16.5 | 8.5 | 35600 | 25200 | 70.79% | 1.78 | 0 | 9.5 |  |  |  |  | R-454B | 2.8333 | Residential & Commercial | USHP
215670016 | Central HP <5.4 tons | ARCOAIRE | HRCU-A-CB (Split System: Heat Pump with Remote Outdoor Unit-Air-Source) | H5H0V36*K*AAA* |  |  | ESH5X42M12A*+WALLCON | *80CTL1352422B* | 34000 | 16.5 | 8.5 | 35600 | 25200 | 70.79% | 1.78 | 0 | 9.5 |  |  |  |  | R-454B | 2.8333 | Residential & Commercial | USHP
215669516 | Central HP <5.4 tons | ARCOAIRE | HRCU-A-CB (Split System: Heat Pump with Remote Outdoor Unit-Air-Source) | H5H0V36*K*AAA* |  |  | EA*5X61M21A*+WALLCON | *95CSU0802120B* | 34800 | 18 | 9 | 34400 | 24800 | 72.09% | 1.92 | 0 | 10 |  |  |  |  | R-454B | 2.9 | Residential & Commercial | USHP | Ducted CEE Tier 1
214569306 | Central HP <5.4 tons | RHEEM | HRCU-A-CB (Split System: Heat Pump with Remote Outdoor Unit-Air-Source) | RD17AZ36AJ3N | ADP |  | H,RE8J936 | R98MV0603A17UPS | 31800 | 17 | 8.1 | 32600 | 29400 | 90.18% | 1.9 | 0 | 9 |  |  |  |  | R-410A | 2.65 | Residential & Commercial | USHP
212985053 | Central HP <5.4 tons | ARCOAIRE | HRCU-A-CB (Split System: Heat Pump with Remote Outdoor Unit-Air-Source) | DLCURAH24ABK |  |  | EN(A,D)4X36L21** | *92MSN0802120A* | 23400 | 17 | 8.5 | 26200 | 24800 | 94.66% | 2.08 | 0 | 10.5 |  |  |  |  | R-410A | 1.95 | Residential & Commercial | USHP | Ducted CEE Tier 1
212985756 | Central HP <5.4 tons | AIRQUEST | HRCU-A-CB (Split System: Heat Pump with Remote Outdoor Unit-Air-Source) | DLCURAH24ABK |  |  | EA*4X24L14A* | *96MSN0261410A* | 23200 | 16.5 | 8.5 | 27000 | 26400 | 97.78% | 2.2 | 0 | 10 |  |  |  |  | R-410A | 1.9333 | Residential & Commercial | USHP | Ducted CEE Tier 1
215669126 | Central HP <5.4 tons | ARCOAIRE | HRCU-A-CB (Split System: Heat Pump with Remote Outdoor Unit-Air-Source) | H5H0V36*K*AAA* |  |  | EA*5X48M21A*+WALLCON | *80CTL0451712B* | 33400 | 17.5 | 9 | 35200 | 25400 | 72.16% | 1.88 | 0 | 9.5 |  |  |  |  | R-454B | 2.7833 | Residential & Commercial | USHP
215669880 | Central HP <5.4 tons | ARCOAIRE | HRCU-A-CB (Split System: Heat Pump with Remote Outdoor Unit-Air-Source) | H5H0V36*K*AAA* |  |  | ESH5X36M12A*+WALLCON | *97CMN0802120B* | 33800 | 16.5 | 8.5 | 35800 | 25400 | 70.95% | 1.76 | 0 | 9.5 |  |  |  |  | R-454B | 2.8167 | Residential & Commercial | USHP
215674378 | Central HP <5.4 tons | ARCOAIRE | HRCU-A-CB (Split System: Heat Pump with Remote Outdoor Unit-Air-Source) | H5H0V48*K*AAA* |  |  | EA*5X61M21A*+WALLCON | *80CTL1102120B* | 46000 | 18.5 | 9 | 47500 | 33600 | 70.74% | 2.06 | 0 | 10 |  |  |  |  | R-454B | 3.8333 | Residential & Commercial | USHP | Ducted CEE Tier 1
215674328 | Central HP <5.4 tons | ARCOAIRE | HRCU-A-CB (Split System: Heat Pump with Remote Outdoor Unit-Air-Source) | H5H0V48*K*AAA* |  |  | EA*5X61M21A*+WALLCON | *80CTL0451712B* | 45500 | 17 | 9 | 48500 | 34600 | 71.34% | 2.06 | 0 | 9.5 |  |  |  |  | R-454B | 3.7917 | Residential & Commercial | USHP
213163969 | Central HP <5.4 tons | SURE | HRCU-A-CB (Split System: Heat Pump with Remote Outdoor Unit-Air-Source) | SP18AZ24AJVC |  |  | TCFZ2421HEAAM | S98MV0855A21UPS | 22800 | 20 | 8.5 | 22800 | 26000 | 114% | 2.1 | 0 | 12.5 |  |  |  |  | R-410A | 1.9 | Residential & Commercial | USHP | Ducted CEE Tier 1
213163971 | Central HP <5.4 tons | SURE | HRCU-A-CB (Split System: Heat Pump with Remote Outdoor Unit-Air-Source) | SP18AZ24AJVC |  |  | TCFZ2421HEAAM | S962V0855A21M4S | 22800 | 19 | 8.5 | 22800 | 26200 | 114.9% | 2.1 | 0 | 12.5 |  |  |  |  | R-410A | 1.9 | Residential & Commercial | USHP | Ducted CEE Tier 1
214066494 | Central HP <5.4 tons | SURE | HRCU-A-CB (Split System: Heat Pump with Remote Outdoor Unit-Air-Source) | RD17AZ36AJ3N |  |  | TCFZ3621MTANM | S97MV0855A21DHS | 34200 | 18 | 8.1 | 34200 | 29400 | 85.96% | 1.9 | 0 | 10 |  |  |  |  | R-410A | 2.85 | Residential & Commercial | USHP | Ducted CEE Tier 1
214802159 | Central HP <5.4 tons | SURE | HRCU-A-CB (Split System: Heat Pump with Remote Outdoor Unit-Air-Source) | SP18AZ48AJVC |  |  | TCFZ4821SEAAM | S951V0705A21UHU | 44500 | 19 | 8.1 | 40000 | 42000 | 105% | 1.8 | 0 | 10 |  |  |  |  | R-410A | 3.7083 | Residential & Commercial | USHP | Ducted CEE Tier 1
212980588 | Central HP <5.4 tons | AIRQUEST | HRCU-A-CB (Split System: Heat Pump with Remote Outdoor Unit-Air-Source) | DLCURAH24ABK |  |  | EA*4X37L21A* | *80MS(N,L)0902120A* | 24000 | 17.5 | 8.5 | 25200 | 21800 | 86.51% | 1.82 | 0 | 10 |  |  |  |  | R-410A | 2 | Residential & Commercial | USHP | Ducted CEE Tier 1
214389915 | Central HP <5.4 tons | CARRIER | HRCU-A-CB (Split System: Heat Pump with Remote Outdoor Unit-Air-Source) | 25VNA436A*031* | ADP |  | H,PG53936 | 58TN*B110C21**20 | 33800 | 20 | 9 | 34800 | 27000 | 77.59% | 2.06 | 0 | 12.5 |  |  |  |  | R-410A | 2.8167 | Residential & Commercial | USHP | Ducted CEE Tier 1
214771641 | Central HP <5.4 tons | MIDEA | HRCU-A-CB (Split System: Heat Pump with Remote Outdoor Unit-Air-Source) | MOVB-36HDN10-M20G |  |  | MC**3036AN10TH | MGV96U060B3C | 32800 | 17 | 9 | 34000 | 23800 | 70% | 1.85 | 0 | 10.6 |  |  |  |  | R-454B | 2.7333 | Residential & Commercial | USHP | Ducted CEE Tier 1
214066727 | Central HP <5.4 tons | SURE | HRCU-A-CB (Split System: Heat Pump with Remote Outdoor Unit-Air-Source) | RD17AZ36AJ3N |  |  | TCFZ3621MTANM | S801V0504A17UHN | 34200 | 18 | 8.1 | 34200 | 29800 | 87.13% | 1.9 | 0 | 10 |  |  |  |  | R-410A | 2.85 | Residential & Commercial | USHP | Ducted CEE Tier 1
214771650 | Central HP <5.4 tons | MIDEA | HRCU-A-C (Split System: Heat Pump with Remote Outdoor Unit with No Indoor Fan --Air Source) | MOVB-36HDN10-M20G |  |  | MC**2430BN10TH | 0 | 23400 | 15.2 | 9 | 24000 | 16800 | 70% | 1.9 | 0 | 12 |  |  |  |  | R-454B | 1.95 | Residential & Commercial | USHP | Ducted CEE Tier 1
216706219 | Central HP <5.4 tons | MIDEA | HRCU-A-C (Split System: Heat Pump with Remote Outdoor Unit with No Indoor Fan --Air Source) | MDV-V36WMN10T-H |  |  | MCPM3036BN10TH | 0 | 34000 | 15.3 | 8.8 | 36000 | 31000 | 86.11% | 1.8 | 0 | 10.1 |  |  |  |  | R-454B | 2.8333 | Residential & Commercial | USHP | Ducted CEE Tier 1
215669696 | Central HP <5.4 tons | ARCOAIRE | HRCU-A-CB (Split System: Heat Pump with Remote Outdoor Unit-Air-Source) | H5H0V36*K*AAA* |  |  | EA*5X61M24A*+WALLCON | *97CMN0802120B* | 34800 | 18 | 9 | 34400 | 24800 | 72.09% | 1.92 | 0 | 10.5 |  |  |  |  | R-454B | 2.9 | Residential & Commercial | USHP | Ducted CEE Tier 1
215669226 | Central HP <5.4 tons | ARCOAIRE | HRCU-A-CB (Split System: Heat Pump with Remote Outdoor Unit-Air-Source) | H5H0V36*K*AAA* |  |  | EA*5X48M21A*+WALLCON | *97CMN0602120B* | 33600 | 17.5 | 9 | 35200 | 25200 | 71.59% | 1.9 | 0 | 9.5 |  |  |  |  | R-454B | 2.8 | Residential & Commercial | USHP
215669666 | Central HP <5.4 tons | ARCOAIRE | HRCU-A-CB (Split System: Heat Pump with Remote Outdoor Unit-Air-Source) | H5H0V36*K*AAA* |  |  | EA*5X61M24A*+WALLCON | *95CSU0802120B* | 34800 | 18 | 9 | 34400 | 24800 | 72.09% | 1.92 | 0 | 10 |  |  |  |  | R-454B | 2.9 | Residential & Commercial | USHP | Ducted CEE Tier 1
215669800 | Central HP <5.4 tons | ARCOAIRE | HRCU-A-CB (Split System: Heat Pump with Remote Outdoor Unit-Air-Source) | H5H0V36*K*AAA* |  |  | ESH5X36M12A*+WALLCON | *80CTL0901716B* | 33600 | 16 | 8.5 | 35800 | 25400 | 70.95% | 1.76 | 0 | 9.5 |  |  |  |  | R-454B | 2.8 | Residential & Commercial | USHP
215669146 | Central HP <5.4 tons | ARCOAIRE | HRCU-A-CB (Split System: Heat Pump with Remote Outdoor Unit-Air-Source) | H5H0V36*K*AAA* |  |  | EA*5X48M21A*+WALLCON | *80CTL0702120B* | 33800 | 18 | 9 | 35000 | 25000 | 71.43% | 1.88 | 0 | 10 |  |  |  |  | R-454B | 2.8167 | Residential & Commercial | USHP | Ducted CEE Tier 1
215668998 | Central HP <5.4 tons | ARCOAIRE | HRCU-A-CB (Split System: Heat Pump with Remote Outdoor Unit-Air-Source) | H5H0V36*K*AAA* |  |  | EA*5X43M21A*+WALLCON | *80CTL0901716B* | 34400 | 18 | 9 | 35400 | 25200 | 71.19% | 1.88 | 0 | 10 |  |  |  |  | R-454B | 2.8667 | Residential & Commercial | USHP | Ducted CEE Tier 1
214814481 | Central HP <5.4 tons | MIDEA | HRCU-A-C (Split System: Heat Pump with Remote Outdoor Unit with No Indoor Fan --Air Source) | MOVA-60HDN10-M20G |  |  | MC**4860CN10TH | 0 | 52000 | 15.2 | 8.5 | 55000 | 47000 | 85.45% | 1.8 | 0 | 11.2 |  |  |  |  | R-454B | 4.3333 | Residential & Commercial | USHP | Ducted CEE Tier 1
211228307 | Central HP <5.4 tons | COMFORTMAKER | HRCU-A-CB (Split System: Heat Pump with Remote Outdoor Unit-Air-Source) | DLCURAH36ABK |  |  | EA*4X43L21A* | *80VSL0701716A* | 36600 | 15.5 | 8.5 | 38500 | 34800 | 90.39% | 2.1 | 0 | 10 |  |  |  |  | R-410A | 3.05 | Residential & Commercial | USHP | Ducted CEE Tier 1
211228523 | Central HP <5.4 tons | COMFORTMAKER | HRCU-A-CB (Split System: Heat Pump with Remote Outdoor Unit-Air-Source) | DLCURAH36ABK |  |  | EA*4X43L21A* | *95ESN1002122A* | 37400 | 15.5 | 8.5 | 39000 | 35000 | 89.74% | 2.16 | 0 | 10 |  |  |  |  | R-410A | 3.1167 | Residential & Commercial | USHP | Ducted CEE Tier 1
211228927 | Central HP <5.4 tons | COMFORTMAKER | HRCU-A-CB (Split System: Heat Pump with Remote Outdoor Unit-Air-Source) | DLCURAH36ABK |  |  | EA*4X48L21A* | *80VTL1102122A* | 36800 | 16 | 8.5 | 38500 | 34800 | 90.39% | 2.1 | 0 | 10 |  |  |  |  | R-410A | 3.0667 | Residential & Commercial | USHP | Ducted CEE Tier 1
215669246 | Central HP <5.4 tons | ARCOAIRE | HRCU-A-CB (Split System: Heat Pump with Remote Outdoor Unit-Air-Source) | H5H0V36*K*AAA* |  |  | EA*5X48M21A*+WALLCON | *97CMN0802120B* | 33800 | 18 | 9 | 35000 | 25000 | 71.43% | 1.88 | 0 | 10 |  |  |  |  | R-454B | 2.8167 | Residential & Commercial | USHP | Ducted CEE Tier 1
215674458 | Central HP <5.4 tons | ARCOAIRE | HRCU-A-CB (Split System: Heat Pump with Remote Outdoor Unit-Air-Source) | H5H0V48*K*AAA* |  |  | EA*5X61M24A*+WALLCON | *80CSU0802120A* | 46000 | 18 | 9 | 47500 | 33600 | 70.74% | 2.08 | 0 | 10 |  |  |  |  | R-454B | 3.8333 | Residential & Commercial | USHP | Ducted CEE Tier 1
213774398 | Central HP <5.4 tons | AIRQUEST | HRCU-A-CB (Split System: Heat Pump with Remote Outdoor Unit-Air-Source) | HVH825GKA3* |  |  | EHD4X42AAL+WALLCON | *80CTL0701412B* | 24200 | 16 | 8.1 | 21200 | 16600 | 78.3% | 2 | 0 | 10.5 |  |  |  |  | R-410A | 2.0167 | Residential & Commercial | USHP | Ducted CEE Tier 1
213774498 | Central HP <5.4 tons | AIRQUEST | HRCU-A-CB (Split System: Heat Pump with Remote Outdoor Unit-Air-Source) | HVH825GKA3* |  |  | EHD4X42AAL+WALLCON | *97CMN1202422B* | 24200 | 16 | 8.1 | 21400 | 16600 | 77.57% | 2 | 0 | 10.5 |  |  |  |  | R-410A | 2.0167 | Residential & Commercial | USHP | Ducted CEE Tier 1
213774648 | Central HP <5.4 tons | AIRQUEST | HRCU-A-CB (Split System: Heat Pump with Remote Outdoor Unit-Air-Source) | HVH825GKA3* |  |  | EHD4X48AAL+WALLCON | *97CMN0801714B* | 24200 | 16 | 8.1 | 21400 | 16600 | 77.57% | 2 | 0 | 10.5 |  |  |  |  | R-410A | 2.0167 | Residential & Commercial | USHP | Ducted CEE Tier 1
213774698 | Central HP <5.4 tons | AIRQUEST | HRCU-A-CB (Split System: Heat Pump with Remote Outdoor Unit-Air-Source) | HVH825GKA3* |  |  | EHD4X48AAL+WALLCON | *96CTN0801714B* | 24200 | 16 | 8.1 | 21400 | 16600 | 77.57% | 2 | 0 | 10.5 |  |  |  |  | R-410A | 2.0167 | Residential & Commercial | USHP | Ducted CEE Tier 1
213778808 | Central HP <5.4 tons | AIRQUEST | HRCU-A-CB (Split System: Heat Pump with Remote Outdoor Unit-Air-Source) | HVH837GKA** |  |  | EA*4X36L17A*+WALLCON | *96CTN0801714B* | 31400 | 16.5 | 8.1 | 33200 | 24400 | 73.49% | 1.82 | 0 | 10.5 |  |  |  |  | R-410A | 2.6167 | Residential & Commercial | USHP | Ducted CEE Tier 1
213778908 | Central HP <5.4 tons | AIRQUEST | HRCU-A-CB (Split System: Heat Pump with Remote Outdoor Unit-Air-Source) | HVH837GKA** |  |  | EA*4X36L21A*+WALLCON | *96CTN0601714B* | 31400 | 16.5 | 8.1 | 33200 | 24400 | 73.49% | 1.82 | 0 | 10.5 |  |  |  |  | R-410A | 2.6167 | Residential & Commercial | USHP | Ducted CEE Tier 1
213779078 | Central HP <5.4 tons | AIRQUEST | HRCU-A-CB (Split System: Heat Pump with Remote Outdoor Unit-Air-Source) | HVH837GKA** |  |  | EA*4X42L21A*+WALLCON | *80CTL0901716B* | 31800 | 17 | 8.1 | 33000 | 24400 | 73.94% | 1.88 | 0 | 11 |  |  |  |  | R-410A | 2.65 | Residential & Commercial | USHP | Ducted CEE Tier 1
215669616 | Central HP <5.4 tons | ARCOAIRE | HRCU-A-CB (Split System: Heat Pump with Remote Outdoor Unit-Air-Source) | H5H0V36*K*AAA* |  |  | EA*5X61M24A*+WALLCON | *80CSU1002120A* | 34800 | 18 | 9 | 34400 | 24800 | 72.09% | 1.92 | 0 | 10 |  |  |  |  | R-454B | 2.9 | Residential & Commercial | USHP | Ducted CEE Tier 1
215669116 | Central HP <5.4 tons | ARCOAIRE | HRCU-A-CB (Split System: Heat Pump with Remote Outdoor Unit-Air-Source) | H5H0V36*K*AAA* |  |  | EA*5X48M21A*+WALLCON | *80CSU1002120A* | 33800 | 17.5 | 9 | 35000 | 25200 | 72% | 1.88 | 0 | 9.5 |  |  |  |  | R-454B | 2.8167 | Residential & Commercial | USHP
215669716 | Central HP <5.4 tons | ARCOAIRE | HRCU-A-CB (Split System: Heat Pump with Remote Outdoor Unit-Air-Source) | H5H0V36*K*AAA* |  |  | EA*5X61M24A*+WALLCON | *97CMN1202422B* | 34800 | 18.5 | 9 | 34400 | 24800 | 72.09% | 1.92 | 0 | 10.5 |  |  |  |  | R-454B | 2.9 | Residential & Commercial | USHP | Ducted CEE Tier 1
212982387 | Central HP <5.4 tons | AIRQUEST | HRCU-A-CB (Split System: Heat Pump with Remote Outdoor Unit-Air-Source) | DLCURAH18ABK |  |  | EA*4X24L17A* | *80MSU0401712A* | 17200 | 16 | 8.5 | 18300 | 19100 | 104.4% | 2.3 | 0 | 10 |  |  |  |  | R-410A | 1.4333 | Residential & Commercial | USHP | Ducted CEE Tier 1
212984700 | Central HP <5.4 tons | AIRQUEST | HRCU-A-CB (Split System: Heat Pump with Remote Outdoor Unit-Air-Source) | DLCURAH18ABK |  |  | EA*4X19L17A* | *92MSN0801716A* | 18300 | 16.5 | 8.5 | 18200 | 17700 | 97.25% | 2.14 | 0 | 11 |  |  |  |  | R-410A | 1.525 | Residential & Commercial | USHP | Ducted CEE Tier 1
214010078 | Central HP <5.4 tons | MIDEA | HRCU-A-CB (Split System: Heat Pump with Remote Outdoor Unit-Air-Source) | MOVB-36HDN1-M20G |  |  | MC**3036ANTD | MGH96M080B3A | 32800 | 17.5 | 9 | 34000 | 24000 | 70.59% | 1.85 | 0 | 10.6 |  |  |  |  | R-410A | 2.7333 | Residential & Commercial | USHP | Ducted CEE Tier 1
216800724 | Central HP <5.4 tons | COLEMAN | HRCU-A-CB (Split System: Heat Pump with Remote Outdoor Unit-Air-Source) | HH836E2S11 | ADP |  | A36VDA*+TXV | Z9ES080B12SMPS1 | 33600 | 18 | 8.5 | 29800 | 25200 | 84.56% | 2 | 0 | 11 |  |  |  |  | R-454B | 2.8 | Residential & Commercial | USHP | Ducted CEE Tier 1
216800758 | Central HP <5.4 tons | COLEMAN | HRCU-A-CB (Split System: Heat Pump with Remote Outdoor Unit-Air-Source) | HH860E2S11 | ADP |  | H,YG84*60+TXV | Z9ES080C16SMPS1 | 45000 | 18 | 9 | 44000 | 33400 | 75.91% | 2 | 0 | 11.7 |  |  |  |  | R-454B | 3.75 | Residential & Commercial | USHP | Ducted CEE Tier 1
216800708 | Central HP <5.4 tons | COLEMAN | HRCU-A-CB (Split System: Heat Pump with Remote Outdoor Unit-Air-Source) | HH824E2S11 | ADP |  | H,YG35*36+TXV | Z9ES060B12SMPS1 | 23000 | 17 | 9.5 | 21400 | 18200 | 85.05% | 2 | 0 | 12 |  |  |  |  | R-454B | 1.9167 | Residential & Commercial | USHP | Ducted CEE Tier 1
215669266 | Central HP <5.4 tons | ARCOAIRE | HRCU-A-CB (Split System: Heat Pump with Remote Outdoor Unit-Air-Source) | H5H0V36*K*AAA* |  |  | EA*5X48M21A*+WALLCON | *96CTN0601714B* | 33600 | 17.5 | 9 | 35200 | 25400 | 72.16% | 1.88 | 0 | 9.5 |  |  |  |  | R-454B | 2.8 | Residential & Commercial | USHP
215669316 | Central HP <5.4 tons | ARCOAIRE | HRCU-A-CB (Split System: Heat Pump with Remote Outdoor Unit-Air-Source) | H5H0V36*K*AAA* |  |  | EA*5X60M24A*+WALLCON | *80CTL0902120B* | 34400 | 18.5 | 9 | 34200 | 24600 | 71.93% | 1.92 | 0 | 10.5 |  |  |  |  | R-454B | 2.8667 | Residential & Commercial | USHP | Ducted CEE Tier 1
215669216 | Central HP <5.4 tons | ARCOAIRE | HRCU-A-CB (Split System: Heat Pump with Remote Outdoor Unit-Air-Source) | H5H0V36*K*AAA* |  |  | EA*5X48M21A*+WALLCON | *97CMN0601714B* | 33400 | 17.5 | 9 | 35200 | 25400 | 72.16% | 1.88 | 0 | 9.5 |  |  |  |  | R-454B | 2.7833 | Residential & Commercial | USHP
216800718 | Central HP <5.4 tons | COLEMAN | HRCU-A-CB (Split System: Heat Pump with Remote Outdoor Unit-Air-Source) | HH836E2S11 | ADP |  | A36VDA*+TXV | Z8ES080B12SMPS1 | 33200 | 18 | 8.5 | 28800 | 24400 | 84.72% | 2 | 0 | 11.7 |  |  |  |  | R-454B | 2.7667 | Residential & Commercial | USHP | Ducted CEE Tier 1
216800646 | Central HP <5.4 tons | COLEMAN | HRCU-A-CB (Split System: Heat Pump with Remote Outdoor Unit-Air-Source) | HH836E2S11 | ADP |  | M36G59*+TXV+AMHE4D | 0 | 33800 | 19 | 8.5 | 29400 | 24600 | 83.67% | 2 | 0 | 11.7 |  |  |  |  | R-454B | 2.8167 | Residential & Commercial | USHP | Ducted CEE Tier 1
215407225 | Central HP <5.4 tons | YORK | HRCU-A-CB (Split System: Heat Pump with Remote Outdoor Unit-Air-Source) | HH860E2S11 | ADP |  | H,YG48*60+TXV | TM9V120D20MP12 | 44000 | 18 | 8.5 | 42500 | 33000 | 77.65% | 2 | 0 | 11.7 |  |  |  |  | R-454B | 3.6667 | Residential & Commercial | USHP | Ducted CEE Tier 1
213771208 | Central HP <5.4 tons | AIRQUEST | HRCU-A-CB (Split System: Heat Pump with Remote Outdoor Unit-Air-Source) | HVH825GKA2* |  |  | EA*4X37L21A*+WALLCON | *97CMN1002122B* | 24400 | 16.5 | 8.5 | 21200 | 16600 | 78.3% | 2.04 | 0 | 11 |  |  |  |  | R-410A | 2.0333 | Residential & Commercial | USHP | Ducted CEE Tier 1
213771228 | Central HP <5.4 tons | AIRQUEST | HRCU-A-CB (Split System: Heat Pump with Remote Outdoor Unit-Air-Source) | HVH825GKA2* |  |  | EA*4X37L21A*+WALLCON | *96CTN0801714B* | 24400 | 16.5 | 8.1 | 21200 | 16600 | 78.3% | 2.02 | 0 | 11 |  |  |  |  | R-410A | 2.0333 | Residential & Commercial | USHP | Ducted CEE Tier 1
214010076 | Central HP <5.4 tons | MIDEA | HRCU-A-CB (Split System: Heat Pump with Remote Outdoor Unit-Air-Source) | MOVB-36HDN1-M20G |  |  | MC**2430BNTF | MGH96M080B3A | 24000 | 18.5 | 9 | 24000 | 17400 | 72.5% | 1.9 | 0 | 12 |  |  |  |  | R-410A | 2 | Residential & Commercial | USHP | Ducted CEE Tier 1
216800742 | Central HP <5.4 tons | COLEMAN | HRCU-A-CB (Split System: Heat Pump with Remote Outdoor Unit-Air-Source) | HH860E2S11 | ADP |  | V,Y60H210P19*+TXV | Z8ES080C20SMPS1 | 54000 | 19 | 9 | 52000 | 38500 | 74.04% | 2 | 0 | 11.7 |  |  |  |  | R-454B | 4.5 | Residential & Commercial | USHP | Ducted CEE Tier 1
211229007 | Central HP <5.4 tons | COMFORTMAKER | HRCU-A-CB (Split System: Heat Pump with Remote Outdoor Unit-Air-Source) | DLCURAH36ABK |  |  | EA*4X48L21A* | *92ESN1002122A* | 37400 | 15.2 | 8.5 | 38500 | 35000 | 90.91% | 2.12 | 0 | 10 |  |  |  |  | R-410A | 3.1167 | Residential & Commercial | USHP | Ducted CEE Tier 1
215934138 | Central HP <5.4 tons | ARCOAIRE | HRCU-A-CB (Split System: Heat Pump with Remote Outdoor Unit-Air-Source) | H5H3V48*K*AAA* |  |  | EA*5X61M21A*+WALLCON | *80CSU1002120A* | 45000 | 21 | 9.5 | 48500 | 37000 | 76.29% | 2 | 0 | 11 |  |  |  |  | R-454B | 3.75 | Residential & Commercial | USHP | Ducted CEE Tier 1
215726299 | Central HP <5.4 tons | COLEMAN | HRCU-A-CB (Split System: Heat Pump with Remote Outdoor Unit-Air-Source) | HH860E2S11 | ADP |  | V,Y60H210P19*+TXV+AEFE5* | 0 | 53500 | 19 | 9 | 51000 | 37400 | 73.33% | 2.1 | 0 | 12 |  |  |  |  | R-454B | 4.4583 | Residential & Commercial | USHP | Ducted CEE Tier 1
211229442 | Central HP <5.4 tons | COMFORTMAKER | HRCU-A-CB (Split System: Heat Pump with Remote Outdoor Unit-Air-Source) | DLCURAH36ABK |  |  | EA*4X48L24A* | *92ESN0802120A* | 35800 | 16.5 | 8.5 | 37800 | 34600 | 91.53% | 2.04 | 0 | 10 |  |  |  |  | R-410A | 2.9833 | Residential & Commercial | USHP | Ducted CEE Tier 1
213796150 | Central HP <5.4 tons | COLEMAN | HRCU-A-CB (Split System: Heat Pump with Remote Outdoor Unit-Air-Source) | HMH72B341 | ADP |  | V,Y36H***P449 | TM8V060A12MP12 | 34000 | 17 | 8.1 | 32400 | 23800 | 73.46% | 2.06 | 0 | 9.5 |  |  |  |  | R-410A | 2.8333 | Residential & Commercial | USHP
216051180 | Central HP <5.4 tons | SURE | HRCU-A-CB (Split System: Heat Pump with Remote Outdoor Unit-Air-Source) | SP19AY24AJVC |  |  | TCFY2421HEAAM | S921V0403A17M4 | 22800 | 21 | 8.5 | 22800 | 18500 | 81.14% | 1.8 | 0 | 13 |  |  |  |  | R-454B | 1.9 | Residential & Commercial | USHP | Ducted CEE Tier 1
216051187 | Central HP <5.4 tons | SURE | HRCU-A-CB (Split System: Heat Pump with Remote Outdoor Unit-Air-Source) | SP19AY24AJVC |  |  | TCFY2421HEAAM | S921V0703A17M4 | 22800 | 20 | 8.5 | 22800 | 18600 | 81.58% | 1.8 | 0 | 12 |  |  |  |  | R-454B | 1.9 | Residential & Commercial | USHP | Ducted CEE Tier 1
216051228 | Central HP <5.4 tons | SURE | HRCU-A-CB (Split System: Heat Pump with Remote Outdoor Unit-Air-Source) | SP19AY36AJVC |  |  | TCFY3621MEAAM | S802V1005A21UH | 34200 | 20 | 10 | 34200 | 29200 | 85.38% | 2 | 0 | 12 |  |  |  |  | R-454B | 2.85 | Residential & Commercial | USHP | Ducted CEE Tier 1
215218933 | Central HP <5.4 tons | MIDEA | HRCU-A-CB (Split System: Heat Pump with Remote Outdoor Unit-Air-Source) | MOVB-60HDN10-M16G |  |  | MVME36B2MN10TB | 0 | 34200 | 17 | 8.5 | 34200 | 34200 | 100% | 1.8 | 0 | 11.7 |  |  |  |  | R-454B | 2.85 | Residential & Commercial | USHP | Ducted CEE Tier 1
215218937 | Central HP <5.4 tons | MIDEA | HRCU-A-CB (Split System: Heat Pump with Remote Outdoor Unit-Air-Source) | MOVB-24HDN10-M16G |  |  | MC**2430AN10TH | MGV96U080B3C | 23600 | 16 | 8.5 | 24000 | 16800 | 70% | 1.8 | 0 | 10.6 |  |  |  |  | R-454B | 1.9667 | Residential & Commercial | USHP | Ducted CEE Tier 1
216820679 | Central HP <5.4 tons | SURE | HRCU-A-CB (Split System: Heat Pump with Remote Outdoor Unit-Air-Source) | RD18AY24AJVC |  |  | TCFY2417MTANM | S951V0603A17UH | 20800 | 17 | 8.1 | 20800 | 17100 | 82.21% | 1.9 | 0 | 10 |  |  |  |  | R-454B | 1.7333 | Residential & Commercial | USHP | Ducted CEE Tier 1
216820688 | Central HP <5.4 tons | SURE | HRCU-A-CB (Split System: Heat Pump with Remote Outdoor Unit-Air-Source) | RD18AY24AJVC |  |  | TCFY2417MTANM | S801V0704A17UH | 21000 | 17 | 8.1 | 20800 | 17000 | 81.73% | 1.9 | 0 | 10 |  |  |  |  | R-454B | 1.75 | Residential & Commercial | USHP | Ducted CEE Tier 1
214728354 | Central HP <5.4 tons | YORK | HRCU-A-CB (Split System: Heat Pump with Remote Outdoor Unit-Air-Source) | HH836E2S11 |  |  | CTU36B5XDS1+TXV | TM9E080B12MP12 | 33600 | 18 | 8.5 | 31800 | 26000 | 81.76% | 2 | 0 | 11 |  |  |  |  | R-454B | 2.8 | Residential & Commercial | USHP | Ducted CEE Tier 1
214395615 | Central HP <5.4 tons | YORK | HRCU-A-CB (Split System: Heat Pump with Remote Outdoor Unit-Air-Source) | HH836E2S11 |  |  | JHC42C5CF2SS1 | 0 | 34400 | 19 | 9 | 31600 | 25000 | 79.11% | 2 | 0 | 11.7 |  |  |  |  | R-454B | 2.8667 | Residential & Commercial | USHP | Ducted CEE Tier 1
214097592 | Central HP <5.4 tons | SURE | HRCU-A-CB (Split System: Heat Pump with Remote Outdoor Unit-Air-Source) | RD17AZ48AJ3N |  |  | TCFZ6024SEANM | S802V1255A24UHN | 45500 | 17 | 8.1 | 45500 | 40000 | 87.91% | 2.1 | 0 | 10 |  |  |  |  | R-410A | 3.7917 | Residential & Commercial | USHP | Ducted CEE Tier 1
214395658 | Central HP <5.4 tons | YORK | HRCU-A-CB (Split System: Heat Pump with Remote Outdoor Unit-Air-Source) | HH824E2S11 |  |  | CTF30A5ADS1 | TM9E040A10MP12 | 23000 | 17 | 9 | 23000 | 18000 | 78.26% | 2 | 0 | 12 |  |  |  |  | R-454B | 1.9167 | Residential & Commercial | USHP | Ducted CEE Tier 1
214395635 | Central HP <5.4 tons | YORK | HRCU-A-CB (Split System: Heat Pump with Remote Outdoor Unit-Air-Source) | HH860E2S11 |  |  | CTF60D5CGS1 | TP9C120D20MP13 | 44000 | 18 | 9 | 44500 | 33400 | 75.06% | 2 | 0 | 11.7 |  |  |  |  | R-454B | 3.6667 | Residential & Commercial | USHP | Ducted CEE Tier 1
214395656 | Central HP <5.4 tons | YORK | HRCU-A-CB (Split System: Heat Pump with Remote Outdoor Unit-Air-Source) | HH860E2S11 |  |  | CTM60D5CGS1 | TM9E120D20MP12 | 45000 | 17 | 9 | 46500 | 34800 | 74.84% | 2 | 0 | 11 |  |  |  |  | R-454B | 3.75 | Residential & Commercial | USHP | Ducted CEE Tier 1
213348323 | Central HP <5.4 tons | KERR | HRCU-A-CB (Split System: Heat Pump with Remote Outdoor Unit-Air-Source) | A-KCD24SA-1 |  |  | B-VCD24SA-1 | 0 | 24000 | 17.4 | 10 | 24000 | 22600 | 94.17% | 1.91 | 12.5 | 11.7 |  |  |  |  | R-410A | 2 | Residential & Commercial | USHP | Ducted CEE Tier 1
212981715 | Central HP <5.4 tons | AIRQUEST | HRCU-A-CB (Split System: Heat Pump with Remote Outdoor Unit-Air-Source) | DLCURAH24ABK |  |  | EA*4X30L17A* | *80MSU1002120A* | 23800 | 16.5 | 8.5 | 26200 | 23600 | 90.08% | 1.96 | 0 | 10 |  |  |  |  | R-410A | 1.9833 | Residential & Commercial | USHP | Ducted CEE Tier 1
212984064 | Central HP <5.4 tons | AIRQUEST | HRCU-A-CB (Split System: Heat Pump with Remote Outdoor Unit-Air-Source) | DLCURAH24ABK |  |  | EA*4X36L17A* | *92MSN0601714A* | 23800 | 17 | 8.5 | 26200 | 23800 | 90.84% | 1.98 | 0 | 10 |  |  |  |  | R-410A | 1.9833 | Residential & Commercial | USHP | Ducted CEE Tier 1
216046592 | Central HP <5.4 tons | MIDEA | HRCU-A-CB (Split System: Heat Pump with Remote Outdoor Unit-Air-Source) | MDV-V24WMN10T |  |  | MCPM3036BN10TH | MGV96U080B3C | 23000 | 16 | 8.9 | 24000 | 20000 | 83.33% | 1.85 | 0 | 10.1 |  |  |  |  | R-454B | 1.9167 | Residential & Commercial | USHP | Ducted CEE Tier 1
215674198 | Central HP <5.4 tons | ARCOAIRE | HRCU-A-CB (Split System: Heat Pump with Remote Outdoor Unit-Air-Source) | H5H0V48*K*AAA* |  |  | EA*5X60M24A*+WALLCON | *80CTL1102120B* | 45000 | 18 | 9 | 47500 | 33400 | 70.32% | 2.08 | 0 | 10 |  |  |  |  | R-454B | 3.75 | Residential & Commercial | USHP | Ducted CEE Tier 1
214853969 | Central HP <5.4 tons | RHEEM | HRCU-A-CB (Split System: Heat Pump with Remote Outdoor Unit-Air-Source) | RD17AZ60AJ3N | ADP |  | H,RE51(1,2)60+TXV | R801V1505A24UH | 54000 | 17 | 8.1 | 51500 | 48500 | 94.17% | 1.75 | 0 | 9.5 |  |  |  |  | R-410A | 4.5 | Residential & Commercial | USHP
216734304 | Central HP <5.4 tons | ARCOAIRE | HRCU-A-CB (Split System: Heat Pump with Remote Outdoor Unit-Air-Source) | D5CUHAH24AAK |  |  | EA*5X30M17A* | *97VTN0801716A* | 22000 | 16 | 8.1 | 20800 | 18800 | 90.38% | 1.85 | 0 | 10.5 |  |  |  |  | R-454B | 1.8333 | Residential & Commercial | USHP | Ducted CEE Tier 1
214010087 | Central HP <5.4 tons | MIDEA | HRCU-A-C (Split System: Heat Pump with Remote Outdoor Unit with No Indoor Fan --Air Source) | MOVB-36HDN1-M20G |  |  | MC**4248BNTF | 0 | 32000 | 15.2 | 9 | 34000 | 24000 | 70.59% | 1.86 | 0 | 11.5 |  |  |  |  | R-410A | 2.6667 | Residential & Commercial | USHP | Ducted CEE Tier 1
215222846 | Central HP <5.4 tons | MIDEA | HRCU-A-CB (Split System: Heat Pump with Remote Outdoor Unit-Air-Source) | MOVB-36HDN10-M16G |  |  | MVMP24B2MN10TA | 0 | 24000 | 15.2 | 8.5 | 24000 | 17500 | 72.92% | 1.8 | 0 | 11.7 |  |  |  |  | R-454B | 2 | Residential & Commercial | USHP | Ducted CEE Tier 1
212631695 | Central HP <5.4 tons | KERR | HRCU-A-C (Split System: Heat Pump with Remote Outdoor Unit with No Indoor Fan --Air Source) | A-KCD30SA-1 |  |  | MCD30/36C1A | 0 | 30000 | 15.5 | 9.7 | 33000 | 27000 | 81.82% | 1.85 | 10.7 | 10.5 |  |  |  |  | R-410A | 2.5 | Residential & Commercial | USHP | Ducted CEE Tier 1
214395742 | Central HP <5.4 tons | YORK | HRCU-A-CB (Split System: Heat Pump with Remote Outdoor Unit-Air-Source) | HH860E2S11 |  |  | CTF60D5CGS1+JMET18DS2N1 | 0 | 45500 | 19 | 9.5 | 45500 | 33800 | 74.29% | 2 | 0 | 12 |  |  |  |  | R-454B | 3.7917 | Residential & Commercial | USHP | Ducted CEE Tier 1
214395617 | Central HP <5.4 tons | YORK | HRCU-A-CB (Split System: Heat Pump with Remote Outdoor Unit-Air-Source) | HH836E2S11 |  |  | CTM48C5CFS1+JMVT17CC2N1 | 0 | 34000 | 19 | 9 | 31600 | 25000 | 79.11% | 2 | 0 | 11.7 |  |  |  |  | R-454B | 2.8333 | Residential & Commercial | USHP | Ducted CEE Tier 1
214395735 | Central HP <5.4 tons | YORK | HRCU-A-CB (Split System: Heat Pump with Remote Outdoor Unit-Air-Source) | HH836E2S11 |  |  | CTF48C5CFS1 | TM9E080C20MP12 | 34000 | 17 | 9 | 32000 | 25400 | 79.38% | 2 | 0 | 11 |  |  |  |  | R-454B | 2.8333 | Residential & Commercial | USHP | Ducted CEE Tier 1
214395969 | Central HP <5.4 tons | YORK | HRCU-A-CB (Split System: Heat Pump with Remote Outdoor Unit-Air-Source) | HH824E2S11 |  |  | CTM30B5ACS1 | TM9Y080B12MP11 | 23000 | 17 | 9.5 | 23000 | 18500 | 80.43% | 2 | 0 | 11.7 |  |  |  |  | R-454B | 1.9167 | Residential & Commercial | USHP | Ducted CEE Tier 1
214395974 | Central HP <5.4 tons | YORK | HRCU-A-CB (Split System: Heat Pump with Remote Outdoor Unit-Air-Source) | HH824E2S11 |  |  | CTM30B5ACS1 | YP9C080B12MP13 | 23000 | 17 | 9.5 | 23000 | 17800 | 77.39% | 2 | 0 | 12 |  |  |  |  | R-454B | 1.9167 | Residential & Commercial | USHP | Ducted CEE Tier 1
214395815 | Central HP <5.4 tons | YORK | HRCU-A-CB (Split System: Heat Pump with Remote Outdoor Unit-Air-Source) | HH836E2S11 |  |  | CTM36C5CDS1 | TM9Y080C16MP11 | 33200 | 18 | 9 | 31200 | 25200 | 80.77% | 2 | 0 | 11 |  |  |  |  | R-454B | 2.7667 | Residential & Commercial | USHP | Ducted CEE Tier 1
214395840 | Central HP <5.4 tons | YORK | HRCU-A-CB (Split System: Heat Pump with Remote Outdoor Unit-Air-Source) | HH836E2S11 |  |  | CTM48C5CFS1+JMC16C2SN1 | 0 | 34400 | 19 | 9 | 31800 | 25200 | 79.25% | 2 | 0 | 11.7 |  |  |  |  | R-454B | 2.8667 | Residential & Commercial | USHP | Ducted CEE Tier 1
216051342 | Central HP <5.4 tons | MIDEA | HRCU-A-CB (Split System: Heat Pump with Remote Outdoor Unit-Air-Source) | MDV-V24WMN10T |  |  | MVME24B2MN10TB | 0 | 23000 | 17.7 | 9.2 | 24000 | 20000 | 83.33% | 1.9 | 0 | 11.7 |  |  |  |  | R-454B | 1.9167 | Residential & Commercial | USHP | Ducted CEE Tier 1
213771428 | Central HP <5.4 tons | AIRQUEST | HRCU-A-CB (Split System: Heat Pump with Remote Outdoor Unit-Air-Source) | HVH825GKA2* |  |  | EA*4X42L24A*+WALLCON | *96CTN1202422B* | 23800 | 17 | 8.1 | 21400 | 16600 | 77.57% | 1.96 | 0 | 11 |  |  |  |  | R-410A | 1.9833 | Residential & Commercial | USHP | Ducted CEE Tier 1
216992522 | Central HP <5.4 tons | BRYANT HEATING AND COOLING SYSTEMS | HRCU-A-CB (Split System: Heat Pump with Remote Outdoor Unit-Air-Source) | 293VAN048**AA* | ADP |  | H,PG35*48+TXV | 88*TB36070C14*** | 42000 | 19 | 9 | 47500 | 35200 | 74.11% | 1.9 | 0 | 10.5 |  |  |  |  | R-454B | 3.5 | Residential & Commercial | USHP | Ducted CEE Tier 1
211717274 | Central HP <5.4 tons | MIDEA | HRCU-A-CB (Split System: Heat Pump with Remote Outdoor Unit-Air-Source) | MOVA-24HDN1-M16G |  |  | MPCE18A1MN1TA | 0 | 18000 | 16.1 | 9 | 18000 | 12900 | 71.67% | 1.81 | 0 | 11.7 |  |  |  |  | R-410A | 1.5 | Residential & Commercial | USHP | Ducted CEE Tier 1
214728357 | Central HP <5.4 tons | YORK | HRCU-A-CB (Split System: Heat Pump with Remote Outdoor Unit-Air-Source) | HH836E2S11 |  |  | CTU36B5XDS1+TXV | TPLC080B12MP13 | 33000 | 17 | 8.5 | 31000 | 25200 | 81.29% | 2 | 0 | 11 |  |  |  |  | R-454B | 2.75 | Residential & Commercial | USHP | Ducted CEE Tier 1
212631694 | Central HP <5.4 tons | KERR | HRCU-A-C (Split System: Heat Pump with Remote Outdoor Unit with No Indoor Fan --Air Source) | A-KCD24SA-1 |  |  | MCD18/24B1A | 0 | 24000 | 16.5 | 9.5 | 25000 | 20000 | 80% | 1.95 | 11 | 10.7 |  |  |  |  | R-410A | 2 | Residential & Commercial | USHP | Ducted CEE Tier 1
214395751 | Central HP <5.4 tons | YORK | HRCU-A-CB (Split System: Heat Pump with Remote Outdoor Unit-Air-Source) | HH860E2S11 |  |  | CTM60C5CGS1 | TM8V100C20MP12 | 44000 | 18 | 9 | 44500 | 33600 | 75.51% | 2 | 0 | 11.7 |  |  |  |  | R-454B | 3.6667 | Residential & Commercial | USHP | Ducted CEE Tier 1
214395790 | Central HP <5.4 tons | YORK | HRCU-A-CB (Split System: Heat Pump with Remote Outdoor Unit-Air-Source) | HH860E2S11 |  |  | CTM60C5CHS1 | TPLC100C20MP13 | 53500 | 19 | 9 | 54000 | 39000 | 72.22% | 2 | 0 | 11 |  |  |  |  | R-454B | 4.4583 | Residential & Commercial | USHP | Ducted CEE Tier 1
216820813 | Central HP <5.4 tons | SURE | HRCU-A-CB (Split System: Heat Pump with Remote Outdoor Unit-Air-Source) | RD18AY48AJVC |  |  | TCFY4824MTANM | S97MV0855A21DH | 42500 | 17 | 8.1 | 42500 | 33400 | 78.59% | 2 | 0 | 10 |  |  |  |  | R-454B | 3.5417 | Residential & Commercial | USHP | Ducted CEE Tier 1
216820829 | Central HP <5.4 tons | SURE | HRCU-A-CB (Split System: Heat Pump with Remote Outdoor Unit-Air-Source) | RD18AY48AJVC |  |  | TCFY4824MTANM | S962V0855A21M4 | 42500 | 17 | 8.1 | 42500 | 33600 | 79.06% | 2 | 0 | 10 |  |  |  |  | R-454B | 3.5417 | Residential & Commercial | USHP | Ducted CEE Tier 1
216820881 | Central HP <5.4 tons | SURE | HRCU-A-CB (Split System: Heat Pump with Remote Outdoor Unit-Air-Source) | RD18AY48AJVC |  |  | TCFY4821STANM | S802V1005A21UH | 41000 | 18 | 8.1 | 41000 | 37600 | 91.71% | 2.1 | 0 | 10 |  |  |  |  | R-454B | 3.4167 | Residential & Commercial | USHP | Ducted CEE Tier 1
216820961 | Central HP <5.4 tons | SURE | HRCU-A-CB (Split System: Heat Pump with Remote Outdoor Unit-Air-Source) | RD18AY48AJVC |  |  | TCFY4821STANM | S801V0704A17UH | 40500 | 16 | 8.1 | 40500 | 38000 | 93.83% | 2 | 0 | 10 |  |  |  |  | R-454B | 3.375 | Residential & Commercial | USHP | Ducted CEE Tier 1
216820963 | Central HP <5.4 tons | SURE | HRCU-A-CB (Split System: Heat Pump with Remote Outdoor Unit-Air-Source) | RD18AY48AJVC |  |  | TCFY4821STANM | S801V1005A21UHS | 41000 | 18 | 8.1 | 41000 | 37600 | 91.71% | 2.1 | 0 | 10 |  |  |  |  | R-454B | 3.4167 | Residential & Commercial | USHP | Ducted CEE Tier 1
216820988 | Central HP <5.4 tons | SURE | HRCU-A-CB (Split System: Heat Pump with Remote Outdoor Unit-Air-Source) | RD18AY48AJVC |  |  | TCFY4824STANM | S801V1255A24DZ | 41000 | 18 | 8.1 | 41000 | 37400 | 91.22% | 2.1 | 0 | 10 |  |  |  |  | R-454B | 3.4167 | Residential & Commercial | USHP | Ducted CEE Tier 1
210857424 | Central HP <5.4 tons | KERR | HRCU-A-CB (Split System: Heat Pump with Remote Outdoor Unit-Air-Source) | A-KCD60SA-1 |  |  | B-KCD60SA-1 | 0 | 55000 | 15.3 | 9.4 | 59000 | 48500 | 82.2% | 1.91 | 9 | 8.8 |  |  |  |  | R-410A | 4.5833 | Residential & Commercial | USHP
216800763 | Central HP <5.4 tons | COLEMAN | HRCU-A-CB (Split System: Heat Pump with Remote Outdoor Unit-Air-Source) | HH860E2S11 | ADP |  | V,Y60H210P19*+TXV | Z9ES100C16SMPS1 | 45500 | 18 | 9 | 44000 | 33400 | 75.91% | 2 | 0 | 11.7 |  |  |  |  | R-454B | 3.7917 | Residential & Commercial | USHP | Ducted CEE Tier 1
210533000 | Central HP <5.4 tons | CARRIER | HRCU-A-CB (Split System: Heat Pump with Remote Outdoor Unit-Air-Source) | 25VNA424A*031* |  |  | CAP**3721AL*+UI | 58TN*A070C17**16 | 24200 | 20.5 | 10.5 | 26400 | 19700 | 74.62% | 2.54 | 0 | 13.5 |  |  |  |  | R-410A | 2.0167 | Residential & Commercial | USHP | Ducted CEE Tier 1
215674158 | Central HP <5.4 tons | ARCOAIRE | HRCU-A-CB (Split System: Heat Pump with Remote Outdoor Unit-Air-Source) | H5H0V48*K*AAA* |  |  | EA*5X60M24A*+WALLCON | *80CSU0802120A* | 45000 | 18 | 9 | 47000 | 33400 | 71.06% | 2.08 | 0 | 10 |  |  |  |  | R-454B | 3.75 | Residential & Commercial | USHP | Ducted CEE Tier 1
210532918 | Central HP <5.4 tons | CARRIER | HRCU-A-CB (Split System: Heat Pump with Remote Outdoor Unit-Air-Source) | 25VNA448A*031* |  |  | CSPH*4812AL*+UI | 58CU*A100C21**20 | 44000 | 20 | 8.5 | 46500 | 36600 | 78.71% | 2.2 | 0 | 11 |  |  |  |  | R-410A | 3.6667 | Residential & Commercial | USHP | Ducted CEE Tier 1
216821056 | Central HP <5.4 tons | SURE | HRCU-A-CB (Split System: Heat Pump with Remote Outdoor Unit-Air-Source) | RD18AY60AJVC |  |  | TCFY6024STANM | S801V0755A21UH | 51000 | 17 | 10 | 51000 | 38000 | 74.51% | 2 | 0 | 10 |  |  |  |  | R-454B | 4.25 | Residential & Commercial | USHP | Ducted CEE Tier 1
216821090 | Central HP <5.4 tons | SURE | HRCU-A-CB (Split System: Heat Pump with Remote Outdoor Unit-Air-Source) | RD18AY60AJVC |  |  | TCFY6024STANM | S921V1005A21M4 | 50500 | 17 | 10 | 50500 | 38500 | 76.24% | 2 | 0 | 10 |  |  |  |  | R-454B | 4.2083 | Residential & Commercial | USHP | Ducted CEE Tier 1
216821115 | Central HP <5.4 tons | SURE | HRCU-A-CB (Split System: Heat Pump with Remote Outdoor Unit-Air-Source) | RD18AY60AJVC |  |  | TCFY6024STANM | S802V1005A21DZ | 51500 | 18 | 10 | 50500 | 37800 | 74.85% | 2 | 0 | 11 |  |  |  |  | R-454B | 4.2917 | Residential & Commercial | USHP | Ducted CEE Tier 1
214395792 | Central HP <5.4 tons | YORK | HRCU-A-CB (Split System: Heat Pump with Remote Outdoor Unit-Air-Source) | HH860E2S11 |  |  | CTM60C5CHS1 | YPLC100C20MP13 | 53500 | 19 | 9 | 54000 | 39000 | 72.22% | 2 | 0 | 11 |  |  |  |  | R-454B | 4.4583 | Residential & Commercial | USHP | Ducted CEE Tier 1
214395949 | Central HP <5.4 tons | YORK | HRCU-A-CB (Split System: Heat Pump with Remote Outdoor Unit-Air-Source) | HH860E2S11 |  |  | CTM60C5CGS1 | TMLE100C20MP11 | 44500 | 17 | 9 | 45000 | 33800 | 75.11% | 2 | 0 | 11.7 |  |  |  |  | R-454B | 3.7083 | Residential & Commercial | USHP | Ducted CEE Tier 1
214396010 | Central HP <5.4 tons | YORK | HRCU-A-CB (Split System: Heat Pump with Remote Outdoor Unit-Air-Source) | HH836E2S11 |  |  | CTF36C5CDS1 | Y81E120C20SMPS1 | 34400 | 18 | 8.5 | 32000 | 26200 | 81.88% | 2 | 0 | 11 |  |  |  |  | R-454B | 2.8667 | Residential & Commercial | USHP | Ducted CEE Tier 1
214395824 | Central HP <5.4 tons | YORK | HRCU-A-CB (Split System: Heat Pump with Remote Outdoor Unit-Air-Source) | HH836E2S11 |  |  | CTM36C5CDS1 | TMLE100C16MP11 | 33800 | 18 | 8.5 | 31600 | 25800 | 81.65% | 2 | 0 | 11 |  |  |  |  | R-454B | 2.8167 | Residential & Commercial | USHP | Ducted CEE Tier 1
216800707 | Central HP <5.4 tons | COLEMAN | HRCU-A-CB (Split System: Heat Pump with Remote Outdoor Unit-Air-Source) | HH824E2S11 | ADP |  | V,Y36H175P15*+TXV | Z9ES060B12SMPS1 | 23000 | 17 | 9.5 | 21400 | 18200 | 85.05% | 2 | 0 | 12 |  |  |  |  | R-454B | 1.9167 | Residential & Commercial | USHP | Ducted CEE Tier 1
201800140 | Central HP <5.4 tons | AMERICAN STANDARD | HRCU-A-CB (Split System: Heat Pump with Remote Outdoor Unit-Air-Source) | 4A6C7048A4 |  |  | 4PX*DU48BS3 | S9V2C080U5PSB | 45500 | 17 | 8.1 | 47500 | 45000 | 94.74% | 3.4 | 12.5 | 11.7 |  |  |  |  | R-410A | 3.7917 | Residential & Commercial | USHP | Ducted CEE Tier 1
216772261 | Central HP <5.4 tons | AMERICAN STANDARD | HRCU-A-CB (Split System: Heat Pump with Remote Outdoor Unit-Air-Source) | 5HCL5060A1 |  |  | 5TEM5D06AC41 | 0 | 48000 | 17 | 9.4 | 48000 | 41000 | 85.42% | 1.95 | 0 | 10.8 |  |  |  |  | R-454B | 4 | Residential & Commercial | USHP | Ducted CEE Tier 1
211230295 | Central HP <5.4 tons | COMFORTMAKER | HRCU-A-CB (Split System: Heat Pump with Remote Outdoor Unit-Air-Source) | DLCURAH36ABK |  |  | EN(A,D,W)4X48L21** | *95ESU1002122A* | 37400 | 15.5 | 8.5 | 39500 | 35000 | 88.61% | 2.08 | 0 | 10.5 |  |  |  |  | R-410A | 3.1167 | Residential & Commercial | USHP | Ducted CEE Tier 1
211230380 | Central HP <5.4 tons | COMFORTMAKER | HRCU-A-CB (Split System: Heat Pump with Remote Outdoor Unit-Air-Source) | DLCURAH36ABK |  |  | EN(A,D,W)4X48L21** | OMV112K14A | 35800 | 15.5 | 8.1 | 38500 | 35000 | 90.91% | 2 | 0 | 10 |  |  |  |  | R-410A | 2.9833 | Residential & Commercial | USHP | Ducted CEE Tier 1
216776044 | Central HP <5.4 tons | LENNOX | HRCU-A-CB (Split System: Heat Pump with Remote Outdoor Unit-Air-Source) | SL22KLV-024-230A** |  |  | CK40HT-42C-**+TDR | EL297UH045XV36B* | 22800 | 20.5 | 9.5 | 22000 | 22400 | 101.8% | 2.06 | 0 | 12.4 |  |  |  |  | R-454B | 1.9 | Residential & Commercial | USHP | Ducted CEE Tier 1
216776046 | Central HP <5.4 tons | LENNOX | HRCU-A-CB (Split System: Heat Pump with Remote Outdoor Unit-Air-Source) | SL22KLV-024-230A** |  |  | CK40HT-42C-**+TDR | EL297UH090XV48C* | 23000 | 20 | 9.6 | 21800 | 22200 | 101.8% | 2.08 | 0 | 12.8 |  |  |  |  | R-454B | 1.9167 | Residential & Commercial | USHP | Ducted CEE Tier 1
216776059 | Central HP <5.4 tons | LENNOX | HRCU-A-CB (Split System: Heat Pump with Remote Outdoor Unit-Air-Source) | SL22KLV-024-230A** |  |  | CK40HT-42C-**+TDR | SL280UH090XV60C* | 23000 | 18.5 | 9.4 | 21800 | 22200 | 101.8% | 2.08 | 0 | 13 |  |  |  |  | R-454B | 1.9167 | Residential & Commercial | USHP | Ducted CEE Tier 1
216051341 | Central HP <5.4 tons | MIDEA | HRCU-A-CB (Split System: Heat Pump with Remote Outdoor Unit-Air-Source) | MDV-V18WMN10T |  |  | MVME24B2MN10TB | 0 | 18000 | 17.1 | 9.25 | 18000 | 18000 | 100% | 1.95 | 0 | 12 |  |  |  |  | R-454B | 1.5 | Residential & Commercial | USHP | Ducted CEE Tier 1
216051343 | Central HP <5.4 tons | MIDEA | HRCU-A-CB (Split System: Heat Pump with Remote Outdoor Unit-Air-Source) | MDV-V30WMN10T |  |  | MVME36B2MN10TB | 0 | 30000 | 18 | 10 | 30000 | 30000 | 100% | 1.95 | 0 | 11.8 |  |  |  |  | R-454B | 2.5 | Residential & Commercial | USHP | Ducted CEE Tier 1
211260029 | Central HP <5.4 tons | AIRQUEST | HRCU-A-CB (Split System: Heat Pump with Remote Outdoor Unit-Air-Source) | DLCURAH18ABK |  |  | EA*4X19L17A* | OMV098J12* | 18800 | 16 | 8.5 | 18800 | 17500 | 93.09% | 2.12 | 0 | 11 |  |  |  |  | R-410A | 1.5667 | Residential & Commercial | USHP | Ducted CEE Tier 1
211260110 | Central HP <5.4 tons | AIRQUEST | HRCU-A-CB (Split System: Heat Pump with Remote Outdoor Unit-Air-Source) | DLCURAH18ABK |  |  | EA*4X24L14A* | *80VTL0451412A* | 17600 | 16 | 8.5 | 18400 | 19100 | 103.8% | 2.3 | 0 | 10.5 |  |  |  |  | R-410A | 1.4667 | Residential & Commercial | USHP | Ducted CEE Tier 1
211261430 | Central HP <5.4 tons | AIRQUEST | HRCU-A-CB (Split System: Heat Pump with Remote Outdoor Unit-Air-Source) | DLCURAH18ABK |  |  | EA*4X30L14A* | *80ES(N,L)0451412A* | 18200 | 16.5 | 8.5 | 18600 | 18400 | 98.92% | 2.22 | 0 | 10.5 |  |  |  |  | R-410A | 1.5167 | Residential & Commercial | USHP | Ducted CEE Tier 1
212631696 | Central HP <5.4 tons | KERR | HRCU-A-C (Split System: Heat Pump with Remote Outdoor Unit with No Indoor Fan --Air Source) | A-KCD36SA-1 |  |  | MCD30/36C1A | 0 | 35000 | 15.2 | 10 | 39000 | 32000 | 82.05% | 2 | 10.2 | 10 |  |  |  |  | R-410A | 2.9167 | Residential & Commercial | USHP | Ducted CEE Tier 1
214010073 | Central HP <5.4 tons | MIDEA | HRCU-A-CB (Split System: Heat Pump with Remote Outdoor Unit-Air-Source) | MOVB-36HDN1-M20G |  |  | MC**2430ANTF | MGH96M060B3A | 23800 | 18 | 9 | 24000 | 17200 | 71.67% | 1.85 | 0 | 12 |  |  |  |  | R-410A | 1.9833 | Residential & Commercial | USHP | Ducted CEE Tier 1
214389880 | Central HP <5.4 tons | CARRIER | HRCU-A-CB (Split System: Heat Pump with Remote Outdoor Unit-Air-Source) | 25VNA424A*031* | ADP |  | H,PG34936 | 58TN*B090C17**16 | 23600 | 20 | 10.5 | 24800 | 19300 | 77.82% | 2.46 | 0 | 13 |  |  |  |  | R-410A | 1.9667 | Residential & Commercial | USHP | Ducted CEE Tier 1
216800753 | Central HP <5.4 tons | COLEMAN | HRCU-A-CB (Split System: Heat Pump with Remote Outdoor Unit-Air-Source) | HH860E2S11 | ADP |  | A60VGA*+TXV | Z8ES120C20SMPS1 | 45000 | 18 | 9 | 43500 | 33000 | 75.86% | 2 | 0 | 11.7 |  |  |  |  | R-454B | 3.75 | Residential & Commercial | USHP | Ducted CEE Tier 1
213348324 | Central HP <5.4 tons | KERR | HRCU-A-CB (Split System: Heat Pump with Remote Outdoor Unit-Air-Source) | A-KCD30SA-1 |  |  | B-VCD30SA-1 | 0 | 30000 | 16.2 | 8.9 | 33000 | 24000 | 72.73% | 1.8 | 11 | 10 |  |  |  |  | R-410A | 2.5 | Residential & Commercial | USHP | Ducted CEE Tier 1
214814484 | Central HP <5.4 tons | MIDEA | HRCU-A-CB (Split System: Heat Pump with Remote Outdoor Unit-Air-Source) | MOVA-60HDN10-M20G |  |  | MC**4248CN10TH | MGV96U080C4C | 43500 | 16 | 9.5 | 46000 | 40500 | 88.04% | 1.8 | 0 | 11.7 |  |  |  |  | R-454B | 3.625 | Residential & Commercial | USHP | Ducted CEE Tier 1
201800084 | Central HP <5.4 tons | AMERICAN STANDARD | HRCU-A-CB (Split System: Heat Pump with Remote Outdoor Unit-Air-Source) | 4A6C7048A3 |  |  | 4PX*DU48BS3 | S9V2C080U5PSB | 45500 | 17 | 8.1 | 47500 | 45000 | 94.74% | 3.4 | 12.5 | 11.7 |  |  |  |  | R-410A | 3.7917 | Residential & Commercial | USHP | Ducted CEE Tier 1
214010079 | Central HP <5.4 tons | MIDEA | HRCU-A-CB (Split System: Heat Pump with Remote Outdoor Unit-Air-Source) | MOVB-36HDN1-M20G |  |  | MC**3036BNTD | MGH96M060B3A | 33600 | 17.5 | 9 | 34200 | 24000 | 70.18% | 1.88 | 0 | 11 |  |  |  |  | R-410A | 2.8 | Residential & Commercial | USHP | Ducted CEE Tier 1
216574985 | Central HP <5.4 tons | MIDEA | HRCU-A-CB (Split System: Heat Pump with Remote Outdoor Unit-Air-Source) | MOVB-36HDN10-M16G |  |  | MPUE30B1MN10TA | 0 | 27800 | 16 | 8.5 | 28000 | 20000 | 71.43% | 1.8 | 0 | 10.6 |  |  |  |  | R-454B | 2.3167 | Residential & Commercial | USHP | Ducted CEE Tier 1
216505544 | Central HP <5.4 tons | MIDEA | HRCU-A-CB (Split System: Heat Pump with Remote Outdoor Unit-Air-Source) | MDV-V18WMN10T |  |  | MPUE18A1MN10TA | 0 | 18000 | 16 | 8.7 | 18000 | 14400 | 80% | 1.8 | 0 | 11 |  |  |  |  | R-454B | 1.5 | Residential & Commercial | USHP | Ducted CEE Tier 1
213348325 | Central HP <5.4 tons | KERR | HRCU-A-CB (Split System: Heat Pump with Remote Outdoor Unit-Air-Source) | A-KCD36SA-1 |  |  | B-VCD36SA-1 | 0 | 36000 | 16 | 9.5 | 40000 | 34400 | 86% | 1.97 | 10.5 | 10 |  |  |  |  | R-410A | 3 | Residential & Commercial | USHP | Ducted CEE Tier 1
216800687 | Central HP <5.4 tons | COLEMAN | HRCU-A-CB (Split System: Heat Pump with Remote Outdoor Unit-Air-Source) | HH824E2S11 | ADP |  | V,Y36H***P44*+TXV | TL8E060A12UH11 | 23000 | 18 | 9.5 | 21400 | 18300 | 85.51% | 2 | 0 | 12 |  |  |  |  | R-454B | 1.9167 | Residential & Commercial | USHP | Ducted CEE Tier 1
212984748 | Central HP <5.4 tons | AIRQUEST | HRCU-A-CB (Split System: Heat Pump with Remote Outdoor Unit-Air-Source) | DLCURAH18ABK |  |  | EN(A,D)4X24L17** | *92MSN0801716A* | 17700 | 16.5 | 8.5 | 18700 | 19100 | 102.1% | 2.3 | 0 | 11 |  |  |  |  | R-410A | 1.475 | Residential & Commercial | USHP | Ducted CEE Tier 1
212985886 | Central HP <5.4 tons | AIRQUEST | HRCU-A-CB (Split System: Heat Pump with Remote Outdoor Unit-Air-Source) | DLCURAH18ABK |  |  | EA*4X24L14A* | *96MSN0261410A* | 17300 | 16 | 8.5 | 18200 | 19400 | 106.6% | 2.34 | 0 | 10.5 |  |  |  |  | R-410A | 1.4417 | Residential & Commercial | USHP | Ducted CEE Tier 1
213781616 | Central HP <5.4 tons | BRYANT HEATING AND COOLING SYSTEMS | HRCU-A-CB (Split System: Heat Pump with Remote Outdoor Unit-Air-Source) | 288BNV037*0**B* |  |  | CAP**6121AL*+UI | 987MC66100C21*** | 33200 | 17.5 | 8.5 | 32000 | 24800 | 77.5% | 1.98 | 0 | 11.7 |  |  |  |  | R-410A | 2.7667 | Residential & Commercial | USHP | Ducted CEE Tier 1
215937968 | Central HP <5.4 tons | ARCOAIRE | HRCU-A-CB (Split System: Heat Pump with Remote Outdoor Unit-Air-Source) | H5H3V48*K*AAA* |  |  | EVD5X48M24A*+WALLCON | *97CMN1202422B* | 44500 | 20 | 8.1 | 52000 | 38000 | 73.08% | 1.9 | 0 | 11 |  |  |  |  | R-454B | 3.7083 | Residential & Commercial | USHP | Ducted CEE Tier 1
216821145 | Central HP <5.4 tons | SURE | HRCU-A-CB (Split System: Heat Pump with Remote Outdoor Unit-Air-Source) | RD18AY60AJVC |  |  | TCFY6021STAAM | S801V1005A21UHS | 49000 | 17 | 8.1 | 49000 | 39000 | 79.59% | 2 | 0 | 10 |  |  |  |  | R-454B | 4.0833 | Residential & Commercial | USHP | Ducted CEE Tier 1
216051219 | Central HP <5.4 tons | SURE | HRCU-A-CB (Split System: Heat Pump with Remote Outdoor Unit-Air-Source) | SP19AY24AJVC |  |  | TCFY2421HEAAM | S802V0754A17UH | 22800 | 21 | 8.5 | 22800 | 18400 | 80.7% | 1.8 | 0 | 13 |  |  |  |  | R-454B | 1.9 | Residential & Commercial | USHP | Ducted CEE Tier 1
213774649 | Central HP <5.4 tons | ARCOAIRE | HRCU-A-CB (Split System: Heat Pump with Remote Outdoor Unit-Air-Source) | HVH825GKA3* |  |  | EHD4X48AAL+WALLCON | *97CMN0801714B* | 24200 | 16 | 8.1 | 21400 | 16600 | 77.57% | 2 | 0 | 10.5 |  |  |  |  | R-410A | 2.0167 | Residential & Commercial | USHP | Ducted CEE Tier 1
210532878 | Central HP <5.4 tons | CARRIER | HRCU-A-CB (Split System: Heat Pump with Remote Outdoor Unit-Air-Source) | 25VNA448A*031* |  |  | CAP**6024AL*+UI | 59MN7B100C21**22 | 44500 | 21 | 9.5 | 46000 | 36200 | 78.7% | 2.34 | 0 | 12 |  |  |  |  | R-410A | 3.7083 | Residential & Commercial | USHP | Ducted CEE Tier 1
210532910 | Central HP <5.4 tons | CARRIER | HRCU-A-CB (Split System: Heat Pump with Remote Outdoor Unit-Air-Source) | 25VNA448A*031* |  |  | CNPV*4824AL*+UI | 59MN7B120C24**22 | 43500 | 20.5 | 8.5 | 46500 | 36600 | 78.71% | 2.16 | 0 | 11.7 |  |  |  |  | R-410A | 3.625 | Residential & Commercial | USHP | Ducted CEE Tier 1
210532906 | Central HP <5.4 tons | CARRIER | HRCU-A-CB (Split System: Heat Pump with Remote Outdoor Unit-Air-Source) | 25VNA448A*031* |  |  | CNPV*4824AL*+UI | 59TN6B120C24**22 | 44000 | 21 | 8.5 | 46500 | 36400 | 78.28% | 2.18 | 0 | 12 |  |  |  |  | R-410A | 3.6667 | Residential & Commercial | USHP | Ducted CEE Tier 1
210532922 | Central HP <5.4 tons | CARRIER | HRCU-A-CB (Split System: Heat Pump with Remote Outdoor Unit-Air-Source) | 25VNA448A*031* |  |  | CSPH*4812AL*+UI | 58TN*A135C24**22 | 44500 | 20.5 | 9 | 46500 | 36400 | 78.28% | 2.24 | 0 | 11.7 |  |  |  |  | R-410A | 3.7083 | Residential & Commercial | USHP | Ducted CEE Tier 1
213349770 | Central HP <5.4 tons | KERR | HRCU-A-CB (Split System: Heat Pump with Remote Outdoor Unit-Air-Source) | A-KCD24SA-1 |  |  | B-KCD24SA-1 | 0 | 24000 | 17.4 | 10 | 24000 | 22600 | 94.17% | 1.91 | 12.5 | 11.7 |  |  |  |  | R-410A | 2 | Residential & Commercial | USHP | Ducted CEE Tier 1
201812873 | Central HP <5.4 tons | TRANE | HRCU-A-CB (Split System: Heat Pump with Remote Outdoor Unit-Air-Source) | 4TWA7048A4 |  |  | 4TXCD008DS3 | S9V2C080U5PSB | 45500 | 17 | 8.1 | 47500 | 45000 | 94.74% | 3.4 | 12.5 | 11.7 |  |  |  |  | R-410A | 3.7917 | Residential & Commercial | USHP | Ducted CEE Tier 1
213349772 | Central HP <5.4 tons | KERR | HRCU-A-CB (Split System: Heat Pump with Remote Outdoor Unit-Air-Source) | A-KCD36SA-1 |  |  | B-KCD36SA-1 | 0 | 36000 | 16 | 9.5 | 40000 | 34400 | 86% | 1.97 | 10.5 | 10 |  |  |  |  | R-410A | 3 | Residential & Commercial | USHP | Ducted CEE Tier 1
212982603 | Central HP <5.4 tons | AIRQUEST | HRCU-A-CB (Split System: Heat Pump with Remote Outdoor Unit-Air-Source) | DLCURAH36ABK |  |  | EA*4X48L24A* | *80MSU0601716A* | 35600 | 17 | 8.5 | 37800 | 34600 | 91.53% | 2.02 | 0 | 10 |  |  |  |  | R-410A | 2.9667 | Residential & Commercial | USHP | Ducted CEE Tier 1
214010084 | Central HP <5.4 tons | MIDEA | HRCU-A-CB (Split System: Heat Pump with Remote Outdoor Unit-Air-Source) | MOVB-36HDN1-M20G |  |  | MC**4248CNTF | MGH96M100C5A | 33000 | 18.5 | 9 | 34200 | 24200 | 70.76% | 1.9 | 0 | 12 |  |  |  |  | R-410A | 2.75 | Residential & Commercial | USHP | Ducted CEE Tier 1
211262713 | Central HP <5.4 tons | TEMPSTAR | HRCU-A-CB (Split System: Heat Pump with Remote Outdoor Unit-Air-Source) | DLCURAH18ABK |  |  | EN(A,D)4X24L14** | *80ES(N,L)0451412A* | 18000 | 16 | 8.5 | 18900 | 18700 | 98.94% | 2.26 | 0 | 11 |  |  |  |  | R-410A | 1.5 | Residential & Commercial | USHP | Ducted CEE Tier 1
213815154 | Central HP <5.4 tons | AMANA | HRCU-A-CB (Split System: Heat Pump with Remote Outdoor Unit-Air-Source) | ASZV903610A* |  |  | CHPF3642C6C*+MBVB16CP1X00A*+TXV | 0 | 33400 | 18 | 8.2 | 34000 | 24400 | 71.76% | 1.8 | 0 | 11 |  |  |  |  | R-410A | 2.7833 | Residential & Commercial | USHP | Ducted CEE Tier 1
215674218 | Central HP <5.4 tons | ARCOAIRE | HRCU-A-CB (Split System: Heat Pump with Remote Outdoor Unit-Air-Source) | H5H0V48*K*AAA* |  |  | EA*5X60M24A*+WALLCON | *95CSU0802120B* | 45000 | 17.5 | 9 | 47500 | 33600 | 70.74% | 2.08 | 0 | 9.5 |  |  |  |  | R-454B | 3.75 | Residential & Commercial | USHP
213815739 | Central HP <5.4 tons | AMANA | HRCU-A-CB (Split System: Heat Pump with Remote Outdoor Unit-Air-Source) | ASZS60361EA* |  |  | CA*EA4830*4A*+MBVK16CP1X00A* | 0 | 34200 | 17.5 | 8.6 | 34200 | 29000 | 84.8% | 2 | 0 | 10 |  |  |  |  | R-410A | 2.85 | Residential & Commercial | USHP | Ducted CEE Tier 1
213265615 | Central HP <5.4 tons | KERR | HRCU-A-C (Split System: Heat Pump with Remote Outdoor Unit with No Indoor Fan --Air Source) | A-KCD18SA-1 |  |  | MCD18/24B1A | 0 | 18000 | 16.1 | 9.5 | 19000 | 15000 | 78.95% | 2.2 | 11.6 | 11.7 |  |  |  |  | R-410A | 1.5 | Residential & Commercial | USHP | Ducted CEE Tier 1
213815740 | Central HP <5.4 tons | AMANA | HRCU-A-CB (Split System: Heat Pump with Remote Outdoor Unit-Air-Source) | ASZS60421EA* |  |  | CA*EA6030*4A*+MBVK20DP1X00A* | 0 | 40000 | 17 | 8.6 | 40000 | 30600 | 76.5% | 2 | 0 | 10 |  |  |  |  | R-410A | 3.3333 | Residential & Commercial | USHP | Ducted CEE Tier 1
216574982 | Central HP <5.4 tons | MIDEA | HRCU-A-CB (Split System: Heat Pump with Remote Outdoor Unit-Air-Source) | MOVB-24HDN10-M16G |  |  | MPUE18A1MN10TA | 0 | 18000 | 16 | 9 | 18000 | 12900 | 71.67% | 1.81 | 0 | 11.7 |  |  |  |  | R-454B | 1.5 | Residential & Commercial | USHP | Ducted CEE Tier 1
216800711 | Central HP <5.4 tons | COLEMAN | HRCU-A-CB (Split System: Heat Pump with Remote Outdoor Unit-Air-Source) | HH824E2S11 | ADP |  | H,YG35*36+TXV | Z9ES080B12SMPS1 | 23000 | 18 | 9.5 | 21400 | 18200 | 85.05% | 2 | 0 | 12 |  |  |  |  | R-454B | 1.9167 | Residential & Commercial | USHP | Ducted CEE Tier 1
216046595 | Central HP <5.4 tons | MIDEA | HRCU-A-CB (Split System: Heat Pump with Remote Outdoor Unit-Air-Source) | MDV-V48WMN10T |  |  | MCPM4860DN10TH | MGV96U100D5C | 48000 | 16 | 8.9 | 48000 | 40000 | 83.33% | 1.9 | 0 | 10.2 |  |  |  |  | R-454B | 4 | Residential & Commercial | USHP | Ducted CEE Tier 1
213386673 | Central HP <5.4 tons | MIDEA | HRCU-A-CB (Split System: Heat Pump with Remote Outdoor Unit-Air-Source) | MOVB-60HDN1-M18M |  |  | MC**3036ANTD | MGH96M080B3A | 34000 | 16.5 | 8.5 | 34400 | 24200 | 70.35% | 1.8 | 0 | 11.7 |  |  |  |  | R-410A | 2.8333 | Residential & Commercial | USHP | Ducted CEE Tier 1
216776094 | Central HP <5.4 tons | LENNOX | HRCU-A-CB (Split System: Heat Pump with Remote Outdoor Unit-Air-Source) | SL22KLV-048-230A** |  |  | CK40[C,U]T-60C-**+TDR | SL297UH080NV60C* | 45500 | 19.5 | 9 | 46000 | 44500 | 96.74% | 1.98 | 0 | 11.7 |  |  |  |  | R-454B | 3.7917 | Residential & Commercial | USHP | Ducted CEE Tier 1
216046593 | Central HP <5.4 tons | MIDEA | HRCU-A-CB (Split System: Heat Pump with Remote Outdoor Unit-Air-Source) | MDV-V30WMN10T |  |  | MCPM3036BN10TH | MGV96U080B3C | 30000 | 16 | 9 | 30000 | 30000 | 100% | 1.95 | 0 | 10.3 |  |  |  |  | R-454B | 2.5 | Residential & Commercial | USHP | Ducted CEE Tier 1
216776060 | Central HP <5.4 tons | LENNOX | HRCU-A-CB (Split System: Heat Pump with Remote Outdoor Unit-Air-Source) | SL22KLV-024-230A** |  |  | CK40[C,U]T-36A-**+TDR | SL280UH060NV36A* | 22600 | 19 | 8.5 | 23400 | 21800 | 93.16% | 2.08 | 0 | 12.8 |  |  |  |  | R-454B | 1.8833 | Residential & Commercial | USHP | Ducted CEE Tier 1
213348326 | Central HP <5.4 tons | KERR | HRCU-A-CB (Split System: Heat Pump with Remote Outdoor Unit-Air-Source) | A-KCD48SA-1 |  |  | B-VCD48SA-1 | 0 | 47000 | 15.6 | 9.4 | 50000 | 46000 | 92% | 1.9 | 8.5 | 8.2 |  |  |  |  | R-410A | 3.9167 | Residential & Commercial | USHP
216800717 | Central HP <5.4 tons | COLEMAN | HRCU-A-CB (Split System: Heat Pump with Remote Outdoor Unit-Air-Source) | HH836E2S11 | ADP |  | V,Y36H175P15*+TXV | TL9E080C16UH11 | 34200 | 18 | 8.5 | 31000 | 26400 | 85.16% | 2 | 0 | 11 |  |  |  |  | R-454B | 2.85 | Residential & Commercial | USHP | Ducted CEE Tier 1
211261949 | Central HP <5.4 tons | AIRQUEST | HRCU-A-CB (Split System: Heat Pump with Remote Outdoor Unit-Air-Source) | DLCURAH18ABK |  |  | EA*4X30L17A* | *95ESN0261410A* | 18200 | 15.5 | 8.5 | 18800 | 18400 | 97.87% | 2.22 | 0 | 10.5 |  |  |  |  | R-410A | 1.5167 | Residential & Commercial | USHP | Ducted CEE Tier 1
212614957 | Central HP <5.4 tons | AMANA | HRCU-A-CB (Split System: Heat Pump with Remote Outdoor Unit-Air-Source) | ASZS60241EA* |  |  | CA*EA2422*4A* | A*VC960803BNB* | 23000 | 17 | 8.6 | 23000 | 16100 | 70% | 2 | 0 | 10 |  |  |  |  | R-410A | 1.9167 | Residential & Commercial | USHP | Ducted CEE Tier 1
212614959 | Central HP <5.4 tons | AMANA | HRCU-A-CB (Split System: Heat Pump with Remote Outdoor Unit-Air-Source) | ASZS60241EA* |  |  | CA*EA2422*4A* | A*VS960805CUA* | 23000 | 17 | 8.6 | 23000 | 16100 | 70% | 2 | 0 | 10 |  |  |  |  | R-410A | 1.9167 | Residential & Commercial | USHP | Ducted CEE Tier 1
212614973 | Central HP <5.4 tons | AMANA | HRCU-A-CB (Split System: Heat Pump with Remote Outdoor Unit-Air-Source) | ASZS60241EA* |  |  | CA*EA3026*4A* | A*VS800805CUA* | 23000 | 17 | 8.6 | 23000 | 16100 | 70% | 2 | 0 | 10 |  |  |  |  | R-410A | 1.9167 | Residential & Commercial | USHP | Ducted CEE Tier 1
212614974 | Central HP <5.4 tons | AMANA | HRCU-A-CB (Split System: Heat Pump with Remote Outdoor Unit-Air-Source) | ASZS60241EA* |  |  | CA*EA3026*4A* | A*VC801005C*A* | 23000 | 17 | 8.6 | 23000 | 16100 | 70% | 2 | 0 | 10 |  |  |  |  | R-410A | 1.9167 | Residential & Commercial | USHP | Ducted CEE Tier 1
211262198 | Central HP <5.4 tons | AIRQUEST | HRCU-A-CB (Split System: Heat Pump with Remote Outdoor Unit-Air-Source) | DLCURAH18ABK |  |  | EA*4X30L17A* | OLV098A12* | 18200 | 15.5 | 8.5 | 18800 | 18400 | 97.87% | 2.22 | 0 | 10.5 |  |  |  |  | R-410A | 1.5167 | Residential & Commercial | USHP | Ducted CEE Tier 1
211245885 | Central HP <5.4 tons | ARCOAIRE | HRCU-A-CB (Split System: Heat Pump with Remote Outdoor Unit-Air-Source) | DLCURAH24ABK |  |  | FMA4X24**AL* | 0 | 23600 | 17 | 9 | 27200 | 25600 | 94.12% | 2.14 | 0 | 10 |  |  |  |  | R-410A | 1.9667 | Residential & Commercial | USHP | Ducted CEE Tier 1
216891884 | Central HP <5.4 tons | SURE | HRCU-A-CB (Split System: Heat Pump with Remote Outdoor Unit-Air-Source) | RD18AY36AJVC |  |  | TCFY3621MTANM | S951V0603A17UH | 32200 | 18 | 10 | 32200 | 28200 | 87.58% | 2.1 | 0 | 12 |  |  |  |  | R-454B | 2.6833 | Residential & Commercial | USHP | Ducted CEE Tier 1
216891907 | Central HP <5.4 tons | SURE | HRCU-A-CB (Split System: Heat Pump with Remote Outdoor Unit-Air-Source) | RD18AY36AJVC |  |  | TCFY3621MTANM | S802V0754A17DZ | 32400 | 19 | 10 | 32400 | 28000 | 86.42% | 2.1 | 0 | 12 |  |  |  |  | R-454B | 2.7 | Residential & Commercial | USHP | Ducted CEE Tier 1
214396160 | Central HP <5.4 tons | YORK | HRCU-A-CB (Split System: Heat Pump with Remote Outdoor Unit-Air-Source) | HH860E2S11 |  |  | CTM60D5CGS1 | TM8E130D20MP11 | 46000 | 17 | 9 | 47000 | 34800 | 74.04% | 2 | 0 | 11 |  |  |  |  | R-454B | 3.8333 | Residential & Commercial | USHP | Ducted CEE Tier 1
216891909 | Central HP <5.4 tons | SURE | HRCU-A-CB (Split System: Heat Pump with Remote Outdoor Unit-Air-Source) | RD18AY36AJVC |  |  | TCFY3621MTANM | S801V1004A17UH | 32600 | 19 | 10 | 32600 | 27800 | 85.28% | 2.1 | 0 | 12 |  |  |  |  | R-454B | 2.7167 | Residential & Commercial | USHP | Ducted CEE Tier 1
216891959 | Central HP <5.4 tons | SURE | HRCU-A-CB (Split System: Heat Pump with Remote Outdoor Unit-Air-Source) | RD18AY36AJVC |  |  | TCFY3617STANM | S97MV0603A17DH | 31200 | 18 | 8.5 | 31200 | 27800 | 89.1% | 1.9 | 0 | 12 |  |  |  |  | R-454B | 2.6 | Residential & Commercial | USHP | Ducted CEE Tier 1
212979454 | Central HP <5.4 tons | AIRQUEST | HRCU-A-CB (Split System: Heat Pump with Remote Outdoor Unit-Air-Source) | DLCURAH30ABK |  |  | EA*4X42L24A* | *80MS(N,L)0702116A* | 29800 | 15.2 | 8.1 | 34200 | 27600 | 80.7% | 1.8 | 0 | 9 |  |  |  |  | R-410A | 2.4833 | Residential & Commercial | USHP
216772255 | Central HP <5.4 tons | TRANE | HRCU-A-CB (Split System: Heat Pump with Remote Outdoor Unit-Air-Source) | 5HCL5024A1 |  |  | 5TEM5B03AC21 | 0 | 23000 | 17 | 9.2 | 24000 | 20000 | 83.33% | 1.9 | 0 | 11.7 |  |  |  |  | R-454B | 1.9167 | Residential & Commercial | USHP | Ducted CEE Tier 1
216820823 | Central HP <5.4 tons | SURE | HRCU-A-CB (Split System: Heat Pump with Remote Outdoor Unit-Air-Source) | RD18AY48AJVC |  |  | TCFY4824MTANM | S98MV1005A21UP | 42500 | 17 | 8.1 | 42500 | 33600 | 79.06% | 2 | 0 | 10 |  |  |  |  | R-454B | 3.5417 | Residential & Commercial | USHP | Ducted CEE Tier 1
216820926 | Central HP <5.4 tons | SURE | HRCU-A-CB (Split System: Heat Pump with Remote Outdoor Unit-Air-Source) | RD18AY48AJVC |  |  | TCFY4821STANM | S951V0705A21M4 | 41000 | 17 | 8.1 | 41000 | 37800 | 92.2% | 2.1 | 0 | 10 |  |  |  |  | R-454B | 3.4167 | Residential & Commercial | USHP | Ducted CEE Tier 1
216821007 | Central HP <5.4 tons | SURE | HRCU-A-CB (Split System: Heat Pump with Remote Outdoor Unit-Air-Source) | RD18AY48AJVC |  |  | TCFY4824STANM | S921V0855A21M4 | 40500 | 17 | 8.1 | 40500 | 37800 | 93.33% | 2.1 | 0 | 10 |  |  |  |  | R-454B | 3.375 | Residential & Commercial | USHP | Ducted CEE Tier 1
214719750 | Central HP <5.4 tons | YORK | HRCU-A-CB (Split System: Heat Pump with Remote Outdoor Unit-Air-Source) | HH836E2S11 |  |  | CTU48C5XFS1+TXV | TM8V080C16MP12 | 33400 | 18 | 9 | 31600 | 25400 | 80.38% | 2 | 0 | 11 |  |  |  |  | R-454B | 2.7833 | Residential & Commercial | USHP | Ducted CEE Tier 1
214719782 | Central HP <5.4 tons | YORK | HRCU-A-CB (Split System: Heat Pump with Remote Outdoor Unit-Air-Source) | HH836E2S11 |  |  | CTU48C5XFS1+TXV | TL9E080C16UH11 | 33400 | 18 | 9 | 31400 | 25400 | 80.89% | 2 | 0 | 11 |  |  |  |  | R-454B | 2.7833 | Residential & Commercial | USHP | Ducted CEE Tier 1
216821074 | Central HP <5.4 tons | SURE | HRCU-A-CB (Split System: Heat Pump with Remote Outdoor Unit-Air-Source) | RD18AY60AJVC |  |  | TCFY6024STANM | S97MV0855A21DH | 51000 | 17 | 10 | 51000 | 38000 | 74.51% | 2 | 0 | 10 |  |  |  |  | R-454B | 4.25 | Residential & Commercial | USHP | Ducted CEE Tier 1
216821094 | Central HP <5.4 tons | SURE | HRCU-A-CB (Split System: Heat Pump with Remote Outdoor Unit-Air-Source) | RD18AY60AJVC |  |  | TCFY6024STANM | S801V1505A24UH | 51500 | 18 | 10 | 51000 | 38000 | 74.51% | 2 | 0 | 11 |  |  |  |  | R-454B | 4.2917 | Residential & Commercial | USHP | Ducted CEE Tier 1
216821025 | Central HP <5.4 tons | SURE | HRCU-A-CB (Split System: Heat Pump with Remote Outdoor Unit-Air-Source) | RD18AY48AJVC |  |  | TCFY4821STANM | S802V1004A17UH | 41000 | 17 | 8.1 | 41000 | 37800 | 92.2% | 2.1 | 0 | 10 |  |  |  |  | R-454B | 3.4167 | Residential & Commercial | USHP | Ducted CEE Tier 1
213774568 | Central HP <5.4 tons | AIRQUEST | HRCU-A-CB (Split System: Heat Pump with Remote Outdoor Unit-Air-Source) | HVH825GKA3* |  |  | EHD4X48AAL+WALLCON | *80CTL0701412B* | 24400 | 16.5 | 8.1 | 21200 | 16600 | 78.3% | 2 | 0 | 10.5 |  |  |  |  | R-410A | 2.0333 | Residential & Commercial | USHP | Ducted CEE Tier 1
213778778 | Central HP <5.4 tons | AIRQUEST | HRCU-A-CB (Split System: Heat Pump with Remote Outdoor Unit-Air-Source) | HVH837GKA** |  |  | EA*4X36L17A*+WALLCON | *97CMN0601714B* | 31200 | 16.5 | 8.1 | 33400 | 24600 | 73.65% | 1.82 | 0 | 10.5 |  |  |  |  | R-410A | 2.6 | Residential & Commercial | USHP | Ducted CEE Tier 1
213778848 | Central HP <5.4 tons | AIRQUEST | HRCU-A-CB (Split System: Heat Pump with Remote Outdoor Unit-Air-Source) | HVH837GKA** |  |  | EA*4X36L21A*+WALLCON | *80CTL0902120B* | 31600 | 17 | 8.1 | 32800 | 24200 | 73.78% | 1.86 | 0 | 11 |  |  |  |  | R-410A | 2.6333 | Residential & Commercial | USHP | Ducted CEE Tier 1
213779098 | Central HP <5.4 tons | AIRQUEST | HRCU-A-CB (Split System: Heat Pump with Remote Outdoor Unit-Air-Source) | HVH837GKA** |  |  | EA*4X42L21A*+WALLCON | *80CTL1102120B* | 31800 | 17 | 8.1 | 32800 | 24200 | 73.78% | 1.88 | 0 | 11 |  |  |  |  | R-410A | 2.65 | Residential & Commercial | USHP | Ducted CEE Tier 1
216800766 | Central HP <5.4 tons | COLEMAN | HRCU-A-CB (Split System: Heat Pump with Remote Outdoor Unit-Air-Source) | HH860E2S11 | ADP |  | V,Y60H210P19*+TXV | Z9ES100C20SMPS1 | 53000 | 19 | 8.5 | 52000 | 38000 | 73.08% | 2 | 0 | 11 |  |  |  |  | R-454B | 4.4167 | Residential & Commercial | USHP | Ducted CEE Tier 1
211262804 | Central HP <5.4 tons | TEMPSTAR | HRCU-A-CB (Split System: Heat Pump with Remote Outdoor Unit-Air-Source) | DLCURAH18ABK |  |  | EN(A,D)4X24L17** | *80VSL0451412A* | 17700 | 16 | 8.5 | 18600 | 18800 | 101.1% | 2.26 | 0 | 10.5 |  |  |  |  | R-410A | 1.475 | Residential & Commercial | USHP | Ducted CEE Tier 1
211263499 | Central HP <5.4 tons | TEMPSTAR | HRCU-A-CB (Split System: Heat Pump with Remote Outdoor Unit-Air-Source) | DLCURAH18ABK |  |  | EN(A,D)4X24L17** | *80ES(N,L)0701412A* | 17500 | 16 | 8.5 | 18400 | 18800 | 102.2% | 2.26 | 0 | 11 |  |  |  |  | R-410A | 1.4583 | Residential & Commercial | USHP | Ducted CEE Tier 1
212986622 | Central HP <5.4 tons | AIRQUEST | HRCU-A-CB (Split System: Heat Pump with Remote Outdoor Unit-Air-Source) | DLCURAH24ABK |  |  | EN(A,D)4X30L17** | *96MSN0401712A* | 23200 | 15.5 | 8.1 | 26000 | 24400 | 93.85% | 2.02 | 0 | 10 |  |  |  |  | R-410A | 1.9333 | Residential & Commercial | USHP | Ducted CEE Tier 1
212986940 | Central HP <5.4 tons | AIRQUEST | HRCU-A-CB (Split System: Heat Pump with Remote Outdoor Unit-Air-Source) | DLCURAH24ABK |  |  | EN(A,D)4X24L17** | *96MSN0601412A* | 23200 | 16.5 | 8.5 | 27000 | 25200 | 93.33% | 2.1 | 0 | 10 |  |  |  |  | R-410A | 1.9333 | Residential & Commercial | USHP | Ducted CEE Tier 1
212987474 | Central HP <5.4 tons | AIRQUEST | HRCU-A-CB (Split System: Heat Pump with Remote Outdoor Unit-Air-Source) | DLCURAH24ABK |  |  | EN(A,D,W)4X36L17** | *96MSN0801716A* | 23800 | 17 | 8.5 | 26400 | 24000 | 90.91% | 2 | 0 | 10.5 |  |  |  |  | R-410A | 1.9833 | Residential & Commercial | USHP | Ducted CEE Tier 1
212614945 | Central HP <5.4 tons | AMANA | HRCU-A-CB (Split System: Heat Pump with Remote Outdoor Unit-Air-Source) | ASZS60241EA* |  |  | CA*EA2422*4A*+MBVC1600**-1A* | 0 | 23000 | 17 | 8.6 | 23000 | 16100 | 70% | 2 | 0 | 10 |  |  |  |  | R-410A | 1.9167 | Residential & Commercial | USHP | Ducted CEE Tier 1
212614952 | Central HP <5.4 tons | AMANA | HRCU-A-CB (Split System: Heat Pump with Remote Outdoor Unit-Air-Source) | ASZS60241EA* |  |  | CA*EA2422*4A* | A*VS800805CUA* | 23000 | 17 | 8.6 | 23000 | 16100 | 70% | 2 | 0 | 10 |  |  |  |  | R-410A | 1.9167 | Residential & Commercial | USHP | Ducted CEE Tier 1
213780766 | Central HP <5.4 tons | BRYANT HEATING AND COOLING SYSTEMS | HRCU-A-CB (Split System: Heat Pump with Remote Outdoor Unit-Air-Source) | 288BNV037*0**B* |  |  | CAP**3621AL*+UI | 88*TB60110C21*** | 31600 | 17 | 8.1 | 32800 | 24200 | 73.78% | 1.86 | 0 | 11 |  |  |  |  | R-410A | 2.6333 | Residential & Commercial | USHP | Ducted CEE Tier 1
213348322 | Central HP <5.4 tons | KERR | HRCU-A-CB (Split System: Heat Pump with Remote Outdoor Unit-Air-Source) | A-KCD18SA-1 |  |  | B-VCD18SA-1 | 0 | 18000 | 18 | 9.3 | 19000 | 16500 | 86.84% | 2.04 | 12.5 | 12.4 |  |  |  |  | R-410A | 1.5 | Residential & Commercial | USHP | Ducted CEE Tier 1
214238987 | Central HP <5.4 tons | ARCOAIRE | HRCU-A-CB (Split System: Heat Pump with Remote Outdoor Unit-Air-Source) | HVH837GKA2* |  |  | END4X42L17**+WALLCON | *80CTL0901716B* | 32000 | 17 | 8.1 | 33000 | 24600 | 74.55% | 1.9 | 0 | 11.5 |  |  |  |  | R-410A | 2.6667 | Residential & Commercial | USHP | Ducted CEE Tier 1
215667239 | Central HP <5.4 tons | ARCOAIRE | HRCU-A-CB (Split System: Heat Pump with Remote Outdoor Unit-Air-Source) | H5H0V24*K*AAA* |  |  | EA*5X25M17A*+WALLCON | *97CMN0601714B* | 23800 | 17 | 9 | 23400 | 16500 | 70.51% | 2 | 0 | 10.5 |  |  |  |  | R-454B | 1.9833 | Residential & Commercial | USHP | Ducted CEE Tier 1
215667471 | Central HP <5.4 tons | ARCOAIRE | HRCU-A-CB (Split System: Heat Pump with Remote Outdoor Unit-Air-Source) | H5H0V24*K*AAA* |  |  | EA*5X30M17A*+WALLCON | *97CMN0601714B* | 23000 | 16.5 | 8.5 | 24000 | 16800 | 70% | 1.86 | 0 | 10 |  |  |  |  | R-454B | 1.9167 | Residential & Commercial | USHP | Ducted CEE Tier 1
215667003 | Central HP <5.4 tons | ARCOAIRE | HRCU-A-CB (Split System: Heat Pump with Remote Outdoor Unit-Air-Source) | H5H0V24*K*AAA* |  |  | EA*5X24M17A*+WALLCON | *80CTL0451712B* | 22600 | 16.5 | 9 | 24200 | 17000 | 70.25% | 1.94 | 0 | 9.5 |  |  |  |  | R-454B | 1.8833 | Residential & Commercial | USHP
215669546 | Central HP <5.4 tons | ARCOAIRE | HRCU-A-CB (Split System: Heat Pump with Remote Outdoor Unit-Air-Source) | H5H0V36*K*AAA* |  |  | EA*5X61M21A*+WALLCON | *97CMN0602120B* | 34600 | 18 | 9 | 34600 | 25000 | 72.25% | 1.9 | 0 | 10 |  |  |  |  | R-454B | 2.8833 | Residential & Commercial | USHP | Ducted CEE Tier 1
215669326 | Central HP <5.4 tons | ARCOAIRE | HRCU-A-CB (Split System: Heat Pump with Remote Outdoor Unit-Air-Source) | H5H0V36*K*AAA* |  |  | EA*5X60M24A*+WALLCON | *80CTL1102120B* | 34400 | 18.5 | 9 | 34200 | 24600 | 71.93% | 1.92 | 0 | 10.5 |  |  |  |  | R-454B | 2.8667 | Residential & Commercial | USHP | Ducted CEE Tier 1
215669396 | Central HP <5.4 tons | ARCOAIRE | HRCU-A-CB (Split System: Heat Pump with Remote Outdoor Unit-Air-Source) | H5H0V36*K*AAA* |  |  | EA*5X60M24A*+WALLCON | *97CMN1202422B* | 34400 | 18.5 | 9 | 34200 | 24800 | 72.51% | 1.9 | 0 | 10 |  |  |  |  | R-454B | 2.8667 | Residential & Commercial | USHP | Ducted CEE Tier 1
215669646 | Central HP <5.4 tons | ARCOAIRE | HRCU-A-CB (Split System: Heat Pump with Remote Outdoor Unit-Air-Source) | H5H0V36*K*AAA* |  |  | EA*5X61M24A*+WALLCON | *80CTL1102120B* | 35000 | 18.5 | 9 | 34400 | 24600 | 71.51% | 1.92 | 0 | 10.5 |  |  |  |  | R-454B | 2.9167 | Residential & Commercial | USHP | Ducted CEE Tier 1
215669426 | Central HP <5.4 tons | ARCOAIRE | HRCU-A-CB (Split System: Heat Pump with Remote Outdoor Unit-Air-Source) | H5H0V36*K*AAA* |  |  | EA*5X61M21A*+WALLCON | *80CSU0401712A* | 34800 | 18.5 | 9 | 34400 | 24800 | 72.09% | 1.92 | 0 | 10 |  |  |  |  | R-454B | 2.9 | Residential & Commercial | USHP | Ducted CEE Tier 1
215670064 | Central HP <5.4 tons | ARCOAIRE | HRCU-A-CB (Split System: Heat Pump with Remote Outdoor Unit-Air-Source) | H5H0V36*K*AAA* |  |  | ESH5X42M12A*+WALLCON | *97CMN0802120B* | 34000 | 16.5 | 8.5 | 35600 | 25200 | 70.79% | 1.78 | 0 | 9.5 |  |  |  |  | R-454B | 2.8333 | Residential & Commercial | USHP
215670080 | Central HP <5.4 tons | ARCOAIRE | HRCU-A-CB (Split System: Heat Pump with Remote Outdoor Unit-Air-Source) | H5H0V36*K*AAA* |  |  | ESH5X42M12A*+WALLCON | *97CMN1202422B* | 34000 | 16.5 | 8.5 | 35600 | 25200 | 70.79% | 1.78 | 0 | 9.5 |  |  |  |  | R-454B | 2.8333 | Residential & Commercial | USHP
215670048 | Central HP <5.4 tons | ARCOAIRE | HRCU-A-CB (Split System: Heat Pump with Remote Outdoor Unit-Air-Source) | H5H0V36*K*AAA* |  |  | ESH5X42M12A*+WALLCON | *97CMN0601714B* | 33600 | 16 | 8.5 | 35800 | 25600 | 71.51% | 1.76 | 0 | 9 |  |  |  |  | R-454B | 2.8 | Residential & Commercial | USHP
215218938 | Central HP <5.4 tons | MIDEA | HRCU-A-CB (Split System: Heat Pump with Remote Outdoor Unit-Air-Source) | MOVB-24HDN10-M16G |  |  | MC**2430BN10TH | MGV96U060B3C | 24000 | 16 | 8.5 | 24000 | 16800 | 70% | 1.8 | 0 | 10.6 |  |  |  |  | R-454B | 2 | Residential & Commercial | USHP | Ducted CEE Tier 1
204298794 | Central HP <5.4 tons | TEMPSTAR | HRCU-A-CB (Split System: Heat Pump with Remote Outdoor Unit-Air-Source) | TVH837GKA** |  |  | EA*4X36L21A*+WALLCON | *97CMN0602120A* | 31400 | 17 | 8.1 | 33600 | 24600 | 73.21% | 1.84 | 11 | 11 |  |  |  |  | R-410A | 2.6167 | Residential & Commercial | USHP | Ducted CEE Tier 1
213782146 | Central HP <5.4 tons | BRYANT HEATING AND COOLING SYSTEMS | HRCU-A-CB (Split System: Heat Pump with Remote Outdoor Unit-Air-Source) | 288BNV037*0**B* |  |  | CSPH*4812AL*+UI | 987MC66100C21*** | 32600 | 16.5 | 8.1 | 33000 | 24800 | 75.15% | 1.96 | 0 | 11 |  |  |  |  | R-410A | 2.7167 | Residential & Commercial | USHP | Ducted CEE Tier 1
213782216 | Central HP <5.4 tons | BRYANT HEATING AND COOLING SYSTEMS | HRCU-A-CB (Split System: Heat Pump with Remote Outdoor Unit-Air-Source) | 288BNV037*0**B* |  |  | CSPH*6012AL*+UI | 88*TB36070C14*** | 32800 | 16.5 | 8.1 | 32400 | 25600 | 79.01% | 2 | 0 | 11 |  |  |  |  | R-410A | 2.7333 | Residential & Commercial | USHP | Ducted CEE Tier 1
216990290 | Central HP <5.4 tons | BRYANT HEATING AND COOLING SYSTEMS | HRCU-A-CB (Split System: Heat Pump with Remote Outdoor Unit-Air-Source) | 290VAN048**AA* | ADP |  | PL60H210P29*+TXV | 88*TB48070C17*** | 44000 | 17 | 9 | 47000 | 34000 | 72.34% | 2.04 | 0 | 9.5 |  |  |  |  | R-454B | 3.6667 | Residential & Commercial | USHP
215674028 | Central HP <5.4 tons | ARCOAIRE | HRCU-A-CB (Split System: Heat Pump with Remote Outdoor Unit-Air-Source) | H5H0V48*K*AAA* |  |  | EA*5X48M21A*+WALLCON | *80CTL0701716B* | 44000 | 17.5 | 9 | 49000 | 34400 | 70.2% | 2.04 | 0 | 9.5 |  |  |  |  | R-454B | 3.6667 | Residential & Commercial | USHP
214229470 | Central HP <5.4 tons | AIRQUEST | HRCU-A-CB (Split System: Heat Pump with Remote Outdoor Unit-Air-Source) | DLCURAH36ABK |  |  | EN(A,D)4X48L24** | *80MSU1002120A* | 35800 | 16.5 | 8.5 | 38500 | 34800 | 90.39% | 2 | 0 | 10 |  |  |  |  | R-410A | 2.9833 | Residential & Commercial | USHP | Ducted CEE Tier 1
213872281 | Central HP <5.4 tons | AMANA | HRCU-A-CB (Split System: Heat Pump with Remote Outdoor Unit-Air-Source) | ASZS60481EA* |  |  | CA*EA6030*4A* | A*VC800804C*A* | 44000 | 17 | 8.5 | 43500 | 31000 | 71.26% | 2 | 0 | 10 |  |  |  |  | R-410A | 3.6667 | Residential & Commercial | USHP | Ducted CEE Tier 1
216772736 | Central HP <5.4 tons | ARCOAIRE | HRCU-A-CB (Split System: Heat Pump with Remote Outdoor Unit-Air-Source) | D5CUHAH48AAK |  |  | FTMA5B60L0D* | 0 | 47500 | 15.2 | 9 | 49000 | 44000 | 89.8% | 1.8 | 0 | 9 |  |  |  |  | R-454B | 3.9583 | Residential & Commercial | USHP
213778898 | Central HP <5.4 tons | AIRQUEST | HRCU-A-CB (Split System: Heat Pump with Remote Outdoor Unit-Air-Source) | HVH837GKA** |  |  | EA*4X36L21A*+WALLCON | *97CMN1002122B* | 31600 | 17 | 8.1 | 32800 | 24200 | 73.78% | 1.86 | 0 | 11 |  |  |  |  | R-410A | 2.6333 | Residential & Commercial | USHP | Ducted CEE Tier 1
213779248 | Central HP <5.4 tons | AIRQUEST | HRCU-A-CB (Split System: Heat Pump with Remote Outdoor Unit-Air-Source) | HVH837GKA** |  |  | EA*4X43L21A*+WALLCON | *80CTL0451712B* | 32600 | 16.5 | 8.1 | 33200 | 25400 | 76.51% | 1.94 | 0 | 10.5 |  |  |  |  | R-410A | 2.7167 | Residential & Commercial | USHP | Ducted CEE Tier 1
213779448 | Central HP <5.4 tons | AIRQUEST | HRCU-A-CB (Split System: Heat Pump with Remote Outdoor Unit-Air-Source) | HVH837GKA** |  |  | EA*4X48L21A*+WALLCON | *97CMN1002122B* | 32400 | 17 | 8.1 | 32600 | 24800 | 76.07% | 1.98 | 0 | 11 |  |  |  |  | R-410A | 2.7 | Residential & Commercial | USHP | Ducted CEE Tier 1
213781636 | Central HP <5.4 tons | BRYANT HEATING AND COOLING SYSTEMS | HRCU-A-CB (Split System: Heat Pump with Remote Outdoor Unit-Air-Source) | 288BNV037*0**B* |  |  | CAP**6121AL*+UI | 986TD42080C17*** | 33000 | 17 | 8.1 | 32000 | 25000 | 78.12% | 1.96 | 0 | 11 |  |  |  |  | R-410A | 2.75 | Residential & Commercial | USHP | Ducted CEE Tier 1
213781656 | Central HP <5.4 tons | BRYANT HEATING AND COOLING SYSTEMS | HRCU-A-CB (Split System: Heat Pump with Remote Outdoor Unit-Air-Source) | 288BNV037*0**B* |  |  | CAP**6124AL*+UI | 88*TB60090C21*** | 33200 | 17.5 | 8.5 | 32000 | 24800 | 77.5% | 2 | 0 | 11.7 |  |  |  |  | R-410A | 2.7667 | Residential & Commercial | USHP | Ducted CEE Tier 1
213779598 | Central HP <5.4 tons | AIRQUEST | HRCU-A-CB (Split System: Heat Pump with Remote Outdoor Unit-Air-Source) | HVH837GKA** |  |  | EA*4X60L24A*+WALLCON | *97CMN1202422B* | 32800 | 17.5 | 8.1 | 31600 | 24600 | 77.85% | 1.98 | 0 | 11.5 |  |  |  |  | R-410A | 2.7333 | Residential & Commercial | USHP | Ducted CEE Tier 1
213146399 | Central HP <5.4 tons | BRYANT HEATING AND COOLING SYSTEMS | HRCU-A-CB (Split System: Heat Pump with Remote Outdoor Unit-Air-Source) | 38MURAQ24AB3* | ADP |  | V,C36H175P159+AEFE4B* | 0 | 24200 | 18 | 9 | 25000 | 22600 | 90.4% | 1.92 | 0 | 10.5 |  |  |  |  | R-410A | 2.0167 | Residential & Commercial | USHP | Ducted CEE Tier 1
216800723 | Central HP <5.4 tons | COLEMAN | HRCU-A-CB (Split System: Heat Pump with Remote Outdoor Unit-Air-Source) | HH836E2S11 | ADP |  | V,Y36H175P15*+TXV | Z9ES060B12SMPS1 | 33200 | 17 | 8.5 | 29400 | 25000 | 85.03% | 2 | 0 | 11 |  |  |  |  | R-454B | 2.7667 | Residential & Commercial | USHP | Ducted CEE Tier 1
216990300 | Central HP <5.4 tons | BRYANT HEATING AND COOLING SYSTEMS | HRCU-A-CB (Split System: Heat Pump with Remote Outdoor Unit-Air-Source) | 290VAN048**AA* | ADP |  | C48A***L18*+TXV | 88*TB48070C17*** | 44000 | 17 | 9 | 47000 | 34000 | 72.34% | 2.04 | 0 | 9.5 |  |  |  |  | R-454B | 3.6667 | Residential & Commercial | USHP
216990359 | Central HP <5.4 tons | BRYANT HEATING AND COOLING SYSTEMS | HRCU-A-CB (Split System: Heat Pump with Remote Outdoor Unit-Air-Source) | 290VAN060**AA* | ADP |  | A60VHA*+TXV | 88*TB60070C21*** | 55000 | 18 | 9 | 58000 | 41500 | 71.55% | 2 | 0 | 8.5 |  |  |  |  | R-454B | 4.5833 | Residential & Commercial | USHP
216990368 | Central HP <5.4 tons | BRYANT HEATING AND COOLING SYSTEMS | HRCU-A-CB (Split System: Heat Pump with Remote Outdoor Unit-Air-Source) | 290VAN060**AA* | ADP |  | C60A***L16*+TXV | 88*TB60090C21*** | 54000 | 18 | 9 | 57000 | 41000 | 71.93% | 2.04 | 0 | 8.5 |  |  |  |  | R-454B | 4.5 | Residential & Commercial | USHP
216990379 | Central HP <5.4 tons | BRYANT HEATING AND COOLING SYSTEMS | HRCU-A-CB (Split System: Heat Pump with Remote Outdoor Unit-Air-Source) | 290VAN060**AA* | ADP |  | C60A***L18*+TXV | 88*TB60110C21*** | 55500 | 19 | 9 | 57500 | 41000 | 71.3% | 2.02 | 0 | 8.5 |  |  |  |  | R-454B | 4.625 | Residential & Commercial | USHP
216990568 | Central HP <5.4 tons | BRYANT HEATING AND COOLING SYSTEMS | HRCU-A-CB (Split System: Heat Pump with Remote Outdoor Unit-Air-Source) | 293VAN036**AA* | ADP |  | PL36H***P44*+TXV | 88*TB36070C14*** | 33400 | 19 | 9 | 33600 | 26600 | 79.17% | 1.92 | 0 | 11 |  |  |  |  | R-454B | 2.7833 | Residential & Commercial | USHP | Ducted CEE Tier 1
216990613 | Central HP <5.4 tons | BRYANT HEATING AND COOLING SYSTEMS | HRCU-A-CB (Split System: Heat Pump with Remote Outdoor Unit-Air-Source) | 293VAN048**AA* | ADP |  | C48A***L53*+TXV | 88*TB48070C17*** | 44500 | 20 | 9 | 47000 | 37000 | 78.72% | 2 | 0 | 11 |  |  |  |  | R-454B | 3.7083 | Residential & Commercial | USHP | Ducted CEE Tier 1
216675772 | Central HP <5.4 tons | PAYNE HEATING AND COOLING | HRCU-A-CB (Split System: Heat Pump with Remote Outdoor Unit-Air-Source) | 37MURAQ24AA3 |  |  | CAA**2417AM* | PG80MS(A,L)A36070A** | 23400 | 15.2 | 8.5 | 24600 | 19600 | 79.67% | 1.9 | 0 | 9.8 |  |  |  |  | R-454B | 1.95 | Residential & Commercial | USHP
214229236 | Central HP <5.4 tons | AIRQUEST | HRCU-A-CB (Split System: Heat Pump with Remote Outdoor Unit-Air-Source) | DLCURAH30ABK |  |  | EA*4X37L17A* | *80MSU0601716A* | 30400 | 15.2 | 8.5 | 33400 | 26800 | 80.24% | 1.82 | 0 | 9 |  |  |  |  | R-410A | 2.5333 | Residential & Commercial | USHP
216990305 | Central HP <5.4 tons | BRYANT HEATING AND COOLING SYSTEMS | HRCU-A-CB (Split System: Heat Pump with Remote Outdoor Unit-Air-Source) | 290VAN048**AA* | ADP |  | PL48H175P78*+TXV | 88*TB48090C17*** | 44000 | 17 | 9 | 46000 | 33400 | 72.61% | 2.06 | 0 | 9.5 |  |  |  |  | R-454B | 3.6667 | Residential & Commercial | USHP
216990373 | Central HP <5.4 tons | BRYANT HEATING AND COOLING SYSTEMS | HRCU-A-CB (Split System: Heat Pump with Remote Outdoor Unit-Air-Source) | 290VAN060**AA* | ADP |  | PL60H210P29*+TXV | 88*TB60110C21*** | 54000 | 18 | 9 | 57500 | 41000 | 71.3% | 2.02 | 0 | 8.5 |  |  |  |  | R-454B | 4.5 | Residential & Commercial | USHP
216990375 | Central HP <5.4 tons | BRYANT HEATING AND COOLING SYSTEMS | HRCU-A-CB (Split System: Heat Pump with Remote Outdoor Unit-Air-Source) | 290VAN060**AA* | ADP |  | A60VHA*+TXV | 88*TB60110C21*** | 56000 | 19 | 9 | 57500 | 41000 | 71.3% | 2.02 | 0 | 9 |  |  |  |  | R-454B | 4.6667 | Residential & Commercial | USHP
216990556 | Central HP <5.4 tons | BRYANT HEATING AND COOLING SYSTEMS | HRCU-A-CB (Split System: Heat Pump with Remote Outdoor Unit-Air-Source) | 293VAN036**AA* | ADP |  | V,C36H175P15*+TXV | 88*TB36045C17*** | 33000 | 19 | 9 | 33800 | 26800 | 79.29% | 1.9 | 0 | 10.5 |  |  |  |  | R-454B | 2.75 | Residential & Commercial | USHP | Ducted CEE Tier 1
216990557 | Central HP <5.4 tons | BRYANT HEATING AND COOLING SYSTEMS | HRCU-A-CB (Split System: Heat Pump with Remote Outdoor Unit-Air-Source) | 293VAN036**AA* | ADP |  | PL36H210P74*+TXV | 88*TB36045C17*** | 32200 | 19 | 9 | 34200 | 27200 | 79.53% | 1.88 | 0 | 10.5 |  |  |  |  | R-454B | 2.6833 | Residential & Commercial | USHP | Ducted CEE Tier 1
216990573 | Central HP <5.4 tons | BRYANT HEATING AND COOLING SYSTEMS | HRCU-A-CB (Split System: Heat Pump with Remote Outdoor Unit-Air-Source) | 293VAN036**AA* | ADP |  | PL36H175P14*+TXV | 88*TB48070C17*** | 32600 | 19 | 9.5 | 33600 | 26600 | 79.17% | 2 | 0 | 11 |  |  |  |  | R-454B | 2.7167 | Residential & Commercial | USHP | Ducted CEE Tier 1
214771635 | Central HP <5.4 tons | MIDEA | HRCU-A-CB (Split System: Heat Pump with Remote Outdoor Unit-Air-Source) | MOVB-60HDN10-M20G |  |  | MVME48C2MN10TB | 0 | 47000 | 18.5 | 9.5 | 48000 | 33600 | 70% | 2 | 0 | 12 |  |  |  |  | R-454B | 3.9167 | Residential & Commercial | USHP | Ducted CEE Tier 1
216706218 | Central HP <5.4 tons | MIDEA | HRCU-A-C (Split System: Heat Pump with Remote Outdoor Unit with No Indoor Fan --Air Source) | MDV-V30WMN10T-H |  |  | MCPM3036BN10TH | 0 | 30000 | 15.3 | 8.5 | 30000 | 26000 | 86.67% | 1.8 | 0 | 10 |  |  |  |  | R-454B | 2.5 | Residential & Commercial | USHP | Ducted CEE Tier 1
213349773 | Central HP <5.4 tons | KERR | HRCU-A-CB (Split System: Heat Pump with Remote Outdoor Unit-Air-Source) | A-KCD48SA-1 |  |  | B-KCD48SA-1 | 0 | 47000 | 15.6 | 9.4 | 50000 | 46000 | 92% | 1.9 | 8.5 | 8.2 |  |  |  |  | R-410A | 3.9167 | Residential & Commercial | USHP
215933218 | Central HP <5.4 tons | ARCOAIRE | HRCU-A-CB (Split System: Heat Pump with Remote Outdoor Unit-Air-Source) | H5H3V36*K*AAA* |  |  | ESH5X36M12A*+WALLCON | *97CMN1202422B* | 33200 | 19 | 9 | 35000 | 26800 | 76.57% | 1.92 | 0 | 11 |  |  |  |  | R-454B | 2.7667 | Residential & Commercial | USHP | Ducted CEE Tier 1
215932898 | Central HP <5.4 tons | ARCOAIRE | HRCU-A-CB (Split System: Heat Pump with Remote Outdoor Unit-Air-Source) | H5H3V36*K*AAA* |  |  | EA*5X61M24A*+WALLCON | *95CSU1002122B* | 34600 | 20.5 | 9.5 | 34200 | 25800 | 75.44% | 2.06 | 0 | 12 |  |  |  |  | R-454B | 2.8833 | Residential & Commercial | USHP | Ducted CEE Tier 1
215932868 | Central HP <5.4 tons | ARCOAIRE | HRCU-A-CB (Split System: Heat Pump with Remote Outdoor Unit-Air-Source) | H5H3V36*K*AAA* |  |  | EA*5X61M24A*+WALLCON | *80CTL0902120B* | 34600 | 20.5 | 9.5 | 34200 | 25800 | 75.44% | 2.06 | 0 | 12 |  |  |  |  | R-454B | 2.8833 | Residential & Commercial | USHP | Ducted CEE Tier 1
214814488 | Central HP <5.4 tons | MIDEA | HRCU-A-CB (Split System: Heat Pump with Remote Outdoor Unit-Air-Source) | MOVA-60HDN10-M20G |  |  | MC**4860DN10TH | MGV96U100D5C | 52000 | 18 | 9.5 | 55000 | 48000 | 87.27% | 1.94 | 0 | 11.7 |  |  |  |  | R-454B | 4.3333 | Residential & Commercial | USHP | Ducted CEE Tier 1
213258215 | Central HP <5.4 tons | KEEPRITE | HRCU-A-CB (Split System: Heat Pump with Remote Outdoor Unit-Air-Source) | DLCURAH18ABK | ADP |  | H,GG31930 | *96VSN0401712A* | 17200 | 15.2 | 8.5 | 17100 | 18700 | 109.4% | 2.28 | 0 | 10 |  |  |  |  | R-410A | 1.4333 | Residential & Commercial | USHP | Ducted CEE Tier 1
213258231 | Central HP <5.4 tons | KEEPRITE | HRCU-A-CB (Split System: Heat Pump with Remote Outdoor Unit-Air-Source) | DLCURAH18ABK | ADP |  | H,GE34936 | *96VSN0601412A* | 17900 | 16 | 8.5 | 16900 | 18100 | 107.1% | 2.22 | 0 | 10.5 |  |  |  |  | R-410A | 1.4917 | Residential & Commercial | USHP | Ducted CEE Tier 1
216990627 | Central HP <5.4 tons | BRYANT HEATING AND COOLING SYSTEMS | HRCU-A-CB (Split System: Heat Pump with Remote Outdoor Unit-Air-Source) | 293VAN048**AA* | ADP |  | V,C60H210P29*+TXV | 88*TB60070C21*** | 44000 | 21 | 9.5 | 46500 | 36200 | 77.85% | 2 | 0 | 10.5 |  |  |  |  | R-454B | 3.6667 | Residential & Commercial | USHP | Ducted CEE Tier 1
212603230 | Central HP <5.4 tons | DAY & NIGHT | HRCU-A-CB (Split System: Heat Pump with Remote Outdoor Unit-Air-Source) | DLCURAH24ABK | ADP |  | FG35936 | *96VTN0801716A* | 24200 | 16 | 8.1 | 24600 | 22600 | 91.87% | 1.9 | 0 | 10.5 |  |  |  |  | R-410A | 2.0167 | Residential & Commercial | USHP | Ducted CEE Tier 1
213249273 | Central HP <5.4 tons | COMFORTMAKER | HRCU-A-CB (Split System: Heat Pump with Remote Outdoor Unit-Air-Source) | DLCURAH24ABK |  |  | FEVA0024**+NAVA43601CK | 0 | 24200 | 17 | 9 | 25800 | 22200 | 86.05% | 1.84 | 0 | 10 |  |  |  |  | R-410A | 2.0167 | Residential & Commercial | USHP | Ducted CEE Tier 1
216990343 | Central HP <5.4 tons | BRYANT HEATING AND COOLING SYSTEMS | HRCU-A-CB (Split System: Heat Pump with Remote Outdoor Unit-Air-Source) | 290VAN048**AA* | ADP |  | V,C60H210P29*+TXV | 88*TB60110C21*** | 44500 | 18 | 9 | 45500 | 33200 | 72.97% | 2.06 | 0 | 9.5 |  |  |  |  | R-454B | 3.7083 | Residential & Commercial | USHP
216990352 | Central HP <5.4 tons | BRYANT HEATING AND COOLING SYSTEMS | HRCU-A-CB (Split System: Heat Pump with Remote Outdoor Unit-Air-Source) | 290VAN048**AA* | ADP |  | V,C60H210P17*+TXV | 88*TB60110C21*** | 45000 | 18 | 9 | 45500 | 33000 | 72.53% | 2.08 | 0 | 10 |  |  |  |  | R-454B | 3.75 | Residential & Commercial | USHP | Ducted CEE Tier 1
216992451 | Central HP <5.4 tons | BRYANT HEATING AND COOLING SYSTEMS | HRCU-A-CB (Split System: Heat Pump with Remote Outdoor Unit-Air-Source) | 290VAN048**AA* | ADP |  | H,PG48*60+TXV | 987MC42080C17*** | 44000 | 17 | 9 | 47000 | 34200 | 72.77% | 2.04 | 0 | 9 |  |  |  |  | R-454B | 3.6667 | Residential & Commercial | USHP
216990307 | Central HP <5.4 tons | BRYANT HEATING AND COOLING SYSTEMS | HRCU-A-CB (Split System: Heat Pump with Remote Outdoor Unit-Air-Source) | 290VAN048**AA* | ADP |  | C48A***L15*+TXV | 88*TB48090C17*** | 44000 | 17 | 9 | 46500 | 33800 | 72.69% | 2.06 | 0 | 9.5 |  |  |  |  | R-454B | 3.6667 | Residential & Commercial | USHP
216991875 | Central HP <5.4 tons | BRYANT HEATING AND COOLING SYSTEMS | HRCU-A-CB (Split System: Heat Pump with Remote Outdoor Unit-Air-Source) | 37MUHAQ24AA3 | ADP |  | V,C36H***P03*+TXV | 912SE36060M14*** | 21400 | 15.2 | 8.5 | 19600 | 18800 | 95.92% | 1.98 | 0 | 10 |  |  |  |  | R-454B | 1.7833 | Residential & Commercial | USHP | Ducted CEE Tier 1
216992563 | Central HP <5.4 tons | BRYANT HEATING AND COOLING SYSTEMS | HRCU-A-CB (Split System: Heat Pump with Remote Outdoor Unit-Air-Source) | 290VAN024**AA* | ADP |  | H,PG7J*36+TXV | 88*TB60110C21*** | 22200 | 17 | 9 | 21600 | 15900 | 73.61% | 2.02 | 0 | 9.5 |  |  |  |  | R-454B | 1.85 | Residential & Commercial | USHP
214010077 | Central HP <5.4 tons | MIDEA | HRCU-A-CB (Split System: Heat Pump with Remote Outdoor Unit-Air-Source) | MOVB-36HDN1-M20G |  |  | MC**3036ANTD | MGH96M060B3A | 32800 | 17.5 | 9 | 34000 | 24000 | 70.59% | 1.85 | 0 | 10.6 |  |  |  |  | R-410A | 2.7333 | Residential & Commercial | USHP | Ducted CEE Tier 1
214396024 | Central HP <5.4 tons | YORK | HRCU-A-CB (Split System: Heat Pump with Remote Outdoor Unit-Air-Source) | HH836E2S11 |  |  | CTF48C5CFS1+JMC17C2SN1 | 0 | 34400 | 19 | 9 | 32000 | 25200 | 78.75% | 2 | 0 | 11.7 |  |  |  |  | R-454B | 2.8667 | Residential & Commercial | USHP | Ducted CEE Tier 1
214396110 | Central HP <5.4 tons | YORK | HRCU-A-CB (Split System: Heat Pump with Remote Outdoor Unit-Air-Source) | HH836E2S11 |  |  | CTF36B5CDS1+JMC12B2SN1 | 0 | 34000 | 19 | 9 | 31400 | 25600 | 81.53% | 2 | 0 | 11.7 |  |  |  |  | R-454B | 2.8333 | Residential & Commercial | USHP | Ducted CEE Tier 1
214396176 | Central HP <5.4 tons | YORK | HRCU-A-CB (Split System: Heat Pump with Remote Outdoor Unit-Air-Source) | HH824E2S11 |  |  | CTF30B5ACS1 | TMLE080B12MP11 | 23000 | 17 | 9.5 | 23000 | 18400 | 80% | 2 | 0 | 12 |  |  |  |  | R-454B | 1.9167 | Residential & Commercial | USHP | Ducted CEE Tier 1
214609044 | Central HP <5.4 tons | YORK | HRCU-A-CB (Split System: Heat Pump with Remote Outdoor Unit-Air-Source) | HH824E2S11 |  |  | CTM36B5ADS1 | Y91E080B12SMPS1 | 23000 | 18 | 9.5 | 23000 | 18600 | 80.87% | 2 | 0 | 12 |  |  |  |  | R-454B | 1.9167 | Residential & Commercial | USHP | Ducted CEE Tier 1
214395681 | Central HP <5.4 tons | YORK | HRCU-A-CB (Split System: Heat Pump with Remote Outdoor Unit-Air-Source) | HH860E2S11 |  |  | CTM60D5CHS1 | TMLE130D20MP11 | 54500 | 19 | 8.5 | 55000 | 40000 | 72.73% | 2 | 0 | 11.7 |  |  |  |  | R-454B | 4.5417 | Residential & Commercial | USHP | Ducted CEE Tier 1
214395783 | Central HP <5.4 tons | YORK | HRCU-A-CB (Split System: Heat Pump with Remote Outdoor Unit-Air-Source) | HH860E2S11 |  |  | CTF60C5CHS1 | TM8E080C20MP11 | 53500 | 19 | 8.5 | 55000 | 39000 | 70.91% | 2 | 0 | 11 |  |  |  |  | R-454B | 4.4583 | Residential & Commercial | USHP | Ducted CEE Tier 1
214396128 | Central HP <5.4 tons | YORK | HRCU-A-CB (Split System: Heat Pump with Remote Outdoor Unit-Air-Source) | HH836E2S11 |  |  | CTF48C5CFS1 | Y81E100C20SMPS1 | 34400 | 19 | 9 | 32000 | 25400 | 79.38% | 2 | 0 | 11 |  |  |  |  | R-454B | 2.8667 | Residential & Commercial | USHP | Ducted CEE Tier 1
214396144 | Central HP <5.4 tons | YORK | HRCU-A-CB (Split System: Heat Pump with Remote Outdoor Unit-Air-Source) | HH836E2S11 |  |  | CTM48C5CFS1 | TM9E080C20MP12 | 34400 | 17 | 8.5 | 32400 | 25800 | 79.63% | 2 | 0 | 11 |  |  |  |  | R-454B | 2.8667 | Residential & Commercial | USHP | Ducted CEE Tier 1
215932718 | Central HP <5.4 tons | ARCOAIRE | HRCU-A-CB (Split System: Heat Pump with Remote Outdoor Unit-Air-Source) | H5H3V36*K*AAA* |  |  | EA*5X61M21A*+WALLCON | *80CTL0901716B* | 34400 | 20.5 | 9 | 34400 | 26200 | 76.16% | 1.96 | 0 | 11.7 |  |  |  |  | R-454B | 2.8667 | Residential & Commercial | USHP | Ducted CEE Tier 1
215933668 | Central HP <5.4 tons | ARCOAIRE | HRCU-A-CB (Split System: Heat Pump with Remote Outdoor Unit-Air-Source) | H5H3V36*K*AAA* |  |  | ESH5X48M12A*+WALLCON | *97CMN0802120B* | 33800 | 19.5 | 9 | 34800 | 26600 | 76.44% | 1.94 | 0 | 11.5 |  |  |  |  | R-454B | 2.8167 | Residential & Commercial | USHP | Ducted CEE Tier 1
215933818 | Central HP <5.4 tons | ARCOAIRE | HRCU-A-CB (Split System: Heat Pump with Remote Outdoor Unit-Air-Source) | H5H3V36*K*AAA* |  |  | ESH5X60M12A*+WALLCON | *80CTL1352422B* | 34200 | 19.5 | 9 | 34400 | 26000 | 75.58% | 1.96 | 0 | 11.7 |  |  |  |  | R-454B | 2.85 | Residential & Commercial | USHP | Ducted CEE Tier 1
215933918 | Central HP <5.4 tons | ARCOAIRE | HRCU-A-CB (Split System: Heat Pump with Remote Outdoor Unit-Air-Source) | H5H3V36*K*AAA* |  |  | ESH5X60M12A*+WALLCON | *96CTN0601714B* | 33800 | 19 | 9 | 33800 | 25600 | 75.74% | 1.94 | 0 | 11 |  |  |  |  | R-454B | 2.8167 | Residential & Commercial | USHP | Ducted CEE Tier 1
215933468 | Central HP <5.4 tons | ARCOAIRE | HRCU-A-CB (Split System: Heat Pump with Remote Outdoor Unit-Air-Source) | H5H3V36*K*AAA* |  |  | ESH5X42M12A*+WALLCON | *96CTN0601714B* | 33200 | 18.5 | 9 | 34200 | 26200 | 76.61% | 1.94 | 0 | 10.5 |  |  |  |  | R-454B | 2.7667 | Residential & Commercial | USHP | Ducted CEE Tier 1
215670112 | Central HP <5.4 tons | ARCOAIRE | HRCU-A-CB (Split System: Heat Pump with Remote Outdoor Unit-Air-Source) | H5H0V36*K*AAA* |  |  | ESH5X42M12A*+WALLCON | *96CTN1002122B* | 34000 | 16.5 | 8.5 | 35600 | 25200 | 70.79% | 1.78 | 0 | 9.5 |  |  |  |  | R-454B | 2.8333 | Residential & Commercial | USHP
215670230 | Central HP <5.4 tons | ARCOAIRE | HRCU-A-CB (Split System: Heat Pump with Remote Outdoor Unit-Air-Source) | H5H0V36*K*AAA* |  |  | ESH5X48M12A*+WALLCON | *80CTL1352422B* | 34200 | 17 | 8.5 | 35400 | 25200 | 71.19% | 1.9 | 0 | 9.5 |  |  |  |  | R-454B | 2.85 | Residential & Commercial | USHP
215670480 | Central HP <5.4 tons | ARCOAIRE | HRCU-A-CB (Split System: Heat Pump with Remote Outdoor Unit-Air-Source) | H5H0V36*K*AAA* |  |  | ESH5X60M12A*+WALLCON | *95CSU0601716B* | 34400 | 16.5 | 8.5 | 34800 | 25000 | 71.84% | 1.78 | 0 | 9.5 |  |  |  |  | R-454B | 2.8667 | Residential & Commercial | USHP
215670330 | Central HP <5.4 tons | ARCOAIRE | HRCU-A-CB (Split System: Heat Pump with Remote Outdoor Unit-Air-Source) | H5H0V36*K*AAA* |  |  | ESH5X48M12A*+WALLCON | *96CTN0401410B* | 32600 | 15.5 | 8.5 | 36000 | 25600 | 71.11% | 1.78 | 0 | 9 |  |  |  |  | R-454B | 2.7167 | Residential & Commercial | USHP
215670430 | Central HP <5.4 tons | ARCOAIRE | HRCU-A-CB (Split System: Heat Pump with Remote Outdoor Unit-Air-Source) | H5H0V36*K*AAA* |  |  | ESH5X60M12A*+WALLCON | *80CTL0702120B* | 34600 | 17 | 8.5 | 34600 | 24800 | 71.68% | 1.8 | 0 | 9.5 |  |  |  |  | R-454B | 2.8833 | Residential & Commercial | USHP
216990536 | Central HP <5.4 tons | BRYANT HEATING AND COOLING SYSTEMS | HRCU-A-CB (Split System: Heat Pump with Remote Outdoor Unit-Air-Source) | 291VAN054**AA* | ADP |  | C60A***L18*+TXV | 88*TB60090C21*** | 49500 | 19 | 10.5 | 50000 | 52500 | 105% | 1.96 | 0 | 11.5 |  |  |  |  | R-454B | 4.125 | Residential & Commercial | USHP | Ducted CEE Tier 1
216990545 | Central HP <5.4 tons | BRYANT HEATING AND COOLING SYSTEMS | HRCU-A-CB (Split System: Heat Pump with Remote Outdoor Unit-Air-Source) | 291VAN054**AA* | ADP |  | V,C60H210P17*+TXV | 88*TB60110C21*** | 49500 | 19 | 10.5 | 50500 | 52500 | 104% | 1.96 | 0 | 11.5 |  |  |  |  | R-454B | 4.125 | Residential & Commercial | USHP | Ducted CEE Tier 1
216990636 | Central HP <5.4 tons | BRYANT HEATING AND COOLING SYSTEMS | HRCU-A-CB (Split System: Heat Pump with Remote Outdoor Unit-Air-Source) | 293VAN048**AA* | ADP |  | V,C60H210P17*+TXV | 88*TB60070C21*** | 44500 | 21 | 9.5 | 46500 | 36200 | 77.85% | 2 | 0 | 11 |  |  |  |  | R-454B | 3.7083 | Residential & Commercial | USHP | Ducted CEE Tier 1
216990643 | Central HP <5.4 tons | BRYANT HEATING AND COOLING SYSTEMS | HRCU-A-CB (Split System: Heat Pump with Remote Outdoor Unit-Air-Source) | 293VAN048**AA* | ADP |  | C48A***L15*+TXV | 88*TB60090C21*** | 44000 | 21 | 9.5 | 46000 | 35800 | 77.83% | 1.92 | 0 | 11 |  |  |  |  | R-454B | 3.6667 | Residential & Commercial | USHP | Ducted CEE Tier 1
216992506 | Central HP <5.4 tons | BRYANT HEATING AND COOLING SYSTEMS | HRCU-A-CB (Split System: Heat Pump with Remote Outdoor Unit-Air-Source) | 291VAN054**AA* | ADP |  | H,PG35*48+TXV | 88*TB48090C17*** | 47000 | 18 | 9.5 | 49000 | 49500 | 101% | 1.98 | 0 | 11.7 |  |  |  |  | R-454B | 3.9167 | Residential & Commercial | USHP | Ducted CEE Tier 1
216410830 | Central HP <5.4 tons | YORK | HRCU-A-CB (Split System: Heat Pump with Remote Outdoor Unit-Air-Source) | HMH72B341 |  |  | XAHB36DBCN1 | Y92E060B12SMPS1 | 33000 | 17 | 8.5 | 33400 | 23400 | 70.06% | 2 | 0 | 9.5 |  |  |  |  | R-410A | 2.75 | Residential & Commercial | USHP
216410832 | Central HP <5.4 tons | YORK | HRCU-A-CB (Split System: Heat Pump with Remote Outdoor Unit-Air-Source) | HMH72B341 |  |  | XAFC36DBCN1 | Y92E080C16SMPS1 | 34800 | 17.5 | 8.5 | 35000 | 24600 | 70.29% | 2.04 | 0 | 9.5 |  |  |  |  | R-410A | 2.9 | Residential & Commercial | USHP
216891984 | Central HP <5.4 tons | SURE | HRCU-A-CB (Split System: Heat Pump with Remote Outdoor Unit-Air-Source) | RD18AY36AJVC |  |  | TCFY3617STANM | S951V0703A17M4 | 31400 | 18 | 8.5 | 31400 | 27800 | 88.54% | 1.9 | 0 | 12 |  |  |  |  | R-454B | 2.6167 | Residential & Commercial | USHP | Ducted CEE Tier 1
216410789 | Central HP <5.4 tons | YORK | HRCU-A-CB (Split System: Heat Pump with Remote Outdoor Unit-Air-Source) | HMH72B361 |  |  | XAHB36DBCN1 | Y92E060B12SMPS1 | 34200 | 16.5 | 8.5 | 33800 | 23800 | 70.41% | 1.98 | 0 | 8.5 |  |  |  |  | R-410A | 2.85 | Residential & Commercial | USHP
216891989 | Central HP <5.4 tons | SURE | HRCU-A-CB (Split System: Heat Pump with Remote Outdoor Unit-Air-Source) | RD18AY36AJVC |  |  | TCFY3621STANM | S801V1005A21UHS | 31600 | 19 | 8.5 | 31600 | 27600 | 87.34% | 2 | 0 | 12 |  |  |  |  | R-454B | 2.6333 | Residential & Commercial | USHP | Ducted CEE Tier 1
216891998 | Central HP <5.4 tons | SURE | HRCU-A-CB (Split System: Heat Pump with Remote Outdoor Unit-Air-Source) | RD18AY36AJVC |  |  | TCFY3621STANM | S962V0703A17M4 | 31400 | 18 | 8.5 | 31400 | 27800 | 88.54% | 1.9 | 0 | 12 |  |  |  |  | R-454B | 2.6167 | Residential & Commercial | USHP | Ducted CEE Tier 1
216800760 | Central HP <5.4 tons | COLEMAN | HRCU-A-CB (Split System: Heat Pump with Remote Outdoor Unit-Air-Source) | HH860E2S11 | ADP |  | V,Y60H210P19*+TXV | Z9ES080C20SMPS1 | 53500 | 19 | 8.5 | 52000 | 38500 | 74.04% | 2 | 0 | 11 |  |  |  |  | R-454B | 4.4583 | Residential & Commercial | USHP | Ducted CEE Tier 1
216892007 | Central HP <5.4 tons | SURE | HRCU-A-CB (Split System: Heat Pump with Remote Outdoor Unit-Air-Source) | RD18AY36AJVC |  |  | TCFY3621STANM | S962V0705A21M4 | 31400 | 18 | 8.5 | 31400 | 27600 | 87.9% | 1.9 | 0 | 12 |  |  |  |  | R-454B | 2.6167 | Residential & Commercial | USHP | Ducted CEE Tier 1
216892014 | Central HP <5.4 tons | SURE | HRCU-A-CB (Split System: Heat Pump with Remote Outdoor Unit-Air-Source) | RD18AY36AJVC |  |  | TCFY3617STANM | S921V0603A17M4 | 31200 | 18 | 8.5 | 31200 | 27800 | 89.1% | 1.9 | 0 | 12 |  |  |  |  | R-454B | 2.6 | Residential & Commercial | USHP | Ducted CEE Tier 1
216892032 | Central HP <5.4 tons | SURE | HRCU-A-CB (Split System: Heat Pump with Remote Outdoor Unit-Air-Source) | RD18AY36AJVC |  |  | TCFY3624MTANM | S801V1005A21UHS | 32600 | 19 | 10 | 32600 | 27800 | 85.28% | 2.1 | 0 | 12 |  |  |  |  | R-454B | 2.7167 | Residential & Commercial | USHP | Ducted CEE Tier 1
216892039 | Central HP <5.4 tons | SURE | HRCU-A-CB (Split System: Heat Pump with Remote Outdoor Unit-Air-Source) | RD18AY36AJVC |  |  | TCFY3624MTANM | S801V1005A21UHN | 32600 | 19 | 10 | 32600 | 27800 | 85.28% | 2.1 | 0 | 12 |  |  |  |  | R-454B | 2.7167 | Residential & Commercial | USHP | Ducted CEE Tier 1
211244590 | Central HP <5.4 tons | AIRQUEST | HRCU-A-CB (Split System: Heat Pump with Remote Outdoor Unit-Air-Source) | DLCURAH24ABK |  |  | EN(A,D)4X30L17** | *80VTL0701716A* | 24200 | 17 | 8.1 | 26200 | 23000 | 87.79% | 1.9 | 0 | 10.5 |  |  |  |  | R-410A | 2.0167 | Residential & Commercial | USHP | Ducted CEE Tier 1
211245006 | Central HP <5.4 tons | AIRQUEST | HRCU-A-CB (Split System: Heat Pump with Remote Outdoor Unit-Air-Source) | DLCURAH24ABK |  |  | EN(A,D,W)4X36L17** | *96VTN0401712A* | 23400 | 16 | 8.1 | 25800 | 24000 | 93.02% | 1.98 | 0 | 10 |  |  |  |  | R-410A | 1.95 | Residential & Commercial | USHP | Ducted CEE Tier 1
216820761 | Central HP <5.4 tons | SURE | HRCU-A-CB (Split System: Heat Pump with Remote Outdoor Unit-Air-Source) | RD18AY24AJVC |  |  | TCFY2421MTANM | S98MV0855A21UP | 21000 | 18 | 8.1 | 20800 | 16900 | 81.25% | 1.9 | 0 | 10 |  |  |  |  | R-454B | 1.75 | Residential & Commercial | USHP | Ducted CEE Tier 1
216820763 | Central HP <5.4 tons | SURE | HRCU-A-CB (Split System: Heat Pump with Remote Outdoor Unit-Air-Source) | RD18AY24AJVC |  |  | TCFY2421MTANM | S921V0403A17M4 | 21000 | 17 | 8.1 | 20800 | 17000 | 81.73% | 1.9 | 0 | 10 |  |  |  |  | R-454B | 1.75 | Residential & Commercial | USHP | Ducted CEE Tier 1
214394804 | Central HP <5.4 tons | CARRIER | HRCU-A-CB (Split System: Heat Pump with Remote Outdoor Unit-Air-Source) | 25VNA837A*031* | ADP |  | H,PG53936 | 59TN6C120C24**22 | 32800 | 18 | 8.5 | 30200 | 24400 | 80.79% | 2 | 0 | 11.7 |  |  |  |  | R-410A | 2.7333 | Residential & Commercial | USHP | Ducted CEE Tier 1
216997231 | Central HP <5.4 tons | CARRIER | HRCU-A-CB (Split System: Heat Pump with Remote Outdoor Unit-Air-Source) | 27VNA024A*030* | ADP |  | H,PG7J*36+TXV | 58TN*B070C17**16 | 23200 | 17 | 9 | 22000 | 16200 | 73.64% | 1.98 | 0 | 10 |  |  |  |  | R-454B | 1.9333 | Residential & Commercial | USHP | Ducted CEE Tier 1
216821108 | Central HP <5.4 tons | SURE | HRCU-A-CB (Split System: Heat Pump with Remote Outdoor Unit-Air-Source) | RD18AY60AJVC |  |  | TCFY6024STANM | S802V0755A21DZ | 51000 | 17 | 10 | 51000 | 38000 | 74.51% | 2 | 0 | 11 |  |  |  |  | R-454B | 4.25 | Residential & Commercial | USHP | Ducted CEE Tier 1
216821161 | Central HP <5.4 tons | SURE | HRCU-A-CB (Split System: Heat Pump with Remote Outdoor Unit-Air-Source) | RD18AY60AJVC |  |  | TCFY6021STAAM | S802V1005A21DZ | 49000 | 17 | 8.1 | 49000 | 39000 | 79.59% | 2 | 0 | 10 |  |  |  |  | R-454B | 4.0833 | Residential & Commercial | USHP | Ducted CEE Tier 1
216821174 | Central HP <5.4 tons | SURE | HRCU-A-CB (Split System: Heat Pump with Remote Outdoor Unit-Air-Source) | RD18AY60AJVC |  |  | TCFY6021STAAM | S802V0755A21UH | 48500 | 17 | 8.1 | 48500 | 39000 | 80.41% | 2 | 0 | 10 |  |  |  |  | R-454B | 4.0417 | Residential & Commercial | USHP | Ducted CEE Tier 1
215933518 | Central HP <5.4 tons | ARCOAIRE | HRCU-A-CB (Split System: Heat Pump with Remote Outdoor Unit-Air-Source) | H5H3V36*K*AAA* |  |  | ESH5X48M12A*+WALLCON | *80CSU0601716A* | 33600 | 19.5 | 9 | 34800 | 26600 | 76.44% | 1.92 | 0 | 11 |  |  |  |  | R-454B | 2.8 | Residential & Commercial | USHP | Ducted CEE Tier 1
210596782 | Central HP <5.4 tons | COMFORTMAKER | HRCU-A-CB (Split System: Heat Pump with Remote Outdoor Unit-Air-Source) | CVH825GKA2* |  |  | EA*4X43L21A*+WALLCON | *95CSU1002122A* | 24400 | 17 | 8.5 | 21200 | 16600 | 78.3% | 2.04 | 0 | 11 |  |  |  |  | R-410A | 2.0333 | Residential & Commercial | USHP | Ducted CEE Tier 1
214719721 | Central HP <5.4 tons | YORK | HRCU-A-CB (Split System: Heat Pump with Remote Outdoor Unit-Air-Source) | HH836E2S11 |  |  | CTU36B5XDS1+TXV | TM9Y080B12MP11 | 33400 | 18 | 8.5 | 31400 | 25600 | 81.53% | 2 | 0 | 11 |  |  |  |  | R-454B | 2.7833 | Residential & Commercial | USHP | Ducted CEE Tier 1
210532930 | Central HP <5.4 tons | CARRIER | HRCU-A-CB (Split System: Heat Pump with Remote Outdoor Unit-Air-Source) | 25VNA424A*031* |  |  | CAP**2414AL*+UI | 58TN*A070C14**12 | 23000 | 20.5 | 10 | 27000 | 20200 | 74.81% | 2.3 | 0 | 13 |  |  |  |  | R-410A | 1.9167 | Residential & Commercial | USHP | Ducted CEE Tier 1
210533014 | Central HP <5.4 tons | CARRIER | HRCU-A-CB (Split System: Heat Pump with Remote Outdoor Unit-Air-Source) | 25VNA424A*031* |  |  | CAP**4221AL*+UI | 59CU5A080C21**20 | 23600 | 20.5 | 10.5 | 26600 | 19700 | 74.06% | 2.48 | 0 | 13.5 |  |  |  |  | R-410A | 1.9667 | Residential & Commercial | USHP | Ducted CEE Tier 1
216992462 | Central HP <5.4 tons | BRYANT HEATING AND COOLING SYSTEMS | HRCU-A-CB (Split System: Heat Pump with Remote Outdoor Unit-Air-Source) | 290VAN048**AA* | ADP |  | H,PG35*48+TXV | 987TA66120C24*** | 43000 | 18 | 8.95 | 45500 | 33200 | 72.97% | 2.04 | 0 | 9 |  |  |  |  | R-454B | 3.5833 | Residential & Commercial | USHP
216992965 | Central HP <5.4 tons | BRYANT HEATING AND COOLING SYSTEMS | HRCU-A-CB (Split System: Heat Pump with Remote Outdoor Unit-Air-Source) | 37MUHAQ24AA3 | ADP |  | H,PG7J*36+TXV | 8(0,1)*SB60155M24*** | 22200 | 15.2 | 8.1 | 19400 | 18400 | 94.85% | 1.9 | 0 | 10.5 |  |  |  |  | R-454B | 1.85 | Residential & Commercial | USHP | Ducted CEE Tier 1
214010089 | Central HP <5.4 tons | MIDEA | HRCU-A-C (Split System: Heat Pump with Remote Outdoor Unit with No Indoor Fan --Air Source) | MOVB-36HDN1-M20G |  |  | MC**4248DNTF | 0 | 32600 | 15.2 | 9 | 34200 | 24000 | 70.18% | 1.88 | 0 | 11.5 |  |  |  |  | R-410A | 2.7167 | Residential & Commercial | USHP | Ducted CEE Tier 1
213829743 | Central HP <5.4 tons | SURE | HRCU-A-CB (Split System: Heat Pump with Remote Outdoor Unit-Air-Source) | SP18AZ48AJVC |  |  | TCFZ6021SEAAM | S801V1005A21UHU | 44500 | 19 | 8.1 | 43000 | 45000 | 104.7% | 2 | 0 | 10 |  |  |  |  | R-410A | 3.7083 | Residential & Commercial | USHP | Ducted CEE Tier 1
213782246 | Central HP <5.4 tons | BRYANT HEATING AND COOLING SYSTEMS | HRCU-A-CB (Split System: Heat Pump with Remote Outdoor Unit-Air-Source) | 288BNV037*0**B* |  |  | CSPH*6012AL*+UI | 88*TB60090C21*** | 33000 | 16.5 | 8.1 | 32200 | 24800 | 77.02% | 2 | 0 | 11.5 |  |  |  |  | R-410A | 2.75 | Residential & Commercial | USHP | Ducted CEE Tier 1
213258240 | Central HP <5.4 tons | KEEPRITE | HRCU-A-CB (Split System: Heat Pump with Remote Outdoor Unit-Air-Source) | DLCURAH18ABK | ADP |  | H,GE34936 | *96VSN0601714A* | 17700 | 16 | 8.5 | 17000 | 18700 | 110% | 2.3 | 0 | 10.5 |  |  |  |  | R-410A | 1.475 | Residential & Commercial | USHP | Ducted CEE Tier 1
213785050 | Central HP <5.4 tons | BRYANT HEATING AND COOLING SYSTEMS | HRCU-A-CB (Split System: Heat Pump with Remote Outdoor Unit-Air-Source) | 284ANV024*0**B* |  |  | CAP**3017AL*+UI | 88*TB36045C17*** | 23000 | 19 | 10 | 26800 | 20200 | 75.37% | 2.34 | 0 | 12.5 |  |  |  |  | R-410A | 1.9167 | Residential & Commercial | USHP | Ducted CEE Tier 1
213785052 | Central HP <5.4 tons | BRYANT HEATING AND COOLING SYSTEMS | HRCU-A-CB (Split System: Heat Pump with Remote Outdoor Unit-Air-Source) | 284ANV024*0**B* |  |  | CAP**3017AL*+UI | 88*TB36070C14*** | 23200 | 20 | 10 | 26600 | 20000 | 75.19% | 2.36 | 0 | 12.5 |  |  |  |  | R-410A | 1.9333 | Residential & Commercial | USHP | Ducted CEE Tier 1
213785086 | Central HP <5.4 tons | BRYANT HEATING AND COOLING SYSTEMS | HRCU-A-CB (Split System: Heat Pump with Remote Outdoor Unit-Air-Source) | 284ANV024*0**B* |  |  | CAP**3621AL*+UI | 88*TB36045C17*** | 23200 | 19.5 | 10 | 26800 | 20000 | 74.63% | 2.38 | 0 | 12.5 |  |  |  |  | R-410A | 1.9333 | Residential & Commercial | USHP | Ducted CEE Tier 1
216990292 | Central HP <5.4 tons | BRYANT HEATING AND COOLING SYSTEMS | HRCU-A-CB (Split System: Heat Pump with Remote Outdoor Unit-Air-Source) | 290VAN048**AA* | ADP |  | V,C48H175P15*+TXV | 88*TB48070C17*** | 44000 | 17 | 9 | 47000 | 34000 | 72.34% | 2.04 | 0 | 9.5 |  |  |  |  | R-454B | 3.6667 | Residential & Commercial | USHP
213781916 | Central HP <5.4 tons | BRYANT HEATING AND COOLING SYSTEMS | HRCU-A-CB (Split System: Heat Pump with Remote Outdoor Unit-Air-Source) | 288BNV037*0**B* |  |  | CSPH*4212AL*+UI | 88*TB48090C17*** | 32200 | 16.5 | 8.1 | 33000 | 24800 | 75.15% | 1.94 | 0 | 11 |  |  |  |  | R-410A | 2.6833 | Residential & Commercial | USHP | Ducted CEE Tier 1
213782236 | Central HP <5.4 tons | BRYANT HEATING AND COOLING SYSTEMS | HRCU-A-CB (Split System: Heat Pump with Remote Outdoor Unit-Air-Source) | 288BNV037*0**B* |  |  | CSPH*6012AL*+UI | 88*TB48090C17*** | 33000 | 16.5 | 8.1 | 32200 | 24800 | 77.02% | 1.98 | 0 | 11 |  |  |  |  | R-410A | 2.75 | Residential & Commercial | USHP | Ducted CEE Tier 1
213782336 | Central HP <5.4 tons | BRYANT HEATING AND COOLING SYSTEMS | HRCU-A-CB (Split System: Heat Pump with Remote Outdoor Unit-Air-Source) | 288BNV037*0**B* |  |  | CSPH*6012AL*+UI | 986TD42080C17*** | 32800 | 16.5 | 8.1 | 32200 | 25000 | 77.64% | 1.98 | 0 | 11 |  |  |  |  | R-410A | 2.7333 | Residential & Commercial | USHP | Ducted CEE Tier 1
216992510 | Central HP <5.4 tons | BRYANT HEATING AND COOLING SYSTEMS | HRCU-A-CB (Split System: Heat Pump with Remote Outdoor Unit-Air-Source) | 291VAN054**AA* | ADP |  | H,PG48*60+TXV | 88*TB66135C24*** | 49500 | 19 | 10.5 | 50000 | 52500 | 105% | 1.98 | 0 | 11.5 |  |  |  |  | R-454B | 4.125 | Residential & Commercial | USHP | Ducted CEE Tier 1
216990654 | Central HP <5.4 tons | BRYANT HEATING AND COOLING SYSTEMS | HRCU-A-CB (Split System: Heat Pump with Remote Outdoor Unit-Air-Source) | 293VAN048**AA* | ADP |  | PL60H210P29*+TXV | 88*TB60110C21*** | 44000 | 21 | 9.5 | 46000 | 36000 | 78.26% | 1.92 | 0 | 11 |  |  |  |  | R-454B | 3.6667 | Residential & Commercial | USHP | Ducted CEE Tier 1
216992526 | Central HP <5.4 tons | BRYANT HEATING AND COOLING SYSTEMS | HRCU-A-CB (Split System: Heat Pump with Remote Outdoor Unit-Air-Source) | 293VAN048**AA* | ADP |  | H,PG35*48+TXV | 88*TB60090C21*** | 44000 | 21 | 9.5 | 46000 | 35800 | 77.83% | 1.92 | 0 | 11 |  |  |  |  | R-454B | 3.6667 | Residential & Commercial | USHP | Ducted CEE Tier 1
216992958 | Central HP <5.4 tons | BRYANT HEATING AND COOLING SYSTEMS | HRCU-A-CB (Split System: Heat Pump with Remote Outdoor Unit-Air-Source) | 37MUHAQ24AA3 | ADP |  | H,PG7J*36+TXV | 8(0,1)*SB36070M14*** | 22200 | 16 | 8.1 | 19200 | 18400 | 95.83% | 1.9 | 0 | 11 |  |  |  |  | R-454B | 1.85 | Residential & Commercial | USHP | Ducted CEE Tier 1
216992967 | Central HP <5.4 tons | BRYANT HEATING AND COOLING SYSTEMS | HRCU-A-CB (Split System: Heat Pump with Remote Outdoor Unit-Air-Source) | 37MUHAQ24AA3 | ADP |  | H,PG7J*36+TXV | 82*TB36070V14*** | 22200 | 16 | 8.5 | 19400 | 18800 | 96.91% | 1.96 | 0 | 10.5 |  |  |  |  | R-454B | 1.85 | Residential & Commercial | USHP | Ducted CEE Tier 1
216990577 | Central HP <5.4 tons | BRYANT HEATING AND COOLING SYSTEMS | HRCU-A-CB (Split System: Heat Pump with Remote Outdoor Unit-Air-Source) | 293VAN036**AA* | ADP |  | PL36H210P74*+TXV | 88*TB48070C17*** | 32600 | 19 | 9.5 | 33600 | 26600 | 79.17% | 2 | 0 | 11 |  |  |  |  | R-454B | 2.7167 | Residential & Commercial | USHP | Ducted CEE Tier 1
216992465 | Central HP <5.4 tons | BRYANT HEATING AND COOLING SYSTEMS | HRCU-A-CB (Split System: Heat Pump with Remote Outdoor Unit-Air-Source) | 290VAN060**AA* | ADP |  | H,PG48*60+TXV | 88*TB60110C21*** | 55500 | 19 | 9 | 57500 | 41000 | 71.3% | 2.02 | 0 | 8.5 |  |  |  |  | R-454B | 4.625 | Residential & Commercial | USHP
216733934 | Central HP <5.4 tons | PAYNE HEATING AND COOLING | HRCU-A-CB (Split System: Heat Pump with Remote Outdoor Unit-Air-Source) | 37MUHAQ24AA3 |  |  | CAA**3017AM* | PG80MSUA48060B** | 22200 | 16.5 | 8.1 | 20800 | 18700 | 89.9% | 1.85 | 0 | 10.5 |  |  |  |  | R-454B | 1.85 | Residential & Commercial | USHP | Ducted CEE Tier 1
214719801 | Central HP <5.4 tons | YORK | HRCU-A-CB (Split System: Heat Pump with Remote Outdoor Unit-Air-Source) | HH860E2S11 |  |  | CTU60C5XGS1+TXV | TMLV120C20MP12 | 44500 | 18 | 9 | 45000 | 33800 | 75.11% | 2 | 0 | 11 |  |  |  |  | R-454B | 3.7083 | Residential & Commercial | USHP | Ducted CEE Tier 1
214719783 | Central HP <5.4 tons | YORK | HRCU-A-CB (Split System: Heat Pump with Remote Outdoor Unit-Air-Source) | HH836E2S11 |  |  | CTU48C5XFS1+TXV | TM9E100C20MP12 | 34400 | 17 | 9 | 32400 | 25800 | 79.63% | 2 | 0 | 11 |  |  |  |  | R-454B | 2.8667 | Residential & Commercial | USHP | Ducted CEE Tier 1
216508720 | Central HP <5.4 tons | YORK | HRCU-A-CB (Split System: Heat Pump with Remote Outdoor Unit-Air-Source) | HH836E2S11 |  |  | CTF30A5ADS1 | YPLC060A12MP13 | 32800 | 17 | 8.5 | 30600 | 25200 | 82.35% | 2 | 0 | 11 |  |  |  |  | R-454B | 2.7333 | Residential & Commercial | USHP | Ducted CEE Tier 1
213785032 | Central HP <5.4 tons | BRYANT HEATING AND COOLING SYSTEMS | HRCU-A-CB (Split System: Heat Pump with Remote Outdoor Unit-Air-Source) | 284ANV024*0**B* |  |  | CAP**2517AL*+UI | 88*TB48070C17*** | 24000 | 20 | 10.5 | 26400 | 19800 | 75% | 2.5 | 0 | 13 |  |  |  |  | R-410A | 2 | Residential & Commercial | USHP | Ducted CEE Tier 1
213785064 | Central HP <5.4 tons | BRYANT HEATING AND COOLING SYSTEMS | HRCU-A-CB (Split System: Heat Pump with Remote Outdoor Unit-Air-Source) | 284ANV024*0**B* |  |  | CAP**3017AL*+UI | 986TD42060C17*** | 23000 | 19.5 | 10 | 26800 | 20000 | 74.63% | 2.34 | 0 | 12.5 |  |  |  |  | R-410A | 1.9167 | Residential & Commercial | USHP | Ducted CEE Tier 1
213785096 | Central HP <5.4 tons | BRYANT HEATING AND COOLING SYSTEMS | HRCU-A-CB (Split System: Heat Pump with Remote Outdoor Unit-Air-Source) | 284ANV024*0**B* |  |  | CAP**3621AL*+UI | 987MC42060C17*** | 23200 | 19.5 | 10 | 26800 | 20000 | 74.63% | 2.38 | 0 | 12.5 |  |  |  |  | R-410A | 1.9333 | Residential & Commercial | USHP | Ducted CEE Tier 1
213785164 | Central HP <5.4 tons | BRYANT HEATING AND COOLING SYSTEMS | HRCU-A-CB (Split System: Heat Pump with Remote Outdoor Unit-Air-Source) | 284ANV024*0**B* |  |  | CAP**4321AL*+UI | 88*TB36045C17*** | 24000 | 19.5 | 10.5 | 26600 | 19900 | 74.81% | 2.5 | 0 | 13 |  |  |  |  | R-410A | 2 | Residential & Commercial | USHP | Ducted CEE Tier 1
215218942 | Central HP <5.4 tons | MIDEA | HRCU-A-CB (Split System: Heat Pump with Remote Outdoor Unit-Air-Source) | MOVB-60HDN10-M16G |  |  | MC**4248CN10TH | MGV96U100C5C | 44500 | 16 | 8.5 | 47000 | 33000 | 70.21% | 1.85 | 0 | 10.5 |  |  |  |  | R-454B | 3.7083 | Residential & Commercial | USHP | Ducted CEE Tier 1
212404682 | Central HP <5.4 tons | CONTINENTAL | HRCU-A-CB (Split System: Heat Pump with Remote Outdoor Unit-Air-Source) | WSEHV4860RA1-C |  |  | H,DE50960 | WUV090T5BA | 54000 | 16 | 8.5 | 58000 | 41000 | 70.69% | 1.8 | 0 | 10 |  |  |  |  | R-410A | 4.5 | Residential & Commercial | USHP | Ducted CEE Tier 1
216051345 | Central HP <5.4 tons | MIDEA | HRCU-A-CB (Split System: Heat Pump with Remote Outdoor Unit-Air-Source) | MDV-V48WMN10T |  |  | MVME48C2MN10TB | 0 | 48000 | 17 | 9.4 | 48000 | 41000 | 85.42% | 1.95 | 0 | 10.3 |  |  |  |  | R-454B | 4 | Residential & Commercial | USHP | Ducted CEE Tier 1
212981751 | Central HP <5.4 tons | AIRQUEST | HRCU-A-CB (Split System: Heat Pump with Remote Outdoor Unit-Air-Source) | DLCURAH24ABK |  |  | EA*4X37L17A* | *80MSU1002120A* | 24200 | 16.5 | 8.5 | 25200 | 22000 | 87.3% | 1.84 | 0 | 10 |  |  |  |  | R-410A | 2.0167 | Residential & Commercial | USHP | Ducted CEE Tier 1
216772262 | Central HP <5.4 tons | AMERICAN STANDARD | HRCU-A-CB (Split System: Heat Pump with Remote Outdoor Unit-Air-Source) | 5HCL5060A1 |  |  | 5TEM5D07AC51 | 0 | 52000 | 17 | 9.3 | 54000 | 45000 | 83.33% | 1.95 | 0 | 10.1 |  |  |  |  | R-454B | 4.3333 | Residential & Commercial | USHP | Ducted CEE Tier 1
216891886 | Central HP <5.4 tons | SURE | HRCU-A-CB (Split System: Heat Pump with Remote Outdoor Unit-Air-Source) | RD18AY36AJVC |  |  | TCFY3621MTANM | S802V1005A21DZ | 32800 | 19 | 10 | 32800 | 27600 | 84.15% | 2.1 | 0 | 12 |  |  |  |  | R-454B | 2.7333 | Residential & Commercial | USHP | Ducted CEE Tier 1
214389928 | Central HP <5.4 tons | CARRIER | HRCU-A-CB (Split System: Heat Pump with Remote Outdoor Unit-Air-Source) | 25VNA448A*031* | ADP |  | H,PG48960 | 58TN*B135C24**22 | 45000 | 21 | 9.5 | 43500 | 35600 | 81.84% | 2.36 | 0 | 11.7 |  |  |  |  | R-410A | 3.75 | Residential & Commercial | USHP | Ducted CEE Tier 1
214271724 | Central HP <5.4 tons | CARRIER | HRCU-A-CB (Split System: Heat Pump with Remote Outdoor Unit-Air-Source) | 25VNA448A*031* | ADP |  | PL60H210P299 | 58TN*B070C17**16 | 43500 | 20 | 9.5 | 44500 | 36400 | 81.8% | 2.32 | 0 | 10.5 |  |  |  |  | R-410A | 3.625 | Residential & Commercial | USHP | Ducted CEE Tier 1
216990763 | Central HP <5.4 tons | BRYANT HEATING AND COOLING SYSTEMS | HRCU-A-CB (Split System: Heat Pump with Remote Outdoor Unit-Air-Source) | 290VAN024**AA* | ADP |  | PL36H175P14*+TXV | 88*TB36070C14*** | 23200 | 17 | 9 | 22000 | 16200 | 73.64% | 1.98 | 0 | 10 |  |  |  |  | R-454B | 1.9333 | Residential & Commercial | USHP | Ducted CEE Tier 1
216992560 | Central HP <5.4 tons | BRYANT HEATING AND COOLING SYSTEMS | HRCU-A-CB (Split System: Heat Pump with Remote Outdoor Unit-Air-Source) | 290VAN024**AA* | ADP |  | H,PG7J*36+TXV | 88*TB36070C14*** | 23200 | 17 | 9 | 22000 | 16200 | 73.64% | 1.98 | 0 | 10 |  |  |  |  | R-454B | 1.9333 | Residential & Commercial | USHP | Ducted CEE Tier 1
215669656 | Central HP <5.4 tons | ARCOAIRE | HRCU-A-CB (Split System: Heat Pump with Remote Outdoor Unit-Air-Source) | H5H0V36*K*AAA* |  |  | EA*5X61M24A*+WALLCON | *80CTL1352422B* | 35000 | 18.5 | 9 | 34400 | 24600 | 71.51% | 1.92 | 0 | 10.5 |  |  |  |  | R-454B | 2.9167 | Residential & Commercial | USHP | Ducted CEE Tier 1
216734110 | Central HP <5.4 tons | PAYNE HEATING AND COOLING | HRCU-A-CB (Split System: Heat Pump with Remote Outdoor Unit-Air-Source) | 37MUHAQ24AA3 |  |  | CAA**3017AM* | PG96MSAA36060A** | 22200 | 15.5 | 8.1 | 21000 | 18800 | 89.52% | 1.85 | 0 | 10.5 |  |  |  |  | R-454B | 1.85 | Residential & Commercial | USHP | Ducted CEE Tier 1
216992515 | Central HP <5.4 tons | BRYANT HEATING AND COOLING SYSTEMS | HRCU-A-CB (Split System: Heat Pump with Remote Outdoor Unit-Air-Source) | 291VAN054**AA* | ADP |  | H,PG48*60+TXV | 987MC42080C17*** | 48500 | 17 | 9.5 | 49500 | 50500 | 102% | 1.96 | 0 | 11.5 |  |  |  |  | R-454B | 4.0417 | Residential & Commercial | USHP | Ducted CEE Tier 1
210532934 | Central HP <5.4 tons | CARRIER | HRCU-A-CB (Split System: Heat Pump with Remote Outdoor Unit-Air-Source) | 25VNA424A*031* |  |  | CAP**2417AL*+UI | 58CU*A040C17**12 | 23000 | 20 | 10 | 27000 | 20000 | 74.07% | 2.3 | 0 | 12.5 |  |  |  |  | R-410A | 1.9167 | Residential & Commercial | USHP | Ducted CEE Tier 1
210532936 | Central HP <5.4 tons | CARRIER | HRCU-A-CB (Split System: Heat Pump with Remote Outdoor Unit-Air-Source) | 25VNA424A*031* |  |  | CAP**2417AL*+UI | 58CU*A060C17**16 | 23000 | 20 | 10 | 27000 | 20200 | 74.81% | 2.3 | 0 | 12.5 |  |  |  |  | R-410A | 1.9167 | Residential & Commercial | USHP | Ducted CEE Tier 1
216046596 | Central HP <5.4 tons | MIDEA | HRCU-A-CB (Split System: Heat Pump with Remote Outdoor Unit-Air-Source) | MDV-V60WMN10T |  |  | MCPM4860DN10TH | MGV96U100D5C | 52000 | 16 | 8.9 | 54000 | 45000 | 83.33% | 1.9 | 0 | 10 |  |  |  |  | R-454B | 4.3333 | Residential & Commercial | USHP | Ducted CEE Tier 1
213785248 | Central HP <5.4 tons | BRYANT HEATING AND COOLING SYSTEMS | HRCU-A-CB (Split System: Heat Pump with Remote Outdoor Unit-Air-Source) | 284ANV024*0**B* |  |  | CSPH*4212AL*+UI | 88*TB36070C14*** | 23600 | 19.5 | 9.5 | 26400 | 19800 | 75% | 2.5 | 0 | 13 |  |  |  |  | R-410A | 1.9667 | Residential & Commercial | USHP | Ducted CEE Tier 1
216737839 | Central HP <5.4 tons | BRYANT HEATING AND COOLING SYSTEMS | HRCU-A-CB (Split System: Heat Pump with Remote Outdoor Unit-Air-Source) | 37MUHAQ24AA3 |  |  | CSAH*3012AM* | 926TC48080V17*** | 22600 | 16 | 8.1 | 21200 | 18900 | 89.15% | 1.85 | 0 | 10.5 |  |  |  |  | R-454B | 1.8833 | Residential & Commercial | USHP | Ducted CEE Tier 1
214719819 | Central HP <5.4 tons | YORK | HRCU-A-CB (Split System: Heat Pump with Remote Outdoor Unit-Air-Source) | HH860E2S11 |  |  | CTU60C5XGS1+TXV | TM8E080C16MP11 | 44500 | 18 | 9 | 45500 | 34200 | 75.16% | 2 | 0 | 11 |  |  |  |  | R-454B | 3.7083 | Residential & Commercial | USHP | Ducted CEE Tier 1
214389930 | Central HP <5.4 tons | CARRIER | HRCU-A-CB (Split System: Heat Pump with Remote Outdoor Unit-Air-Source) | 25VNA837A*030* | ADP |  | H,PG53936 | 58TN*B070C14**12 | 32800 | 17 | 8.1 | 30800 | 24600 | 79.87% | 1.98 | 0 | 11 |  |  |  |  | R-410A | 2.7333 | Residential & Commercial | USHP | Ducted CEE Tier 1
214271640 | Central HP <5.4 tons | CARRIER | HRCU-A-CB (Split System: Heat Pump with Remote Outdoor Unit-Air-Source) | 25VNA436A*031* | ADP |  | C36A***L539 | 58TN*B045C17**12 | 33600 | 19 | 9 | 35200 | 27400 | 77.84% | 2.02 | 0 | 11.7 |  |  |  |  | R-410A | 2.8 | Residential & Commercial | USHP | Ducted CEE Tier 1
214229269 | Central HP <5.4 tons | AIRQUEST | HRCU-A-CB (Split System: Heat Pump with Remote Outdoor Unit-Air-Source) | DLCURAH30ABK |  |  | END4X42L17** | *80MSU0601716A* | 29800 | 15.2 | 8.1 | 34000 | 27000 | 79.41% | 1.82 | 0 | 9 |  |  |  |  | R-410A | 2.4833 | Residential & Commercial | USHP
210720685 | Central HP <5.4 tons | CARRIER | HRCU-A-CB (Split System: Heat Pump with Remote Outdoor Unit-Air-Source) | 25VNA436A*031* |  |  | CNPV*6024AL*+UI | 59CU5A080C21**20 | 34200 | 20 | 9 | 34800 | 25400 | 72.99% | 2.02 | 0 | 12.5 |  |  |  |  | R-410A | 2.85 | Residential & Commercial | USHP | Ducted CEE Tier 1
210474036 | Central HP <5.4 tons | CARRIER | HRCU-A-CB (Split System: Heat Pump with Remote Outdoor Unit-Air-Source) | 25VNA825A*032* |  |  | CNPV*4821AL*+UI | 58TN*A090C17**16 | 24200 | 17.5 | 8.1 | 21200 | 16500 | 77.83% | 2.02 | 0 | 11.7 |  |  |  |  | R-410A | 2.0167 | Residential & Commercial | USHP | Ducted CEE Tier 1
210106720 | Central HP <5.4 tons | SURE | HRCU-A-CB (Split System: Heat Pump with Remote Outdoor Unit-Air-Source) | SP18AZ60AJVC |  |  | SHMVZ6021SEACA | 0 | 53000 | 18 | 8.5 | 48500 | 45500 | 93.81% | 1.8 | 0 | 10.5 |  |  |  |  | R-410A | 4.4167 | Residential & Commercial | USHP | Ducted CEE Tier 1
214719787 | Central HP <5.4 tons | YORK | HRCU-A-CB (Split System: Heat Pump with Remote Outdoor Unit-Air-Source) | HH836E2S11 |  |  | CTU48C5XFS1+TXV | YP9C080C16MP13 | 33200 | 18 | 9 | 31600 | 25400 | 80.38% | 2 | 0 | 11 |  |  |  |  | R-454B | 2.7667 | Residential & Commercial | USHP | Ducted CEE Tier 1
214606577 | Central HP <5.4 tons | YORK | HRCU-A-C (Split System: Heat Pump with Remote Outdoor Unit with No Indoor Fan --Air Source) | HH836E2S11 |  |  | CTF48C5CFS1 | 0 | 31600 | 15.2 | 8.5 | 30800 | 22200 | 72.08% | 2 | 0 | 10 |  |  |  |  | R-454B | 2.6333 | Residential & Commercial | USHP | Ducted CEE Tier 1
214271706 | Central HP <5.4 tons | CARRIER | HRCU-A-CB (Split System: Heat Pump with Remote Outdoor Unit-Air-Source) | 25VNA436A*031* | ADP |  | PL36H210P749 | 58TN*B090C21**20 | 32400 | 20 | 9 | 34800 | 27200 | 78.16% | 2.06 | 0 | 12 |  |  |  |  | R-410A | 2.7 | Residential & Commercial | USHP | Ducted CEE Tier 1
214271754 | Central HP <5.4 tons | CARRIER | HRCU-A-CB (Split System: Heat Pump with Remote Outdoor Unit-Air-Source) | 25VNA448A*031* | ADP |  | C48A***L169 | 58TN*B090C21**20 | 44000 | 21 | 9.5 | 44500 | 35800 | 80.45% | 2.3 | 0 | 11.7 |  |  |  |  | R-410A | 3.6667 | Residential & Commercial | USHP | Ducted CEE Tier 1
214271757 | Central HP <5.4 tons | CARRIER | HRCU-A-CB (Split System: Heat Pump with Remote Outdoor Unit-Air-Source) | 25VNA448A*031* | ADP |  | C60A***L169 | 58TN*B090C21**20 | 44000 | 21 | 9.5 | 44500 | 35800 | 80.45% | 2.3 | 0 | 11.7 |  |  |  |  | R-410A | 3.6667 | Residential & Commercial | USHP | Ducted CEE Tier 1
214271722 | Central HP <5.4 tons | CARRIER | HRCU-A-CB (Split System: Heat Pump with Remote Outdoor Unit-Air-Source) | 25VNA436A*031* | ADP |  | C36A***L539 | 58TN*B110C21**20 | 33800 | 20 | 9 | 34800 | 27000 | 77.59% | 2.06 | 0 | 12.5 |  |  |  |  | R-410A | 2.8167 | Residential & Commercial | USHP | Ducted CEE Tier 1
214395729 | Central HP <5.4 tons | YORK | HRCU-A-CB (Split System: Heat Pump with Remote Outdoor Unit-Air-Source) | HH836E2S11 |  |  | CTM48C5CFS1 | TM9Y100C20MP11 | 34200 | 17 | 8.5 | 32800 | 26000 | 79.27% | 2 | 0 | 10 |  |  |  |  | R-454B | 2.85 | Residential & Commercial | USHP | Ducted CEE Tier 1
214395677 | Central HP <5.4 tons | YORK | HRCU-A-CB (Split System: Heat Pump with Remote Outdoor Unit-Air-Source) | HH860E2S11 |  |  | CTF60D5CHS1+JMET18DS2N1 | 0 | 54000 | 19 | 9 | 53500 | 38500 | 71.96% | 2 | 0 | 12 |  |  |  |  | R-454B | 4.5 | Residential & Commercial | USHP | Ducted CEE Tier 1
214395730 | Central HP <5.4 tons | YORK | HRCU-A-CB (Split System: Heat Pump with Remote Outdoor Unit-Air-Source) | HH836E2S11 |  |  | CTM48C5CFS1 | TM9Y100C16MP11 | 32800 | 19 | 9 | 31000 | 25200 | 81.29% | 2 | 0 | 11 |  |  |  |  | R-454B | 2.7333 | Residential & Commercial | USHP | Ducted CEE Tier 1
214395828 | Central HP <5.4 tons | YORK | HRCU-A-CB (Split System: Heat Pump with Remote Outdoor Unit-Air-Source) | HH836E2S11 |  |  | JHE42C5CF2SS1 | 0 | 34000 | 19 | 9 | 31400 | 25200 | 80.25% | 2 | 0 | 11.7 |  |  |  |  | R-454B | 2.8333 | Residential & Commercial | USHP | Ducted CEE Tier 1
214272357 | Central HP <5.4 tons | CARRIER | HRCU-A-CB (Split System: Heat Pump with Remote Outdoor Unit-Air-Source) | 25VNA837A*031* | ADP |  | C36A***L539 | 58TN*B090C21**20 | 32400 | 18 | 8.5 | 30400 | 24400 | 80.26% | 2 | 0 | 11.5 |  |  |  |  | R-410A | 2.7 | Residential & Commercial | USHP | Ducted CEE Tier 1
216779842 | Central HP <5.4 tons | YORK | HRCU-A-CB (Split System: Heat Pump with Remote Outdoor Unit-Air-Source) | HH836E2S11 |  |  | CTM48C5CFS1 | Y81E080C16LMPS1 | 34400 | 19 | 9 | 32200 | 25400 | 78.88% | 2 | 0 | 11 |  |  |  |  | R-454B | 2.8667 | Residential & Commercial | USHP | Ducted CEE Tier 1
216780092 | Central HP <5.4 tons | YORK | HRCU-A-CB (Split System: Heat Pump with Remote Outdoor Unit-Air-Source) | HH836E2S11 |  |  | CTU48C5XFS1+TXV | Y81E120C16LMPS1 | 34000 | 19 | 9 | 31600 | 25200 | 79.75% | 2 | 0 | 11.7 |  |  |  |  | R-454B | 2.8333 | Residential & Commercial | USHP | Ducted CEE Tier 1
212973615 | Central HP <5.4 tons | ARCOAIRE | HRCU-A-CB (Split System: Heat Pump with Remote Outdoor Unit-Air-Source) | DLCURAH24ABK |  |  | EN(A,D)4X30L14** | *96VSN0601412B* | 23400 | 16.5 | 8.1 | 26000 | 24400 | 93.85% | 2.02 | 0 | 10 |  |  |  |  | R-410A | 1.95 | Residential & Commercial | USHP | Ducted CEE Tier 1
216891871 | Central HP <5.4 tons | SURE | HRCU-A-CB (Split System: Heat Pump with Remote Outdoor Unit-Air-Source) | RD18AY24AJVC |  |  | TCFY2417MTANM | S801V0754A17UH | 21200 | 18 | 8.5 | 20800 | 16900 | 81.25% | 1.9 | 0 | 11.7 |  |  |  |  | R-454B | 1.7667 | Residential & Commercial | USHP | Ducted CEE Tier 1
215576398 | Central HP <5.4 tons | SURE | HRCU-A-CB (Split System: Heat Pump with Remote Outdoor Unit-Air-Source) | SP19AY36AJVC |  |  | SHMVY3621MEACA | 0 | 34200 | 19 | 8.5 | 34200 | 29400 | 85.96% | 2.1 | 0 | 12 |  |  |  |  | R-454B | 2.85 | Residential & Commercial | USHP | Ducted CEE Tier 1
216821177 | Central HP <5.4 tons | SURE | HRCU-A-CB (Split System: Heat Pump with Remote Outdoor Unit-Air-Source) | RD18AY60AJVC |  |  | TCFY6021STAAM | S962V1005A21M4 | 48500 | 16 | 8.1 | 48500 | 39500 | 81.44% | 2 | 0 | 10 |  |  |  |  | R-454B | 4.0417 | Residential & Commercial | USHP | Ducted CEE Tier 1
216990301 | Central HP <5.4 tons | BRYANT HEATING AND COOLING SYSTEMS | HRCU-A-CB (Split System: Heat Pump with Remote Outdoor Unit-Air-Source) | 290VAN048**AA* | ADP |  | C48A***L53*+TXV | 88*TB48070C17*** | 44000 | 17 | 9 | 47000 | 34000 | 72.34% | 2.04 | 0 | 9.5 |  |  |  |  | R-454B | 3.6667 | Residential & Commercial | USHP
216990310 | Central HP <5.4 tons | BRYANT HEATING AND COOLING SYSTEMS | HRCU-A-CB (Split System: Heat Pump with Remote Outdoor Unit-Air-Source) | 290VAN048**AA* | ADP |  | V,C48H175P38*+TXV | 88*TB48090C17*** | 44500 | 17 | 9 | 46000 | 33400 | 72.61% | 2.06 | 0 | 9.5 |  |  |  |  | R-454B | 3.7083 | Residential & Commercial | USHP
216990337 | Central HP <5.4 tons | BRYANT HEATING AND COOLING SYSTEMS | HRCU-A-CB (Split System: Heat Pump with Remote Outdoor Unit-Air-Source) | 290VAN048**AA* | ADP |  | PL60H210P17*+TXV | 88*TB60090C21*** | 45000 | 18 | 9 | 45500 | 33000 | 72.53% | 2.08 | 0 | 10 |  |  |  |  | R-454B | 3.75 | Residential & Commercial | USHP | Ducted CEE Tier 1
214395912 | Central HP <5.4 tons | YORK | HRCU-A-CB (Split System: Heat Pump with Remote Outdoor Unit-Air-Source) | HH836E2S11 |  |  | CTF36B5CDS1 | YP9C080B12MP13 | 33000 | 18 | 8.5 | 30800 | 25000 | 81.17% | 2 | 0 | 11 |  |  |  |  | R-454B | 2.75 | Residential & Commercial | USHP | Ducted CEE Tier 1
214395614 | Central HP <5.4 tons | YORK | HRCU-A-CB (Split System: Heat Pump with Remote Outdoor Unit-Air-Source) | HH836E2S11 |  |  | CTF36B5CDS1 | YPLC080B12MP13 | 33000 | 17 | 8.5 | 31000 | 25200 | 81.29% | 2 | 0 | 11 |  |  |  |  | R-454B | 2.75 | Residential & Commercial | USHP | Ducted CEE Tier 1
214010074 | Central HP <5.4 tons | MIDEA | HRCU-A-CB (Split System: Heat Pump with Remote Outdoor Unit-Air-Source) | MOVB-36HDN1-M20G |  |  | MC**2430ANTF | MGH96M080B3A | 23800 | 18 | 9 | 24000 | 17200 | 71.67% | 1.85 | 0 | 12 |  |  |  |  | R-410A | 1.9833 | Residential & Commercial | USHP | Ducted CEE Tier 1
214395846 | Central HP <5.4 tons | YORK | HRCU-A-CB (Split System: Heat Pump with Remote Outdoor Unit-Air-Source) | HH860E2S11 |  |  | CTF60C5CGS1 | TM8V100C20MP12 | 44500 | 18 | 9 | 45000 | 33800 | 75.11% | 2 | 0 | 11 |  |  |  |  | R-454B | 3.7083 | Residential & Commercial | USHP | Ducted CEE Tier 1
214395895 | Central HP <5.4 tons | YORK | HRCU-A-CB (Split System: Heat Pump with Remote Outdoor Unit-Air-Source) | HH860E2S11 |  |  | CTM60D5CJS1+JMVT20DC2N1 | 0 | 54000 | 19 | 9 | 55500 | 39500 | 71.17% | 2 | 0 | 11 |  |  |  |  | R-454B | 4.5 | Residential & Commercial | USHP | Ducted CEE Tier 1
214395812 | Central HP <5.4 tons | YORK | HRCU-A-CB (Split System: Heat Pump with Remote Outdoor Unit-Air-Source) | HH836E2S11 |  |  | CTF36C5CDS1 | TM8Y100C16MP11 | 33600 | 18 | 8.5 | 30800 | 25200 | 81.82% | 2 | 0 | 11.7 |  |  |  |  | R-454B | 2.8 | Residential & Commercial | USHP | Ducted CEE Tier 1
214396130 | Central HP <5.4 tons | YORK | HRCU-A-CB (Split System: Heat Pump with Remote Outdoor Unit-Air-Source) | HH836E2S11 |  |  | CTF48C5CFS1 | TMLE080C16MP11 | 33200 | 19 | 9 | 31200 | 25400 | 81.41% | 2 | 0 | 11 |  |  |  |  | R-454B | 2.7667 | Residential & Commercial | USHP | Ducted CEE Tier 1
210474113 | Central HP <5.4 tons | CARRIER | HRCU-A-CB (Split System: Heat Pump with Remote Outdoor Unit-Air-Source) | 25VNA825A*032* |  |  | CNPV*4824AL*+UI | 59MN7B100C21**22 | 24200 | 17 | 8.1 | 21400 | 16600 | 77.57% | 2.02 | 0 | 11.5 |  |  |  |  | R-410A | 2.0167 | Residential & Commercial | USHP | Ducted CEE Tier 1
201812809 | Central HP <5.4 tons | TRANE | HRCU-A-CB (Split System: Heat Pump with Remote Outdoor Unit-Air-Source) | 4TWA7048A3 |  |  | 4PX*DU48BS3 | S9V2C080U5PSB | 45500 | 17 | 8.1 | 47500 | 45000 | 94.74% | 3.4 | 12.5 | 11.7 |  |  |  |  | R-410A | 3.7917 | Residential & Commercial | USHP | Ducted CEE Tier 1
214396132 | Central HP <5.4 tons | YORK | HRCU-A-CB (Split System: Heat Pump with Remote Outdoor Unit-Air-Source) | HH836E2S11 |  |  | CTF48C5CFS1 | TM8E120C20MP11 | 34400 | 17 | 8.5 | 32400 | 25600 | 79.01% | 2 | 0 | 11 |  |  |  |  | R-454B | 2.8667 | Residential & Commercial | USHP | Ducted CEE Tier 1
214396199 | Central HP <5.4 tons | YORK | HRCU-A-CB (Split System: Heat Pump with Remote Outdoor Unit-Air-Source) | HH836E2S11 |  |  | CTF36B5CDS1 | TMLE100B12MP11 | 33200 | 18 | 8.5 | 31200 | 25200 | 80.77% | 2 | 0 | 11 |  |  |  |  | R-454B | 2.7667 | Residential & Commercial | USHP | Ducted CEE Tier 1
214396214 | Central HP <5.4 tons | YORK | HRCU-A-CB (Split System: Heat Pump with Remote Outdoor Unit-Air-Source) | HH836E2S11 |  |  | CTF36B5CDS1 | TPLC080B12MP13 | 33000 | 17 | 8.5 | 31000 | 25200 | 81.29% | 2 | 0 | 11 |  |  |  |  | R-454B | 2.75 | Residential & Commercial | USHP | Ducted CEE Tier 1
214728356 | Central HP <5.4 tons | YORK | HRCU-A-CB (Split System: Heat Pump with Remote Outdoor Unit-Air-Source) | HH836E2S11 |  |  | CTU36B5XDS1+TXV | TM8V080B12MP12 | 33000 | 17 | 8.5 | 31000 | 25200 | 81.29% | 2 | 0 | 11 |  |  |  |  | R-454B | 2.75 | Residential & Commercial | USHP | Ducted CEE Tier 1
216445253 | Central HP <5.4 tons | LG | HRCU-A-C (Split System: Heat Pump with Remote Outdoor Unit with No Indoor Fan --Air Source) | KUSXB601A |  |  | LKMMA60D1 | 0 | 52500 | 15.5 | 9 | 56000 | 44000 | 78.57% | 1.8 | 0 | 10.7 |  |  |  |  | R-32 | 4.375 | Residential & Commercial | USHP | Ducted CEE Tier 1
213829752 | Central HP <5.4 tons | SURE | HRCU-A-CB (Split System: Heat Pump with Remote Outdoor Unit-Air-Source) | SP18AZ60AJVC |  |  | TCFZ6021SEAAM | S801V1005A21UHU | 53000 | 19 | 8.1 | 53000 | 50500 | 95.28% | 1.9 | 0 | 10 |  |  |  |  | R-410A | 4.4167 | Residential & Commercial | USHP | Ducted CEE Tier 1
213307507 | Central HP <5.4 tons | LG | HRCU-A-CB (Split System: Heat Pump with Remote Outdoor Unit-Air-Source) | LUU360HV |  |  | C74B(A,H)MX36C-C | FG7TC100D-V35C | 36000 | 18.2 | 9.2 | 40000 | 33800 | 84.5% | 1.87 | 0 | 12.2 |  |  |  |  | R-410A | 3 | Residential & Commercial | USHP | Ducted CEE Tier 1
214395778 | Central HP <5.4 tons | YORK | HRCU-A-CB (Split System: Heat Pump with Remote Outdoor Unit-Air-Source) | HH824E2S11 |  |  | CTM30B5ACS1 | TM9E080B12MP12 | 23000 | 17 | 9.5 | 23000 | 18600 | 80.87% | 2 | 0 | 12 |  |  |  |  | R-454B | 1.9167 | Residential & Commercial | USHP | Ducted CEE Tier 1
214395965 | Central HP <5.4 tons | YORK | HRCU-A-CB (Split System: Heat Pump with Remote Outdoor Unit-Air-Source) | HH824E2S11 |  |  | CTF36B5ADS1 | Y81E080B12SMPS1 | 23000 | 19 | 9.5 | 23000 | 18600 | 80.87% | 2 | 0 | 12 |  |  |  |  | R-454B | 1.9167 | Residential & Commercial | USHP | Ducted CEE Tier 1
214421498 | Central HP <5.4 tons | YORK | HRCU-A-CB (Split System: Heat Pump with Remote Outdoor Unit-Air-Source) | HH836E2S11 |  |  | CTM48C5CFS1+JMET12CS2N1 | 0 | 33800 | 19 | 9 | 31600 | 25200 | 79.75% | 2 | 0 | 11.7 |  |  |  |  | R-454B | 2.8167 | Residential & Commercial | USHP | Ducted CEE Tier 1
214421499 | Central HP <5.4 tons | YORK | HRCU-A-CB (Split System: Heat Pump with Remote Outdoor Unit-Air-Source) | HH836E2S11 |  |  | CTM48C5CFS1+JMET16CS2N1 | 0 | 33800 | 19 | 9 | 31400 | 25200 | 80.25% | 2 | 0 | 11.7 |  |  |  |  | R-454B | 2.8167 | Residential & Commercial | USHP | Ducted CEE Tier 1
215939748 | Central HP <5.4 tons | ARCOAIRE | HRCU-A-CB (Split System: Heat Pump with Remote Outdoor Unit-Air-Source) | H5H3V36*K*AAA* |  |  | EA*5X48M21A*+WALLCON | *97CTN0601716A* | 33000 | 19 | 9 | 35400 | 27000 | 76.27% | 1.9 | 0 | 11 |  |  |  |  | R-454B | 2.75 | Residential & Commercial | USHP | Ducted CEE Tier 1
215935388 | Central HP <5.4 tons | ARCOAIRE | HRCU-A-CB (Split System: Heat Pump with Remote Outdoor Unit-Air-Source) | H5H3V36*K*AAA* |  |  | EVM5X60M24A*+WALLCON | *95CSU1002122B* | 35600 | 22 | 8.5 | 38000 | 28400 | 74.74% | 2.06 | 0 | 12.5 |  |  |  |  | R-454B | 2.9667 | Residential & Commercial | USHP | Ducted CEE Tier 1
215935438 | Central HP <5.4 tons | ARCOAIRE | HRCU-A-CB (Split System: Heat Pump with Remote Outdoor Unit-Air-Source) | H5H3V36*K*AAA* |  |  | EVM5X60M24A*+WALLCON | *96CTN1002122B* | 35600 | 22 | 8.5 | 38000 | 28400 | 74.74% | 2.04 | 0 | 12.5 |  |  |  |  | R-454B | 2.9667 | Residential & Commercial | USHP | Ducted CEE Tier 1
215935468 | Central HP <5.4 tons | ARCOAIRE | HRCU-A-CB (Split System: Heat Pump with Remote Outdoor Unit-Air-Source) | H5H3V36*K*AAA* |  |  | EVM5X61M24A*+WALLCON | *80CTL1102120B* | 36000 | 22.5 | 8.5 | 37600 | 28200 | 75% | 2.06 | 0 | 12.5 |  |  |  |  | R-454B | 3 | Residential & Commercial | USHP | Ducted CEE Tier 1
215935488 | Central HP <5.4 tons | ARCOAIRE | HRCU-A-CB (Split System: Heat Pump with Remote Outdoor Unit-Air-Source) | H5H3V36*K*AAA* |  |  | EVM5X61M24A*+WALLCON | *95CSU1002122B* | 36000 | 22.5 | 8.5 | 37600 | 28200 | 75% | 2.06 | 0 | 12.5 |  |  |  |  | R-454B | 3 | Residential & Commercial | USHP | Ducted CEE Tier 1
215935988 | Central HP <5.4 tons | ARCOAIRE | HRCU-A-CB (Split System: Heat Pump with Remote Outdoor Unit-Air-Source) | H5H3V36*K*AAA* |  |  | EVD5X42M21A*+WALLCON | *80CTL0701716B* | 34200 | 20.5 | 8.5 | 39000 | 28400 | 72.82% | 2.02 | 0 | 11.5 |  |  |  |  | R-454B | 2.85 | Residential & Commercial | USHP | Ducted CEE Tier 1
215936088 | Central HP <5.4 tons | ARCOAIRE | HRCU-A-CB (Split System: Heat Pump with Remote Outdoor Unit-Air-Source) | H5H3V36*K*AAA* |  |  | EVD5X42M21A*+WALLCON | *97CMN0801714B* | 34200 | 20.5 | 8.5 | 39000 | 28600 | 73.33% | 2.02 | 0 | 11.5 |  |  |  |  | R-454B | 2.85 | Residential & Commercial | USHP | Ducted CEE Tier 1
215936238 | Central HP <5.4 tons | ARCOAIRE | HRCU-A-CB (Split System: Heat Pump with Remote Outdoor Unit-Air-Source) | H5H3V36*K*AAA* |  |  | EVD5X42M24A*+WALLCON | *97CMN1002122B* | 35600 | 22 | 8.5 | 38000 | 28400 | 74.74% | 2.04 | 0 | 12.5 |  |  |  |  | R-454B | 2.9667 | Residential & Commercial | USHP | Ducted CEE Tier 1
215936288 | Central HP <5.4 tons | ARCOAIRE | HRCU-A-CB (Split System: Heat Pump with Remote Outdoor Unit-Air-Source) | H5H3V36*K*AAA* |  |  | EVD5X48M21A*+WALLCON | *96CTN0601714B* | 34600 | 20.5 | 8.5 | 38000 | 27600 | 72.63% | 2 | 0 | 11.5 |  |  |  |  | R-454B | 2.8833 | Residential & Commercial | USHP | Ducted CEE Tier 1
215936708 | Central HP <5.4 tons | ARCOAIRE | HRCU-A-CB (Split System: Heat Pump with Remote Outdoor Unit-Air-Source) | H5H3V36*K*AAA* |  |  | EVD5X60M21A*+WALLCON | *97CMN1002122B* | 35600 | 22 | 8.5 | 38000 | 28600 | 75.26% | 2.02 | 0 | 12.5 |  |  |  |  | R-454B | 2.9667 | Residential & Commercial | USHP | Ducted CEE Tier 1
215936908 | Central HP <5.4 tons | ARCOAIRE | HRCU-A-CB (Split System: Heat Pump with Remote Outdoor Unit-Air-Source) | H5H3V36*K*AAA* |  |  | EVD5X61M21A*+WALLCON | *97CMN0801714B* | 35600 | 21.5 | 8.5 | 38000 | 28800 | 75.79% | 2.04 | 0 | 12 |  |  |  |  | R-454B | 2.9667 | Residential & Commercial | USHP | Ducted CEE Tier 1
215936588 | Central HP <5.4 tons | ARCOAIRE | HRCU-A-CB (Split System: Heat Pump with Remote Outdoor Unit-Air-Source) | H5H3V36*K*AAA* |  |  | EVD5X60M21A*+WALLCON | *80CTL0451712B* | 35200 | 21 | 8.5 | 39000 | 29400 | 75.38% | 2 | 0 | 11.7 |  |  |  |  | R-454B | 2.9333 | Residential & Commercial | USHP | Ducted CEE Tier 1
214849248 | Central HP <5.4 tons | RHEEM | HRCU-A-CB (Split System: Heat Pump with Remote Outdoor Unit-Air-Source) | RD17AZ60AJ3N | ADP |  | H,RE51960 | R802V1505A24UHS | 54000 | 17 | 8.1 | 51500 | 48500 | 94.17% | 1.75 | 0 | 9.5 |  |  |  |  | R-410A | 4.5 | Residential & Commercial | USHP
216990755 | Central HP <5.4 tons | BRYANT HEATING AND COOLING SYSTEMS | HRCU-A-CB (Split System: Heat Pump with Remote Outdoor Unit-Air-Source) | 290VAN024**AA* | ADP |  | PL36H210P74*+TXV | 88*TB36045C17*** | 23000 | 16 | 9 | 22200 | 16300 | 73.42% | 1.98 | 0 | 10 |  |  |  |  | R-454B | 1.9167 | Residential & Commercial | USHP | Ducted CEE Tier 1
216441717 | Central HP <5.4 tons | MIDEA | HRCU-A-CB (Split System: Heat Pump with Remote Outdoor Unit-Air-Source) | MDV-V36WMN10T |  |  | MIH36VMN10 | 0 | 34000 | 17 | 9.4 | 36000 | 36000 | 100% | 1.9 | 0 | 11.7 |  |  |  |  | R-454B | 2.8333 | Residential & Commercial | USHP | Ducted CEE Tier 1
216800756 | Central HP <5.4 tons | COLEMAN | HRCU-A-CB (Split System: Heat Pump with Remote Outdoor Unit-Air-Source) | HH860E2S11 | ADP |  | A60VGA*+TXV | Z9ES080C16SMPS1 | 45000 | 18 | 9 | 44000 | 33400 | 75.91% | 2 | 0 | 11.7 |  |  |  |  | R-454B | 3.75 | Residential & Commercial | USHP | Ducted CEE Tier 1
213258232 | Central HP <5.4 tons | KEEPRITE | HRCU-A-CB (Split System: Heat Pump with Remote Outdoor Unit-Air-Source) | DLCURAH18ABK | ADP |  | H,GE30924 | *96VSN0601412A* | 17100 | 15.2 | 8.5 | 17200 | 18300 | 106.4% | 2.26 | 0 | 10.5 |  |  |  |  | R-410A | 1.425 | Residential & Commercial | USHP | Ducted CEE Tier 1
213258234 | Central HP <5.4 tons | KEEPRITE | HRCU-A-CB (Split System: Heat Pump with Remote Outdoor Unit-Air-Source) | DLCURAH18ABK | ADP |  | H,GE31930 | *96VSN0601714A* | 17200 | 16 | 8.5 | 17000 | 18700 | 110% | 2.3 | 0 | 10 |  |  |  |  | R-410A | 1.4333 | Residential & Commercial | USHP | Ducted CEE Tier 1
213258239 | Central HP <5.4 tons | KEEPRITE | HRCU-A-CB (Split System: Heat Pump with Remote Outdoor Unit-Air-Source) | DLCURAH18ABK | ADP |  | H,GG34936 | *96VSN0601714A* | 17700 | 16 | 8.5 | 17000 | 18700 | 110% | 2.3 | 0 | 10.5 |  |  |  |  | R-410A | 1.475 | Residential & Commercial | USHP | Ducted CEE Tier 1
214849408 | Central HP <5.4 tons | RHEEM | HRCU-A-CB (Split System: Heat Pump with Remote Outdoor Unit-Air-Source) | RD17AZ36AJ3N | ADP |  | H,RE8J936 | R801V0755A21DZ | 31800 | 16 | 8.1 | 32600 | 29000 | 88.96% | 2 | 0 | 10.5 |  |  |  |  | R-410A | 2.65 | Residential & Commercial | USHP | Ducted CEE Tier 1
214849458 | Central HP <5.4 tons | RHEEM | HRCU-A-CB (Split System: Heat Pump with Remote Outdoor Unit-Air-Source) | RD17AZ36AJ3N | ADP |  | H,RE9J936 | R802V0754A17UHS | 32200 | 17 | 8.1 | 32600 | 29000 | 88.96% | 2 | 0 | 9.5 |  |  |  |  | R-410A | 2.6833 | Residential & Commercial | USHP
213307505 | Central HP <5.4 tons | LG | HRCU-A-CB (Split System: Heat Pump with Remote Outdoor Unit-Air-Source) | LUU360HV |  |  | C74B(A,H)MX36C-B | FG7TC060D-V24B | 33200 | 17.6 | 8.5 | 36000 | 30000 | 83.33% | 1.85 | 0 | 11.9 |  |  |  |  | R-410A | 2.7667 | Residential & Commercial | USHP | Ducted CEE Tier 1
216682322 | Central HP <5.4 tons | BRYANT HEATING AND COOLING SYSTEMS | HRCU-A-CB (Split System: Heat Pump with Remote Outdoor Unit-Air-Source) | 38MURAQ24AB3* |  |  | CSPH*2412AL* | 927TA60100V21*** | 23800 | 16 | 9 | 26200 | 23400 | 89.31% | 1.8 | 0 | 10 |  |  |  |  | R-410A | 1.9833 | Residential & Commercial | USHP | Ducted CEE Tier 1
210533068 | Central HP <5.4 tons | CARRIER | HRCU-A-CB (Split System: Heat Pump with Remote Outdoor Unit-Air-Source) | 25VNA424A*031* |  |  | CNPV*4217AL*+UI | 58CU*A040C17**12 | 23600 | 20.5 | 10 | 26600 | 19800 | 74.44% | 2.48 | 0 | 13.5 |  |  |  |  | R-410A | 1.9667 | Residential & Commercial | USHP | Ducted CEE Tier 1
213307508 | Central HP <5.4 tons | LG | HRCU-A-CB (Split System: Heat Pump with Remote Outdoor Unit-Air-Source) | LUU480HV |  |  | C74B(A,H)MX48C-C | FG7TC080D-V35C | 48000 | 16.8 | 9 | 50000 | 40000 | 80% | 1.9 | 0 | 9.8 |  |  |  |  | R-410A | 4 | Residential & Commercial | USHP
215669356 | Central HP <5.4 tons | ARCOAIRE | HRCU-A-CB (Split System: Heat Pump with Remote Outdoor Unit-Air-Source) | H5H0V36*K*AAA* |  |  | EA*5X60M24A*+WALLCON | *95CSU1002122B* | 34400 | 18 | 9 | 34200 | 24600 | 71.93% | 1.92 | 0 | 10 |  |  |  |  | R-454B | 2.8667 | Residential & Commercial | USHP | Ducted CEE Tier 1
202902845 | Central HP <5.4 tons | MIDEA | HRCU-A-CB (Split System: Heat Pump with Remote Outdoor Unit-Air-Source) | MOVA-60HDN1-M20G |  |  | MC**4248CNTF | MGH96M080C4A | 42500 | 17 | 8.8 | 44500 | 31400 | 70.56% | 1.9 | 12 | 11.7 |  |  |  |  | R-410A | 3.5417 | Residential & Commercial | USHP | Ducted CEE Tier 1
213258273 | Central HP <5.4 tons | KEEPRITE | HRCU-A-CB (Split System: Heat Pump with Remote Outdoor Unit-Air-Source) | DLCURAH18ABK | ADP |  | H,GG33936 | *96VTN0601412A* | 17900 | 16 | 8.5 | 17200 | 18600 | 108.1% | 2.28 | 0 | 10.5 |  |  |  |  | R-410A | 1.4917 | Residential & Commercial | USHP | Ducted CEE Tier 1
216800722 | Central HP <5.4 tons | COLEMAN | HRCU-A-CB (Split System: Heat Pump with Remote Outdoor Unit-Air-Source) | HH836E2S11 | ADP |  | A36VDA*+TXV | Z9ES060B12SMPS1 | 33200 | 17 | 8.5 | 29400 | 25000 | 85.03% | 2 | 0 | 11 |  |  |  |  | R-454B | 2.7667 | Residential & Commercial | USHP | Ducted CEE Tier 1
214670888 | Central HP <5.4 tons | GE | HRCU-A-CB (Split System: Heat Pump with Remote Outdoor Unit-Air-Source) | NS22H24MA4-**A | ADP |  | SK3925 | 0 | 22000 | 20 | 8.35 | 20600 | 14500 | 70.39% | 2.02 | 0 | 13 |  |  |  |  | R-410A | 1.8333 | Residential & Commercial | USHP | Ducted CEE Tier 1
214271588 | Central HP <5.4 tons | CARRIER | HRCU-A-CB (Split System: Heat Pump with Remote Outdoor Unit-Air-Source) | 25VNA424A*031* | ADP |  | PL36H175P159 | 58TN*B045C17**12 | 23400 | 20 | 10.5 | 25000 | 19500 | 78% | 2.42 | 0 | 12.5 |  |  |  |  | R-410A | 1.95 | Residential & Commercial | USHP | Ducted CEE Tier 1
215674238 | Central HP <5.4 tons | ARCOAIRE | HRCU-A-CB (Split System: Heat Pump with Remote Outdoor Unit-Air-Source) | H5H0V48*K*AAA* |  |  | EA*5X60M24A*+WALLCON | *97CMN0602120B* | 45000 | 17.5 | 9 | 47500 | 34000 | 71.58% | 2.06 | 0 | 9.5 |  |  |  |  | R-454B | 3.75 | Residential & Commercial | USHP
215674288 | Central HP <5.4 tons | ARCOAIRE | HRCU-A-CB (Split System: Heat Pump with Remote Outdoor Unit-Air-Source) | H5H0V48*K*AAA* |  |  | EA*5X60M24A*+WALLCON | *96CTN1202422B* | 45000 | 18 | 9 | 47500 | 33600 | 70.74% | 2.06 | 0 | 10 |  |  |  |  | R-454B | 3.75 | Residential & Commercial | USHP | Ducted CEE Tier 1
215936338 | Central HP <5.4 tons | ARCOAIRE | HRCU-A-CB (Split System: Heat Pump with Remote Outdoor Unit-Air-Source) | H5H3V36*K*AAA* |  |  | EVD5X48M24A*+WALLCON | *80CTL1352422B* | 35200 | 21.5 | 8.5 | 38000 | 28200 | 74.21% | 2.04 | 0 | 12 |  |  |  |  | R-454B | 2.9333 | Residential & Commercial | USHP | Ducted CEE Tier 1
214849369 | Central HP <5.4 tons | RHEEM | HRCU-A-CB (Split System: Heat Pump with Remote Outdoor Unit-Air-Source) | RD17AZ24AJ3N | ADP |  | H,RE7J(1,2)36+TXV | R802V1004A17UHS | 21600 | 16 | 9.5 | 21000 | 16400 | 78.1% | 2.1 | 0 | 10.5 |  |  |  |  | R-410A | 1.8 | Residential & Commercial | USHP | Ducted CEE Tier 1
215667734 | Central HP <5.4 tons | ARCOAIRE | HRCU-A-CB (Split System: Heat Pump with Remote Outdoor Unit-Air-Source) | H5H0V24*K*AAA* |  |  | EA*5X37M17A*+WALLCON | *80CSU0601716A* | 23800 | 17 | 9 | 23400 | 16500 | 70.51% | 2 | 0 | 10 |  |  |  |  | R-454B | 1.9833 | Residential & Commercial | USHP | Ducted CEE Tier 1
216505545 | Central HP <5.4 tons | MIDEA | HRCU-A-CB (Split System: Heat Pump with Remote Outdoor Unit-Air-Source) | MDV-V24WMN10T |  |  | MPUE24A1MN10TA | 0 | 23000 | 16 | 8.5 | 24000 | 19200 | 80% | 1.8 | 0 | 10 |  |  |  |  | R-454B | 1.9167 | Residential & Commercial | USHP | Ducted CEE Tier 1
216992564 | Central HP <5.4 tons | BRYANT HEATING AND COOLING SYSTEMS | HRCU-A-CB (Split System: Heat Pump with Remote Outdoor Unit-Air-Source) | 290VAN024**AA* | ADP |  | H,PG7J*36+TXV | 88*TB66135C24*** | 23000 | 16 | 8.5 | 22400 | 16000 | 71.43% | 1.88 | 0 | 9.5 |  |  |  |  | R-454B | 1.9167 | Residential & Commercial | USHP
213829730 | Central HP <5.4 tons | SURE | HRCU-A-CB (Split System: Heat Pump with Remote Outdoor Unit-Air-Source) | SP18AZ36AJVC |  |  | TCFZ3621MEAAM | S801V1005A21UHU | 34200 | 19 | 8.5 | 34200 | 43000 | 125.7% | 2.2 | 0 | 12.5 |  |  |  |  | R-410A | 2.85 | Residential & Commercial | USHP | Ducted CEE Tier 1
213348327 | Central HP <5.4 tons | KERR | HRCU-A-CB (Split System: Heat Pump with Remote Outdoor Unit-Air-Source) | A-KCD60SA-1 |  |  | B-VCD60SA-1 | 0 | 55000 | 15.3 | 9.4 | 59000 | 48500 | 82.2% | 1.91 | 9 | 8.8 |  |  |  |  | R-410A | 4.5833 | Residential & Commercial | USHP
215666966 | Central HP <5.4 tons | ARCOAIRE | HRCU-A-CB (Split System: Heat Pump with Remote Outdoor Unit-Air-Source) | H5H0V24*K*AAA* |  |  | EA*5X24M17A*+WALLCON | *80CSU0401712A* | 22800 | 16.5 | 9 | 24000 | 16800 | 70% | 1.96 | 0 | 10 |  |  |  |  | R-454B | 1.9 | Residential & Commercial | USHP | Ducted CEE Tier 1
214849226 | Central HP <5.4 tons | RHEEM | HRCU-A-CB (Split System: Heat Pump with Remote Outdoor Unit-Air-Source) | RD17AZ60AJ3N | ADP |  | H,RE49960 | R801V1005A21DZ | 53000 | 17 | 8.1 | 51500 | 48500 | 94.17% | 1.75 | 0 | 9.5 |  |  |  |  | R-410A | 4.4167 | Residential & Commercial | USHP
210533020 | Central HP <5.4 tons | CARRIER | HRCU-A-CB (Split System: Heat Pump with Remote Outdoor Unit-Air-Source) | 25VNA424A*031* |  |  | CAP**4221AL*+UI | 58CU*A060C17**16 | 23400 | 20.5 | 10 | 26600 | 19800 | 74.44% | 2.44 | 0 | 13 |  |  |  |  | R-410A | 1.95 | Residential & Commercial | USHP | Ducted CEE Tier 1
216574981 | Central HP <5.4 tons | MIDEA | HRCU-A-CB (Split System: Heat Pump with Remote Outdoor Unit-Air-Source) | MOVB-24HDN10-M16G |  |  | MHVE24A1MN10TB | 0 | 23800 | 15.2 | 9 | 23800 | 16800 | 70.59% | 1.8 | 0 | 10.5 |  |  |  |  | R-454B | 1.9833 | Residential & Commercial | USHP | Ducted CEE Tier 1
210106763 | Central HP <5.4 tons | SURE | HRCU-A-CB (Split System: Heat Pump with Remote Outdoor Unit-Air-Source) | SP18AZ36AJVC |  |  | TCFZ6021SEAAM | S98MV0603A17UPS | 34200 | 19 | 8.5 | 34200 | 43500 | 127.2% | 2.2 | 0 | 12.5 |  |  |  |  | R-410A | 2.85 | Residential & Commercial | USHP | Ducted CEE Tier 1
214396049 | Central HP <5.4 tons | YORK | HRCU-A-CB (Split System: Heat Pump with Remote Outdoor Unit-Air-Source) | HH860E2S11 |  |  | CTM60C5CGS1 | TL9E080C16UH11 | 44500 | 18 | 9 | 46000 | 34400 | 74.78% | 2 | 0 | 11 |  |  |  |  | R-454B | 3.7083 | Residential & Commercial | USHP | Ducted CEE Tier 1
214719821 | Central HP <5.4 tons | YORK | HRCU-A-CB (Split System: Heat Pump with Remote Outdoor Unit-Air-Source) | HH860E2S11 |  |  | CTU60C5XGS1+TXV | YP9C100C20MP13 | 44000 | 18 | 9 | 45000 | 33800 | 75.11% | 2 | 0 | 11 |  |  |  |  | R-454B | 3.6667 | Residential & Commercial | USHP | Ducted CEE Tier 1
214719803 | Central HP <5.4 tons | YORK | HRCU-A-CB (Split System: Heat Pump with Remote Outdoor Unit-Air-Source) | HH860E2S11 |  |  | CTU60C5XGS1+TXV | TPLC120C20MP13 | 44500 | 18 | 9 | 45000 | 33800 | 75.11% | 2 | 0 | 11 |  |  |  |  | R-454B | 3.7083 | Residential & Commercial | USHP | Ducted CEE Tier 1
214606579 | Central HP <5.4 tons | YORK | HRCU-A-C (Split System: Heat Pump with Remote Outdoor Unit with No Indoor Fan --Air Source) | HH860E2S11 |  |  | CTF60D5CGS1 | 0 | 44500 | 15.2 | 8.5 | 46000 | 34200 | 74.35% | 2 | 0 | 11 |  |  |  |  | R-454B | 3.7083 | Residential & Commercial | USHP | Ducted CEE Tier 1
210532938 | Central HP <5.4 tons | CARRIER | HRCU-A-CB (Split System: Heat Pump with Remote Outdoor Unit-Air-Source) | 25VNA424A*031* |  |  | CAP**2417AL*+UI | 58TN*A070C17**16 | 23000 | 20 | 10 | 27000 | 20200 | 74.81% | 2.3 | 0 | 13 |  |  |  |  | R-410A | 1.9167 | Residential & Commercial | USHP | Ducted CEE Tier 1
216441715 | Central HP <5.4 tons | MIDEA | HRCU-A-CB (Split System: Heat Pump with Remote Outdoor Unit-Air-Source) | MDV-V24WMN10T |  |  | MIH24VMN10 | 0 | 23000 | 17 | 9.2 | 24000 | 20000 | 83.33% | 1.9 | 0 | 11.7 |  |  |  |  | R-454B | 1.9167 | Residential & Commercial | USHP | Ducted CEE Tier 1
210532932 | Central HP <5.4 tons | CARRIER | HRCU-A-CB (Split System: Heat Pump with Remote Outdoor Unit-Air-Source) | 25VNA424A*031* |  |  | CAP**2417AL*+UI | 59CU5A060C17**16 | 22800 | 19.5 | 10 | 27200 | 20200 | 74.26% | 2.28 | 0 | 12.5 |  |  |  |  | R-410A | 1.9 | Residential & Commercial | USHP | Ducted CEE Tier 1
210532962 | Central HP <5.4 tons | CARRIER | HRCU-A-CB (Split System: Heat Pump with Remote Outdoor Unit-Air-Source) | 25VNA424A*031* |  |  | CAP**2517AL*+UI | 59MN7B080C17**14 | 24000 | 20 | 10.5 | 26600 | 19900 | 74.81% | 2.5 | 0 | 13 |  |  |  |  | R-410A | 2 | Residential & Commercial | USHP | Ducted CEE Tier 1
210533066 | Central HP <5.4 tons | CARRIER | HRCU-A-CB (Split System: Heat Pump with Remote Outdoor Unit-Air-Source) | 25VNA424A*031* |  |  | CNPV*4217AL*+UI | 59CU5A060C17**16 | 23600 | 20 | 10 | 26600 | 19900 | 74.81% | 2.46 | 0 | 13 |  |  |  |  | R-410A | 1.9667 | Residential & Commercial | USHP | Ducted CEE Tier 1
214239397 | Central HP <5.4 tons | ARCOAIRE | HRCU-A-CB (Split System: Heat Pump with Remote Outdoor Unit-Air-Source) | HVH837GKA2* |  |  | EN(A,D,W)4X60L24**+WALLCON | *97CMN1202422B* | 32800 | 17.5 | 8.1 | 32200 | 24600 | 76.4% | 1.96 | 0 | 11.7 |  |  |  |  | R-410A | 2.7333 | Residential & Commercial | USHP | Ducted CEE Tier 1
214395980 | Central HP <5.4 tons | YORK | HRCU-A-CB (Split System: Heat Pump with Remote Outdoor Unit-Air-Source) | HH860E2S11 |  |  | CTF60C5CHS1 | TP9C100C20MP13 | 53000 | 19 | 8.5 | 53500 | 38500 | 71.96% | 2 | 0 | 11 |  |  |  |  | R-454B | 4.4167 | Residential & Commercial | USHP | Ducted CEE Tier 1
214395981 | Central HP <5.4 tons | YORK | HRCU-A-CB (Split System: Heat Pump with Remote Outdoor Unit-Air-Source) | HH860E2S11 |  |  | CTF60C5CHS1 | YP9C100C20MP13 | 53000 | 19 | 8.5 | 53500 | 38500 | 71.96% | 2 | 0 | 11 |  |  |  |  | R-454B | 4.4167 | Residential & Commercial | USHP | Ducted CEE Tier 1
214396045 | Central HP <5.4 tons | YORK | HRCU-A-CB (Split System: Heat Pump with Remote Outdoor Unit-Air-Source) | HH860E2S11 |  |  | CTF60C5CGS1 | YP9C100C16MP13 | 43500 | 18 | 9 | 44000 | 33200 | 75.45% | 2 | 0 | 11.7 |  |  |  |  | R-454B | 3.625 | Residential & Commercial | USHP | Ducted CEE Tier 1
214396081 | Central HP <5.4 tons | YORK | HRCU-A-CB (Split System: Heat Pump with Remote Outdoor Unit-Air-Source) | HH860E2S11 |  |  | CTM60D5CHS1 | TM9E120D20MP12 | 53500 | 19 | 8.5 | 54500 | 39500 | 72.48% | 2 | 0 | 11 |  |  |  |  | R-454B | 4.4583 | Residential & Commercial | USHP | Ducted CEE Tier 1
214395644 | Central HP <5.4 tons | YORK | HRCU-A-CB (Split System: Heat Pump with Remote Outdoor Unit-Air-Source) | HH860E2S11 |  |  | CTF60C5CGS1 | TM8Y120C20MP11 | 44500 | 18 | 9 | 45000 | 33800 | 75.11% | 2 | 0 | 11.7 |  |  |  |  | R-454B | 3.7083 | Residential & Commercial | USHP | Ducted CEE Tier 1
214395680 | Central HP <5.4 tons | YORK | HRCU-A-CB (Split System: Heat Pump with Remote Outdoor Unit-Air-Source) | HH860E2S11 |  |  | CTM60D5CHS1 | TM8E130D20MP11 | 54500 | 19 | 8.5 | 55000 | 40000 | 72.73% | 2 | 0 | 11.7 |  |  |  |  | R-454B | 4.5417 | Residential & Commercial | USHP | Ducted CEE Tier 1
214395747 | Central HP <5.4 tons | YORK | HRCU-A-CB (Split System: Heat Pump with Remote Outdoor Unit-Air-Source) | HH860E2S11 |  |  | CTM60C5CGS1 | TMLE120C16MP11 | 44500 | 18 | 9 | 45500 | 34200 | 75.16% | 2 | 0 | 11 |  |  |  |  | R-454B | 3.7083 | Residential & Commercial | USHP | Ducted CEE Tier 1
213779748 | Central HP <5.4 tons | AIRQUEST | HRCU-A-CB (Split System: Heat Pump with Remote Outdoor Unit-Air-Source) | HVH837GKA** |  |  | EA*4X61L24A*+WALLCON | *80CTL0902120B* | 33200 | 17.5 | 8.5 | 32000 | 24800 | 77.5% | 2 | 0 | 11.7 |  |  |  |  | R-410A | 2.7667 | Residential & Commercial | USHP | Ducted CEE Tier 1
213779768 | Central HP <5.4 tons | AIRQUEST | HRCU-A-CB (Split System: Heat Pump with Remote Outdoor Unit-Air-Source) | HVH837GKA** |  |  | EA*4X61L24A*+WALLCON | *80CTL1352422B* | 33200 | 17.5 | 8.5 | 32000 | 24800 | 77.5% | 2 | 0 | 11.7 |  |  |  |  | R-410A | 2.7667 | Residential & Commercial | USHP | Ducted CEE Tier 1
213349771 | Central HP <5.4 tons | KERR | HRCU-A-CB (Split System: Heat Pump with Remote Outdoor Unit-Air-Source) | A-KCD30SA-1 |  |  | B-KCD30SA-1 | 0 | 30000 | 16.2 | 8.9 | 33000 | 24000 | 72.73% | 1.8 | 11 | 10 |  |  |  |  | R-410A | 2.5 | Residential & Commercial | USHP | Ducted CEE Tier 1
216706217 | Central HP <5.4 tons | MIDEA | HRCU-A-C (Split System: Heat Pump with Remote Outdoor Unit with No Indoor Fan --Air Source) | MDV-V24WMN10T-H |  |  | MCPM3036BN10TH | 0 | 23000 | 15.3 | 8.5 | 24000 | 19400 | 80.83% | 1.8 | 0 | 11 |  |  |  |  | R-454B | 1.9167 | Residential & Commercial | USHP | Ducted CEE Tier 1
210532972 | Central HP <5.4 tons | CARRIER | HRCU-A-CB (Split System: Heat Pump with Remote Outdoor Unit-Air-Source) | 25VNA424A*031* |  |  | CAP**3017AL*+UI | 58CU*A040C17**12 | 23200 | 20 | 10 | 26600 | 19900 | 74.81% | 2.38 | 0 | 12.5 |  |  |  |  | R-410A | 1.9333 | Residential & Commercial | USHP | Ducted CEE Tier 1
216505547 | Central HP <5.4 tons | MIDEA | HRCU-A-CB (Split System: Heat Pump with Remote Outdoor Unit-Air-Source) | MDV-V36WMN10T |  |  | MPUE36B1MN10TA | 0 | 34000 | 16 | 8.9 | 36000 | 28800 | 80% | 1.8 | 0 | 10.9 |  |  |  |  | R-454B | 2.8333 | Residential & Commercial | USHP | Ducted CEE Tier 1
216440559 | Central HP <5.4 tons | MIDEA | HRCU-A-CB (Split System: Heat Pump with Remote Outdoor Unit-Air-Source) | MDV-V24WMN10T |  |  | MPCE24A1MN10TA | 0 | 23000 | 16 | 8.5 | 24000 | 19200 | 80% | 1.8 | 0 | 10 |  |  |  |  | R-454B | 1.9167 | Residential & Commercial | USHP | Ducted CEE Tier 1
211260965 | Central HP <5.4 tons | PAYNE HEATING AND COOLING | HRCU-A-CB (Split System: Heat Pump with Remote Outdoor Unit-Air-Source) | 38MURAQ18AB3* |  |  | CAP**2517AL* | PG96VTAA42060B** | 18200 | 16 | 8.5 | 18100 | 17500 | 96.69% | 2.12 | 0 | 10.5 |  |  |  |  | R-410A | 1.5167 | Residential & Commercial | USHP | Ducted CEE Tier 1
201812830 | Central HP <5.4 tons | TRANE | HRCU-A-CB (Split System: Heat Pump with Remote Outdoor Unit-Air-Source) | 4TWA7048A3 |  |  | 4TXCD008DS3 | S9V2C080U5PSB | 45500 | 17 | 8.1 | 47500 | 45000 | 94.74% | 3.4 | 12.5 | 11.7 |  |  |  |  | R-410A | 3.7917 | Residential & Commercial | USHP | Ducted CEE Tier 1
213258936 | Central HP <5.4 tons | KEEPRITE | HRCU-A-CB (Split System: Heat Pump with Remote Outdoor Unit-Air-Source) | DLCURAH18ABK | ADP |  | H,GE7J936 | *96VSN0601714A* | 17600 | 16 | 8.5 | 17000 | 18700 | 110% | 2.3 | 0 | 10.5 |  |  |  |  | R-410A | 1.4667 | Residential & Commercial | USHP | Ducted CEE Tier 1
212404715 | Central HP <5.4 tons | CONTINENTAL | HRCU-A-CB (Split System: Heat Pump with Remote Outdoor Unit-Air-Source) | CS18HV48A60 |  |  | H,DE37960+TXV | WUV080T4BA | 46000 | 17 | 8.5 | 50000 | 35000 | 70% | 1.8 | 0 | 10 |  |  |  |  | R-410A | 3.8333 | Residential & Commercial | USHP | Ducted CEE Tier 1
213780368 | Central HP <5.4 tons | AIRQUEST | HRCU-A-CB (Split System: Heat Pump with Remote Outdoor Unit-Air-Source) | HVH837GKA** |  |  | EHD4X60AAL+WALLCON | *95CSU0601716B* | 32800 | 16.5 | 8.1 | 32200 | 25000 | 77.64% | 1.96 | 0 | 11 |  |  |  |  | R-410A | 2.7333 | Residential & Commercial | USHP | Ducted CEE Tier 1
215669536 | Central HP <5.4 tons | ARCOAIRE | HRCU-A-CB (Split System: Heat Pump with Remote Outdoor Unit-Air-Source) | H5H0V36*K*AAA* |  |  | EA*5X61M21A*+WALLCON | *97CMN0601714B* | 34400 | 18 | 9 | 34600 | 25200 | 72.83% | 1.9 | 0 | 10 |  |  |  |  | R-454B | 2.8667 | Residential & Commercial | USHP | Ducted CEE Tier 1
215669586 | Central HP <5.4 tons | ARCOAIRE | HRCU-A-CB (Split System: Heat Pump with Remote Outdoor Unit-Air-Source) | H5H0V36*K*AAA* |  |  | EA*5X61M21A*+WALLCON | *96CTN0601714B* | 34600 | 18 | 9 | 34600 | 25000 | 72.25% | 1.9 | 0 | 10 |  |  |  |  | R-454B | 2.8833 | Residential & Commercial | USHP | Ducted CEE Tier 1
215669136 | Central HP <5.4 tons | ARCOAIRE | HRCU-A-CB (Split System: Heat Pump with Remote Outdoor Unit-Air-Source) | H5H0V36*K*AAA* |  |  | EA*5X48M21A*+WALLCON | *80CTL0701716B* | 33600 | 18 | 9 | 35200 | 25200 | 71.59% | 1.88 | 0 | 10 |  |  |  |  | R-454B | 2.8 | Residential & Commercial | USHP | Ducted CEE Tier 1
212404714 | Central HP <5.4 tons | CONTINENTAL | HRCU-A-CB (Split System: Heat Pump with Remote Outdoor Unit-Air-Source) | CS18HV48A60 |  |  | H,DE37960+TXV | WUV070T4BA | 46000 | 17 | 8.5 | 50000 | 35000 | 70% | 1.8 | 0 | 10 |  |  |  |  | R-410A | 3.8333 | Residential & Commercial | USHP | Ducted CEE Tier 1
212404716 | Central HP <5.4 tons | CONTINENTAL | HRCU-A-CB (Split System: Heat Pump with Remote Outdoor Unit-Air-Source) | CS18HV48A60 |  |  | H,DE37960+TXV | WPV080T4BA | 46000 | 17 | 8.5 | 50000 | 35000 | 70% | 1.8 | 0 | 10 |  |  |  |  | R-410A | 3.8333 | Residential & Commercial | USHP | Ducted CEE Tier 1
216682454 | Central HP <5.4 tons | BRYANT HEATING AND COOLING SYSTEMS | HRCU-A-CB (Split System: Heat Pump with Remote Outdoor Unit-Air-Source) | 38MURAQ18AB3* |  |  | CSPH*3012AL* | 927TA60100V21*** | 17700 | 15.5 | 8.5 | 18200 | 18000 | 98.9% | 1.94 | 0 | 10.5 |  |  |  |  | R-410A | 1.475 | Residential & Commercial | USHP | Ducted CEE Tier 1
213258225 | Central HP <5.4 tons | KEEPRITE | HRCU-A-CB (Split System: Heat Pump with Remote Outdoor Unit-Air-Source) | DLCURAH18ABK | ADP |  | H,GE31930 | *96VSN0601412A* | 17500 | 16 | 8.5 | 17200 | 18600 | 108.1% | 2.28 | 0 | 10 |  |  |  |  | R-410A | 1.4583 | Residential & Commercial | USHP | Ducted CEE Tier 1
213258241 | Central HP <5.4 tons | KEEPRITE | HRCU-A-CB (Split System: Heat Pump with Remote Outdoor Unit-Air-Source) | DLCURAH18ABK | ADP |  | H,GE30924 | *96VSN0601714A* | 16900 | 15.2 | 8.5 | 17000 | 18700 | 110% | 2.3 | 0 | 10 |  |  |  |  | R-410A | 1.4083 | Residential & Commercial | USHP | Ducted CEE Tier 1
213258268 | Central HP <5.4 tons | KEEPRITE | HRCU-A-CB (Split System: Heat Pump with Remote Outdoor Unit-Air-Source) | DLCURAH18ABK | ADP |  | H,GE30924 | *96VTN0401712A* | 16900 | 15.2 | 8.5 | 17100 | 18400 | 107.6% | 2.26 | 0 | 10 |  |  |  |  | R-410A | 1.4083 | Residential & Commercial | USHP | Ducted CEE Tier 1
212404692 | Central HP <5.4 tons | CONTINENTAL | HRCU-A-CB (Split System: Heat Pump with Remote Outdoor Unit-Air-Source) | CS18HV48A60 |  |  | H,DE50960 | WPV100T5BA | 54000 | 16 | 8.5 | 58000 | 41000 | 70.69% | 1.8 | 0 | 10 |  |  |  |  | R-410A | 4.5 | Residential & Commercial | USHP | Ducted CEE Tier 1
216801770 | Central HP <5.4 tons | YORK | HRCU-A-CB (Split System: Heat Pump with Remote Outdoor Unit-Air-Source) | HH860E2S11 |  |  | CTF60C5CGS1 | Y82E100C20LMPS1 | 45500 | 17 | 9 | 46500 | 33400 | 71.83% | 2 | 0 | 11 |  |  |  |  | R-454B | 3.7917 | Residential & Commercial | USHP | Ducted CEE Tier 1
216772256 | Central HP <5.4 tons | TRANE | HRCU-A-CB (Split System: Heat Pump with Remote Outdoor Unit-Air-Source) | 5HCL5036A1 |  |  | 5TEM5B04AC31 | 0 | 34000 | 17 | 9.4 | 36000 | 36000 | 100% | 1.9 | 0 | 11.7 |  |  |  |  | R-454B | 2.8333 | Residential & Commercial | USHP | Ducted CEE Tier 1
210596923 | Central HP <5.4 tons | COMFORTMAKER | HRCU-A-CB (Split System: Heat Pump with Remote Outdoor Unit-Air-Source) | CVH825GKA2* |  |  | EHD4X42AAL+WALLCON | *96CTN1202422A* | 24200 | 16 | 8.1 | 21400 | 16600 | 77.57% | 2 | 0 | 10.5 |  |  |  |  | R-410A | 2.0167 | Residential & Commercial | USHP | Ducted CEE Tier 1
215670390 | Central HP <5.4 tons | ARCOAIRE | HRCU-A-CB (Split System: Heat Pump with Remote Outdoor Unit-Air-Source) | H5H0V36*K*AAA* |  |  | ESH5X60M12A*+WALLCON | *80CSU0601716A* | 34600 | 17 | 8.5 | 34600 | 25000 | 72.25% | 1.8 | 0 | 9.5 |  |  |  |  | R-454B | 2.8833 | Residential & Commercial | USHP
202850898 | Central HP <5.4 tons | MIDEA | HRCU-A-CB (Split System: Heat Pump with Remote Outdoor Unit-Air-Source) | MOVA-60HDN1-M20G |  |  | MVME48C2MN1TA | 0 | 47000 | 18.5 | 9.5 | 48000 | 33600 | 70% | 2 | 13.5 | 12 |  |  |  |  | R-410A | 3.9167 | Residential & Commercial | USHP | Ducted CEE Tier 1
202850900 | Central HP <5.4 tons | MIDEA | HRCU-A-CB (Split System: Heat Pump with Remote Outdoor Unit-Air-Source) | MOVA-60HDN1-M20G |  |  | MVME60C2MN1TA | 0 | 52000 | 18 | 9.5 | 55000 | 38500 | 70% | 2.02 | 12.5 | 11.7 |  |  |  |  | R-410A | 4.3333 | Residential & Commercial | USHP | Ducted CEE Tier 1
216990275 | Central HP <5.4 tons | BRYANT HEATING AND COOLING SYSTEMS | HRCU-A-CB (Split System: Heat Pump with Remote Outdoor Unit-Air-Source) | 290VAN036**AA* | ADP |  | V,C36H175P14*+TXV | 88*TB48090C17*** | 33200 | 18 | 9 | 34200 | 25200 | 73.68% | 1.86 | 0 | 10 |  |  |  |  | R-454B | 2.7667 | Residential & Commercial | USHP | Ducted CEE Tier 1
216990277 | Central HP <5.4 tons | BRYANT HEATING AND COOLING SYSTEMS | HRCU-A-CB (Split System: Heat Pump with Remote Outdoor Unit-Air-Source) | 290VAN036**AA* | ADP |  | V,C36H175P15*+TXV | 88*TB48090C17*** | 33800 | 18 | 9 | 33400 | 24600 | 73.65% | 1.88 | 0 | 10 |  |  |  |  | R-454B | 2.8167 | Residential & Commercial | USHP | Ducted CEE Tier 1
216990679 | Central HP <5.4 tons | BRYANT HEATING AND COOLING SYSTEMS | HRCU-A-CB (Split System: Heat Pump with Remote Outdoor Unit-Air-Source) | 293VAN060**AA* | ADP |  | A60VHA*+TXV | 88*TB60090C21*** | 56000 | 19 | 8.5 | 58500 | 46000 | 78.63% | 2.04 | 0 | 11 |  |  |  |  | R-454B | 4.6667 | Residential & Commercial | USHP | Ducted CEE Tier 1
216445244 | Central HP <5.4 tons | LG | HRCU-A-C (Split System: Heat Pump with Remote Outdoor Unit with No Indoor Fan --Air Source) | KUSXB181A |  |  | LKMMA18B1 | 0 | 18000 | 15.2 | 8.1 | 20000 | 16000 | 80% | 1.8 | 0 | 11.7 |  |  |  |  | R-32 | 1.5 | Residential & Commercial | USHP | Ducted CEE Tier 1
216968281 | Central HP <5.4 tons | LENNOX | HRCU-A-CB (Split System: Heat Pump with Remote Outdoor Unit-Air-Source) | SL22KLV-024-230A** |  |  | CK40[C,U]T-48C-**+TDR | SL280UH080NV60C* | 22600 | 19 | 8.5 | 23600 | 17700 | 75% | 1.88 | 0 | 13.2 |  |  |  |  | R-454B | 1.8833 | Residential & Commercial | USHP | Ducted CEE Tier 1
215670440 | Central HP <5.4 tons | ARCOAIRE | HRCU-A-CB (Split System: Heat Pump with Remote Outdoor Unit-Air-Source) | H5H0V36*K*AAA* |  |  | ESH5X60M12A*+WALLCON | *80CTL0901716B* | 34600 | 17 | 8.5 | 34600 | 24800 | 71.68% | 1.8 | 0 | 9.5 |  |  |  |  | R-454B | 2.8833 | Residential & Commercial | USHP
215670320 | Central HP <5.4 tons | ARCOAIRE | HRCU-A-CB (Split System: Heat Pump with Remote Outdoor Unit-Air-Source) | H5H0V36*K*AAA* |  |  | ESH5X48M12A*+WALLCON | *97CMN1202422B* | 34200 | 17 | 8.5 | 35400 | 25200 | 71.19% | 1.88 | 0 | 9.5 |  |  |  |  | R-454B | 2.85 | Residential & Commercial | USHP
215670140 | Central HP <5.4 tons | ARCOAIRE | HRCU-A-CB (Split System: Heat Pump with Remote Outdoor Unit-Air-Source) | H5H0V36*K*AAA* |  |  | ESH5X48M12A*+WALLCON | *80CSU0601716A* | 34000 | 17 | 8.5 | 35400 | 25200 | 71.19% | 1.88 | 0 | 9.5 |  |  |  |  | R-454B | 2.8333 | Residential & Commercial | USHP
215669872 | Central HP <5.4 tons | ARCOAIRE | HRCU-A-CB (Split System: Heat Pump with Remote Outdoor Unit-Air-Source) | H5H0V36*K*AAA* |  |  | ESH5X36M12A*+WALLCON | *97CMN0801714B* | 33400 | 16 | 8.5 | 35800 | 25600 | 71.51% | 1.76 | 0 | 9 |  |  |  |  | R-454B | 2.7833 | Residential & Commercial | USHP
215669920 | Central HP <5.4 tons | ARCOAIRE | HRCU-A-CB (Split System: Heat Pump with Remote Outdoor Unit-Air-Source) | H5H0V36*K*AAA* |  |  | ESH5X36M12A*+WALLCON | *96CTN1002122B* | 33800 | 16.5 | 8.5 | 35800 | 25400 | 70.95% | 1.76 | 0 | 9.5 |  |  |  |  | R-454B | 2.8167 | Residential & Commercial | USHP
216800755 | Central HP <5.4 tons | COLEMAN | HRCU-A-CB (Split System: Heat Pump with Remote Outdoor Unit-Air-Source) | HH860E2S11 | ADP |  | H,YG84*60+TXV | Z8ES120C20SMPS1 | 53500 | 19 | 9 | 51500 | 37600 | 73.01% | 2 | 0 | 11.7 |  |  |  |  | R-454B | 4.4583 | Residential & Commercial | USHP | Ducted CEE Tier 1
216990524 | Central HP <5.4 tons | BRYANT HEATING AND COOLING SYSTEMS | HRCU-A-CB (Split System: Heat Pump with Remote Outdoor Unit-Air-Source) | 291VAN054**AA* | ADP |  | C48A***L18*+TXV | 88*TB60070C21*** | 49000 | 19 | 10.5 | 51000 | 53500 | 104.9% | 1.92 | 0 | 11 |  |  |  |  | R-454B | 4.0833 | Residential & Commercial | USHP | Ducted CEE Tier 1
216992513 | Central HP <5.4 tons | BRYANT HEATING AND COOLING SYSTEMS | HRCU-A-CB (Split System: Heat Pump with Remote Outdoor Unit-Air-Source) | 291VAN054**AA* | ADP |  | H,PG48*60+TXV | 986TD66120C24*** | 49500 | 19 | 10.5 | 50500 | 53000 | 105% | 1.96 | 0 | 11.5 |  |  |  |  | R-454B | 4.125 | Residential & Commercial | USHP | Ducted CEE Tier 1
212404707 | Central HP <5.4 tons | CONTINENTAL | HRCU-A-CB (Split System: Heat Pump with Remote Outdoor Unit-Air-Source) | WSEHV4860RA1-C |  |  | H,DE37960+TXV | WUV080T4BA | 46000 | 17 | 8.5 | 50000 | 35000 | 70% | 1.8 | 0 | 10 |  |  |  |  | R-410A | 3.8333 | Residential & Commercial | USHP | Ducted CEE Tier 1
216990241 | Central HP <5.4 tons | BRYANT HEATING AND COOLING SYSTEMS | HRCU-A-CB (Split System: Heat Pump with Remote Outdoor Unit-Air-Source) | 290VAN036**AA* | ADP |  | PL36H175P14*+TXV | 88*TB36045C17*** | 32800 | 17 | 9 | 33600 | 25000 | 74.4% | 1.88 | 0 | 9 |  |  |  |  | R-454B | 2.7333 | Residential & Commercial | USHP
210533022 | Central HP <5.4 tons | CARRIER | HRCU-A-CB (Split System: Heat Pump with Remote Outdoor Unit-Air-Source) | 25VNA424A*031* |  |  | CAP**4224AL*+UI | 59CU5A080C21**20 | 23600 | 20.5 | 10.5 | 26600 | 19700 | 74.06% | 2.48 | 0 | 13.5 |  |  |  |  | R-410A | 1.9667 | Residential & Commercial | USHP | Ducted CEE Tier 1
214229159 | Central HP <5.4 tons | AIRQUEST | HRCU-A-CB (Split System: Heat Pump with Remote Outdoor Unit-Air-Source) | DLCURAH24ABK |  |  | EA*4X36L17A* | *80MSU0601716A* | 23800 | 17.5 | 8.5 | 25600 | 23600 | 92.19% | 1.96 | 0 | 10 |  |  |  |  | R-410A | 1.9833 | Residential & Commercial | USHP | Ducted CEE Tier 1
215576399 | Central HP <5.4 tons | SURE | HRCU-A-CB (Split System: Heat Pump with Remote Outdoor Unit-Air-Source) | SP19AY48AJVC |  |  | SHMVY4821SEACA | 0 | 45500 | 19 | 8.5 | 45500 | 42000 | 92.31% | 2.1 | 0 | 12 |  |  |  |  | R-454B | 3.7917 | Residential & Commercial | USHP | Ducted CEE Tier 1
215576400 | Central HP <5.4 tons | SURE | HRCU-A-CB (Split System: Heat Pump with Remote Outdoor Unit-Air-Source) | SP19AY60AJVC |  |  | SHMVY6021SEACA | 0 | 54500 | 17.5 | 8.1 | 54500 | 53000 | 97.25% | 2 | 0 | 10.5 |  |  |  |  | R-454B | 4.5417 | Residential & Commercial | USHP | Ducted CEE Tier 1
216800688 | Central HP <5.4 tons | COLEMAN | HRCU-A-CB (Split System: Heat Pump with Remote Outdoor Unit-Air-Source) | HH824E2S11 | ADP |  | A36VDA*+TXV | TL9E060B12UH11 | 23000 | 18 | 9.5 | 21400 | 18500 | 86.45% | 2 | 0 | 12 |  |  |  |  | R-454B | 1.9167 | Residential & Commercial | USHP | Ducted CEE Tier 1
216441718 | Central HP <5.4 tons | MIDEA | HRCU-A-CB (Split System: Heat Pump with Remote Outdoor Unit-Air-Source) | MDV-V48WMN10T |  |  | MIH48VMN10 | 0 | 48000 | 17 | 9.4 | 48000 | 41000 | 85.42% | 1.95 | 0 | 10.8 |  |  |  |  | R-454B | 4 | Residential & Commercial | USHP | Ducted CEE Tier 1
210532960 | Central HP <5.4 tons | CARRIER | HRCU-A-CB (Split System: Heat Pump with Remote Outdoor Unit-Air-Source) | 25VNA424A*031* |  |  | CAP**2517AL*+UI | 59TN6B080C17**14 | 24000 | 20 | 10.5 | 26600 | 19800 | 74.44% | 2.52 | 0 | 13 |  |  |  |  | R-410A | 2 | Residential & Commercial | USHP | Ducted CEE Tier 1
212404705 | Central HP <5.4 tons | CONTINENTAL | HRCU-A-CB (Split System: Heat Pump with Remote Outdoor Unit-Air-Source) | WSEHV4860RA1-C |  |  | H,DE37960+TXV | WPV070T4BA | 46000 | 17 | 8.5 | 50000 | 35000 | 70% | 1.8 | 0 | 10 |  |  |  |  | R-410A | 3.8333 | Residential & Commercial | USHP | Ducted CEE Tier 1
210533032 | Central HP <5.4 tons | CARRIER | HRCU-A-CB (Split System: Heat Pump with Remote Outdoor Unit-Air-Source) | 25VNA424A*031* |  |  | CAP**4321AL*+UI | 58CU*A040C17**12 | 24200 | 20.5 | 10.5 | 26400 | 19700 | 74.62% | 2.54 | 0 | 13 |  |  |  |  | R-410A | 2.0167 | Residential & Commercial | USHP | Ducted CEE Tier 1
216801769 | Central HP <5.4 tons | YORK | HRCU-A-CB (Split System: Heat Pump with Remote Outdoor Unit-Air-Source) | HH860E2S11 |  |  | CTU60C5XGS1+TXV | Y82E100C16LMPS1 | 45000 | 17 | 9 | 45500 | 32600 | 71.65% | 2 | 0 | 11 |  |  |  |  | R-454B | 3.75 | Residential & Commercial | USHP | Ducted CEE Tier 1
216780462 | Central HP <5.4 tons | YORK | HRCU-A-CB (Split System: Heat Pump with Remote Outdoor Unit-Air-Source) | HH860E2S11 |  |  | CTF60C5CHS1 | Y81E100C20LMPS1 | 53500 | 19 | 9 | 53500 | 38000 | 71.03% | 2 | 0 | 12 |  |  |  |  | R-454B | 4.4583 | Residential & Commercial | USHP | Ducted CEE Tier 1
216997229 | Central HP <5.4 tons | CARRIER | HRCU-A-CB (Split System: Heat Pump with Remote Outdoor Unit-Air-Source) | 27VNA360A*030* | ADP |  | H,PG48*60+TXV | 59TN6C100C21**22 | 55500 | 18 | 8.5 | 58500 | 46000 | 78.63% | 2.02 | 0 | 11 |  |  |  |  | R-454B | 4.625 | Residential & Commercial | USHP | Ducted CEE Tier 1
213265614 | Central HP <5.4 tons | KERR | HRCU-A-CB (Split System: Heat Pump with Remote Outdoor Unit-Air-Source) | A-KCD18SA-1 |  |  | B-KCD18SA-1 | 0 | 18000 | 18 | 9.3 | 19000 | 16500 | 86.84% | 2.04 | 12.5 | 12.4 |  |  |  |  | R-410A | 1.5 | Residential & Commercial | USHP | Ducted CEE Tier 1
212971625 | Central HP <5.4 tons | ARCOAIRE | HRCU-A-CB (Split System: Heat Pump with Remote Outdoor Unit-Air-Source) | DLCURAH24ABK |  |  | EA*4X24L17A* | *80VTL0701716B* | 23400 | 17 | 8.5 | 27000 | 26200 | 97.04% | 2.22 | 0 | 10 |  |  |  |  | R-410A | 1.95 | Residential & Commercial | USHP | Ducted CEE Tier 1
216772257 | Central HP <5.4 tons | TRANE | HRCU-A-CB (Split System: Heat Pump with Remote Outdoor Unit-Air-Source) | 5HCL5060A1 |  |  | 5TEM5D06AC41 | 0 | 48000 | 17 | 9.4 | 48000 | 41000 | 85.42% | 1.95 | 0 | 10.8 |  |  |  |  | R-454B | 4 | Residential & Commercial | USHP | Ducted CEE Tier 1
216968295 | Central HP <5.4 tons | LENNOX | HRCU-A-CB (Split System: Heat Pump with Remote Outdoor Unit-Air-Source) | SL22KLV-024-230A** |  |  | CK40[C,U]T-48C-**+TDR | EL297UH090XV60C* | 22600 | 18.5 | 8.5 | 23600 | 17800 | 75.42% | 1.88 | 0 | 13 |  |  |  |  | R-454B | 1.8833 | Residential & Commercial | USHP | Ducted CEE Tier 1
216445247 | Central HP <5.4 tons | LG | HRCU-A-C (Split System: Heat Pump with Remote Outdoor Unit with No Indoor Fan --Air Source) | KUSXB361A |  |  | LKMMA36B1 | 0 | 34400 | 15.2 | 8.4 | 37000 | 32000 | 86.49% | 1.8 | 0 | 11.7 |  |  |  |  | R-32 | 2.8667 | Residential & Commercial | USHP | Ducted CEE Tier 1
216992549 | Central HP <5.4 tons | BRYANT HEATING AND COOLING SYSTEMS | HRCU-A-CB (Split System: Heat Pump with Remote Outdoor Unit-Air-Source) | 293VAN048**AA* | ADP |  | H,PG48*60+TXV | 987TA66100C21*** | 44500 | 21 | 9.5 | 46000 | 36000 | 78.26% | 2 | 0 | 11 |  |  |  |  | R-454B | 3.7083 | Residential & Commercial | USHP | Ducted CEE Tier 1
212404684 | Central HP <5.4 tons | CONTINENTAL | HRCU-A-CB (Split System: Heat Pump with Remote Outdoor Unit-Air-Source) | WSEHV4860RA1-C |  |  | H,DE50960 | WPV100T5BA | 54000 | 16 | 8.5 | 58000 | 41000 | 70.69% | 1.8 | 0 | 10 |  |  |  |  | R-410A | 4.5 | Residential & Commercial | USHP | Ducted CEE Tier 1
216992558 | Central HP <5.4 tons | BRYANT HEATING AND COOLING SYSTEMS | HRCU-A-CB (Split System: Heat Pump with Remote Outdoor Unit-Air-Source) | 293VAN060**AA* | ADP |  | H,PG48*60+TXV | 987MC66100C21*** | 55500 | 18 | 8.5 | 58500 | 45500 | 77.78% | 2.06 | 0 | 11 |  |  |  |  | R-454B | 4.625 | Residential & Commercial | USHP | Ducted CEE Tier 1
216968299 | Central HP <5.4 tons | LENNOX | HRCU-A-CB (Split System: Heat Pump with Remote Outdoor Unit-Air-Source) | SL22KLV-024-230A** |  |  | CK40[C,U]T-48B-**+TDR | SL280UH090V36B* | 22600 | 20.5 | 8.5 | 23800 | 17800 | 74.79% | 1.86 | 0 | 13 |  |  |  |  | R-454B | 1.8833 | Residential & Commercial | USHP | Ducted CEE Tier 1
212404690 | Central HP <5.4 tons | CONTINENTAL | HRCU-A-CB (Split System: Heat Pump with Remote Outdoor Unit-Air-Source) | CS18HV48A60 |  |  | H,DE50960 | WUV090T5BA | 54000 | 16 | 8.5 | 58000 | 41000 | 70.69% | 1.8 | 0 | 10 |  |  |  |  | R-410A | 4.5 | Residential & Commercial | USHP | Ducted CEE Tier 1
212404691 | Central HP <5.4 tons | CONTINENTAL | HRCU-A-CB (Split System: Heat Pump with Remote Outdoor Unit-Air-Source) | CS18HV48A60 |  |  | H,DE50960 | WUV100T5BA | 54000 | 16 | 8.5 | 58000 | 41000 | 70.69% | 1.8 | 0 | 10 |  |  |  |  | R-410A | 4.5 | Residential & Commercial | USHP | Ducted CEE Tier 1
213770498 | Central HP <5.4 tons | AIRQUEST | HRCU-A-CB (Split System: Heat Pump with Remote Outdoor Unit-Air-Source) | HVH825GKA2* |  |  | EA*4X24L17A*+WALLCON | *80CTL0701412B* | 23400 | 16.5 | 8.1 | 22000 | 16800 | 76.36% | 1.9 | 0 | 10.5 |  |  |  |  | R-410A | 1.95 | Residential & Commercial | USHP | Ducted CEE Tier 1
213770548 | Central HP <5.4 tons | AIRQUEST | HRCU-A-CB (Split System: Heat Pump with Remote Outdoor Unit-Air-Source) | HVH825GKA2* |  |  | EA*4X24L17A*+WALLCON | *97CMN0801714B* | 23200 | 16 | 8.1 | 22000 | 16800 | 76.36% | 1.9 | 0 | 10.5 |  |  |  |  | R-410A | 1.9333 | Residential & Commercial | USHP | Ducted CEE Tier 1
213770598 | Central HP <5.4 tons | AIRQUEST | HRCU-A-CB (Split System: Heat Pump with Remote Outdoor Unit-Air-Source) | HVH825GKA2* |  |  | EA*4X25L17A*+WALLCON | *80CTL0701412B* | 24400 | 16.5 | 8.5 | 21200 | 16600 | 78.3% | 2.02 | 0 | 11 |  |  |  |  | R-410A | 2.0333 | Residential & Commercial | USHP | Ducted CEE Tier 1
213770668 | Central HP <5.4 tons | AIRQUEST | HRCU-A-CB (Split System: Heat Pump with Remote Outdoor Unit-Air-Source) | HVH825GKA2* |  |  | EA*4X25L17A*+WALLCON | *96CTN0601714B* | 24200 | 16.5 | 8.1 | 21400 | 16700 | 78.04% | 2 | 0 | 11 |  |  |  |  | R-410A | 2.0167 | Residential & Commercial | USHP | Ducted CEE Tier 1
213770768 | Central HP <5.4 tons | AIRQUEST | HRCU-A-CB (Split System: Heat Pump with Remote Outdoor Unit-Air-Source) | HVH825GKA2* |  |  | EA*4X30L17A*+WALLCON | *97CMN0801714B* | 23400 | 16 | 8.1 | 21600 | 16700 | 77.31% | 1.9 | 0 | 10.5 |  |  |  |  | R-410A | 1.95 | Residential & Commercial | USHP | Ducted CEE Tier 1
213770848 | Central HP <5.4 tons | AIRQUEST | HRCU-A-CB (Split System: Heat Pump with Remote Outdoor Unit-Air-Source) | HVH825GKA2* |  |  | EA*4X36L17A*+WALLCON | *95CSU0601716B* | 23400 | 16.5 | 8.1 | 21600 | 16700 | 77.31% | 1.94 | 0 | 10.5 |  |  |  |  | R-410A | 1.95 | Residential & Commercial | USHP | Ducted CEE Tier 1
213770868 | Central HP <5.4 tons | AIRQUEST | HRCU-A-CB (Split System: Heat Pump with Remote Outdoor Unit-Air-Source) | HVH825GKA2* |  |  | EA*4X36L17A*+WALLCON | *97CMN0801714B* | 23400 | 16.5 | 8.1 | 21600 | 16700 | 77.31% | 1.94 | 0 | 10.5 |  |  |  |  | R-410A | 1.95 | Residential & Commercial | USHP | Ducted CEE Tier 1
204299034 | Central HP <5.4 tons | TEMPSTAR | HRCU-A-CB (Split System: Heat Pump with Remote Outdoor Unit-Air-Source) | TVH837GKA** |  |  | EA*4X42L21A*+WALLCON | *80CTL0901716A* | 31800 | 17.5 | 8.5 | 33000 | 24400 | 73.94% | 1.9 | 12 | 11.7 |  |  |  |  | R-410A | 2.65 | Residential & Commercial | USHP | Ducted CEE Tier 1
213307887 | Central HP <5.4 tons | LG | HRCU-A-CB (Split System: Heat Pump with Remote Outdoor Unit-Air-Source) | LUU180HV |  |  | C74B(A,H)MX24C-B | FG7TC060D-V24B | 18000 | 17.5 | 9.1 | 20000 | 17100 | 85.5% | 1.84 | 0 | 12.5 |  |  |  |  | R-410A | 1.5 | Residential & Commercial | USHP | Ducted CEE Tier 1
213258292 | Central HP <5.4 tons | KEEPRITE | HRCU-A-CB (Split System: Heat Pump with Remote Outdoor Unit-Air-Source) | DLCURAH24ABK | ADP |  | H,GG32936 | *96VSN0401410A* | 22600 | 16 | 8.5 | 24200 | 23800 | 98.35% | 2.02 | 0 | 9.5 |  |  |  |  | R-410A | 1.8833 | Residential & Commercial | USHP
213258315 | Central HP <5.4 tons | KEEPRITE | HRCU-A-CB (Split System: Heat Pump with Remote Outdoor Unit-Air-Source) | DLCURAH24ABK | ADP |  | H,GE34936 | *96VSN0601412A* | 23600 | 16 | 8.5 | 24200 | 23000 | 95.04% | 1.94 | 0 | 10 |  |  |  |  | R-410A | 1.9667 | Residential & Commercial | USHP | Ducted CEE Tier 1
213258317 | Central HP <5.4 tons | KEEPRITE | HRCU-A-CB (Split System: Heat Pump with Remote Outdoor Unit-Air-Source) | DLCURAH24ABK | ADP |  | H,GG31930 | *96VSN0601714A* | 23600 | 16 | 8.5 | 25200 | 23600 | 93.65% | 1.98 | 0 | 10 |  |  |  |  | R-410A | 1.9667 | Residential & Commercial | USHP | Ducted CEE Tier 1
212984100 | Central HP <5.4 tons | AIRQUEST | HRCU-A-CB (Split System: Heat Pump with Remote Outdoor Unit-Air-Source) | DLCURAH24ABK |  |  | EA*4X37L21A* | *92MSN0601714A* | 24200 | 17.5 | 8.5 | 25200 | 21600 | 85.71% | 1.82 | 0 | 10 |  |  |  |  | R-410A | 2.0167 | Residential & Commercial | USHP | Ducted CEE Tier 1
216968282 | Central HP <5.4 tons | LENNOX | HRCU-A-CB (Split System: Heat Pump with Remote Outdoor Unit-Air-Source) | SL22KLV-024-230A** |  |  | CK40[C,U]T-48C-**+TDR | SL280UH090V60C* | 22600 | 18.5 | 8.5 | 23600 | 17800 | 75.42% | 1.88 | 0 | 13 |  |  |  |  | R-454B | 1.8833 | Residential & Commercial | USHP | Ducted CEE Tier 1
216968291 | Central HP <5.4 tons | LENNOX | HRCU-A-CB (Split System: Heat Pump with Remote Outdoor Unit-Air-Source) | SL22KLV-024-230A** |  |  | CK40[C,U]T-48C-**+TDR | SLP99UH090XV60C* | 22600 | 18.5 | 8.5 | 23600 | 17800 | 75.42% | 1.88 | 0 | 13 |  |  |  |  | R-454B | 1.8833 | Residential & Commercial | USHP | Ducted CEE Tier 1
216968302 | Central HP <5.4 tons | LENNOX | HRCU-A-CB (Split System: Heat Pump with Remote Outdoor Unit-Air-Source) | SL22KLV-024-230A** |  |  | CK40[C,U]T-48B-**+TDR | SL297UH040NV36B* | 22400 | 20 | 8.5 | 23800 | 17900 | 75.21% | 1.86 | 0 | 12.8 |  |  |  |  | R-454B | 1.8667 | Residential & Commercial | USHP | Ducted CEE Tier 1
204299164 | Central HP <5.4 tons | TEMPSTAR | HRCU-A-CB (Split System: Heat Pump with Remote Outdoor Unit-Air-Source) | TVH837GKA** |  |  | EA*4X42L24A*+WALLCON | *97CMN0602120A* | 31600 | 17 | 8.1 | 33400 | 24600 | 73.65% | 1.88 | 11.5 | 11 |  |  |  |  | R-410A | 2.6333 | Residential & Commercial | USHP | Ducted CEE Tier 1
214395864 | Central HP <5.4 tons | YORK | HRCU-A-CB (Split System: Heat Pump with Remote Outdoor Unit-Air-Source) | HH860E2S11 |  |  | CTF60C5CGS1 | TM8Y100C16MP11 | 44000 | 18 | 9 | 44000 | 33400 | 75.91% | 2 | 0 | 11.7 |  |  |  |  | R-454B | 3.6667 | Residential & Commercial | USHP | Ducted CEE Tier 1
213771268 | Central HP <5.4 tons | AIRQUEST | HRCU-A-CB (Split System: Heat Pump with Remote Outdoor Unit-Air-Source) | HVH825GKA2* |  |  | EA*4X42L21A*+WALLCON | *80CTL0901716B* | 23800 | 16.5 | 8.1 | 21400 | 16600 | 77.57% | 1.96 | 0 | 10.5 |  |  |  |  | R-410A | 1.9833 | Residential & Commercial | USHP | Ducted CEE Tier 1
213771418 | Central HP <5.4 tons | AIRQUEST | HRCU-A-CB (Split System: Heat Pump with Remote Outdoor Unit-Air-Source) | HVH825GKA2* |  |  | EA*4X42L24A*+WALLCON | *96CTN1002122B* | 23800 | 16.5 | 8.1 | 21400 | 16600 | 77.57% | 1.96 | 0 | 11 |  |  |  |  | R-410A | 1.9833 | Residential & Commercial | USHP | Ducted CEE Tier 1
213779089 | Central HP <5.4 tons | ARCOAIRE | HRCU-A-CB (Split System: Heat Pump with Remote Outdoor Unit-Air-Source) | HVH837GKA** |  |  | EA*4X42L21A*+WALLCON | *80CTL0902120B* | 31800 | 17 | 8.1 | 32800 | 24200 | 73.78% | 1.88 | 0 | 11 |  |  |  |  | R-410A | 2.65 | Residential & Commercial | USHP | Ducted CEE Tier 1
213774408 | Central HP <5.4 tons | AIRQUEST | HRCU-A-CB (Split System: Heat Pump with Remote Outdoor Unit-Air-Source) | HVH825GKA3* |  |  | EHD4X42AAL+WALLCON | *80CTL0701716B* | 24200 | 16 | 8.1 | 21400 | 16600 | 77.57% | 1.98 | 0 | 10.5 |  |  |  |  | R-410A | 2.0167 | Residential & Commercial | USHP | Ducted CEE Tier 1
216574983 | Central HP <5.4 tons | MIDEA | HRCU-A-CB (Split System: Heat Pump with Remote Outdoor Unit-Air-Source) | MOVB-24HDN10-M16G |  |  | MPUE24A1MN10TA | 0 | 23400 | 16 | 8.5 | 23600 | 16700 | 70.76% | 1.81 | 0 | 11.7 |  |  |  |  | R-454B | 1.95 | Residential & Commercial | USHP | Ducted CEE Tier 1
215674148 | Central HP <5.4 tons | ARCOAIRE | HRCU-A-CB (Split System: Heat Pump with Remote Outdoor Unit-Air-Source) | H5H0V48*K*AAA* |  |  | EA*5X48M21A*+WALLCON | *96CTN1002122B* | 44000 | 17.5 | 9 | 48500 | 34000 | 70.1% | 2.04 | 0 | 9.5 |  |  |  |  | R-454B | 3.6667 | Residential & Commercial | USHP
216801759 | Central HP <5.4 tons | YORK | HRCU-A-CB (Split System: Heat Pump with Remote Outdoor Unit-Air-Source) | HH836E2S11 |  |  | CTF48C5CFS1 | Y82E100C16LMPS1 | 33600 | 19 | 9 | 31200 | 23200 | 74.36% | 2 | 0 | 11.7 |  |  |  |  | R-454B | 2.8 | Residential & Commercial | USHP | Ducted CEE Tier 1
216801761 | Central HP <5.4 tons | YORK | HRCU-A-CB (Split System: Heat Pump with Remote Outdoor Unit-Air-Source) | HH836E2S11 |  |  | CTM48C5CFS1 | Y82E100C20LMPS1 | 33200 | 19 | 9 | 30800 | 23000 | 74.68% | 2 | 0 | 11.7 |  |  |  |  | R-454B | 2.7667 | Residential & Commercial | USHP | Ducted CEE Tier 1
213258274 | Central HP <5.4 tons | KEEPRITE | HRCU-A-CB (Split System: Heat Pump with Remote Outdoor Unit-Air-Source) | DLCURAH18ABK | ADP |  | H,GE33936 | *96VTN0601412A* | 17900 | 16 | 8.5 | 17200 | 18600 | 108.1% | 2.28 | 0 | 10.5 |  |  |  |  | R-410A | 1.4917 | Residential & Commercial | USHP | Ducted CEE Tier 1
212985032 | Central HP <5.4 tons | AIRQUEST | HRCU-A-CB (Split System: Heat Pump with Remote Outdoor Unit-Air-Source) | DLCURAH24ABK |  |  | EA*4X36L21A* | *92MSN0802120A* | 23600 | 17.5 | 8.5 | 26000 | 24000 | 92.31% | 2.02 | 0 | 10 |  |  |  |  | R-410A | 1.9667 | Residential & Commercial | USHP | Ducted CEE Tier 1
212985350 | Central HP <5.4 tons | AIRQUEST | HRCU-A-CB (Split System: Heat Pump with Remote Outdoor Unit-Air-Source) | DLCURAH24ABK |  |  | EA*4X37L21A* | *92MSN1002120A* | 24200 | 17.5 | 8.5 | 25200 | 21600 | 85.71% | 1.82 | 0 | 10.5 |  |  |  |  | R-410A | 2.0167 | Residential & Commercial | USHP | Ducted CEE Tier 1
216997190 | Central HP <5.4 tons | CARRIER | HRCU-A-CB (Split System: Heat Pump with Remote Outdoor Unit-Air-Source) | 27VNA154A*030* | ADP |  | H,PG48*60+TXV | 59TN6C100C21**22 | 49000 | 19 | 10.5 | 50500 | 53000 | 105% | 1.96 | 0 | 11 |  |  |  |  | R-454B | 4.0833 | Residential & Commercial | USHP | Ducted CEE Tier 1
216991429 | Central HP <5.4 tons | BRYANT HEATING AND COOLING SYSTEMS | HRCU-A-CB (Split System: Heat Pump with Remote Outdoor Unit-Air-Source) | 37MURAQ24AA3 | ADP |  | PL36H175P15*+TXV | 912SE36060M14*** | 24000 | 15.2 | 8.5 | 22400 | 19000 | 84.82% | 1.92 | 0 | 10 |  |  |  |  | R-454B | 2 | Residential & Commercial | USHP | Ducted CEE Tier 1
214814490 | Central HP <5.4 tons | MIDEA | HRCU-A-CB (Split System: Heat Pump with Remote Outdoor Unit-Air-Source) | MOVA-60HDN10-M20G |  |  | MC**4860CN10TH | MGV96U100C5C | 52000 | 18 | 9.5 | 55000 | 48000 | 87.27% | 1.94 | 0 | 11.7 |  |  |  |  | R-454B | 4.3333 | Residential & Commercial | USHP | Ducted CEE Tier 1
213774628 | Central HP <5.4 tons | AIRQUEST | HRCU-A-CB (Split System: Heat Pump with Remote Outdoor Unit-Air-Source) | HVH825GKA3* |  |  | EHD4X48AAL+WALLCON | *95CSU0601716B* | 24200 | 16 | 8.1 | 21400 | 16600 | 77.57% | 2 | 0 | 10.5 |  |  |  |  | R-410A | 2.0167 | Residential & Commercial | USHP | Ducted CEE Tier 1
213779188 | Central HP <5.4 tons | AIRQUEST | HRCU-A-CB (Split System: Heat Pump with Remote Outdoor Unit-Air-Source) | HVH837GKA** |  |  | EA*4X42L24A*+WALLCON | *80CTL1102120B* | 31800 | 17 | 8.1 | 32800 | 24200 | 73.78% | 1.88 | 0 | 11 |  |  |  |  | R-410A | 2.65 | Residential & Commercial | USHP | Ducted CEE Tier 1
216505546 | Central HP <5.4 tons | MIDEA | HRCU-A-CB (Split System: Heat Pump with Remote Outdoor Unit-Air-Source) | MDV-V30WMN10T |  |  | MPUE30B1MN10TA | 0 | 30000 | 16 | 8.5 | 30000 | 24000 | 80% | 1.8 | 0 | 11.7 |  |  |  |  | R-454B | 2.5 | Residential & Commercial | USHP | Ducted CEE Tier 1
216772259 | Central HP <5.4 tons | AMERICAN STANDARD | HRCU-A-CB (Split System: Heat Pump with Remote Outdoor Unit-Air-Source) | 5HCL5024A1 |  |  | 5TEM5B03AC21 | 0 | 23000 | 17 | 9.2 | 24000 | 20000 | 83.33% | 1.9 | 0 | 11.7 |  |  |  |  | R-454B | 1.9167 | Residential & Commercial | USHP | Ducted CEE Tier 1
204299234 | Central HP <5.4 tons | TEMPSTAR | HRCU-A-CB (Split System: Heat Pump with Remote Outdoor Unit-Air-Source) | TVH837GKA** |  |  | EA*4X48L21A*+WALLCON | *80CTL0902120A* | 32200 | 17.5 | 8.5 | 32600 | 25000 | 76.69% | 1.98 | 12 | 11.7 |  |  |  |  | R-410A | 2.6833 | Residential & Commercial | USHP | Ducted CEE Tier 1
215669856 | Central HP <5.4 tons | ARCOAIRE | HRCU-A-CB (Split System: Heat Pump with Remote Outdoor Unit-Air-Source) | H5H0V36*K*AAA* |  |  | ESH5X36M12A*+WALLCON | *97CMN0601714B* | 33400 | 16 | 8.1 | 36000 | 25800 | 71.67% | 1.8 | 0 | 9 |  |  |  |  | R-454B | 2.7833 | Residential & Commercial | USHP
216772260 | Central HP <5.4 tons | AMERICAN STANDARD | HRCU-A-CB (Split System: Heat Pump with Remote Outdoor Unit-Air-Source) | 5HCL5036A1 |  |  | 5TEM5B04AC31 | 0 | 34000 | 17 | 9.4 | 36000 | 36000 | 100% | 1.9 | 0 | 11.7 |  |  |  |  | R-454B | 2.8333 | Residential & Commercial | USHP | Ducted CEE Tier 1
215222845 | Central HP <5.4 tons | MIDEA | HRCU-A-CB (Split System: Heat Pump with Remote Outdoor Unit-Air-Source) | MOVB-36HDN10-M16G |  |  | MVME24B2MN10TB | 0 | 24000 | 18 | 8.5 | 24000 | 17600 | 73.33% | 1.88 | 0 | 11.8 |  |  |  |  | R-454B | 2 | Residential & Commercial | USHP | Ducted CEE Tier 1
216801772 | Central HP <5.4 tons | YORK | HRCU-A-CB (Split System: Heat Pump with Remote Outdoor Unit-Air-Source) | HH860E2S11 |  |  | CTM60C5CGS1 | Y82E100C20LMPS1 | 45500 | 17 | 9.5 | 46500 | 33400 | 71.83% | 2 | 0 | 11 |  |  |  |  | R-454B | 3.7917 | Residential & Commercial | USHP | Ducted CEE Tier 1
216990274 | Central HP <5.4 tons | BRYANT HEATING AND COOLING SYSTEMS | HRCU-A-CB (Split System: Heat Pump with Remote Outdoor Unit-Air-Source) | 290VAN036**AA* | ADP |  | PL36H175P14*+TXV | 88*TB48090C17*** | 33200 | 18 | 9 | 34200 | 25200 | 73.68% | 1.86 | 0 | 10 |  |  |  |  | R-454B | 2.7667 | Residential & Commercial | USHP | Ducted CEE Tier 1
216990289 | Central HP <5.4 tons | BRYANT HEATING AND COOLING SYSTEMS | HRCU-A-CB (Split System: Heat Pump with Remote Outdoor Unit-Air-Source) | 290VAN036**AA* | ADP |  | C36A***L53*+TXV | 88*TB60090C21*** | 34400 | 18 | 9 | 32600 | 24200 | 74.23% | 1.92 | 0 | 10.5 |  |  |  |  | R-454B | 2.8667 | Residential & Commercial | USHP | Ducted CEE Tier 1
216990672 | Central HP <5.4 tons | BRYANT HEATING AND COOLING SYSTEMS | HRCU-A-CB (Split System: Heat Pump with Remote Outdoor Unit-Air-Source) | 293VAN060**AA* | ADP |  | C60A***L16*+TXV | 88*TB60070C21*** | 54000 | 18 | 8.45 | 58500 | 46500 | 79.49% | 2 | 0 | 10.5 |  |  |  |  | R-454B | 4.5 | Residential & Commercial | USHP | Ducted CEE Tier 1
216441719 | Central HP <5.4 tons | MIDEA | HRCU-A-CB (Split System: Heat Pump with Remote Outdoor Unit-Air-Source) | MDV-V60WMN10T |  |  | MIH54VMN10 | 0 | 52000 | 17 | 9.3 | 54000 | 45000 | 83.33% | 1.95 | 0 | 10.1 |  |  |  |  | R-454B | 4.3333 | Residential & Commercial | USHP | Ducted CEE Tier 1
216968287 | Central HP <5.4 tons | LENNOX | HRCU-A-CB (Split System: Heat Pump with Remote Outdoor Unit-Air-Source) | SL22KLV-024-230A** |  |  | CK40[C,U]T-48C-**+TDR | SL297UH080NV48C* | 22600 | 19.5 | 8.5 | 23800 | 17900 | 75.21% | 1.86 | 0 | 12.8 |  |  |  |  | R-454B | 1.8833 | Residential & Commercial | USHP | Ducted CEE Tier 1
216968288 | Central HP <5.4 tons | LENNOX | HRCU-A-CB (Split System: Heat Pump with Remote Outdoor Unit-Air-Source) | SL22KLV-024-230A** |  |  | CK40[C,U]T-48C-**+TDR | SL297UH080NV60C* | 22400 | 17.5 | 8.5 | 23800 | 17900 | 75.21% | 1.86 | 0 | 12.8 |  |  |  |  | R-454B | 1.8667 | Residential & Commercial | USHP | Ducted CEE Tier 1
216990605 | Central HP <5.4 tons | BRYANT HEATING AND COOLING SYSTEMS | HRCU-A-CB (Split System: Heat Pump with Remote Outdoor Unit-Air-Source) | 293VAN048**AA* | ADP |  | PL48H175P78*+TXV | 88*TB48070C17*** | 43000 | 20 | 9 | 46500 | 36800 | 79.14% | 2 | 0 | 10.5 |  |  |  |  | R-454B | 3.5833 | Residential & Commercial | USHP | Ducted CEE Tier 1
216992546 | Central HP <5.4 tons | BRYANT HEATING AND COOLING SYSTEMS | HRCU-A-CB (Split System: Heat Pump with Remote Outdoor Unit-Air-Source) | 293VAN048**AA* | ADP |  | H,PG35*48+TXV | 987TA60080C21*** | 43500 | 20 | 9.5 | 46000 | 36200 | 78.7% | 1.92 | 0 | 10.5 |  |  |  |  | R-454B | 3.625 | Residential & Commercial | USHP | Ducted CEE Tier 1
216991426 | Central HP <5.4 tons | BRYANT HEATING AND COOLING SYSTEMS | HRCU-A-CB (Split System: Heat Pump with Remote Outdoor Unit-Air-Source) | 37MURAQ24AA3 | ADP |  | A24VBA*+TXV | 912SE36060M14*** | 23600 | 15.2 | 8.5 | 22400 | 19000 | 84.82% | 1.92 | 0 | 9.5 |  |  |  |  | R-454B | 1.9667 | Residential & Commercial | USHP
216968290 | Central HP <5.4 tons | LENNOX | HRCU-A-CB (Split System: Heat Pump with Remote Outdoor Unit-Air-Source) | SL22KLV-024-230A** |  |  | CK40[C,U]T-48C-**+TDR | SLP99UH090XV48C* | 22600 | 19.5 | 8.5 | 23600 | 17800 | 75.42% | 1.88 | 0 | 13 |  |  |  |  | R-454B | 1.8833 | Residential & Commercial | USHP | Ducted CEE Tier 1
216968301 | Central HP <5.4 tons | LENNOX | HRCU-A-CB (Split System: Heat Pump with Remote Outdoor Unit-Air-Source) | SL22KLV-024-230A** |  |  | CK40[C,U]T-48B-**+TDR | SL280UH090XV48B* | 22400 | 19.5 | 8.5 | 23800 | 17900 | 75.21% | 1.86 | 0 | 12.8 |  |  |  |  | R-454B | 1.8667 | Residential & Commercial | USHP | Ducted CEE Tier 1
210472929 | Central HP <5.4 tons | CARRIER | HRCU-A-CB (Split System: Heat Pump with Remote Outdoor Unit-Air-Source) | 25VNA825A*032* |  |  | CAP**4221AL*+UI | 59MN7B080C17**14 | 23600 | 16.5 | 8.1 | 21400 | 16700 | 78.04% | 1.96 | 0 | 11 |  |  |  |  | R-410A | 1.9667 | Residential & Commercial | USHP | Ducted CEE Tier 1
210473347 | Central HP <5.4 tons | CARRIER | HRCU-A-CB (Split System: Heat Pump with Remote Outdoor Unit-Air-Source) | 25VNA825A*032* |  |  | CAP**4821AL*+UI | 59TN6B060C17**14 | 24000 | 16.5 | 8.1 | 21000 | 16600 | 79.05% | 2 | 0 | 11 |  |  |  |  | R-410A | 2 | Residential & Commercial | USHP | Ducted CEE Tier 1
210473915 | Central HP <5.4 tons | CARRIER | HRCU-A-CB (Split System: Heat Pump with Remote Outdoor Unit-Air-Source) | 25VNA825A*032* |  |  | CNPV*4821AL*+UI | 58CU*A040C17**12 | 24200 | 17 | 8.1 | 21200 | 16500 | 77.83% | 2 | 0 | 11 |  |  |  |  | R-410A | 2.0167 | Residential & Commercial | USHP | Ducted CEE Tier 1
211245158 | Central HP <5.4 tons | AIRQUEST | HRCU-A-CB (Split System: Heat Pump with Remote Outdoor Unit-Air-Source) | DLCURAH24ABK |  |  | EN(A,D,W)4X36L17** | *92ESN0601412A* | 23400 | 17 | 8.1 | 25800 | 24000 | 93.02% | 2 | 0 | 10 |  |  |  |  | R-410A | 1.95 | Residential & Commercial | USHP | Ducted CEE Tier 1
211245794 | Central HP <5.4 tons | AIRQUEST | HRCU-A-CB (Split System: Heat Pump with Remote Outdoor Unit-Air-Source) | DLCURAH24ABK |  |  | FEM4P30**AL | 0 | 24000 | 17 | 8.5 | 26200 | 23400 | 89.31% | 1.94 | 0 | 10 |  |  |  |  | R-410A | 2 | Residential & Commercial | USHP | Ducted CEE Tier 1
211245917 | Central HP <5.4 tons | AIRQUEST | HRCU-A-CB (Split System: Heat Pump with Remote Outdoor Unit-Air-Source) | DLCURAH24ABK |  |  | FM(C,U)4X30**AL* | 0 | 25000 | 15.2 | 8.5 | 27800 | 21800 | 78.42% | 1.8 | 0 | 10 |  |  |  |  | R-410A | 2.0833 | Residential & Commercial | USHP | Ducted CEE Tier 1
204300538 | Central HP <5.4 tons | TEMPSTAR | HRCU-A-CB (Split System: Heat Pump with Remote Outdoor Unit-Air-Source) | TVH837GKA** |  |  | EHD4X48AAL+WALLCON | *97CMN1002122A* | 32600 | 17 | 8.1 | 33000 | 24800 | 75.15% | 1.98 | 12 | 11 |  |  |  |  | R-410A | 2.7167 | Residential & Commercial | USHP | Ducted CEE Tier 1
210533080 | Central HP <5.4 tons | CARRIER | HRCU-A-CB (Split System: Heat Pump with Remote Outdoor Unit-Air-Source) | 25VNA424A*031* |  |  | CNPV*4221AL*+UI | 58CU*A060C17**16 | 23400 | 20 | 10 | 26600 | 19800 | 74.44% | 2.44 | 0 | 13 |  |  |  |  | R-410A | 1.95 | Residential & Commercial | USHP | Ducted CEE Tier 1
210533098 | Central HP <5.4 tons | CARRIER | HRCU-A-CB (Split System: Heat Pump with Remote Outdoor Unit-Air-Source) | 25VNA424A*031* |  |  | CSPH*3012AL*+UI | 59MN7B080C17**14 | 23400 | 19 | 10 | 27200 | 20000 | 73.53% | 2.42 | 0 | 12.5 |  |  |  |  | R-410A | 1.95 | Residential & Commercial | USHP | Ducted CEE Tier 1
212498352 | Central HP <5.4 tons | DAY & NIGHT | HRCU-A-CB (Split System: Heat Pump with Remote Outdoor Unit-Air-Source) | DLCURAH24ABK | ADP |  | CP2301A+TXV+TD | 0 | 22600 | 16 | 8.5 | 24200 | 22600 | 93.39% | 1.92 | 0 | 9.5 |  |  |  |  | R-410A | 1.8833 | Residential & Commercial | USHP
213785134 | Central HP <5.4 tons | BRYANT HEATING AND COOLING SYSTEMS | HRCU-A-CB (Split System: Heat Pump with Remote Outdoor Unit-Air-Source) | 284ANV024*0**B* |  |  | CAP**4221AL*+UI | 88*TB48090C17*** | 23200 | 20 | 10 | 26400 | 19800 | 75% | 2.44 | 0 | 13 |  |  |  |  | R-410A | 1.9333 | Residential & Commercial | USHP | Ducted CEE Tier 1
213785250 | Central HP <5.4 tons | BRYANT HEATING AND COOLING SYSTEMS | HRCU-A-CB (Split System: Heat Pump with Remote Outdoor Unit-Air-Source) | 284ANV024*0**B* |  |  | CSPH*4212AL*+UI | 88*TB48070C17*** | 23800 | 19 | 9.5 | 26600 | 19800 | 74.44% | 2.5 | 0 | 12.5 |  |  |  |  | R-410A | 1.9833 | Residential & Commercial | USHP | Ducted CEE Tier 1
213785268 | Central HP <5.4 tons | BRYANT HEATING AND COOLING SYSTEMS | HRCU-A-CB (Split System: Heat Pump with Remote Outdoor Unit-Air-Source) | 284ANV024*0**B* |  |  | CSPH*4212AL*+UI | 986TD42060C17*** | 23800 | 19 | 9 | 26600 | 19800 | 74.44% | 2.48 | 0 | 12.5 |  |  |  |  | R-410A | 1.9833 | Residential & Commercial | USHP | Ducted CEE Tier 1
213785270 | Central HP <5.4 tons | BRYANT HEATING AND COOLING SYSTEMS | HRCU-A-CB (Split System: Heat Pump with Remote Outdoor Unit-Air-Source) | 284ANV024*0**B* |  |  | CSPH*4212AL*+UI | 986TD42080C17*** | 23800 | 19 | 9.5 | 26600 | 19800 | 74.44% | 2.5 | 0 | 12.5 |  |  |  |  | R-410A | 1.9833 | Residential & Commercial | USHP | Ducted CEE Tier 1
216801775 | Central HP <5.4 tons | YORK | HRCU-A-CB (Split System: Heat Pump with Remote Outdoor Unit-Air-Source) | HH860E2S11 |  |  | CTF60C5CHS1 | Y82E100C20LMPS1 | 54000 | 19 | 9 | 53500 | 38000 | 71.03% | 2 | 0 | 12 |  |  |  |  | R-454B | 4.5 | Residential & Commercial | USHP | Ducted CEE Tier 1
204299094 | Central HP <5.4 tons | TEMPSTAR | HRCU-A-CB (Split System: Heat Pump with Remote Outdoor Unit-Air-Source) | TVH837GKA** |  |  | EA*4X42L24A*+WALLCON | *96CTN1202422A* | 31800 | 17.5 | 8.1 | 33000 | 24400 | 73.94% | 1.9 | 11 | 11.5 |  |  |  |  | R-410A | 2.65 | Residential & Commercial | USHP | Ducted CEE Tier 1
212404683 | Central HP <5.4 tons | CONTINENTAL | HRCU-A-CB (Split System: Heat Pump with Remote Outdoor Unit-Air-Source) | WSEHV4860RA1-C |  |  | H,DE50960 | WUV100T5BA | 54000 | 16 | 8.5 | 58000 | 41000 | 70.69% | 1.8 | 0 | 10 |  |  |  |  | R-410A | 4.5 | Residential & Commercial | USHP | Ducted CEE Tier 1
213785647 | Central HP <5.4 tons | BRYANT HEATING AND COOLING SYSTEMS | HRCU-A-CB (Split System: Heat Pump with Remote Outdoor Unit-Air-Source) | 284ANV036*0**B* |  |  | CSPH*3612AL*+UI | 88*TB66135C24*** | 33200 | 18 | 8.5 | 37000 | 26200 | 70.81% | 2.02 | 0 | 11.7 |  |  |  |  | R-410A | 2.7667 | Residential & Commercial | USHP | Ducted CEE Tier 1
213785731 | Central HP <5.4 tons | BRYANT HEATING AND COOLING SYSTEMS | HRCU-A-CB (Split System: Heat Pump with Remote Outdoor Unit-Air-Source) | 284ANV036*0**B* |  |  | CSPH*6012AL*+UI | 88*TB36045C17*** | 33600 | 18 | 8.5 | 36400 | 25600 | 70.33% | 2 | 0 | 11.5 |  |  |  |  | R-410A | 2.8 | Residential & Commercial | USHP | Ducted CEE Tier 1
216968293 | Central HP <5.4 tons | LENNOX | HRCU-A-CB (Split System: Heat Pump with Remote Outdoor Unit-Air-Source) | SL22KLV-024-230A** |  |  | CK40[C,U]T-48C-**+TDR | EL297UH090XV36C* | 22600 | 20 | 8.5 | 23600 | 17800 | 75.42% | 1.86 | 0 | 13 |  |  |  |  | R-454B | 1.8833 | Residential & Commercial | USHP | Ducted CEE Tier 1
216968300 | Central HP <5.4 tons | LENNOX | HRCU-A-CB (Split System: Heat Pump with Remote Outdoor Unit-Air-Source) | SL22KLV-024-230A** |  |  | CK40[C,U]T-48B-**+TDR | SL280UH090V48B* | 22400 | 19.5 | 8.5 | 23800 | 17900 | 75.21% | 1.86 | 0 | 12.8 |  |  |  |  | R-454B | 1.8667 | Residential & Commercial | USHP | Ducted CEE Tier 1
216968307 | Central HP <5.4 tons | LENNOX | HRCU-A-CB (Split System: Heat Pump with Remote Outdoor Unit-Air-Source) | SL22KLV-024-230A** |  |  | CK40[C,U]T-48B-**+TDR | EL297UH110XV60C* | 22600 | 18 | 8.5 | 23800 | 17900 | 75.21% | 1.86 | 0 | 12.8 |  |  |  |  | R-454B | 1.8833 | Residential & Commercial | USHP | Ducted CEE Tier 1
213258298 | Central HP <5.4 tons | KEEPRITE | HRCU-A-CB (Split System: Heat Pump with Remote Outdoor Unit-Air-Source) | DLCURAH24ABK | ADP |  | H,GE30924 | *96VSN0401410A* | 22600 | 15.2 | 8.5 | 25000 | 23600 | 94.4% | 1.96 | 0 | 9.5 |  |  |  |  | R-410A | 1.8833 | Residential & Commercial | USHP
213258318 | Central HP <5.4 tons | KEEPRITE | HRCU-A-CB (Split System: Heat Pump with Remote Outdoor Unit-Air-Source) | DLCURAH24ABK | ADP |  | H,GE31930 | *96VSN0601714A* | 23600 | 16 | 8.5 | 25200 | 23600 | 93.65% | 1.98 | 0 | 10 |  |  |  |  | R-410A | 1.9667 | Residential & Commercial | USHP | Ducted CEE Tier 1
213258341 | Central HP <5.4 tons | KEEPRITE | HRCU-A-CB (Split System: Heat Pump with Remote Outdoor Unit-Air-Source) | DLCURAH24ABK | ADP |  | H,GE34936 | *96VTN0401410A* | 23200 | 16 | 8.5 | 24200 | 23800 | 98.35% | 2.02 | 0 | 10 |  |  |  |  | R-410A | 1.9333 | Residential & Commercial | USHP | Ducted CEE Tier 1
213780866 | Central HP <5.4 tons | BRYANT HEATING AND COOLING SYSTEMS | HRCU-A-CB (Split System: Heat Pump with Remote Outdoor Unit-Air-Source) | 288BNV037*0**B* |  |  | CAP**3721AL*+UI | 88*TB48090C17*** | 32600 | 17 | 8.5 | 32800 | 25000 | 76.22% | 1.98 | 0 | 11 |  |  |  |  | R-410A | 2.7167 | Residential & Commercial | USHP | Ducted CEE Tier 1
213781466 | Central HP <5.4 tons | BRYANT HEATING AND COOLING SYSTEMS | HRCU-A-CB (Split System: Heat Pump with Remote Outdoor Unit-Air-Source) | 288BNV037*0**B* |  |  | CAP**6024AL*+UI | 88*TB60090C21*** | 32800 | 17.5 | 8.1 | 31800 | 24600 | 77.36% | 1.98 | 0 | 11.5 |  |  |  |  | R-410A | 2.7333 | Residential & Commercial | USHP | Ducted CEE Tier 1
213785747 | Central HP <5.4 tons | BRYANT HEATING AND COOLING SYSTEMS | HRCU-A-CB (Split System: Heat Pump with Remote Outdoor Unit-Air-Source) | 284ANV036*0**B* |  |  | CSPH*6012AL*+UI | 987MC42060C17*** | 33600 | 18 | 8.5 | 36400 | 25600 | 70.33% | 2 | 0 | 11.5 |  |  |  |  | R-410A | 2.8 | Residential & Commercial | USHP | Ducted CEE Tier 1
213785751 | Central HP <5.4 tons | BRYANT HEATING AND COOLING SYSTEMS | HRCU-A-CB (Split System: Heat Pump with Remote Outdoor Unit-Air-Source) | 284ANV036*0**B* |  |  | CSPH*6012AL*+UI | 987MC66100C21*** | 34000 | 19 | 8.5 | 36000 | 25200 | 70% | 2.02 | 0 | 12 |  |  |  |  | R-410A | 2.8333 | Residential & Commercial | USHP | Ducted CEE Tier 1
213258353 | Central HP <5.4 tons | KEEPRITE | HRCU-A-CB (Split System: Heat Pump with Remote Outdoor Unit-Air-Source) | DLCURAH24ABK | ADP |  | H,GE31930 | *96VTN0601412A* | 22800 | 16 | 8.5 | 24800 | 25200 | 101.6% | 2.14 | 0 | 9.5 |  |  |  |  | R-410A | 1.9 | Residential & Commercial | USHP
216992995 | Central HP <5.4 tons | BRYANT HEATING AND COOLING SYSTEMS | HRCU-A-CB (Split System: Heat Pump with Remote Outdoor Unit-Air-Source) | 37MUHAQ24AA3 | ADP |  | H,PG7J*36+TXV | 927TA66120V24*** | 22800 | 15.2 | 8.1 | 19600 | 18600 | 94.9% | 1.85 | 0 | 10.5 |  |  |  |  | R-454B | 1.9 | Residential & Commercial | USHP | Ducted CEE Tier 1
212519538 | Central HP <5.4 tons | YORK | HRCU-A-CB (Split System: Heat Pump with Remote Outdoor Unit-Air-Source) | HMH72B341 | ADP |  | CV365*9+JMET12CS2N1 | 0 | 33400 | 17 | 8.35 | 31000 | 23400 | 75.48% | 2.08 | 0 | 9 |  |  |  |  | R-410A | 2.7833 | Residential & Commercial | USHP
216971991 | Central HP <5.4 tons | CARRIER | HRCU-A-CB (Split System: Heat Pump with Remote Outdoor Unit-Air-Source) | 27VNA154A*030* | ADP |  | C60A***L19*+TXV | 58CU*B080C21**20 | 49500 | 19 | 10.5 | 50000 | 52000 | 104% | 1.98 | 0 | 12 |  |  |  |  | R-454B | 4.125 | Residential & Commercial | USHP | Ducted CEE Tier 1
216972977 | Central HP <5.4 tons | CARRIER | HRCU-A-CB (Split System: Heat Pump with Remote Outdoor Unit-Air-Source) | 27VNA360A*030* | ADP |  | A60VHA*+TXV | 58TN*B090C21**20 | 56000 | 19 | 8.5 | 58500 | 46000 | 78.63% | 2.04 | 0 | 11 |  |  |  |  | R-454B | 4.6667 | Residential & Commercial | USHP | Ducted CEE Tier 1
216972005 | Central HP <5.4 tons | CARRIER | HRCU-A-CB (Split System: Heat Pump with Remote Outdoor Unit-Air-Source) | 27VNA154A*030* | ADP |  | C60A***L16*+TXV | 58CU*B100C21**20 | 48500 | 19 | 10.5 | 50500 | 52500 | 104% | 1.96 | 0 | 11 |  |  |  |  | R-454B | 4.0417 | Residential & Commercial | USHP | Ducted CEE Tier 1
216801774 | Central HP <5.4 tons | YORK | HRCU-A-CB (Split System: Heat Pump with Remote Outdoor Unit-Air-Source) | HH860E2S11 |  |  | CTU60C5XGS1+TXV | Y82E120C20LMPS1 | 44500 | 19 | 9 | 44500 | 32000 | 71.91% | 2 | 0 | 12 |  |  |  |  | R-454B | 3.7083 | Residential & Commercial | USHP | Ducted CEE Tier 1
216801773 | Central HP <5.4 tons | YORK | HRCU-A-CB (Split System: Heat Pump with Remote Outdoor Unit-Air-Source) | HH860E2S11 |  |  | CTF60C5CGS1 | Y82E120C20LMPS1 | 44500 | 19 | 9 | 44500 | 32000 | 71.91% | 2 | 0 | 12 |  |  |  |  | R-454B | 3.7083 | Residential & Commercial | USHP | Ducted CEE Tier 1
216997188 | Central HP <5.4 tons | CARRIER | HRCU-A-CB (Split System: Heat Pump with Remote Outdoor Unit-Air-Source) | 27VNA154A*030* | ADP |  | H,PG48*60+TXV | 59MN7C120C24**22 | 49000 | 19 | 10.5 | 50500 | 53000 | 105% | 1.96 | 0 | 11 |  |  |  |  | R-454B | 4.0833 | Residential & Commercial | USHP | Ducted CEE Tier 1
216971950 | Central HP <5.4 tons | CARRIER | HRCU-A-CB (Split System: Heat Pump with Remote Outdoor Unit-Air-Source) | 27VNA154A*030* | ADP |  | PL48H175P15*+TXV | 58CU*B040C17**12 | 48500 | 18 | 11.5 | 49500 | 50500 | 102% | 1.98 | 0 | 11.5 |  |  |  |  | R-454B | 4.0417 | Residential & Commercial | USHP | Ducted CEE Tier 1
216972040 | Central HP <5.4 tons | CARRIER | HRCU-A-CB (Split System: Heat Pump with Remote Outdoor Unit-Air-Source) | 27VNA154A*030* | ADP |  | PL60H210P17*+TXV | 58TN*B045C17**12 | 48000 | 17 | 9.5 | 50500 | 51000 | 101% | 1.9 | 0 | 11 |  |  |  |  | R-454B | 4 | Residential & Commercial | USHP | Ducted CEE Tier 1
216972089 | Central HP <5.4 tons | CARRIER | HRCU-A-CB (Split System: Heat Pump with Remote Outdoor Unit-Air-Source) | 27VNA154A*030* | ADP |  | V,C60H210P17*+TXV | 58TN*B090C21**20 | 49500 | 19 | 10.5 | 50000 | 52500 | 105% | 1.96 | 0 | 11.5 |  |  |  |  | R-454B | 4.125 | Residential & Commercial | USHP | Ducted CEE Tier 1
216972174 | Central HP <5.4 tons | CARRIER | HRCU-A-CB (Split System: Heat Pump with Remote Outdoor Unit-Air-Source) | 27VNA154A*030* | ADP |  | A60VHA*+TXV | 59MN7C060C21**20 | 48500 | 18 | 11 | 51500 | 53000 | 102.9% | 1.9 | 0 | 10 |  |  |  |  | R-454B | 4.0417 | Residential & Commercial | USHP | Ducted CEE Tier 1
216972724 | Central HP <5.4 tons | CARRIER | HRCU-A-CB (Split System: Heat Pump with Remote Outdoor Unit-Air-Source) | 27VNA348A*030* | ADP |  | PL48H175P15*+TXV | 58CU*B060C17**16 | 43500 | 21 | 9.5 | 46000 | 36200 | 78.7% | 1.9 | 0 | 11 |  |  |  |  | R-454B | 3.625 | Residential & Commercial | USHP | Ducted CEE Tier 1
216972323 | Central HP <5.4 tons | CARRIER | HRCU-A-CB (Split System: Heat Pump with Remote Outdoor Unit-Air-Source) | 27VNA154A*030* | ADP |  | C60A***L19*+TXV | 59TN6C080C21**20 | 49000 | 19 | 10.5 | 50500 | 53000 | 105% | 1.94 | 0 | 11 |  |  |  |  | R-454B | 4.0833 | Residential & Commercial | USHP | Ducted CEE Tier 1
212614955 | Central HP <5.4 tons | AMANA | HRCU-A-CB (Split System: Heat Pump with Remote Outdoor Unit-Air-Source) | ASZS60241EA* |  |  | CA*EA2422*4A* | A*VC960603BNB* | 23000 | 17 | 8.6 | 23000 | 16100 | 70% | 2 | 0 | 10 |  |  |  |  | R-410A | 1.9167 | Residential & Commercial | USHP | Ducted CEE Tier 1
212614971 | Central HP <5.4 tons | AMANA | HRCU-A-CB (Split System: Heat Pump with Remote Outdoor Unit-Air-Source) | ASZS60241EA* |  |  | CA*EA3026*4A* | A*VC800804C*A* | 23000 | 17 | 8.6 | 23000 | 16100 | 70% | 2 | 0 | 10 |  |  |  |  | R-410A | 1.9167 | Residential & Commercial | USHP | Ducted CEE Tier 1
213258359 | Central HP <5.4 tons | KEEPRITE | HRCU-A-CB (Split System: Heat Pump with Remote Outdoor Unit-Air-Source) | DLCURAH24ABK | ADP |  | H,GE34936 | *96VTN0601412A* | 23600 | 16 | 8.5 | 24200 | 23000 | 95.04% | 1.94 | 0 | 10 |  |  |  |  | R-410A | 1.9667 | Residential & Commercial | USHP | Ducted CEE Tier 1
213258368 | Central HP <5.4 tons | KEEPRITE | HRCU-A-CB (Split System: Heat Pump with Remote Outdoor Unit-Air-Source) | DLCURAH24ABK | ADP |  | H,GE34936 | *96VTN0601714A* | 24000 | 16 | 8.5 | 24400 | 22400 | 91.8% | 1.88 | 0 | 10 |  |  |  |  | R-410A | 2 | Residential & Commercial | USHP | Ducted CEE Tier 1
216801777 | Central HP <5.4 tons | YORK | HRCU-A-CB (Split System: Heat Pump with Remote Outdoor Unit-Air-Source) | HH860E2S11 |  |  | CTM60C5CHS1 | Y82E120C20LMPS1 | 54000 | 19 | 9 | 54000 | 38500 | 71.3% | 2 | 0 | 12 |  |  |  |  | R-454B | 4.5 | Residential & Commercial | USHP | Ducted CEE Tier 1
213258358 | Central HP <5.4 tons | KEEPRITE | HRCU-A-CB (Split System: Heat Pump with Remote Outdoor Unit-Air-Source) | DLCURAH24ABK | ADP |  | H,GG34936 | *96VTN0601412A* | 23600 | 16 | 8.5 | 24200 | 23000 | 95.04% | 1.94 | 0 | 10 |  |  |  |  | R-410A | 1.9667 | Residential & Commercial | USHP | Ducted CEE Tier 1
214628146 | Central HP <5.4 tons | CARRIER | HRCU-A-CB (Split System: Heat Pump with Remote Outdoor Unit-Air-Source) | 38MURAQ24AB3* | ADP |  | V,C36H***P039 | 58S(B,C)*B045M14**12 | 22600 | 16 | 9 | 25400 | 25800 | 101.6% | 2.2 | 0 | 9.5 |  |  |  |  | R-410A | 1.8833 | Residential & Commercial | USHP
210532912 | Central HP <5.4 tons | CARRIER | HRCU-A-CB (Split System: Heat Pump with Remote Outdoor Unit-Air-Source) | 25VNA448A*031* |  |  | CNPV*4824AL*+UI | 59TN6B100C21**22 | 44000 | 21 | 8.5 | 46500 | 36400 | 78.28% | 2.18 | 0 | 12 |  |  |  |  | R-410A | 3.6667 | Residential & Commercial | USHP | Ducted CEE Tier 1
214628155 | Central HP <5.4 tons | CARRIER | HRCU-A-CB (Split System: Heat Pump with Remote Outdoor Unit-Air-Source) | 38MURAQ24AB3* | ADP |  | PL36H175P159 | 58S(B,C)*B045M14**12 | 23600 | 17 | 8.5 | 24800 | 23800 | 95.97% | 2 | 0 | 10.5 |  |  |  |  | R-410A | 1.9667 | Residential & Commercial | USHP | Ducted CEE Tier 1
214628296 | Central HP <5.4 tons | CARRIER | HRCU-A-CB (Split System: Heat Pump with Remote Outdoor Unit-Air-Source) | 38MURAQ24AB3* | ADP |  | C36A***L129 | 58TP*B070V17**16 | 23400 | 17 | 8.5 | 25400 | 25800 | 101.6% | 2.22 | 0 | 10 |  |  |  |  | R-410A | 1.95 | Residential & Commercial | USHP | Ducted CEE Tier 1
214628319 | Central HP <5.4 tons | CARRIER | HRCU-A-CB (Split System: Heat Pump with Remote Outdoor Unit-Air-Source) | 38MURAQ24AB3* | ADP |  | C36A***L139 | 59SC6A026M14**10 | 23400 | 16 | 8.5 | 25400 | 25800 | 101.6% | 2.2 | 0 | 10 |  |  |  |  | R-410A | 1.95 | Residential & Commercial | USHP | Ducted CEE Tier 1
216972355 | Central HP <5.4 tons | CARRIER | HRCU-A-CB (Split System: Heat Pump with Remote Outdoor Unit-Air-Source) | 27VNA154A*030* | ADP |  | A60VHA*+TXV | 59TN7A080C21**20 | 49000 | 19 | 10.5 | 50500 | 53000 | 105% | 1.94 | 0 | 11 |  |  |  |  | R-454B | 4.0833 | Residential & Commercial | USHP | Ducted CEE Tier 1
216972726 | Central HP <5.4 tons | CARRIER | HRCU-A-CB (Split System: Heat Pump with Remote Outdoor Unit-Air-Source) | 27VNA348A*030* | ADP |  | PL48H175P78*+TXV | 58CU*B060C17**16 | 43500 | 21 | 9.5 | 46000 | 36200 | 78.7% | 1.9 | 0 | 11 |  |  |  |  | R-454B | 3.625 | Residential & Commercial | USHP | Ducted CEE Tier 1
216972740 | Central HP <5.4 tons | CARRIER | HRCU-A-CB (Split System: Heat Pump with Remote Outdoor Unit-Air-Source) | 27VNA348A*030* | ADP |  | C48A***L15*+TXV | 58TN*B070C17**16 | 43000 | 20 | 9 | 46500 | 36800 | 79.14% | 2 | 0 | 10.5 |  |  |  |  | R-454B | 3.5833 | Residential & Commercial | USHP | Ducted CEE Tier 1
216972990 | Central HP <5.4 tons | CARRIER | HRCU-A-CB (Split System: Heat Pump with Remote Outdoor Unit-Air-Source) | 27VNA360A*030* | ADP |  | C60A***L19*+TXV | 58TN*B110C21**20 | 56500 | 19 | 8.5 | 58500 | 46000 | 78.63% | 2.02 | 0 | 11.5 |  |  |  |  | R-454B | 4.7083 | Residential & Commercial | USHP | Ducted CEE Tier 1
216972991 | Central HP <5.4 tons | CARRIER | HRCU-A-CB (Split System: Heat Pump with Remote Outdoor Unit-Air-Source) | 27VNA360A*030* | ADP |  | V,C60H245P76*+TXV | 58TN*B135C24**22 | 55000 | 18 | 8.5 | 58500 | 45000 | 76.92% | 2.08 | 0 | 11 |  |  |  |  | R-454B | 4.5833 | Residential & Commercial | USHP | Ducted CEE Tier 1
216972741 | Central HP <5.4 tons | CARRIER | HRCU-A-CB (Split System: Heat Pump with Remote Outdoor Unit-Air-Source) | 27VNA348A*030* | ADP |  | PL48H210P75*+TXV | 58TN*B070C17**16 | 43000 | 20 | 9 | 46500 | 36800 | 79.14% | 2 | 0 | 10.5 |  |  |  |  | R-454B | 3.5833 | Residential & Commercial | USHP | Ducted CEE Tier 1
216972742 | Central HP <5.4 tons | CARRIER | HRCU-A-CB (Split System: Heat Pump with Remote Outdoor Unit-Air-Source) | 27VNA348A*030* | ADP |  | C48A***L16*+TXV | 58TN*B070C17**16 | 43000 | 20 | 9 | 46500 | 36800 | 79.14% | 2 | 0 | 10.5 |  |  |  |  | R-454B | 3.5833 | Residential & Commercial | USHP | Ducted CEE Tier 1
216972758 | Central HP <5.4 tons | CARRIER | HRCU-A-CB (Split System: Heat Pump with Remote Outdoor Unit-Air-Source) | 27VNA348A*030* | ADP |  | C60A***L18*+TXV | 58TN*B070C21**20 | 44500 | 21 | 9.5 | 46500 | 36200 | 77.85% | 2 | 0 | 11 |  |  |  |  | R-454B | 3.7083 | Residential & Commercial | USHP | Ducted CEE Tier 1
206395035 | Central HP <5.4 tons | MIDEA | HRCU-A-CB (Split System: Heat Pump with Remote Outdoor Unit-Air-Source) | MOVB-60HDN1-M18M |  |  | MVME48C2MN1TA | 0 | 45000 | 17.5 | 9 | 47000 | 33000 | 70.21% | 1.9 | 12.5 | 11.7 |  |  |  |  | R-410A | 3.75 | Residential & Commercial | USHP | Ducted CEE Tier 1
212614950 | Central HP <5.4 tons | AMANA | HRCU-A-CB (Split System: Heat Pump with Remote Outdoor Unit-Air-Source) | ASZS60241EA* |  |  | CA*EA2422*4A* | A*VC800804C*A* | 23000 | 17 | 8.6 | 23000 | 16100 | 70% | 2 | 0 | 10 |  |  |  |  | R-410A | 1.9167 | Residential & Commercial | USHP | Ducted CEE Tier 1
216972760 | Central HP <5.4 tons | CARRIER | HRCU-A-CB (Split System: Heat Pump with Remote Outdoor Unit-Air-Source) | 27VNA348A*030* | ADP |  | PL60H210P29*+TXV | 58TN*B090C17**16 | 44000 | 20 | 9 | 47000 | 35400 | 75.32% | 1.86 | 0 | 11.5 |  |  |  |  | R-454B | 3.6667 | Residential & Commercial | USHP | Ducted CEE Tier 1
216972791 | Central HP <5.4 tons | CARRIER | HRCU-A-CB (Split System: Heat Pump with Remote Outdoor Unit-Air-Source) | 27VNA348A*030* | ADP |  | V,C48H210P16*+TXV | 58TN*B110C21**20 | 44000 | 21 | 9.5 | 46000 | 36000 | 78.26% | 1.92 | 0 | 11 |  |  |  |  | R-454B | 3.6667 | Residential & Commercial | USHP | Ducted CEE Tier 1
216972792 | Central HP <5.4 tons | CARRIER | HRCU-A-CB (Split System: Heat Pump with Remote Outdoor Unit-Air-Source) | 27VNA348A*030* | ADP |  | C48A***L16*+TXV | 58TN*B110C21**20 | 44000 | 21 | 9.5 | 46000 | 36000 | 78.26% | 1.92 | 0 | 11 |  |  |  |  | R-454B | 3.6667 | Residential & Commercial | USHP | Ducted CEE Tier 1
216972808 | Central HP <5.4 tons | CARRIER | HRCU-A-CB (Split System: Heat Pump with Remote Outdoor Unit-Air-Source) | 27VNA348A*030* | ADP |  | PL60H210P17*+TXV | 59CU5B060C17**16 | 43500 | 20 | 9.5 | 47000 | 36200 | 77.02% | 2 | 0 | 10.5 |  |  |  |  | R-454B | 3.625 | Residential & Commercial | USHP | Ducted CEE Tier 1
216972840 | Central HP <5.4 tons | CARRIER | HRCU-A-CB (Split System: Heat Pump with Remote Outdoor Unit-Air-Source) | 27VNA348A*030* | ADP |  | C48A***L15*+TXV | 59MN7C060C21**20 | 43000 | 20 | 9.5 | 46500 | 36800 | 79.14% | 1.88 | 0 | 10 |  |  |  |  | R-454B | 3.5833 | Residential & Commercial | USHP | Ducted CEE Tier 1
216972843 | Central HP <5.4 tons | CARRIER | HRCU-A-CB (Split System: Heat Pump with Remote Outdoor Unit-Air-Source) | 27VNA348A*030* | ADP |  | V,C48H210P16*+TXV | 59MN7C060C21**20 | 43000 | 20 | 9.5 | 46500 | 36800 | 79.14% | 1.88 | 0 | 10 |  |  |  |  | R-454B | 3.5833 | Residential & Commercial | USHP | Ducted CEE Tier 1
216972874 | Central HP <5.4 tons | CARRIER | HRCU-A-CB (Split System: Heat Pump with Remote Outdoor Unit-Air-Source) | 27VNA348A*030* | ADP |  | C60A***L19*+TXV | 59MN7C080C21**20 | 44500 | 21 | 9.5 | 46500 | 36600 | 78.71% | 2 | 0 | 10.5 |  |  |  |  | R-454B | 3.7083 | Residential & Commercial | USHP | Ducted CEE Tier 1
216968289 | Central HP <5.4 tons | LENNOX | HRCU-A-CB (Split System: Heat Pump with Remote Outdoor Unit-Air-Source) | SL22KLV-024-230A** |  |  | CK40[C,U]T-48C-**+TDR | SLP99UH090XV36C* | 22600 | 20 | 8.5 | 23600 | 17800 | 75.42% | 1.86 | 0 | 13 |  |  |  |  | R-454B | 1.8833 | Residential & Commercial | USHP | Ducted CEE Tier 1
213163598 | Central HP <5.4 tons | DAY & NIGHT | HRCU-A-CB (Split System: Heat Pump with Remote Outdoor Unit-Air-Source) | DLCURAH36ABK | ADP |  | H,FG35936+AEFE4B* | 0 | 36000 | 16 | 8.1 | 38000 | 35000 | 92.11% | 1.82 | 0 | 10 |  |  |  |  | R-410A | 3 | Residential & Commercial | USHP | Ducted CEE Tier 1
216972890 | Central HP <5.4 tons | CARRIER | HRCU-A-CB (Split System: Heat Pump with Remote Outdoor Unit-Air-Source) | 27VNA348A*030* | ADP |  | PL48H175P15*+TXV | 59TN6C080C17**14 | 42500 | 20 | 9 | 46500 | 34800 | 74.84% | 2 | 0 | 11 |  |  |  |  | R-454B | 3.5417 | Residential & Commercial | USHP | Ducted CEE Tier 1
216972891 | Central HP <5.4 tons | CARRIER | HRCU-A-CB (Split System: Heat Pump with Remote Outdoor Unit-Air-Source) | 27VNA348A*030* | ADP |  | V,C48H175P15*+TXV | 59TN6C080C17**14 | 42500 | 20 | 9 | 46500 | 34800 | 74.84% | 2 | 0 | 11 |  |  |  |  | R-454B | 3.5417 | Residential & Commercial | USHP | Ducted CEE Tier 1
216972892 | Central HP <5.4 tons | CARRIER | HRCU-A-CB (Split System: Heat Pump with Remote Outdoor Unit-Air-Source) | 27VNA348A*030* | ADP |  | PL48H175P78*+TXV | 59TN6C080C17**14 | 42500 | 20 | 9 | 46500 | 34800 | 74.84% | 2 | 0 | 11 |  |  |  |  | R-454B | 3.5417 | Residential & Commercial | USHP | Ducted CEE Tier 1
214500323 | Central HP <5.4 tons | AMANA | HRCU-A-CB (Split System: Heat Pump with Remote Outdoor Unit-Air-Source) | ASZS601810A* |  |  | CA*EA2422*4B*+MBVK16CP1X00A* | 0 | 16600 | 17.5 | 8.5 | 17400 | 13000 | 74.71% | 2.1 | 0 | 10.9 |  |  |  |  | R-410A | 1.3833 | Residential & Commercial | USHP | Ducted CEE Tier 1
202850897 | Central HP <5.4 tons | MIDEA | HRCU-A-CB (Split System: Heat Pump with Remote Outdoor Unit-Air-Source) | MOVA-36HDN1-M20G |  |  | MVME24B2MN1TA | 0 | 24000 | 20 | 9.5 | 24000 | 17600 | 73.33% | 2 | 14 | 13 |  |  |  |  | R-410A | 2 | Residential & Commercial | USHP | Ducted CEE Tier 1
216971975 | Central HP <5.4 tons | CARRIER | HRCU-A-CB (Split System: Heat Pump with Remote Outdoor Unit-Air-Source) | 27VNA154A*030* | ADP |  | A60VHA*+TXV | 58CU*B080C21**20 | 49500 | 19 | 10.5 | 50000 | 52000 | 104% | 1.98 | 0 | 12 |  |  |  |  | R-454B | 4.125 | Residential & Commercial | USHP | Ducted CEE Tier 1
216972000 | Central HP <5.4 tons | CARRIER | HRCU-A-CB (Split System: Heat Pump with Remote Outdoor Unit-Air-Source) | 27VNA154A*030* | ADP |  | V,C48H210P16*+TXV | 58CU*B100C21**20 | 48500 | 19 | 10.5 | 50500 | 52500 | 104% | 1.96 | 0 | 11 |  |  |  |  | R-454B | 4.0417 | Residential & Commercial | USHP | Ducted CEE Tier 1
216972045 | Central HP <5.4 tons | CARRIER | HRCU-A-CB (Split System: Heat Pump with Remote Outdoor Unit-Air-Source) | 27VNA154A*030* | ADP |  | C48A***L53*+TXV | 58TN*B045C17**12 | 48500 | 18 | 10 | 50500 | 51500 | 102% | 2 | 0 | 11 |  |  |  |  | R-454B | 4.0417 | Residential & Commercial | USHP | Ducted CEE Tier 1
216972050 | Central HP <5.4 tons | CARRIER | HRCU-A-CB (Split System: Heat Pump with Remote Outdoor Unit-Air-Source) | 27VNA154A*030* | ADP |  | V,C60H210P29*+TXV | 58TN*B070C21**20 | 48000 | 19 | 10.5 | 51000 | 53500 | 104.9% | 1.92 | 0 | 10.5 |  |  |  |  | R-454B | 4 | Residential & Commercial | USHP | Ducted CEE Tier 1
216973026 | Central HP <5.4 tons | CARRIER | HRCU-A-CB (Split System: Heat Pump with Remote Outdoor Unit-Air-Source) | 27VNA360A*030* | ADP |  | A60VHA*+TXV | 59MN7C100C21**22 | 56000 | 18 | 8.5 | 58500 | 46000 | 78.63% | 2.02 | 0 | 11 |  |  |  |  | R-454B | 4.6667 | Residential & Commercial | USHP | Ducted CEE Tier 1
210532872 | Central HP <5.4 tons | CARRIER | HRCU-A-CB (Split System: Heat Pump with Remote Outdoor Unit-Air-Source) | 25VNA448A*031* |  |  | CAP**4824AL*+UI | 59MN7B100C21**22 | 44000 | 21 | 9.5 | 46500 | 36400 | 78.28% | 2.28 | 0 | 12 |  |  |  |  | R-410A | 3.6667 | Residential & Commercial | USHP | Ducted CEE Tier 1
212614951 | Central HP <5.4 tons | AMANA | HRCU-A-CB (Split System: Heat Pump with Remote Outdoor Unit-Air-Source) | ASZS60241EA* |  |  | CA*EA2422*4A* | A*VC800805C*A* | 23000 | 17 | 8.6 | 23000 | 16100 | 70% | 2 | 0 | 10 |  |  |  |  | R-410A | 1.9167 | Residential & Commercial | USHP | Ducted CEE Tier 1
212614978 | Central HP <5.4 tons | AMANA | HRCU-A-CB (Split System: Heat Pump with Remote Outdoor Unit-Air-Source) | ASZS60241EA* |  |  | CA*EA3026*4A* | A*VC960803BNB* | 23000 | 17 | 8.6 | 23000 | 16100 | 70% | 2 | 0 | 10 |  |  |  |  | R-410A | 1.9167 | Residential & Commercial | USHP | Ducted CEE Tier 1
213815735 | Central HP <5.4 tons | AMANA | HRCU-A-CB (Split System: Heat Pump with Remote Outdoor Unit-Air-Source) | ASZS60241EA* |  |  | CA*EA2422*4A*+MBVK16CP1X00A* | 0 | 23000 | 17 | 8.6 | 23000 | 16100 | 70% | 2 | 0 | 10 |  |  |  |  | R-410A | 1.9167 | Residential & Commercial | USHP | Ducted CEE Tier 1
201800164 | Central HP <5.4 tons | AMERICAN STANDARD | HRCU-A-CB (Split System: Heat Pump with Remote Outdoor Unit-Air-Source) | 4A6C7048A4 |  |  | 4TXCD008DS3 | S9V2C080U5PSB | 45500 | 17 | 8.1 | 47500 | 45000 | 94.74% | 3.4 | 12.5 | 11.7 |  |  |  |  | R-410A | 3.7917 | Residential & Commercial | USHP | Ducted CEE Tier 1
213785365 | Central HP <5.4 tons | BRYANT HEATING AND COOLING SYSTEMS | HRCU-A-CB (Split System: Heat Pump with Remote Outdoor Unit-Air-Source) | 284ANV036*0**B* |  |  | CAP**3621AL*+UI | 987MC42060C17*** | 32000 | 18.5 | 8.5 | 38500 | 27200 | 70.65% | 1.92 | 0 | 11 |  |  |  |  | R-410A | 2.6667 | Residential & Commercial | USHP | Ducted CEE Tier 1
213785381 | Central HP <5.4 tons | BRYANT HEATING AND COOLING SYSTEMS | HRCU-A-CB (Split System: Heat Pump with Remote Outdoor Unit-Air-Source) | 284ANV036*0**B* |  |  | CAP**3717AL*+UI | 88*TB48070C17*** | 33400 | 18.5 | 9 | 37000 | 26200 | 70.81% | 2 | 0 | 11.5 |  |  |  |  | R-410A | 2.7833 | Residential & Commercial | USHP | Ducted CEE Tier 1
213785383 | Central HP <5.4 tons | BRYANT HEATING AND COOLING SYSTEMS | HRCU-A-CB (Split System: Heat Pump with Remote Outdoor Unit-Air-Source) | 284ANV036*0**B* |  |  | CAP**3717AL*+UI | 88*TB48090C17*** | 33400 | 19 | 9 | 36800 | 26000 | 70.65% | 2.02 | 0 | 11.7 |  |  |  |  | R-410A | 2.7833 | Residential & Commercial | USHP | Ducted CEE Tier 1
216891887 | Central HP <5.4 tons | SURE | HRCU-A-CB (Split System: Heat Pump with Remote Outdoor Unit-Air-Source) | RD18AY36AJVC |  |  | TCFY3621MTANM | S962V0855A21M4 | 32400 | 19 | 10 | 32400 | 28000 | 86.42% | 2.1 | 0 | 12 |  |  |  |  | R-454B | 2.7 | Residential & Commercial | USHP | Ducted CEE Tier 1
216891903 | Central HP <5.4 tons | SURE | HRCU-A-CB (Split System: Heat Pump with Remote Outdoor Unit-Air-Source) | RD18AY36AJVC |  |  | TCFY3621MTANM | S962V1005A21M4 | 32400 | 18 | 10 | 32400 | 28000 | 86.42% | 2.1 | 0 | 12 |  |  |  |  | R-454B | 2.7 | Residential & Commercial | USHP | Ducted CEE Tier 1
216972389 | Central HP <5.4 tons | CARRIER | HRCU-A-CB (Split System: Heat Pump with Remote Outdoor Unit-Air-Source) | 27VNA154A*030* | ADP |  | V,C60H210P17*+TXV | 59TN7A100C21**22 | 49000 | 19 | 10.5 | 50500 | 53000 | 105% | 1.96 | 0 | 11 |  |  |  |  | R-454B | 4.0833 | Residential & Commercial | USHP | Ducted CEE Tier 1
216891921 | Central HP <5.4 tons | SURE | HRCU-A-CB (Split System: Heat Pump with Remote Outdoor Unit-Air-Source) | RD18AY36AJVC |  |  | TCFY3621MTANM | S97MV0603A17DH | 32400 | 19 | 10 | 32400 | 28000 | 86.42% | 2.1 | 0 | 12 |  |  |  |  | R-454B | 2.7 | Residential & Commercial | USHP | Ducted CEE Tier 1
216891952 | Central HP <5.4 tons | SURE | HRCU-A-CB (Split System: Heat Pump with Remote Outdoor Unit-Air-Source) | RD18AY36AJVC |  |  | TCFY3617STANM | S802V0504A17UH | 31200 | 18 | 8.5 | 31200 | 27800 | 89.1% | 1.9 | 0 | 12 |  |  |  |  | R-454B | 2.6 | Residential & Commercial | USHP | Ducted CEE Tier 1
216990603 | Central HP <5.4 tons | BRYANT HEATING AND COOLING SYSTEMS | HRCU-A-CB (Split System: Heat Pump with Remote Outdoor Unit-Air-Source) | 293VAN048**AA* | ADP |  | PL48H175P15*+TXV | 88*TB48070C17*** | 43000 | 20 | 9 | 46500 | 36800 | 79.14% | 2 | 0 | 10.5 |  |  |  |  | R-454B | 3.5833 | Residential & Commercial | USHP | Ducted CEE Tier 1
216990651 | Central HP <5.4 tons | BRYANT HEATING AND COOLING SYSTEMS | HRCU-A-CB (Split System: Heat Pump with Remote Outdoor Unit-Air-Source) | 293VAN048**AA* | ADP |  | C48A***L18*+TXV | 88*TB60090C21*** | 44500 | 21 | 9.5 | 46500 | 36200 | 77.85% | 2 | 0 | 11 |  |  |  |  | R-454B | 3.7083 | Residential & Commercial | USHP | Ducted CEE Tier 1
216990660 | Central HP <5.4 tons | BRYANT HEATING AND COOLING SYSTEMS | HRCU-A-CB (Split System: Heat Pump with Remote Outdoor Unit-Air-Source) | 293VAN048**AA* | ADP |  | V,C48H210P16*+TXV | 88*TB60110C21*** | 44000 | 21 | 9.5 | 46000 | 36000 | 78.26% | 1.92 | 0 | 11 |  |  |  |  | R-454B | 3.6667 | Residential & Commercial | USHP | Ducted CEE Tier 1
202902423 | Central HP <5.4 tons | MIDEA | HRCU-A-CB (Split System: Heat Pump with Remote Outdoor Unit-Air-Source) | MOVA-36HDN1-M20G |  |  | MC**2430BNTF | MGH96M060B3A | 24000 | 18.5 | 9 | 24000 | 17400 | 72.5% | 1.9 | 13.5 | 12 |  |  |  |  | R-410A | 2 | Residential & Commercial | USHP | Ducted CEE Tier 1
216972086 | Central HP <5.4 tons | CARRIER | HRCU-A-CB (Split System: Heat Pump with Remote Outdoor Unit-Air-Source) | 27VNA154A*030* | ADP |  | PL60H210P17*+TXV | 58TN*B090C21**20 | 49500 | 19 | 10.5 | 50000 | 52500 | 105% | 1.96 | 0 | 11.5 |  |  |  |  | R-454B | 4.125 | Residential & Commercial | USHP | Ducted CEE Tier 1
216972143 | Central HP <5.4 tons | CARRIER | HRCU-A-CB (Split System: Heat Pump with Remote Outdoor Unit-Air-Source) | 27VNA154A*030* | ADP |  | C60A***L19*+TXV | 59CU5B080C21**20 | 49500 | 19 | 10.5 | 51000 | 52500 | 102.9% | 1.92 | 0 | 11 |  |  |  |  | R-454B | 4.125 | Residential & Commercial | USHP | Ducted CEE Tier 1
216972145 | Central HP <5.4 tons | CARRIER | HRCU-A-CB (Split System: Heat Pump with Remote Outdoor Unit-Air-Source) | 27VNA154A*030* | ADP |  | PL60H210P29*+TXV | 59CU5B100C21**22 | 48500 | 19 | 10.5 | 50000 | 52500 | 105% | 1.98 | 0 | 11 |  |  |  |  | R-454B | 4.0417 | Residential & Commercial | USHP | Ducted CEE Tier 1
216972186 | Central HP <5.4 tons | CARRIER | HRCU-A-CB (Split System: Heat Pump with Remote Outdoor Unit-Air-Source) | 27VNA154A*030* | ADP |  | V,C60H210P17*+TXV | 59MN7C060C21**20 | 48000 | 18 | 11 | 51500 | 53000 | 102.9% | 1.9 | 0 | 10 |  |  |  |  | R-454B | 4 | Residential & Commercial | USHP | Ducted CEE Tier 1
216972254 | Central HP <5.4 tons | CARRIER | HRCU-A-CB (Split System: Heat Pump with Remote Outdoor Unit-Air-Source) | 27VNA154A*030* | ADP |  | V,C48H210P16*+TXV | 59MN7C100C21**22 | 48000 | 19 | 10.5 | 50500 | 53000 | 105% | 1.96 | 0 | 10.5 |  |  |  |  | R-454B | 4 | Residential & Commercial | USHP | Ducted CEE Tier 1
216972259 | Central HP <5.4 tons | CARRIER | HRCU-A-CB (Split System: Heat Pump with Remote Outdoor Unit-Air-Source) | 27VNA154A*030* | ADP |  | C60A***L16*+TXV | 59MN7C100C21**22 | 48000 | 19 | 10.5 | 50500 | 53000 | 105% | 1.96 | 0 | 10.5 |  |  |  |  | R-454B | 4 | Residential & Commercial | USHP | Ducted CEE Tier 1
216972997 | Central HP <5.4 tons | CARRIER | HRCU-A-CB (Split System: Heat Pump with Remote Outdoor Unit-Air-Source) | 27VNA360A*030* | ADP |  | V,C60H210P17*+TXV | 59CU5B080C21**20 | 55500 | 18 | 8.1 | 58500 | 45500 | 77.78% | 1.95 | 0 | 11 |  |  |  |  | R-454B | 4.625 | Residential & Commercial | USHP | Ducted CEE Tier 1
216972279 | Central HP <5.4 tons | CARRIER | HRCU-A-CB (Split System: Heat Pump with Remote Outdoor Unit-Air-Source) | 27VNA154A*030* | ADP |  | V,C48H175P15*+TXV | 59TN6C080C17**14 | 46500 | 18 | 10 | 48000 | 49500 | 103.1% | 2.06 | 0 | 11.5 |  |  |  |  | R-454B | 3.875 | Residential & Commercial | USHP | Ducted CEE Tier 1
216972286 | Central HP <5.4 tons | CARRIER | HRCU-A-CB (Split System: Heat Pump with Remote Outdoor Unit-Air-Source) | 27VNA154A*030* | ADP |  | C48A***L15*+TXV | 59TN6C080C17**14 | 46500 | 18 | 10 | 48000 | 49500 | 103.1% | 2.06 | 0 | 11.5 |  |  |  |  | R-454B | 3.875 | Residential & Commercial | USHP | Ducted CEE Tier 1
216972302 | Central HP <5.4 tons | CARRIER | HRCU-A-CB (Split System: Heat Pump with Remote Outdoor Unit-Air-Source) | 27VNA154A*030* | ADP |  | PL60H210P29*+TXV | 59TN6C080C21**20 | 48000 | 19 | 10.5 | 50500 | 53000 | 105% | 1.94 | 0 | 10.5 |  |  |  |  | R-454B | 4 | Residential & Commercial | USHP | Ducted CEE Tier 1
216972304 | Central HP <5.4 tons | CARRIER | HRCU-A-CB (Split System: Heat Pump with Remote Outdoor Unit-Air-Source) | 27VNA154A*030* | ADP |  | V,C60H210P29*+TXV | 59TN6C080C21**20 | 48000 | 19 | 10.5 | 50500 | 53000 | 105% | 1.94 | 0 | 10.5 |  |  |  |  | R-454B | 4 | Residential & Commercial | USHP | Ducted CEE Tier 1
216972336 | Central HP <5.4 tons | CARRIER | HRCU-A-CB (Split System: Heat Pump with Remote Outdoor Unit-Air-Source) | 27VNA154A*030* | ADP |  | C60A***L16*+TXV | 59TN6C100C21**22 | 48000 | 19 | 10.5 | 50500 | 53000 | 105% | 1.96 | 0 | 10.5 |  |  |  |  | R-454B | 4 | Residential & Commercial | USHP | Ducted CEE Tier 1
204299814 | Central HP <5.4 tons | TEMPSTAR | HRCU-A-CB (Split System: Heat Pump with Remote Outdoor Unit-Air-Source) | TVH837GKA** |  |  | EN(A,D,W)4X48L21**+WALLCON | *97CMN1002122A* | 32400 | 17.5 | 8.1 | 33000 | 24800 | 75.15% | 1.96 | 12 | 11.7 |  |  |  |  | R-410A | 2.7 | Residential & Commercial | USHP | Ducted CEE Tier 1
204300418 | Central HP <5.4 tons | TEMPSTAR | HRCU-A-CB (Split System: Heat Pump with Remote Outdoor Unit-Air-Source) | TVH837GKA** |  |  | EHD4X42AAL+WALLCON | *97CMN0602120A* | 32400 | 16.5 | 8.1 | 33400 | 25200 | 75.45% | 1.94 | 11.5 | 10.5 |  |  |  |  | R-410A | 2.7 | Residential & Commercial | USHP | Ducted CEE Tier 1
216801778 | Central HP <5.4 tons | YORK | HRCU-A-CB (Split System: Heat Pump with Remote Outdoor Unit-Air-Source) | HH860E2S11 |  |  | CTF60C5CHS1 | Y82E120C20LMPS1 | 54000 | 19 | 9 | 54000 | 38500 | 71.3% | 2 | 0 | 11.7 |  |  |  |  | R-454B | 4.5 | Residential & Commercial | USHP | Ducted CEE Tier 1
216738108 | Central HP <5.4 tons | BRYANT HEATING AND COOLING SYSTEMS | HRCU-A-CB (Split System: Heat Pump with Remote Outdoor Unit-Air-Source) | 37MUHAQ24AA3 |  |  | CSAH*3612AM* | 8(0,1)*SB60110M24*** | 23000 | 16 | 8.1 | 20800 | 18600 | 89.42% | 1.85 | 0 | 11 |  |  |  |  | R-454B | 1.9167 | Residential & Commercial | USHP | Ducted CEE Tier 1
212614962 | Central HP <5.4 tons | AMANA | HRCU-A-CB (Split System: Heat Pump with Remote Outdoor Unit-Air-Source) | ASZS60241EA* |  |  | CA*EA2422*4A* | A*VM970803BNB* | 23000 | 17 | 8.6 | 23000 | 16100 | 70% | 2 | 0 | 10 |  |  |  |  | R-410A | 1.9167 | Residential & Commercial | USHP | Ducted CEE Tier 1
212614976 | Central HP <5.4 tons | AMANA | HRCU-A-CB (Split System: Heat Pump with Remote Outdoor Unit-Air-Source) | ASZS60241EA* |  |  | CA*EA3026*4A* | A*VC960603BNB* | 23000 | 17 | 8.6 | 23000 | 16100 | 70% | 2 | 0 | 10 |  |  |  |  | R-410A | 1.9167 | Residential & Commercial | USHP | Ducted CEE Tier 1
212615003 | Central HP <5.4 tons | AMANA | HRCU-A-CB (Split System: Heat Pump with Remote Outdoor Unit-Air-Source) | ASZS60421EA* |  |  | AHVE60DP0400A* | 0 | 40000 | 17 | 8.6 | 40000 | 30600 | 76.5% | 2 | 0 | 10 |  |  |  |  | R-410A | 3.3333 | Residential & Commercial | USHP | Ducted CEE Tier 1
212986238 | Central HP <5.4 tons | AIRQUEST | HRCU-A-CB (Split System: Heat Pump with Remote Outdoor Unit-Air-Source) | DLCURAH24ABK |  |  | EN(A,D)4X30L14** | *96MSN0401410A* | 23400 | 16 | 8.1 | 26400 | 24600 | 93.18% | 2.02 | 0 | 10 |  |  |  |  | R-410A | 1.95 | Residential & Commercial | USHP | Ducted CEE Tier 1
212987390 | Central HP <5.4 tons | AIRQUEST | HRCU-A-CB (Split System: Heat Pump with Remote Outdoor Unit-Air-Source) | DLCURAH24ABK |  |  | EA*4X30L17A* | *96MSN0801716A* | 23600 | 17 | 8.5 | 26400 | 24200 | 91.67% | 2.02 | 0 | 10 |  |  |  |  | R-410A | 1.9667 | Residential & Commercial | USHP | Ducted CEE Tier 1
213785399 | Central HP <5.4 tons | BRYANT HEATING AND COOLING SYSTEMS | HRCU-A-CB (Split System: Heat Pump with Remote Outdoor Unit-Air-Source) | 284ANV036*0**B* |  |  | CAP**3721AL*+UI | 88*TB48090C17*** | 33800 | 19 | 9 | 36400 | 25800 | 70.88% | 2.04 | 0 | 12 |  |  |  |  | R-410A | 2.8167 | Residential & Commercial | USHP | Ducted CEE Tier 1
213785413 | Central HP <5.4 tons | BRYANT HEATING AND COOLING SYSTEMS | HRCU-A-CB (Split System: Heat Pump with Remote Outdoor Unit-Air-Source) | 284ANV036*0**B* |  |  | CAP**3721AL*+UI | 986TD42060C17*** | 33600 | 19 | 9 | 36800 | 25800 | 70.11% | 2.02 | 0 | 11.7 |  |  |  |  | R-410A | 2.8 | Residential & Commercial | USHP | Ducted CEE Tier 1
213785415 | Central HP <5.4 tons | BRYANT HEATING AND COOLING SYSTEMS | HRCU-A-CB (Split System: Heat Pump with Remote Outdoor Unit-Air-Source) | 284ANV036*0**B* |  |  | CAP**3721AL*+UI | 986TD42080C17*** | 33800 | 19 | 9 | 36600 | 25800 | 70.49% | 2.02 | 0 | 11.7 |  |  |  |  | R-410A | 2.8167 | Residential & Commercial | USHP | Ducted CEE Tier 1
213785447 | Central HP <5.4 tons | BRYANT HEATING AND COOLING SYSTEMS | HRCU-A-CB (Split System: Heat Pump with Remote Outdoor Unit-Air-Source) | 284ANV036*0**B* |  |  | CAP**4224AL*+UI | 88*TB66135C24*** | 32600 | 19 | 9 | 37800 | 26600 | 70.37% | 1.98 | 0 | 11.7 |  |  |  |  | R-410A | 2.7167 | Residential & Commercial | USHP | Ducted CEE Tier 1
213785513 | Central HP <5.4 tons | BRYANT HEATING AND COOLING SYSTEMS | HRCU-A-CB (Split System: Heat Pump with Remote Outdoor Unit-Air-Source) | 284ANV036*0**B* |  |  | CAP**4824AL*+UI | 987MC66120C24*** | 33200 | 19.5 | 9 | 36400 | 25800 | 70.88% | 2.02 | 0 | 12 |  |  |  |  | R-410A | 2.7667 | Residential & Commercial | USHP | Ducted CEE Tier 1
213785531 | Central HP <5.4 tons | BRYANT HEATING AND COOLING SYSTEMS | HRCU-A-CB (Split System: Heat Pump with Remote Outdoor Unit-Air-Source) | 284ANV036*0**B* |  |  | CAP**6024AL*+UI | 986TD66120C24*** | 33800 | 19.5 | 9 | 35800 | 25200 | 70.39% | 2 | 0 | 12 |  |  |  |  | R-410A | 2.8167 | Residential & Commercial | USHP | Ducted CEE Tier 1
213785665 | Central HP <5.4 tons | BRYANT HEATING AND COOLING SYSTEMS | HRCU-A-CB (Split System: Heat Pump with Remote Outdoor Unit-Air-Source) | 284ANV036*0**B* |  |  | CSPH*3612AL*+UI | 986TD66120C24*** | 33200 | 18 | 8.5 | 37000 | 26200 | 70.81% | 2.02 | 0 | 11.7 |  |  |  |  | R-410A | 2.7667 | Residential & Commercial | USHP | Ducted CEE Tier 1
212614970 | Central HP <5.4 tons | AMANA | HRCU-A-CB (Split System: Heat Pump with Remote Outdoor Unit-Air-Source) | ASZS60241EA* |  |  | CA*EA3026*4A* | A*VC800803B*A* | 23000 | 17 | 8.6 | 23000 | 16100 | 70% | 2 | 0 | 10 |  |  |  |  | R-410A | 1.9167 | Residential & Commercial | USHP | Ducted CEE Tier 1
216801763 | Central HP <5.4 tons | YORK | HRCU-A-CB (Split System: Heat Pump with Remote Outdoor Unit-Air-Source) | HH836E2S11 |  |  | CTU48C5XFS1+TXV | Y82E100C20LMPS1 | 33000 | 19 | 9 | 30600 | 23000 | 75.16% | 2 | 0 | 11.7 |  |  |  |  | R-454B | 2.75 | Residential & Commercial | USHP | Ducted CEE Tier 1
216801765 | Central HP <5.4 tons | YORK | HRCU-A-CB (Split System: Heat Pump with Remote Outdoor Unit-Air-Source) | HH836E2S11 |  |  | CTU48C5XFS1+TXV | Y82E120C20LMPS1 | 32600 | 19 | 9 | 30200 | 23000 | 76.16% | 2 | 0 | 11.7 |  |  |  |  | R-454B | 2.7167 | Residential & Commercial | USHP | Ducted CEE Tier 1
213258370 | Central HP <5.4 tons | KEEPRITE | HRCU-A-CB (Split System: Heat Pump with Remote Outdoor Unit-Air-Source) | DLCURAH24ABK | ADP |  | H,GG31930 | *96VTN0801716A* | 23600 | 16 | 8.5 | 25200 | 23600 | 93.65% | 1.98 | 0 | 10 |  |  |  |  | R-410A | 1.9667 | Residential & Commercial | USHP | Ducted CEE Tier 1
212578230 | Central HP <5.4 tons | CARRIER | HRCU-A-CB (Split System: Heat Pump with Remote Outdoor Unit-Air-Source) | 25VNA424A*031* | ADP |  | H,PG24936 | 59MN7B080C17**14 | 22800 | 20 | 10 | 25200 | 19600 | 77.78% | 2.36 | 0 | 12.5 |  |  |  |  | R-410A | 1.9 | Residential & Commercial | USHP | Ducted CEE Tier 1
216801757 | Central HP <5.4 tons | YORK | HRCU-A-CB (Split System: Heat Pump with Remote Outdoor Unit-Air-Source) | HH836E2S11 |  |  | CTM48C5CFS1 | Y82E080C16LMPS1 | 32800 | 19 | 9 | 30200 | 22800 | 75.5% | 2 | 0 | 11.7 |  |  |  |  | R-454B | 2.7333 | Residential & Commercial | USHP | Ducted CEE Tier 1
214396079 | Central HP <5.4 tons | YORK | HRCU-A-CB (Split System: Heat Pump with Remote Outdoor Unit-Air-Source) | HH824E2S11 |  |  | CTM30B5ACS1 | TP9C060B12MP13 | 23000 | 17 | 9.5 | 23000 | 18000 | 78.26% | 2 | 0 | 12 |  |  |  |  | R-454B | 1.9167 | Residential & Commercial | USHP | Ducted CEE Tier 1
214396165 | Central HP <5.4 tons | YORK | HRCU-A-CB (Split System: Heat Pump with Remote Outdoor Unit-Air-Source) | HH824E2S11 |  |  | CTF36B5ADS1+JMET08BS2N1 | 0 | 23000 | 19 | 9 | 23000 | 17800 | 77.39% | 2 | 0 | 12 |  |  |  |  | R-454B | 1.9167 | Residential & Commercial | USHP | Ducted CEE Tier 1
216891953 | Central HP <5.4 tons | SURE | HRCU-A-CB (Split System: Heat Pump with Remote Outdoor Unit-Air-Source) | RD18AY36AJVC |  |  | TCFY3621STANM | S98MV1005A21UP | 31400 | 19 | 8.5 | 31400 | 27800 | 88.54% | 1.9 | 0 | 12 |  |  |  |  | R-454B | 2.6167 | Residential & Commercial | USHP | Ducted CEE Tier 1
216891954 | Central HP <5.4 tons | SURE | HRCU-A-CB (Split System: Heat Pump with Remote Outdoor Unit-Air-Source) | RD18AY36AJVC |  |  | TCFY3621STANM | S801V0754A17UH | 31600 | 19 | 8.5 | 31600 | 27600 | 87.34% | 1.9 | 0 | 12 |  |  |  |  | R-454B | 2.6333 | Residential & Commercial | USHP | Ducted CEE Tier 1
216738591 | Central HP <5.4 tons | BRYANT HEATING AND COOLING SYSTEMS | HRCU-A-CB (Split System: Heat Pump with Remote Outdoor Unit-Air-Source) | 37MUHAQ24AA3 |  |  | CSAH*3612AM* | 916SA66100M21*** | 22400 | 15.5 | 8.1 | 20800 | 18400 | 88.46% | 1.85 | 0 | 10.5 |  |  |  |  | R-454B | 1.8667 | Residential & Commercial | USHP | Ducted CEE Tier 1
216738374 | Central HP <5.4 tons | BRYANT HEATING AND COOLING SYSTEMS | HRCU-A-CB (Split System: Heat Pump with Remote Outdoor Unit-Air-Source) | 37MUHAQ24AA3 |  |  | CSAH*3612AM* | 935CB60080C21*** | 23200 | 15.2 | 8.1 | 21200 | 18800 | 88.68% | 1.85 | 0 | 10.5 |  |  |  |  | R-454B | 1.9333 | Residential & Commercial | USHP | Ducted CEE Tier 1
216738392 | Central HP <5.4 tons | BRYANT HEATING AND COOLING SYSTEMS | HRCU-A-CB (Split System: Heat Pump with Remote Outdoor Unit-Air-Source) | 37MUHAQ24AA3 |  |  | CSAH*3612AM* | 987MC42060C17*** | 22600 | 15.5 | 8.1 | 20800 | 18500 | 88.94% | 1.85 | 0 | 10.5 |  |  |  |  | R-454B | 1.8833 | Residential & Commercial | USHP | Ducted CEE Tier 1
213785667 | Central HP <5.4 tons | BRYANT HEATING AND COOLING SYSTEMS | HRCU-A-CB (Split System: Heat Pump with Remote Outdoor Unit-Air-Source) | 284ANV036*0**B* |  |  | CSPH*4212AL*+UI | 88*TB36045C17*** | 33000 | 18 | 8.5 | 37000 | 26200 | 70.81% | 2 | 0 | 11 |  |  |  |  | R-410A | 2.75 | Residential & Commercial | USHP | Ducted CEE Tier 1
213785717 | Central HP <5.4 tons | BRYANT HEATING AND COOLING SYSTEMS | HRCU-A-CB (Split System: Heat Pump with Remote Outdoor Unit-Air-Source) | 284ANV036*0**B* |  |  | CSPH*4812AL*+UI | 987MC42080C17*** | 33400 | 18.5 | 8.5 | 36800 | 26000 | 70.65% | 2.02 | 0 | 11.5 |  |  |  |  | R-410A | 2.7833 | Residential & Commercial | USHP | Ducted CEE Tier 1
202902422 | Central HP <5.4 tons | MIDEA | HRCU-A-CB (Split System: Heat Pump with Remote Outdoor Unit-Air-Source) | MOVA-36HDN1-M20G |  |  | MC**2430ANTF | MGH96M080B3A | 23800 | 18 | 9 | 24000 | 17200 | 71.67% | 1.85 | 13 | 12 |  |  |  |  | R-410A | 1.9833 | Residential & Commercial | USHP | Ducted CEE Tier 1
212983264 | Central HP <5.4 tons | AIRQUEST | HRCU-A-CB (Split System: Heat Pump with Remote Outdoor Unit-Air-Source) | DLCURAH18ABK |  |  | EA*4X24L17A* | *92MSN0401712A* | 17200 | 15.5 | 8.5 | 18300 | 19400 | 106% | 2.32 | 0 | 10 |  |  |  |  | R-410A | 1.4333 | Residential & Commercial | USHP | Ducted CEE Tier 1
212987040 | Central HP <5.4 tons | AIRQUEST | HRCU-A-CB (Split System: Heat Pump with Remote Outdoor Unit-Air-Source) | DLCURAH18ABK |  |  | EN(A,D)4X18L14** | *96MSN0601412A* | 17400 | 16 | 8.5 | 18600 | 19800 | 106.5% | 2.38 | 0 | 10.5 |  |  |  |  | R-410A | 1.45 | Residential & Commercial | USHP | Ducted CEE Tier 1
215289559 | Central HP <5.4 tons | AIRQUEST | HRCU-A-CB (Split System: Heat Pump with Remote Outdoor Unit-Air-Source) | DLCURAH18ABK | ADP |  | H,GG24936 | *92MSN0401712A* | 17200 | 15.2 | 8.1 | 16700 | 18900 | 113.2% | 2.3 | 0 | 10.5 |  |  |  |  | R-410A | 1.4333 | Residential & Commercial | USHP | Ducted CEE Tier 1
215289564 | Central HP <5.4 tons | AIRQUEST | HRCU-A-CB (Split System: Heat Pump with Remote Outdoor Unit-Air-Source) | DLCURAH18ABK | ADP |  | H,GE31924 | *92MSN0401712A* | 16500 | 15.2 | 8.1 | 16700 | 18900 | 113.2% | 2.3 | 0 | 10 |  |  |  |  | R-410A | 1.375 | Residential & Commercial | USHP | Ducted CEE Tier 1
213258366 | Central HP <5.4 tons | KEEPRITE | HRCU-A-CB (Split System: Heat Pump with Remote Outdoor Unit-Air-Source) | DLCURAH24ABK | ADP |  | H,GE33936 | *96VTN0601714A* | 23800 | 16 | 8.5 | 24400 | 22400 | 91.8% | 1.88 | 0 | 10 |  |  |  |  | R-410A | 1.9833 | Residential & Commercial | USHP | Ducted CEE Tier 1
216991846 | Central HP <5.4 tons | BRYANT HEATING AND COOLING SYSTEMS | HRCU-A-CB (Split System: Heat Pump with Remote Outdoor Unit-Air-Source) | 37MUHAQ24AA3 | ADP |  | V,C36H175P13*+TXV | 88*TB36045C17*** | 22000 | 16 | 8.1 | 19200 | 18300 | 95.31% | 1.85 | 0 | 10.5 |  |  |  |  | R-454B | 1.8333 | Residential & Commercial | USHP | Ducted CEE Tier 1
216992457 | Central HP <5.4 tons | BRYANT HEATING AND COOLING SYSTEMS | HRCU-A-CB (Split System: Heat Pump with Remote Outdoor Unit-Air-Source) | 290VAN048**AA* | ADP |  | H,PG48*60+TXV | 987MC66120C24*** | 45000 | 18 | 9 | 45500 | 33200 | 72.97% | 2.06 | 0 | 10 |  |  |  |  | R-454B | 3.75 | Residential & Commercial | USHP | Ducted CEE Tier 1
216992459 | Central HP <5.4 tons | BRYANT HEATING AND COOLING SYSTEMS | HRCU-A-CB (Split System: Heat Pump with Remote Outdoor Unit-Air-Source) | 290VAN048**AA* | ADP |  | H,PG48*60+TXV | 987TA60080C21*** | 45000 | 18 | 9 | 45500 | 33200 | 72.97% | 2.06 | 0 | 10 |  |  |  |  | R-454B | 3.75 | Residential & Commercial | USHP | Ducted CEE Tier 1
203376843 | Central HP <5.4 tons | MIDEA | HRCU-A-C (Split System: Heat Pump with Remote Outdoor Unit with No Indoor Fan --Air Source) | MOVA-36HDN1-M20G |  |  | MC**2430BNTF | 0 | 23400 | 15.2 | 9 | 24000 | 16900 | 70.42% | 1.99 | 11.8 | 12 |  |  |  |  | R-410A | 1.95 | Residential & Commercial | USHP | Ducted CEE Tier 1
216801762 | Central HP <5.4 tons | YORK | HRCU-A-CB (Split System: Heat Pump with Remote Outdoor Unit-Air-Source) | HH836E2S11 |  |  | CTF48C5CFS1 | Y82E100C20LMPS1 | 33000 | 19 | 9 | 30600 | 23000 | 75.16% | 2 | 0 | 11.7 |  |  |  |  | R-454B | 2.75 | Residential & Commercial | USHP | Ducted CEE Tier 1
204300568 | Central HP <5.4 tons | TEMPSTAR | HRCU-A-CB (Split System: Heat Pump with Remote Outdoor Unit-Air-Source) | TVH837GKA** |  |  | EHD4X48AAL+WALLCON | *96CTN1002122A* | 32600 | 17 | 8.1 | 33000 | 24800 | 75.15% | 1.98 | 12 | 11 |  |  |  |  | R-410A | 2.7167 | Residential & Commercial | USHP | Ducted CEE Tier 1
216891955 | Central HP <5.4 tons | SURE | HRCU-A-CB (Split System: Heat Pump with Remote Outdoor Unit-Air-Source) | RD18AY36AJVC |  |  | TCFY3621STANM | S962V0603A17M4 | 31200 | 18 | 8.5 | 31200 | 27800 | 89.1% | 1.9 | 0 | 12 |  |  |  |  | R-454B | 2.6 | Residential & Commercial | USHP | Ducted CEE Tier 1
216972909 | Central HP <5.4 tons | CARRIER | HRCU-A-CB (Split System: Heat Pump with Remote Outdoor Unit-Air-Source) | 27VNA348A*030* | ADP |  | C60A***L16*+TXV | 59TN6C080C21**20 | 43500 | 21 | 9.5 | 46500 | 36200 | 77.85% | 2 | 0 | 10.5 |  |  |  |  | R-454B | 3.625 | Residential & Commercial | USHP | Ducted CEE Tier 1
214628321 | Central HP <5.4 tons | CARRIER | HRCU-A-CB (Split System: Heat Pump with Remote Outdoor Unit-Air-Source) | 38MURAQ24AB3* | ADP |  | PL36H175P149 | 59SC6A026M14**10 | 23400 | 16 | 8.5 | 24800 | 24200 | 97.58% | 2.04 | 0 | 10 |  |  |  |  | R-410A | 1.95 | Residential & Commercial | USHP | Ducted CEE Tier 1
214628405 | Central HP <5.4 tons | CARRIER | HRCU-A-CB (Split System: Heat Pump with Remote Outdoor Unit-Air-Source) | 38MURAQ24AB3* | ADP |  | PL36H175P149 | 59SC6A060M14**12 | 23600 | 16 | 8.5 | 24600 | 23400 | 95.12% | 1.98 | 0 | 10 |  |  |  |  | R-410A | 1.9667 | Residential & Commercial | USHP | Ducted CEE Tier 1
216681806 | Central HP <5.4 tons | BRYANT HEATING AND COOLING SYSTEMS | HRCU-A-CB (Split System: Heat Pump with Remote Outdoor Unit-Air-Source) | 38MURAQ36AB3* |  |  | CAP**4821AL* | 927TA60100V21*** | 35800 | 16.5 | 9 | 38000 | 34200 | 90% | 1.94 | 0 | 10 |  |  |  |  | R-410A | 2.9833 | Residential & Commercial | USHP | Ducted CEE Tier 1
216681842 | Central HP <5.4 tons | BRYANT HEATING AND COOLING SYSTEMS | HRCU-A-CB (Split System: Heat Pump with Remote Outdoor Unit-Air-Source) | 38MURAQ36AB3* |  |  | CSPH*4212AL* | 927TA60100V21*** | 36000 | 16 | 8.5 | 38500 | 34400 | 89.35% | 1.8 | 0 | 10 |  |  |  |  | R-410A | 3 | Residential & Commercial | USHP | Ducted CEE Tier 1
213258271 | Central HP <5.4 tons | KEEPRITE | HRCU-A-CB (Split System: Heat Pump with Remote Outdoor Unit-Air-Source) | DLCURAH18ABK | ADP |  | H,GG32936 | *96VTN0601412A* | 17700 | 16 | 8.5 | 17200 | 18600 | 108.1% | 2.28 | 0 | 10 |  |  |  |  | R-410A | 1.475 | Residential & Commercial | USHP | Ducted CEE Tier 1
216681770 | Central HP <5.4 tons | BRYANT HEATING AND COOLING SYSTEMS | HRCU-A-CB (Split System: Heat Pump with Remote Outdoor Unit-Air-Source) | 38MURAQ36AB3* |  |  | CAP**3721AL* | 927TA60100V21*** | 36200 | 16.5 | 9 | 38000 | 34400 | 90.53% | 1.96 | 0 | 10 |  |  |  |  | R-410A | 3.0167 | Residential & Commercial | USHP | Ducted CEE Tier 1
215289643 | Central HP <5.4 tons | AIRQUEST | HRCU-A-CB (Split System: Heat Pump with Remote Outdoor Unit-Air-Source) | DLCURAH18ABK | ADP |  | HG9J936 | *92MSN0601412A* | 17500 | 16 | 8.5 | 16900 | 18800 | 111.2% | 2.3 | 0 | 11 |  |  |  |  | R-410A | 1.4583 | Residential & Commercial | USHP | Ducted CEE Tier 1
215289659 | Central HP <5.4 tons | AIRQUEST | HRCU-A-CB (Split System: Heat Pump with Remote Outdoor Unit-Air-Source) | DLCURAH18ABK | ADP |  | H,GG32936 | *92MSN0601714A* | 16900 | 16 | 8.1 | 16700 | 18200 | 109% | 2.24 | 0 | 10.5 |  |  |  |  | R-410A | 1.4083 | Residential & Commercial | USHP | Ducted CEE Tier 1
215289668 | Central HP <5.4 tons | AIRQUEST | HRCU-A-CB (Split System: Heat Pump with Remote Outdoor Unit-Air-Source) | DLCURAH18ABK | ADP |  | HE33936 | *92MSN0601714A* | 17500 | 16 | 8.5 | 16900 | 19000 | 112.4% | 2.34 | 0 | 10.5 |  |  |  |  | R-410A | 1.4583 | Residential & Commercial | USHP | Ducted CEE Tier 1
215289693 | Central HP <5.4 tons | AIRQUEST | HRCU-A-CB (Split System: Heat Pump with Remote Outdoor Unit-Air-Source) | DLCURAH18ABK | ADP |  | H,GE23936 | *92MSN0801716A* | 17400 | 16 | 8.5 | 17100 | 18700 | 109.4% | 2.3 | 0 | 10.5 |  |  |  |  | R-410A | 1.45 | Residential & Commercial | USHP | Ducted CEE Tier 1
215289716 | Central HP <5.4 tons | AIRQUEST | HRCU-A-CB (Split System: Heat Pump with Remote Outdoor Unit-Air-Source) | DLCURAH18ABK | ADP |  | H,GE34936 | *92MSN0801716A* | 17700 | 16 | 8.5 | 17100 | 18700 | 109.4% | 2.3 | 0 | 11 |  |  |  |  | R-410A | 1.475 | Residential & Commercial | USHP | Ducted CEE Tier 1
215289773 | Central HP <5.4 tons | AIRQUEST | HRCU-A-CB (Split System: Heat Pump with Remote Outdoor Unit-Air-Source) | DLCURAH18ABK | ADP |  | HE7J936 | *96MSN0261410A* | 16900 | 20 | 8.1 | 16700 | 18800 | 112.6% | 2.3 | 0 | 10 |  |  |  |  | R-410A | 1.4083 | Residential & Commercial | USHP | Ducted CEE Tier 1
215289775 | Central HP <5.4 tons | AIRQUEST | HRCU-A-CB (Split System: Heat Pump with Remote Outdoor Unit-Air-Source) | DLCURAH18ABK | ADP |  | H,GE8J936 | *96MSN0261410A* | 17200 | 20 | 8.1 | 16700 | 18800 | 112.6% | 2.3 | 0 | 10.5 |  |  |  |  | R-410A | 1.4333 | Residential & Commercial | USHP | Ducted CEE Tier 1
215289818 | Central HP <5.4 tons | AIRQUEST | HRCU-A-CB (Split System: Heat Pump with Remote Outdoor Unit-Air-Source) | DLCURAH18ABK | ADP |  | HE7J936 | *96MSN0401410A* | 17200 | 16 | 8.5 | 16900 | 19100 | 113% | 2.34 | 0 | 10 |  |  |  |  | R-410A | 1.4333 | Residential & Commercial | USHP | Ducted CEE Tier 1
213815249 | Central HP <5.4 tons | AMANA | HRCU-A-CB (Split System: Heat Pump with Remote Outdoor Unit-Air-Source) | ASZS601810A* |  |  | CA*EA2422*4A*+MBVK12BP1X00A* | 0 | 16600 | 17.5 | 8.5 | 17400 | 13000 | 74.71% | 2.1 | 0 | 10.9 |  |  |  |  | R-410A | 1.3833 | Residential & Commercial | USHP | Ducted CEE Tier 1
216990360 | Central HP <5.4 tons | BRYANT HEATING AND COOLING SYSTEMS | HRCU-A-CB (Split System: Heat Pump with Remote Outdoor Unit-Air-Source) | 290VAN060**AA* | ADP |  | C60A***L16*+TXV | 88*TB60070C21*** | 53000 | 18 | 8.9 | 58000 | 41500 | 71.55% | 1.98 | 0 | 8 |  |  |  |  | R-454B | 4.4167 | Residential & Commercial | USHP
212578263 | Central HP <5.4 tons | CARRIER | HRCU-A-CB (Split System: Heat Pump with Remote Outdoor Unit-Air-Source) | 25VNA837A*031* | ADP |  | H,PG53936 | 59MN7B060C21**20 | 32200 | 17 | 8.5 | 30800 | 24800 | 80.52% | 1.98 | 0 | 11.5 |  |  |  |  | R-410A | 2.6833 | Residential & Commercial | USHP | Ducted CEE Tier 1
213739487 | Central HP <5.4 tons | DAY & NIGHT | HRCU-A-CB (Split System: Heat Pump with Remote Outdoor Unit-Air-Source) | DLCURAH18ABK | ADP |  | PL36H175P159 | *80MS(N,L)0451412A* | 17500 | 16 | 8.5 | 16800 | 18800 | 111.9% | 2.3 | 0 | 11 |  |  |  |  | R-410A | 1.4583 | Residential & Commercial | USHP | Ducted CEE Tier 1
213739488 | Central HP <5.4 tons | DAY & NIGHT | HRCU-A-CB (Split System: Heat Pump with Remote Outdoor Unit-Air-Source) | DLCURAH18ABK | ADP |  | PL36H175P789 | *80MS(N,L)0451412A* | 17500 | 16 | 8.5 | 16800 | 18800 | 111.9% | 2.3 | 0 | 11 |  |  |  |  | R-410A | 1.4583 | Residential & Commercial | USHP | Ducted CEE Tier 1
213739491 | Central HP <5.4 tons | DAY & NIGHT | HRCU-A-CB (Split System: Heat Pump with Remote Outdoor Unit-Air-Source) | DLCURAH18ABK | ADP |  | FG80936 | *80MS(N,L)0451412A* | 17500 | 16 | 8.5 | 16800 | 18800 | 111.9% | 2.3 | 0 | 11 |  |  |  |  | R-410A | 1.4583 | Residential & Commercial | USHP | Ducted CEE Tier 1
213739554 | Central HP <5.4 tons | DAY & NIGHT | HRCU-A-CB (Split System: Heat Pump with Remote Outdoor Unit-Air-Source) | DLCURAH18ABK | ADP |  | FG80936 | *92MSN0601412A* | 17500 | 16 | 8.5 | 16900 | 18800 | 111.2% | 2.3 | 0 | 11 |  |  |  |  | R-410A | 1.4583 | Residential & Commercial | USHP | Ducted CEE Tier 1
216675817 | Central HP <5.4 tons | TEMPSTAR | HRCU-A-CB (Split System: Heat Pump with Remote Outdoor Unit-Air-Source) | D5CURAH24AAK |  |  | ESH5X36M12A* | *80MS(N,L)0701412A* | 24000 | 15.2 | 8.5 | 23600 | 19200 | 81.36% | 1.94 | 0 | 10 |  |  |  |  | R-454B | 2 | Residential & Commercial | USHP | Ducted CEE Tier 1
216676583 | Central HP <5.4 tons | TEMPSTAR | HRCU-A-CB (Split System: Heat Pump with Remote Outdoor Unit-Air-Source) | D5CURAH24AAK |  |  | EA*5X36M17A* | *80VTL0451412B* | 23600 | 15.5 | 8.5 | 24000 | 19300 | 80.42% | 1.92 | 0 | 9.8 |  |  |  |  | R-454B | 1.9667 | Residential & Commercial | USHP
213296530 | Central HP <5.4 tons | YORK | HRCU-A-CB (Split System: Heat Pump with Remote Outdoor Unit-Air-Source) | HMH72B341 |  |  | XAHC30CXXN1+TXV | Y82E080B12LMPS1 | 31800 | 18 | 8.1 | 32200 | 22600 | 70.19% | 2 | 0 | 9.5 |  |  |  |  | R-410A | 2.65 | Residential & Commercial | USHP
213296562 | Central HP <5.4 tons | YORK | HRCU-A-CB (Split System: Heat Pump with Remote Outdoor Unit-Air-Source) | HMH72B341 |  |  | XAFA30DXXN1+TXV | Y81E040A12LMPS1 | 33800 | 17.5 | 8.1 | 33400 | 23400 | 70.06% | 2.04 | 0 | 10 |  |  |  |  | R-410A | 2.8167 | Residential & Commercial | USHP | Ducted CEE Tier 1
213296587 | Central HP <5.4 tons | YORK | HRCU-A-CB (Split System: Heat Pump with Remote Outdoor Unit-Air-Source) | HMH72B341 |  |  | XAUC48FXXN1+TXV | Y81E120C16LMPS1 | 34000 | 16.5 | 8.5 | 32800 | 23400 | 71.34% | 2.1 | 0 | 9.5 |  |  |  |  | R-410A | 2.8333 | Residential & Commercial | USHP
213296594 | Central HP <5.4 tons | YORK | HRCU-A-CB (Split System: Heat Pump with Remote Outdoor Unit-Air-Source) | HMH72B341 |  |  | XAFC30CXXN1+TXV | Y81E080C16SMPS1 | 33600 | 18 | 8.5 | 33000 | 23200 | 70.3% | 2.08 | 0 | 10 |  |  |  |  | R-410A | 2.8 | Residential & Commercial | USHP | Ducted CEE Tier 1
210532974 | Central HP <5.4 tons | CARRIER | HRCU-A-CB (Split System: Heat Pump with Remote Outdoor Unit-Air-Source) | 25VNA424A*031* |  |  | CAP**3017AL*+UI | 58CU*A060C17**16 | 23200 | 20 | 10 | 26600 | 19900 | 74.81% | 2.36 | 0 | 12.5 |  |  |  |  | R-410A | 1.9333 | Residential & Commercial | USHP | Ducted CEE Tier 1
210533024 | Central HP <5.4 tons | CARRIER | HRCU-A-CB (Split System: Heat Pump with Remote Outdoor Unit-Air-Source) | 25VNA424A*031* |  |  | CAP**4224AL*+UI | 59CU5A100C21**22 | 23600 | 20.5 | 10.5 | 26600 | 19700 | 74.06% | 2.48 | 0 | 13.5 |  |  |  |  | R-410A | 1.9667 | Residential & Commercial | USHP | Ducted CEE Tier 1
213296662 | Central HP <5.4 tons | YORK | HRCU-A-CB (Split System: Heat Pump with Remote Outdoor Unit-Air-Source) | HMH72B341 |  |  | XAFC36DXXN1+TXV | Y82E080B12LMPS1 | 34000 | 18.5 | 8.1 | 33400 | 24000 | 71.86% | 2.08 | 0 | 9.5 |  |  |  |  | R-410A | 2.8333 | Residential & Commercial | USHP
213296546 | Central HP <5.4 tons | YORK | HRCU-A-CB (Split System: Heat Pump with Remote Outdoor Unit-Air-Source) | HMH72B341 |  |  | XAFC36DBCN1 | Y81E100B12LMPS1 | 34000 | 18.5 | 8.1 | 34000 | 24600 | 72.35% | 2.12 | 0 | 9.5 |  |  |  |  | R-410A | 2.8333 | Residential & Commercial | USHP
216973029 | Central HP <5.4 tons | CARRIER | HRCU-A-CB (Split System: Heat Pump with Remote Outdoor Unit-Air-Source) | 27VNA360A*030* | ADP |  | V,C60H210P17*+TXV | 59MN7C100C21**22 | 55500 | 18 | 8.5 | 58500 | 46000 | 78.63% | 2.02 | 0 | 11 |  |  |  |  | R-454B | 4.625 | Residential & Commercial | USHP | Ducted CEE Tier 1
214396179 | Central HP <5.4 tons | YORK | HRCU-A-CB (Split System: Heat Pump with Remote Outdoor Unit-Air-Source) | HH824E2S11 |  |  | CTF30B5ACS1 | YPLC080B12MP13 | 23000 | 17 | 9.5 | 23000 | 17900 | 77.83% | 2 | 0 | 12 |  |  |  |  | R-454B | 1.9167 | Residential & Commercial | USHP | Ducted CEE Tier 1
202902833 | Central HP <5.4 tons | MIDEA | HRCU-A-CB (Split System: Heat Pump with Remote Outdoor Unit-Air-Source) | MOVA-36HDN1-M20G |  |  | MC**2430ANTF | MGH96M060B3A | 23800 | 18 | 9 | 24000 | 17200 | 71.67% | 1.85 | 13 | 12 |  |  |  |  | R-410A | 1.9833 | Residential & Commercial | USHP | Ducted CEE Tier 1
216968296 | Central HP <5.4 tons | LENNOX | HRCU-A-CB (Split System: Heat Pump with Remote Outdoor Unit-Air-Source) | SL22KLV-024-230A** |  |  | CK40[C,U]T-48C-**+TDR | EL297UH110XV48C* | 22600 | 19.5 | 8.5 | 23800 | 17800 | 74.79% | 1.86 | 0 | 13 |  |  |  |  | R-454B | 1.8833 | Residential & Commercial | USHP | Ducted CEE Tier 1
213145938 | Central HP <5.4 tons | CARRIER | HRCU-A-CB (Split System: Heat Pump with Remote Outdoor Unit-Air-Source) | 38MURAQ36AB3* | ADP |  | C36A***L159+AEFE3A* | 0 | 36000 | 16 | 8.1 | 38000 | 35000 | 92.11% | 1.82 | 0 | 10 |  |  |  |  | R-410A | 3 | Residential & Commercial | USHP | Ducted CEE Tier 1
216681854 | Central HP <5.4 tons | BRYANT HEATING AND COOLING SYSTEMS | HRCU-A-CB (Split System: Heat Pump with Remote Outdoor Unit-Air-Source) | 38MURAQ36AB3* |  |  | CSPH*4812AL* | 927TA60100V21*** | 36200 | 16 | 8.5 | 38500 | 34400 | 89.35% | 1.82 | 0 | 10 |  |  |  |  | R-410A | 3.0167 | Residential & Commercial | USHP | Ducted CEE Tier 1
216683205 | Central HP <5.4 tons | BRYANT HEATING AND COOLING SYSTEMS | HRCU-A-CB (Split System: Heat Pump with Remote Outdoor Unit-Air-Source) | 38MURAQ36AB3* |  |  | CSPH*4212AL* | 927TA66120V24*** | 35800 | 15.5 | 8.5 | 38500 | 34400 | 89.35% | 1.82 | 0 | 9.8 |  |  |  |  | R-410A | 2.9833 | Residential & Commercial | USHP
213296623 | Central HP <5.4 tons | YORK | HRCU-A-CB (Split System: Heat Pump with Remote Outdoor Unit-Air-Source) | HMH72B341 |  |  | XAFC36DBCN1 | Y82E080C16LMPS1 | 34000 | 18.5 | 8.5 | 33400 | 24200 | 72.46% | 2.14 | 0 | 9.5 |  |  |  |  | R-410A | 2.8333 | Residential & Commercial | USHP
213296630 | Central HP <5.4 tons | YORK | HRCU-A-CB (Split System: Heat Pump with Remote Outdoor Unit-Air-Source) | HMH72B341 |  |  | XAFC36DBCN1 | Y81E100C20LMPS1 | 34000 | 17.5 | 8.5 | 33400 | 24200 | 72.46% | 2.14 | 0 | 9.5 |  |  |  |  | R-410A | 2.8333 | Residential & Commercial | USHP
216990362 | Central HP <5.4 tons | BRYANT HEATING AND COOLING SYSTEMS | HRCU-A-CB (Split System: Heat Pump with Remote Outdoor Unit-Air-Source) | 290VAN060**AA* | ADP |  | V,C60H210P17*+TXV | 88*TB60070C21*** | 54500 | 18 | 8.5 | 57500 | 41500 | 72.17% | 1.88 | 0 | 8.5 |  |  |  |  | R-454B | 4.5417 | Residential & Commercial | USHP
216990378 | Central HP <5.4 tons | BRYANT HEATING AND COOLING SYSTEMS | HRCU-A-CB (Split System: Heat Pump with Remote Outdoor Unit-Air-Source) | 290VAN060**AA* | ADP |  | V,C60H210P17*+TXV | 88*TB60110C21*** | 55500 | 19 | 9 | 57500 | 41000 | 71.3% | 2.02 | 0 | 8.5 |  |  |  |  | R-454B | 4.625 | Residential & Commercial | USHP
206395033 | Central HP <5.4 tons | MIDEA | HRCU-A-CB (Split System: Heat Pump with Remote Outdoor Unit-Air-Source) | MOVB-36HDN1-M18M |  |  | MVME24B2MN1TA | 0 | 24000 | 17.5 | 8.2 | 24000 | 16800 | 70% | 1.9 | 13 | 11.7 |  |  |  |  | R-410A | 2 | Residential & Commercial | USHP | Ducted CEE Tier 1
214010083 | Central HP <5.4 tons | MIDEA | HRCU-A-CB (Split System: Heat Pump with Remote Outdoor Unit-Air-Source) | MOVB-36HDN1-M20G |  |  | MC**4248BNTF | MGH96M080B3A | 33000 | 18.5 | 9 | 34200 | 24200 | 70.76% | 1.88 | 0 | 11.2 |  |  |  |  | R-410A | 2.75 | Residential & Commercial | USHP | Ducted CEE Tier 1
211902761 | Central HP <5.4 tons | SURE | HRCU-A-CB (Split System: Heat Pump with Remote Outdoor Unit-Air-Source) | SP18AZ48AJVC |  |  | TCFZ6021SEAAM | S802VA100521M | 44500 | 19 | 8.5 | 43000 | 45000 | 104.7% | 2 | 0 | 11.7 |  |  |  |  | R-410A | 3.7083 | Residential & Commercial | USHP | Ducted CEE Tier 1
216801767 | Central HP <5.4 tons | YORK | HRCU-A-CB (Split System: Heat Pump with Remote Outdoor Unit-Air-Source) | HH860E2S11 |  |  | CTM60C5CGS1 | Y82E100C16LMPS1 | 45000 | 17 | 9 | 45500 | 32600 | 71.65% | 2 | 0 | 11 |  |  |  |  | R-454B | 3.75 | Residential & Commercial | USHP | Ducted CEE Tier 1
210532948 | Central HP <5.4 tons | CARRIER | HRCU-A-CB (Split System: Heat Pump with Remote Outdoor Unit-Air-Source) | 25VNA424A*031* |  |  | CAP**2417AL*+UI | 58TN*A090C17**16 | 23000 | 21 | 10 | 27000 | 20000 | 74.07% | 2.32 | 0 | 13 |  |  |  |  | R-410A | 1.9167 | Residential & Commercial | USHP | Ducted CEE Tier 1
216990262 | Central HP <5.4 tons | BRYANT HEATING AND COOLING SYSTEMS | HRCU-A-CB (Split System: Heat Pump with Remote Outdoor Unit-Air-Source) | 290VAN036**AA* | ADP |  | V,C36H175P14*+TXV | 88*TB48070C17*** | 33000 | 18 | 9 | 33600 | 24800 | 73.81% | 1.88 | 0 | 9.5 |  |  |  |  | R-454B | 2.75 | Residential & Commercial | USHP
216990287 | Central HP <5.4 tons | BRYANT HEATING AND COOLING SYSTEMS | HRCU-A-CB (Split System: Heat Pump with Remote Outdoor Unit-Air-Source) | 290VAN036**AA* | ADP |  | PL36H210P29*+TXV | 88*TB60090C21*** | 34200 | 18 | 9 | 32600 | 24200 | 74.23% | 1.92 | 0 | 10.5 |  |  |  |  | R-454B | 2.85 | Residential & Commercial | USHP | Ducted CEE Tier 1
216990680 | Central HP <5.4 tons | BRYANT HEATING AND COOLING SYSTEMS | HRCU-A-CB (Split System: Heat Pump with Remote Outdoor Unit-Air-Source) | 293VAN060**AA* | ADP |  | C60A***L16*+TXV | 88*TB60090C21*** | 55000 | 18 | 8.5 | 58500 | 45000 | 76.92% | 2.06 | 0 | 11 |  |  |  |  | R-454B | 4.5833 | Residential & Commercial | USHP | Ducted CEE Tier 1
216990685 | Central HP <5.4 tons | BRYANT HEATING AND COOLING SYSTEMS | HRCU-A-CB (Split System: Heat Pump with Remote Outdoor Unit-Air-Source) | 293VAN060**AA* | ADP |  | PL60H210P29*+TXV | 88*TB60110C21*** | 56000 | 18 | 8.1 | 59000 | 45500 | 77.12% | 2 | 0 | 11.5 |  |  |  |  | R-454B | 4.6667 | Residential & Commercial | USHP | Ducted CEE Tier 1
216990687 | Central HP <5.4 tons | BRYANT HEATING AND COOLING SYSTEMS | HRCU-A-CB (Split System: Heat Pump with Remote Outdoor Unit-Air-Source) | 293VAN060**AA* | ADP |  | A60VHA*+TXV | 88*TB60110C21*** | 56000 | 19 | 8.5 | 58500 | 46000 | 78.63% | 2.02 | 0 | 11 |  |  |  |  | R-454B | 4.6667 | Residential & Commercial | USHP | Ducted CEE Tier 1
202902424 | Central HP <5.4 tons | MIDEA | HRCU-A-CB (Split System: Heat Pump with Remote Outdoor Unit-Air-Source) | MOVA-36HDN1-M20G |  |  | MC**2430BNTF | MGH96M080B3A | 24000 | 18.5 | 9 | 24000 | 17400 | 72.5% | 1.9 | 13.5 | 12 |  |  |  |  | R-410A | 2 | Residential & Commercial | USHP | Ducted CEE Tier 1
215290306 | Central HP <5.4 tons | AIRQUEST | HRCU-A-CB (Split System: Heat Pump with Remote Outdoor Unit-Air-Source) | DLCURAH18ABK | ADP |  | H,GE22936 | *96VTN0601716B* | 16800 | 15.2 | 8.5 | 16800 | 19100 | 113.7% | 2.34 | 0 | 10 |  |  |  |  | R-410A | 1.4 | Residential & Commercial | USHP | Ducted CEE Tier 1
215290307 | Central HP <5.4 tons | AIRQUEST | HRCU-A-CB (Split System: Heat Pump with Remote Outdoor Unit-Air-Source) | DLCURAH18ABK | ADP |  | H,GE23936 | *96VTN0601716B* | 17200 | 16 | 8.5 | 16800 | 19100 | 113.7% | 2.34 | 0 | 10 |  |  |  |  | R-410A | 1.4333 | Residential & Commercial | USHP | Ducted CEE Tier 1
215290341 | Central HP <5.4 tons | AIRQUEST | HRCU-A-CB (Split System: Heat Pump with Remote Outdoor Unit-Air-Source) | DLCURAH18ABK | ADP |  | H,GE7J936 | *96VTN0601716B* | 17200 | 16 | 8.5 | 16800 | 19100 | 113.7% | 2.34 | 0 | 10 |  |  |  |  | R-410A | 1.4333 | Residential & Commercial | USHP | Ducted CEE Tier 1
210533038 | Central HP <5.4 tons | CARRIER | HRCU-A-CB (Split System: Heat Pump with Remote Outdoor Unit-Air-Source) | 25VNA424A*031* |  |  | CAP**4321AL*+UI | 59TN6B060C17**14 | 24000 | 20 | 10.5 | 26600 | 19900 | 74.81% | 2.52 | 0 | 13 |  |  |  |  | R-410A | 2 | Residential & Commercial | USHP | Ducted CEE Tier 1
210533056 | Central HP <5.4 tons | CARRIER | HRCU-A-CB (Split System: Heat Pump with Remote Outdoor Unit-Air-Source) | 25VNA424A*031* |  |  | CNPV*3017AL*+UI | 59TN6B060C17**14 | 23200 | 19.5 | 9.5 | 26800 | 20000 | 74.63% | 2.36 | 0 | 13 |  |  |  |  | R-410A | 1.9333 | Residential & Commercial | USHP | Ducted CEE Tier 1
216821011 | Central HP <5.4 tons | SURE | HRCU-A-CB (Split System: Heat Pump with Remote Outdoor Unit-Air-Source) | RD18AY48AJVC |  |  | TCFY4824STANM | S951V0705A21UHU | 41000 | 17 | 8.1 | 41000 | 37800 | 92.2% | 2.1 | 0 | 10 |  |  |  |  | R-454B | 3.4167 | Residential & Commercial | USHP | Ducted CEE Tier 1
213296671 | Central HP <5.4 tons | YORK | HRCU-A-CB (Split System: Heat Pump with Remote Outdoor Unit-Air-Source) | HMH72B341 |  |  | XAHC36DBCN1 | Y81E100C20LMPS1 | 34000 | 17 | 8.5 | 33400 | 23600 | 70.66% | 2.08 | 0 | 9.5 |  |  |  |  | R-410A | 2.8333 | Residential & Commercial | USHP
213296773 | Central HP <5.4 tons | YORK | HRCU-A-CB (Split System: Heat Pump with Remote Outdoor Unit-Air-Source) | HMH72B341 |  |  | XAFB36DXXN1+TXV | Y81E040A12LMPS1 | 34000 | 18 | 8.5 | 33400 | 24200 | 72.46% | 2.1 | 0 | 10 |  |  |  |  | R-410A | 2.8333 | Residential & Commercial | USHP | Ducted CEE Tier 1
216892057 | Central HP <5.4 tons | SURE | HRCU-A-CB (Split System: Heat Pump with Remote Outdoor Unit-Air-Source) | RD18AY36AJVC |  |  | TCFY3624MTANM | S801V1005A21UHU | 32600 | 19 | 10 | 32600 | 27800 | 85.28% | 2.1 | 0 | 12 |  |  |  |  | R-454B | 2.7167 | Residential & Commercial | USHP | Ducted CEE Tier 1
214807373 | Central HP <5.4 tons | YORK | HRCU-A-CB (Split System: Heat Pump with Remote Outdoor Unit-Air-Source) | HH836E2S11 |  |  | CTU36B5XDS1+JMC12B2SN1+TXV | 0 | 34000 | 19 | 9 | 31400 | 25600 | 81.53% | 2 | 0 | 11.7 |  |  |  |  | R-454B | 2.8333 | Residential & Commercial | USHP | Ducted CEE Tier 1
216972941 | Central HP <5.4 tons | CARRIER | HRCU-A-CB (Split System: Heat Pump with Remote Outdoor Unit-Air-Source) | 27VNA348A*030* | ADP |  | V,C60H210P29*+TXV | 59TN7A080C21**20 | 44000 | 21 | 9.5 | 46500 | 36200 | 77.85% | 2 | 0 | 10.5 |  |  |  |  | R-454B | 3.6667 | Residential & Commercial | USHP | Ducted CEE Tier 1
216892038 | Central HP <5.4 tons | SURE | HRCU-A-CB (Split System: Heat Pump with Remote Outdoor Unit-Air-Source) | RD18AY36AJVC |  |  | TCFY3624MTANM | S801V1505A24UH | 32600 | 19 | 10 | 32600 | 27800 | 85.28% | 2.1 | 0 | 12 |  |  |  |  | R-454B | 2.7167 | Residential & Commercial | USHP | Ducted CEE Tier 1
216892070 | Central HP <5.4 tons | SURE | HRCU-A-CB (Split System: Heat Pump with Remote Outdoor Unit-Air-Source) | RD18AY36AJVC |  |  | SH2VY3621STACN | 0 | 31800 | 20 | 8.5 | 31800 | 27400 | 86.16% | 2 | 0 | 12 |  |  |  |  | R-454B | 2.65 | Residential & Commercial | USHP | Ducted CEE Tier 1
216051201 | Central HP <5.4 tons | SURE | HRCU-A-CB (Split System: Heat Pump with Remote Outdoor Unit-Air-Source) | SP19AY24AJVC |  |  | TCFY2421HEAAM | S97MV0703A17DH | 22800 | 21 | 8.5 | 22800 | 18500 | 81.14% | 1.8 | 0 | 13 |  |  |  |  | R-454B | 1.9 | Residential & Commercial | USHP | Ducted CEE Tier 1
213145939 | Central HP <5.4 tons | CARRIER | HRCU-A-CB (Split System: Heat Pump with Remote Outdoor Unit-Air-Source) | 38MURAQ36AB3* | ADP |  | PL36H***P449+AEFE3A* | 0 | 36000 | 16 | 8.1 | 38000 | 35000 | 92.11% | 1.82 | 0 | 10 |  |  |  |  | R-410A | 3 | Residential & Commercial | USHP | Ducted CEE Tier 1
216780182 | Central HP <5.4 tons | YORK | HRCU-A-CB (Split System: Heat Pump with Remote Outdoor Unit-Air-Source) | HH836E2S11 |  |  | CTF36C5CDS1 | Y81E120C16LMPS1 | 34400 | 18 | 8.5 | 31600 | 25800 | 81.65% | 2 | 0 | 11.7 |  |  |  |  | R-454B | 2.8667 | Residential & Commercial | USHP | Ducted CEE Tier 1
215289875 | Central HP <5.4 tons | AIRQUEST | HRCU-A-CB (Split System: Heat Pump with Remote Outdoor Unit-Air-Source) | DLCURAH18ABK | ADP |  | H,GE24936 | *96MSN0601412A* | 17400 | 16 | 8.5 | 17000 | 19400 | 114.1% | 2.38 | 0 | 10.5 |  |  |  |  | R-410A | 1.45 | Residential & Commercial | USHP | Ducted CEE Tier 1
215289877 | Central HP <5.4 tons | AIRQUEST | HRCU-A-CB (Split System: Heat Pump with Remote Outdoor Unit-Air-Source) | DLCURAH18ABK | ADP |  | H,GG31930 | *96MSN0601412A* | 17100 | 16 | 8.5 | 17000 | 19400 | 114.1% | 2.38 | 0 | 10 |  |  |  |  | R-410A | 1.425 | Residential & Commercial | USHP | Ducted CEE Tier 1
215289891 | Central HP <5.4 tons | AIRQUEST | HRCU-A-CB (Split System: Heat Pump with Remote Outdoor Unit-Air-Source) | DLCURAH18ABK | ADP |  | HG33936 | *96MSN0601412A* | 17400 | 16 | 8.5 | 17000 | 19400 | 114.1% | 2.38 | 0 | 10.5 |  |  |  |  | R-410A | 1.45 | Residential & Commercial | USHP | Ducted CEE Tier 1
212987810 | Central HP <5.4 tons | AIRQUEST | HRCU-A-CB (Split System: Heat Pump with Remote Outdoor Unit-Air-Source) | DLCURAH24ABK |  |  | EA*4X37L21A* | *96MSN0802120A* | 24200 | 17.5 | 8.5 | 25200 | 21600 | 85.71% | 1.82 | 0 | 10 |  |  |  |  | R-410A | 2.0167 | Residential & Commercial | USHP | Ducted CEE Tier 1
212988712 | Central HP <5.4 tons | AIRQUEST | HRCU-A-CB (Split System: Heat Pump with Remote Outdoor Unit-Air-Source) | DLCURAH24ABK |  |  | EA*4X37L21A* | *95MSU0401712A* | 24200 | 17 | 8.5 | 25200 | 21400 | 84.92% | 1.8 | 0 | 10 |  |  |  |  | R-410A | 2.0167 | Residential & Commercial | USHP | Ducted CEE Tier 1
212980522 | Central HP <5.4 tons | AIRQUEST | HRCU-A-CB (Split System: Heat Pump with Remote Outdoor Unit-Air-Source) | DLCURAH30ABK |  |  | EA*4X42L21A* | *80MS(N,L)0902120A* | 30200 | 15.2 | 8.1 | 34400 | 27400 | 79.65% | 1.8 | 0 | 9 |  |  |  |  | R-410A | 2.5167 | Residential & Commercial | USHP
212614966 | Central HP <5.4 tons | AMANA | HRCU-A-CB (Split System: Heat Pump with Remote Outdoor Unit-Air-Source) | ASZS60241EA* |  |  | CA*EA3026*4A*+MBVC1600**-1A* | 0 | 23000 | 17 | 8.6 | 23000 | 16100 | 70% | 2 | 0 | 10 |  |  |  |  | R-410A | 1.9167 | Residential & Commercial | USHP | Ducted CEE Tier 1
212614981 | Central HP <5.4 tons | AMANA | HRCU-A-CB (Split System: Heat Pump with Remote Outdoor Unit-Air-Source) | ASZS60241EA* |  |  | CA*EA3026*4A* | A*VC961005CNB* | 23000 | 17 | 8.6 | 23000 | 16100 | 70% | 2 | 0 | 10 |  |  |  |  | R-410A | 1.9167 | Residential & Commercial | USHP | Ducted CEE Tier 1
212614984 | Central HP <5.4 tons | AMANA | HRCU-A-CB (Split System: Heat Pump with Remote Outdoor Unit-Air-Source) | ASZS60241EA* |  |  | CA*EA3026*4A* | A*VM970804CNB* | 23000 | 17 | 8.6 | 23000 | 16100 | 70% | 2 | 0 | 10 |  |  |  |  | R-410A | 1.9167 | Residential & Commercial | USHP | Ducted CEE Tier 1
214569304 | Central HP <5.4 tons | RHEEM | HRCU-A-CB (Split System: Heat Pump with Remote Outdoor Unit-Air-Source) | RD17AZ24AJ3N | ADP |  | H,RE7J936 | R98MV0703A17UPS | 21600 | 18 | 8.1 | 21000 | 16500 | 78.57% | 2 | 0 | 9.5 |  |  |  |  | R-410A | 1.8 | Residential & Commercial | USHP
214066544 | Central HP <5.4 tons | SURE | HRCU-A-CB (Split System: Heat Pump with Remote Outdoor Unit-Air-Source) | RD17AZ36AJ3N |  |  | TCFZ3621MTANM | S801V0754A17UHS | 34200 | 18 | 8.1 | 34200 | 29400 | 85.96% | 2 | 0 | 10 |  |  |  |  | R-410A | 2.85 | Residential & Commercial | USHP | Ducted CEE Tier 1
213739588 | Central HP <5.4 tons | DAY & NIGHT | HRCU-A-CB (Split System: Heat Pump with Remote Outdoor Unit-Air-Source) | DLCURAH18ABK | ADP |  | PL36H175P789 | *96MSN0401712A* | 17500 | 15.2 | 8.5 | 17100 | 18800 | 109.9% | 2.3 | 0 | 10.5 |  |  |  |  | R-410A | 1.4583 | Residential & Commercial | USHP | Ducted CEE Tier 1
213739589 | Central HP <5.4 tons | DAY & NIGHT | HRCU-A-CB (Split System: Heat Pump with Remote Outdoor Unit-Air-Source) | DLCURAH18ABK | ADP |  | FG35936 | *96MSN0401712A* | 17500 | 15.2 | 8.5 | 17100 | 18800 | 109.9% | 2.3 | 0 | 10.5 |  |  |  |  | R-410A | 1.4583 | Residential & Commercial | USHP | Ducted CEE Tier 1
213739606 | Central HP <5.4 tons | DAY & NIGHT | HRCU-A-CB (Split System: Heat Pump with Remote Outdoor Unit-Air-Source) | DLCURAH18ABK | ADP |  | FG35936 | *96VSN0401410B* | 17200 | 17 | 8.5 | 16600 | 19000 | 114.5% | 2.34 | 0 | 10.5 |  |  |  |  | R-410A | 1.4333 | Residential & Commercial | USHP | Ducted CEE Tier 1
213739624 | Central HP <5.4 tons | DAY & NIGHT | HRCU-A-CB (Split System: Heat Pump with Remote Outdoor Unit-Air-Source) | DLCURAH18ABK | ADP |  | FG35936 | *96VSN0601412B* | 17500 | 16 | 8.5 | 16900 | 18800 | 111.2% | 2.3 | 0 | 10.5 |  |  |  |  | R-410A | 1.4583 | Residential & Commercial | USHP | Ducted CEE Tier 1
216739041 | Central HP <5.4 tons | BRYANT HEATING AND COOLING SYSTEMS | HRCU-A-CB (Split System: Heat Pump with Remote Outdoor Unit-Air-Source) | 37MUHAQ24AA3 |  |  | FJ5AN*B30L* | 0 | 23400 | 16 | 8.5 | 21200 | 18800 | 88.68% | 1.96 | 0 | 11 |  |  |  |  | R-454B | 1.95 | Residential & Commercial | USHP | Ducted CEE Tier 1
216801766 | Central HP <5.4 tons | YORK | HRCU-A-CB (Split System: Heat Pump with Remote Outdoor Unit-Air-Source) | HH836E2S11 |  |  | CTM48C5CFS1 | Y82E120C20LMPS1 | 32800 | 19 | 9 | 30200 | 22800 | 75.5% | 2 | 0 | 11.7 |  |  |  |  | R-454B | 2.7333 | Residential & Commercial | USHP | Ducted CEE Tier 1
216968305 | Central HP <5.4 tons | LENNOX | HRCU-A-CB (Split System: Heat Pump with Remote Outdoor Unit-Air-Source) | SL22KLV-024-230A** |  |  | CK40[C,U]T-48B-**+TDR | EL297UH045XV36B* | 22400 | 20 | 8.5 | 23800 | 18000 | 75.63% | 1.86 | 0 | 12.6 |  |  |  |  | R-454B | 1.8667 | Residential & Commercial | USHP | Ducted CEE Tier 1
216972747 | Central HP <5.4 tons | CARRIER | HRCU-A-CB (Split System: Heat Pump with Remote Outdoor Unit-Air-Source) | 27VNA348A*030* | ADP |  | PL60H210P29*+TXV | 58TN*B070C21**20 | 44000 | 21 | 9.5 | 46500 | 36200 | 77.85% | 2 | 0 | 10.5 |  |  |  |  | R-454B | 3.6667 | Residential & Commercial | USHP | Ducted CEE Tier 1
216972754 | Central HP <5.4 tons | CARRIER | HRCU-A-CB (Split System: Heat Pump with Remote Outdoor Unit-Air-Source) | 27VNA348A*030* | ADP |  | C48A***L16*+TXV | 58TN*B070C21**20 | 43500 | 21 | 9.5 | 46500 | 36200 | 77.85% | 2 | 0 | 10.5 |  |  |  |  | R-454B | 3.625 | Residential & Commercial | USHP | Ducted CEE Tier 1
213872274 | Central HP <5.4 tons | AMANA | HRCU-A-CB (Split System: Heat Pump with Remote Outdoor Unit-Air-Source) | ASZS60481EA* |  |  | CA*EA6030*4A* | A*VC960804CNB* | 44000 | 17 | 8.5 | 44000 | 31000 | 70.45% | 2 | 0 | 10 |  |  |  |  | R-410A | 3.6667 | Residential & Commercial | USHP | Ducted CEE Tier 1
213163600 | Central HP <5.4 tons | DAY & NIGHT | HRCU-A-CB (Split System: Heat Pump with Remote Outdoor Unit-Air-Source) | DLCURAH36ABK | ADP |  | H,FG80936+AEFE4B* | 0 | 37000 | 16 | 8.1 | 36800 | 34400 | 93.48% | 2 | 0 | 10 |  |  |  |  | R-410A | 3.0833 | Residential & Commercial | USHP | Ducted CEE Tier 1
216968292 | Central HP <5.4 tons | LENNOX | HRCU-A-CB (Split System: Heat Pump with Remote Outdoor Unit-Air-Source) | SL22KLV-024-230A** |  |  | CK40[C,U]T-48C-**+TDR | SLP99UH110XV60C* | 22600 | 18 | 8.5 | 23800 | 17800 | 74.79% | 1.86 | 0 | 13 |  |  |  |  | R-454B | 1.8833 | Residential & Commercial | USHP | Ducted CEE Tier 1
211194291 | Central HP <5.4 tons | CARRIER | HRCU-A-CB (Split System: Heat Pump with Remote Outdoor Unit-Air-Source) | 38MURAQ30AB3* |  |  | FM(C,U)4Z30**AL* | 0 | 30400 | 15.5 | 8.5 | 35000 | 27400 | 78.29% | 1.82 | 0 | 9 |  |  |  |  | R-410A | 2.5333 | Residential & Commercial | USHP
211194295 | Central HP <5.4 tons | CARRIER | HRCU-A-CB (Split System: Heat Pump with Remote Outdoor Unit-Air-Source) | 38MURAQ30AB3* |  |  | FV4CN(B,F)003L | 0 | 30400 | 15.2 | 8.1 | 34000 | 27400 | 80.59% | 1.78 | 0 | 9 |  |  |  |  | R-410A | 2.5333 | Residential & Commercial | USHP
216968283 | Central HP <5.4 tons | LENNOX | HRCU-A-CB (Split System: Heat Pump with Remote Outdoor Unit-Air-Source) | SL22KLV-024-230A** |  |  | CK40[C,U]T-48C-**+TDR | SL280UH090XV60C* | 22600 | 18.5 | 8.5 | 23600 | 17800 | 75.42% | 1.88 | 0 | 13 |  |  |  |  | R-454B | 1.8833 | Residential & Commercial | USHP | Ducted CEE Tier 1
216972761 | Central HP <5.4 tons | CARRIER | HRCU-A-CB (Split System: Heat Pump with Remote Outdoor Unit-Air-Source) | 27VNA348A*030* | ADP |  | PL48H175P15*+TXV | 58TN*B090C17**16 | 43500 | 20 | 9 | 46500 | 35400 | 76.13% | 1.86 | 0 | 11 |  |  |  |  | R-454B | 3.625 | Residential & Commercial | USHP | Ducted CEE Tier 1
216972763 | Central HP <5.4 tons | CARRIER | HRCU-A-CB (Split System: Heat Pump with Remote Outdoor Unit-Air-Source) | 27VNA348A*030* | ADP |  | PL48H175P78*+TXV | 58TN*B090C17**16 | 42500 | 20 | 9.5 | 46500 | 35600 | 76.56% | 2 | 0 | 11 |  |  |  |  | R-454B | 3.5417 | Residential & Commercial | USHP | Ducted CEE Tier 1
216972772 | Central HP <5.4 tons | CARRIER | HRCU-A-CB (Split System: Heat Pump with Remote Outdoor Unit-Air-Source) | 27VNA348A*030* | ADP |  | PL60H210P29*+TXV | 58TN*B090C21**20 | 44000 | 21 | 9.5 | 46000 | 35800 | 77.83% | 1.92 | 0 | 11 |  |  |  |  | R-454B | 3.6667 | Residential & Commercial | USHP | Ducted CEE Tier 1
216972777 | Central HP <5.4 tons | CARRIER | HRCU-A-CB (Split System: Heat Pump with Remote Outdoor Unit-Air-Source) | 27VNA348A*030* | ADP |  | V,C48H210P75*+TXV | 58TN*B090C21**20 | 44000 | 21 | 9.5 | 46000 | 35800 | 77.83% | 1.92 | 0 | 11 |  |  |  |  | R-454B | 3.6667 | Residential & Commercial | USHP | Ducted CEE Tier 1
211712690 | Central HP <5.4 tons | COMFORTMAKER | HRCU-A-CB (Split System: Heat Pump with Remote Outdoor Unit-Air-Source) | DLCURAH30ABK |  |  | EA*4X42L24A* | *80VSL1102422A* | 30000 | 15.2 | 8.1 | 33800 | 27200 | 80.47% | 1.8 | 0 | 9 |  |  |  |  | R-410A | 2.5 | Residential & Commercial | USHP
211712899 | Central HP <5.4 tons | COMFORTMAKER | HRCU-A-CB (Split System: Heat Pump with Remote Outdoor Unit-Air-Source) | DLCURAH30ABK |  |  | EA*4X42L24A* | *92ESN0802120A* | 30600 | 15.2 | 8.1 | 34200 | 26800 | 78.36% | 1.82 | 0 | 9 |  |  |  |  | R-410A | 2.55 | Residential & Commercial | USHP
211712645 | Central HP <5.4 tons | CARRIER | HRCU-A-CB (Split System: Heat Pump with Remote Outdoor Unit-Air-Source) | 38MURAQ30AB3* |  |  | CAP**4224AL* | 59TP6B100V21**22 | 29600 | 15.2 | 8.1 | 33800 | 27200 | 80.47% | 1.78 | 0 | 9 |  |  |  |  | R-410A | 2.4667 | Residential & Commercial | USHP
216972788 | Central HP <5.4 tons | CARRIER | HRCU-A-CB (Split System: Heat Pump with Remote Outdoor Unit-Air-Source) | 27VNA348A*030* | ADP |  | C48A***L15*+TXV | 58TN*B110C21**20 | 44000 | 21 | 9.5 | 46000 | 36000 | 78.26% | 1.92 | 0 | 11 |  |  |  |  | R-454B | 3.6667 | Residential & Commercial | USHP | Ducted CEE Tier 1
216972804 | Central HP <5.4 tons | CARRIER | HRCU-A-CB (Split System: Heat Pump with Remote Outdoor Unit-Air-Source) | 27VNA348A*030* | ADP |  | C48A***L15*+TXV | 59CU5B060C17**16 | 42000 | 20 | 9.4 | 47000 | 36200 | 77.02% | 1.98 | 0 | 10 |  |  |  |  | R-454B | 3.5 | Residential & Commercial | USHP | Ducted CEE Tier 1
216972831 | Central HP <5.4 tons | CARRIER | HRCU-A-CB (Split System: Heat Pump with Remote Outdoor Unit-Air-Source) | 27VNA348A*030* | ADP |  | C48A***L16*+TXV | 59CU5B100C21**22 | 44000 | 21 | 9.5 | 46000 | 35800 | 77.83% | 2 | 0 | 11 |  |  |  |  | R-454B | 3.6667 | Residential & Commercial | USHP | Ducted CEE Tier 1
216972854 | Central HP <5.4 tons | CARRIER | HRCU-A-CB (Split System: Heat Pump with Remote Outdoor Unit-Air-Source) | 27VNA348A*030* | ADP |  | V,C48H175P78*+TXV | 59MN7C080C17**14 | 42500 | 20 | 9.5 | 46500 | 36000 | 77.42% | 2 | 0 | 10.5 |  |  |  |  | R-454B | 3.5417 | Residential & Commercial | USHP | Ducted CEE Tier 1
216972861 | Central HP <5.4 tons | CARRIER | HRCU-A-CB (Split System: Heat Pump with Remote Outdoor Unit-Air-Source) | 27VNA348A*030* | ADP |  | C48A***L53*+TXV | 59MN7C080C17**14 | 44000 | 20 | 9.5 | 47000 | 36200 | 77.02% | 2 | 0 | 10.5 |  |  |  |  | R-454B | 3.6667 | Residential & Commercial | USHP | Ducted CEE Tier 1
216972863 | Central HP <5.4 tons | CARRIER | HRCU-A-CB (Split System: Heat Pump with Remote Outdoor Unit-Air-Source) | 27VNA348A*030* | ADP |  | V,C60H210P29*+TXV | 59MN7C080C21**20 | 43500 | 20 | 9.5 | 46000 | 36200 | 78.7% | 2 | 0 | 10.5 |  |  |  |  | R-454B | 3.625 | Residential & Commercial | USHP | Ducted CEE Tier 1
216972897 | Central HP <5.4 tons | CARRIER | HRCU-A-CB (Split System: Heat Pump with Remote Outdoor Unit-Air-Source) | 27VNA348A*030* | ADP |  | V,C48H175P38*+TXV | 59TN6C080C17**14 | 42500 | 20 | 9 | 46500 | 34800 | 74.84% | 2 | 0 | 11 |  |  |  |  | R-454B | 3.5417 | Residential & Commercial | USHP | Ducted CEE Tier 1
216972938 | Central HP <5.4 tons | CARRIER | HRCU-A-CB (Split System: Heat Pump with Remote Outdoor Unit-Air-Source) | 27VNA348A*030* | ADP |  | C48A***L18*+TXV | 59TN7A080C17**16 | 43000 | 20 | 9.5 | 46500 | 37000 | 79.57% | 2 | 0 | 10.5 |  |  |  |  | R-454B | 3.5833 | Residential & Commercial | USHP | Ducted CEE Tier 1
212404681 | Central HP <5.4 tons | CONTINENTAL | HRCU-A-CB (Split System: Heat Pump with Remote Outdoor Unit-Air-Source) | WSEHV4860RA1-C |  |  | H,DE50960 | WPV090T5BA | 54000 | 16 | 8.5 | 58000 | 41000 | 70.69% | 1.8 | 0 | 10 |  |  |  |  | R-410A | 4.5 | Residential & Commercial | USHP | Ducted CEE Tier 1
210473265 | Central HP <5.4 tons | COMFORTMAKER | HRCU-A-CB (Split System: Heat Pump with Remote Outdoor Unit-Air-Source) | CVH825GKA3* |  |  | EA*4X48L21A*+WALLCON | *95CSU0601716A* | 24000 | 16.5 | 8.1 | 21000 | 16600 | 79.05% | 2 | 0 | 10.5 |  |  |  |  | R-410A | 2 | Residential & Commercial | USHP | Ducted CEE Tier 1
210473430 | Central HP <5.4 tons | COMFORTMAKER | HRCU-A-CB (Split System: Heat Pump with Remote Outdoor Unit-Air-Source) | CVH825GKA3* |  |  | EA*4X48L21A*+WALLCON | *97CMN0602120A* | 24000 | 16.5 | 8.1 | 21000 | 16600 | 79.05% | 2 | 0 | 11 |  |  |  |  | R-410A | 2 | Residential & Commercial | USHP | Ducted CEE Tier 1
210473463 | Central HP <5.4 tons | COMFORTMAKER | HRCU-A-CB (Split System: Heat Pump with Remote Outdoor Unit-Air-Source) | CVH825GKA3* |  |  | EA*4X48L24A*+WALLCON | *80CSU1002120A* | 24000 | 16.5 | 8.1 | 21000 | 16600 | 79.05% | 2 | 0 | 11 |  |  |  |  | R-410A | 2 | Residential & Commercial | USHP | Ducted CEE Tier 1
210474031 | Central HP <5.4 tons | COMFORTMAKER | HRCU-A-CB (Split System: Heat Pump with Remote Outdoor Unit-Air-Source) | CVH825GKA3* |  |  | EN(A,D,W)4X48L21**+WALLCON | *96CTN1002122A* | 24200 | 17 | 8.1 | 21400 | 16600 | 77.57% | 2.02 | 0 | 11.5 |  |  |  |  | R-410A | 2.0167 | Residential & Commercial | USHP | Ducted CEE Tier 1
212984484 | Central HP <5.4 tons | AIRQUEST | HRCU-A-CB (Split System: Heat Pump with Remote Outdoor Unit-Air-Source) | DLCURAH30ABK |  |  | EA*4X42L21A* | *92MSN0801716A* | 29800 | 15.2 | 8.1 | 34000 | 27600 | 81.18% | 1.8 | 0 | 9 |  |  |  |  | R-410A | 2.4833 | Residential & Commercial | USHP
212603043 | Central HP <5.4 tons | CONTINENTAL | HRCU-A-CB (Split System: Heat Pump with Remote Outdoor Unit-Air-Source) | WSEHV2436RA1-C |  |  | H,DE37936 | WPV070T3AA | 38000 | 17 | 8.5 | 36600 | 32800 | 89.62% | 1.8 | 0 | 10 |  |  |  |  | R-410A | 3.1667 | Residential & Commercial | USHP | Ducted CEE Tier 1
216374501 | Central HP <5.4 tons | YORK | HRCU-A-CB (Split System: Heat Pump with Remote Outdoor Unit-Air-Source) | HH836E2S11 |  |  | CTM36B5CDS1 | Y92E080B12SMPS1 | 33200 | 18 | 8.5 | 31200 | 24000 | 76.92% | 2 | 0 | 11 |  |  |  |  | R-454B | 2.7667 | Residential & Commercial | USHP | Ducted CEE Tier 1
213163603 | Central HP <5.4 tons | DAY & NIGHT | HRCU-A-CB (Split System: Heat Pump with Remote Outdoor Unit-Air-Source) | DLCURAH36ABK | ADP |  | H,FG82936+AEFE4B* | 0 | 37000 | 16 | 8.1 | 36800 | 34400 | 93.48% | 2 | 0 | 10 |  |  |  |  | R-410A | 3.0833 | Residential & Commercial | USHP | Ducted CEE Tier 1
215667313 | Central HP <5.4 tons | ARCOAIRE | HRCU-A-CB (Split System: Heat Pump with Remote Outdoor Unit-Air-Source) | H5H0V24*K*AAA* |  |  | EA*5X25M17A*+WALLCON | *96CTN0801714B* | 24000 | 17.5 | 9 | 23400 | 16400 | 70.09% | 2 | 0 | 10.5 |  |  |  |  | R-454B | 2 | Residential & Commercial | USHP | Ducted CEE Tier 1
215666984 | Central HP <5.4 tons | ARCOAIRE | HRCU-A-CB (Split System: Heat Pump with Remote Outdoor Unit-Air-Source) | H5H0V24*K*AAA* |  |  | EA*5X24M17A*+WALLCON | *80CSU0601716A* | 22800 | 16.5 | 9 | 24000 | 16800 | 70% | 1.96 | 0 | 10 |  |  |  |  | R-454B | 1.9 | Residential & Commercial | USHP | Ducted CEE Tier 1
215290374 | Central HP <5.4 tons | AIRQUEST | HRCU-A-CB (Split System: Heat Pump with Remote Outdoor Unit-Air-Source) | DLCURAH18ABK | ADP |  | H,GE34936 | *96VTN0801716A* | 17400 | 16 | 8.5 | 16700 | 18800 | 112.6% | 2.3 | 0 | 10.5 |  |  |  |  | R-410A | 1.45 | Residential & Commercial | USHP | Ducted CEE Tier 1
215290390 | Central HP <5.4 tons | AIRQUEST | HRCU-A-CB (Split System: Heat Pump with Remote Outdoor Unit-Air-Source) | DLCURAH18ABK | ADP |  | H,GG80936 | *96VTN0801716A* | 17500 | 16 | 8.5 | 16500 | 18200 | 110.3% | 2.24 | 0 | 10.5 |  |  |  |  | R-410A | 1.4583 | Residential & Commercial | USHP | Ducted CEE Tier 1
215290405 | Central HP <5.4 tons | AIRQUEST | HRCU-A-CB (Split System: Heat Pump with Remote Outdoor Unit-Air-Source) | DLCURAH18ABK | ADP |  | HG32924 | *96VTN0801716B* | 17400 | 16 | 8.5 | 17100 | 18700 | 109.4% | 2.3 | 0 | 10.5 |  |  |  |  | R-410A | 1.45 | Residential & Commercial | USHP | Ducted CEE Tier 1
216801764 | Central HP <5.4 tons | YORK | HRCU-A-CB (Split System: Heat Pump with Remote Outdoor Unit-Air-Source) | HH836E2S11 |  |  | CTF48C5CFS1 | Y82E120C20LMPS1 | 32600 | 19 | 9 | 30200 | 23000 | 76.16% | 2 | 0 | 11.7 |  |  |  |  | R-454B | 2.7167 | Residential & Commercial | USHP | Ducted CEE Tier 1
214628973 | Central HP <5.4 tons | CARRIER | HRCU-A-CB (Split System: Heat Pump with Remote Outdoor Unit-Air-Source) | 38MURAQ36AB3* | ADP |  | C36A***L159 | 58S(B,C)*B045M14**12 | 35200 | 15.2 | 8.5 | 36800 | 34800 | 94.57% | 2 | 0 | 9.5 |  |  |  |  | R-410A | 2.9333 | Residential & Commercial | USHP
214629096 | Central HP <5.4 tons | CARRIER | HRCU-A-CB (Split System: Heat Pump with Remote Outdoor Unit-Air-Source) | 38MURAQ36AB3* | ADP |  | PL36H175P159 | 58S(B,C)*B090M17**14 | 35400 | 16 | 8.1 | 36800 | 34600 | 94.02% | 1.94 | 0 | 10 |  |  |  |  | R-410A | 2.95 | Residential & Commercial | USHP | Ducted CEE Tier 1
211912000 | Central HP <5.4 tons | CARRIER | HRCU-A-CB (Split System: Heat Pump with Remote Outdoor Unit-Air-Source) | 38MURAQ24AB3* | ADP |  | CDP29H15P+TXV | 59SC2D060E17**14 | 23800 | 16 | 8.5 | 25200 | 23800 | 94.44% | 1.96 | 0 | 10 |  |  |  |  | R-410A | 1.9833 | Residential & Commercial | USHP | Ducted CEE Tier 1
214849365 | Central HP <5.4 tons | RHEEM | HRCU-A-CB (Split System: Heat Pump with Remote Outdoor Unit-Air-Source) | RD17AZ24AJ3N | ADP |  | H,RE31(1,2)30+TXV | R802V1004A17UHS | 21200 | 16 | 9.45 | 21000 | 16400 | 78.1% | 2.1 | 0 | 10.5 |  |  |  |  | R-410A | 1.7667 | Residential & Commercial | USHP | Ducted CEE Tier 1
215588120 | Central HP <5.4 tons | BRYANT HEATING AND COOLING SYSTEMS | HRCU-A-CB (Split System: Heat Pump with Remote Outdoor Unit-Air-Source) | 291VAN054**AA* |  |  | CAA**6121AM*+UI | 987MC60060C21*** | 49000 | 18.5 | 10.5 | 54000 | 53500 | 99.07% | 1.88 | 0 | 10 |  |  |  |  | R-454B | 4.0833 | Residential & Commercial | USHP | Ducted CEE Tier 1
215588172 | Central HP <5.4 tons | BRYANT HEATING AND COOLING SYSTEMS | HRCU-A-CB (Split System: Heat Pump with Remote Outdoor Unit-Air-Source) | 291VAN054**AA* |  |  | CSAH*6012AM*+UI | 935CB60080C21*** | 49500 | 18 | 10.5 | 52500 | 52500 | 100% | 1.96 | 0 | 11 |  |  |  |  | R-454B | 4.125 | Residential & Commercial | USHP | Ducted CEE Tier 1
215588204 | Central HP <5.4 tons | BRYANT HEATING AND COOLING SYSTEMS | HRCU-A-CB (Split System: Heat Pump with Remote Outdoor Unit-Air-Source) | 291VAN054**AA* |  |  | CVAMA4821XMA*+UI | 987MC60080C21*** | 50500 | 18 | 8.1 | 52500 | 45500 | 86.67% | 1.88 | 0 | 11 |  |  |  |  | R-454B | 4.2083 | Residential & Commercial | USHP | Ducted CEE Tier 1
215588256 | Central HP <5.4 tons | BRYANT HEATING AND COOLING SYSTEMS | HRCU-A-CB (Split System: Heat Pump with Remote Outdoor Unit-Air-Source) | 291VAN054**AA* |  |  | CVAMA6024XMA*+UI | 987MC60060C21*** | 51000 | 18.5 | 8.1 | 54000 | 46500 | 86.11% | 1.86 | 0 | 10.5 |  |  |  |  | R-454B | 4.25 | Residential & Commercial | USHP | Ducted CEE Tier 1
211712906 | Central HP <5.4 tons | CARRIER | HRCU-A-CB (Split System: Heat Pump with Remote Outdoor Unit-Air-Source) | 38MURAQ30AB3* |  |  | CAP**4224AL* | 59SC2D100E21**20 | 30600 | 15.2 | 8.1 | 34200 | 27000 | 78.95% | 1.82 | 0 | 9 |  |  |  |  | R-410A | 2.55 | Residential & Commercial | USHP
212603044 | Central HP <5.4 tons | CONTINENTAL | HRCU-A-CB (Split System: Heat Pump with Remote Outdoor Unit-Air-Source) | WSEHV2436RA1-C |  |  | H,DE37936 | WPV080T3AA | 38000 | 17 | 8.5 | 36600 | 32800 | 89.62% | 1.8 | 0 | 10 |  |  |  |  | R-410A | 3.1667 | Residential & Commercial | USHP | Ducted CEE Tier 1
212427855 | Central HP <5.4 tons | CONTINENTAL | HRCU-A-CB (Split System: Heat Pump with Remote Outdoor Unit-Air-Source) | WSEHV2436RA1-C |  |  | H,DE33(6,9)36 | WPV070T3AA | 22000 | 17 | 8.5 | 25000 | 17500 | 70% | 1.8 | 0 | 10 |  |  |  |  | R-410A | 1.8333 | Residential & Commercial | USHP | Ducted CEE Tier 1
212404700 | Central HP <5.4 tons | CONTINENTAL | HRCU-A-CB (Split System: Heat Pump with Remote Outdoor Unit-Air-Source) | WSEHV2436RA1-C |  |  | H,DE33(6,9)36 | WUV060T3AA | 22000 | 17 | 8.5 | 25000 | 17500 | 70% | 1.8 | 0 | 10 |  |  |  |  | R-410A | 1.8333 | Residential & Commercial | USHP | Ducted CEE Tier 1
210473375 | Central HP <5.4 tons | COMFORTMAKER | HRCU-A-CB (Split System: Heat Pump with Remote Outdoor Unit-Air-Source) | CVH825GKA3* |  |  | EA*4X48L21A*+WALLCON | *97CMN0601714A* | 24000 | 16.5 | 8.1 | 21000 | 16700 | 79.52% | 2 | 0 | 11 |  |  |  |  | R-410A | 2 | Residential & Commercial | USHP | Ducted CEE Tier 1
210474388 | Central HP <5.4 tons | COMFORTMAKER | HRCU-A-CB (Split System: Heat Pump with Remote Outdoor Unit-Air-Source) | CVH825GKA3* |  |  | EHD4X42AAL+WALLCON | *97CMN1202422A* | 24200 | 16 | 8.1 | 21400 | 16700 | 78.04% | 2 | 0 | 10.5 |  |  |  |  | R-410A | 2.0167 | Residential & Commercial | USHP | Ducted CEE Tier 1
212989228 | Central HP <5.4 tons | AIRQUEST | HRCU-A-CB (Split System: Heat Pump with Remote Outdoor Unit-Air-Source) | DLCURAH24ABK |  |  | EN(A,D)4X30L17** | *95MSU0601716A* | 23600 | 17 | 8.5 | 26400 | 24400 | 92.42% | 2.02 | 0 | 10.5 |  |  |  |  | R-410A | 1.9667 | Residential & Commercial | USHP | Ducted CEE Tier 1
211226933 | Central HP <5.4 tons | AIRQUEST | HRCU-A-CB (Split System: Heat Pump with Remote Outdoor Unit-Air-Source) | DLCURAH36ABK |  |  | EA*4X37L21A* | *80ESU1002120A* | 36200 | 16 | 8.5 | 38500 | 34800 | 90.39% | 2.08 | 0 | 10 |  |  |  |  | R-410A | 3.0167 | Residential & Commercial | USHP | Ducted CEE Tier 1
211227015 | Central HP <5.4 tons | AIRQUEST | HRCU-A-CB (Split System: Heat Pump with Remote Outdoor Unit-Air-Source) | DLCURAH36ABK |  |  | EA*4X37L21A* | *92ESN0802120A* | 37400 | 16 | 8.5 | 38500 | 34800 | 90.39% | 2.14 | 0 | 10 |  |  |  |  | R-410A | 3.1167 | Residential & Commercial | USHP | Ducted CEE Tier 1
216010725 | Central HP <5.4 tons | YORK | HRCU-A-CB (Split System: Heat Pump with Remote Outdoor Unit-Air-Source) | HH824E2S11 |  |  | CTM36B5ADS1+JME12B2SN1 | 0 | 23000 | 19 | 9.5 | 23000 | 18400 | 80% | 2 | 0 | 12 |  |  |  |  | R-454B | 1.9167 | Residential & Commercial | USHP | Ducted CEE Tier 1
212404698 | Central HP <5.4 tons | CONTINENTAL | HRCU-A-CB (Split System: Heat Pump with Remote Outdoor Unit-Air-Source) | WSEHV2436RA1-C |  |  | H,DE33(6,9)36 | WPV060T3AA | 22000 | 17 | 8.5 | 25000 | 17500 | 70% | 1.8 | 0 | 10 |  |  |  |  | R-410A | 1.8333 | Residential & Commercial | USHP | Ducted CEE Tier 1
210532904 | Central HP <5.4 tons | CARRIER | HRCU-A-CB (Split System: Heat Pump with Remote Outdoor Unit-Air-Source) | 25VNA448A*031* |  |  | CNPV*4824AL*+UI | 58TN*A135C24**22 | 44000 | 21 | 9 | 46500 | 36200 | 77.85% | 2.18 | 0 | 12 |  |  |  |  | R-410A | 3.6667 | Residential & Commercial | USHP | Ducted CEE Tier 1
214491779 | Central HP <5.4 tons | AMANA | HRCU-A-CB (Split System: Heat Pump with Remote Outdoor Unit-Air-Source) | ASZS601810A* |  |  | CA*EA1818*4B* | A*VC800804C*A* | 16600 | 17.5 | 8.5 | 17400 | 13000 | 74.71% | 2.1 | 0 | 10.9 |  |  |  |  | R-410A | 1.3833 | Residential & Commercial | USHP | Ducted CEE Tier 1
214629130 | Central HP <5.4 tons | CARRIER | HRCU-A-CB (Split System: Heat Pump with Remote Outdoor Unit-Air-Source) | 38MURAQ36AB3* | ADP |  | C36A***L159 | 58S(B,C)*B110M21**20 | 35800 | 16 | 8.1 | 36800 | 34600 | 94.02% | 1.9 | 0 | 10 |  |  |  |  | R-410A | 2.9833 | Residential & Commercial | USHP | Ducted CEE Tier 1
214629164 | Central HP <5.4 tons | CARRIER | HRCU-A-CB (Split System: Heat Pump with Remote Outdoor Unit-Air-Source) | 38MURAQ36AB3* | ADP |  | PL36H175P159 | 58TP*B070V14**12 | 35200 | 16 | 8.1 | 36800 | 34600 | 94.02% | 1.94 | 0 | 10 |  |  |  |  | R-410A | 2.9333 | Residential & Commercial | USHP | Ducted CEE Tier 1
214629205 | Central HP <5.4 tons | CARRIER | HRCU-A-CB (Split System: Heat Pump with Remote Outdoor Unit-Air-Source) | 38MURAQ36AB3* | ADP |  | V,C36H175P159 | 59SC6A060M17**16 | 35200 | 15.2 | 8.5 | 36800 | 34800 | 94.57% | 1.88 | 0 | 9.5 |  |  |  |  | R-410A | 2.9333 | Residential & Commercial | USHP
210533058 | Central HP <5.4 tons | CARRIER | HRCU-A-CB (Split System: Heat Pump with Remote Outdoor Unit-Air-Source) | 25VNA424A*031* |  |  | CNPV*3017AL*+UI | 59TN6B080C17**14 | 23200 | 20 | 9.5 | 26800 | 20000 | 74.63% | 2.38 | 0 | 13 |  |  |  |  | R-410A | 1.9333 | Residential & Commercial | USHP | Ducted CEE Tier 1
212578233 | Central HP <5.4 tons | CARRIER | HRCU-A-CB (Split System: Heat Pump with Remote Outdoor Unit-Air-Source) | 25VNA424A*031* | ADP |  | H,PG9J936 | 59MN7B080C17**14 | 23400 | 20 | 10.5 | 25000 | 19500 | 78% | 2.44 | 0 | 13 |  |  |  |  | R-410A | 1.95 | Residential & Commercial | USHP | Ducted CEE Tier 1
214626811 | Central HP <5.4 tons | CARRIER | HRCU-A-CB (Split System: Heat Pump with Remote Outdoor Unit-Air-Source) | 25VNA424A*031* | ADP |  | C36A***L159 | 58CU*A040C17**12 | 23400 | 21 | 10.5 | 25000 | 19400 | 77.6% | 2.44 | 0 | 13.5 |  |  |  |  | R-410A | 1.95 | Residential & Commercial | USHP | Ducted CEE Tier 1
214626812 | Central HP <5.4 tons | CARRIER | HRCU-A-CB (Split System: Heat Pump with Remote Outdoor Unit-Air-Source) | 25VNA424A*031* | ADP |  | V,C36H175P139 | 58CU*A040C17**12 | 23400 | 21 | 10.5 | 25000 | 19300 | 77.2% | 2.48 | 0 | 13.5 |  |  |  |  | R-410A | 1.95 | Residential & Commercial | USHP | Ducted CEE Tier 1
214626863 | Central HP <5.4 tons | CARRIER | HRCU-A-CB (Split System: Heat Pump with Remote Outdoor Unit-Air-Source) | 25VNA424A*031* | ADP |  | PL36H210P749 | 58CU*A060C17**16 | 23400 | 20 | 10.5 | 25000 | 19300 | 77.2% | 2.46 | 0 | 13.5 |  |  |  |  | R-410A | 1.95 | Residential & Commercial | USHP | Ducted CEE Tier 1
213872264 | Central HP <5.4 tons | AMANA | HRCU-A-CB (Split System: Heat Pump with Remote Outdoor Unit-Air-Source) | ASZS60421EA* |  |  | CA*EA6030*4A* | A*VC961005CNB* | 40000 | 17 | 8.6 | 40000 | 30600 | 76.5% | 2.2 | 0 | 10 |  |  |  |  | R-410A | 3.3333 | Residential & Commercial | USHP | Ducted CEE Tier 1
216972427 | Central HP <5.4 tons | CARRIER | HRCU-A-CB (Split System: Heat Pump with Remote Outdoor Unit-Air-Source) | 27VNA336A*030* | ADP |  | A36VCA*+TXV | 58CU*B060C17**16 | 32800 | 20 | 9.5 | 33200 | 26200 | 78.92% | 2 | 0 | 11.5 |  |  |  |  | R-454B | 2.7333 | Residential & Commercial | USHP | Ducted CEE Tier 1
216972443 | Central HP <5.4 tons | CARRIER | HRCU-A-CB (Split System: Heat Pump with Remote Outdoor Unit-Air-Source) | 27VNA336A*030* | ADP |  | C36A***L15*+TXV | 58CU*B060C17**16 | 33200 | 20 | 9.5 | 32800 | 25800 | 78.66% | 2.04 | 0 | 11.7 |  |  |  |  | R-454B | 2.7667 | Residential & Commercial | USHP | Ducted CEE Tier 1
216972454 | Central HP <5.4 tons | CARRIER | HRCU-A-CB (Split System: Heat Pump with Remote Outdoor Unit-Air-Source) | 27VNA336A*030* | ADP |  | A36VCA*+TXV | 58TN*B045C17**12 | 32200 | 19 | 9 | 34200 | 27200 | 79.53% | 1.88 | 0 | 10.5 |  |  |  |  | R-454B | 2.6833 | Residential & Commercial | USHP | Ducted CEE Tier 1
216972463 | Central HP <5.4 tons | CARRIER | HRCU-A-CB (Split System: Heat Pump with Remote Outdoor Unit-Air-Source) | 27VNA336A*030* | ADP |  | PL36H175P15*+TXV | 58TN*B045C17**12 | 33000 | 19 | 9 | 33800 | 26800 | 79.29% | 1.9 | 0 | 10.5 |  |  |  |  | R-454B | 2.75 | Residential & Commercial | USHP | Ducted CEE Tier 1
216972547 | Central HP <5.4 tons | CARRIER | HRCU-A-CB (Split System: Heat Pump with Remote Outdoor Unit-Air-Source) | 27VNA336A*030* | ADP |  | C36A***L15*+TXV | 58TN*B090C17**16 | 33200 | 20 | 9.5 | 33000 | 26000 | 78.79% | 2.04 | 0 | 11.5 |  |  |  |  | R-454B | 2.7667 | Residential & Commercial | USHP | Ducted CEE Tier 1
216972577 | Central HP <5.4 tons | CARRIER | HRCU-A-CB (Split System: Heat Pump with Remote Outdoor Unit-Air-Source) | 27VNA336A*030* | ADP |  | C36A***L13*+TXV | 59CU5B060C17**16 | 32400 | 19 | 9.5 | 33800 | 26800 | 79.29% | 2 | 0 | 11 |  |  |  |  | R-454B | 2.7 | Residential & Commercial | USHP | Ducted CEE Tier 1
216972588 | Central HP <5.4 tons | CARRIER | HRCU-A-CB (Split System: Heat Pump with Remote Outdoor Unit-Air-Source) | 27VNA336A*030* | ADP |  | PL36H210P74*+TXV | 59CU5B060C17**16 | 32400 | 19 | 9.5 | 33800 | 26800 | 79.29% | 2 | 0 | 11 |  |  |  |  | R-454B | 2.7 | Residential & Commercial | USHP | Ducted CEE Tier 1
216972636 | Central HP <5.4 tons | CARRIER | HRCU-A-CB (Split System: Heat Pump with Remote Outdoor Unit-Air-Source) | 27VNA336A*030* | ADP |  | PL36H210P74*+TXV | 59MN7C060C21**20 | 32600 | 19 | 9.5 | 33600 | 26800 | 79.76% | 2 | 0 | 11 |  |  |  |  | R-454B | 2.7167 | Residential & Commercial | USHP | Ducted CEE Tier 1
210589349 | Central HP <5.4 tons | SURE | HRCU-A-CB (Split System: Heat Pump with Remote Outdoor Unit-Air-Source) | SP18AZ48AJVC |  |  | TCFZ6021SEAAM | S802VA075421Z | 44500 | 19 | 8.1 | 43500 | 45000 | 103.4% | 2 | 0 | 10 |  |  |  |  | R-410A | 3.7083 | Residential & Commercial | USHP | Ducted CEE Tier 1
216972670 | Central HP <5.4 tons | CARRIER | HRCU-A-CB (Split System: Heat Pump with Remote Outdoor Unit-Air-Source) | 27VNA336A*030* | ADP |  | V,C36H175P45*+TXV | 59TN6C060C17**14 | 33400 | 20 | 9.4 | 32200 | 25200 | 78.26% | 2.05 | 0 | 10.5 |  |  |  |  | R-454B | 2.7833 | Residential & Commercial | USHP | Ducted CEE Tier 1
216972704 | Central HP <5.4 tons | CARRIER | HRCU-A-CB (Split System: Heat Pump with Remote Outdoor Unit-Air-Source) | 27VNA336A*030* | ADP |  | A36VCA*+TXV | 59TN7A080C17**16 | 32400 | 19 | 9.5 | 33600 | 26800 | 79.76% | 2 | 0 | 11 |  |  |  |  | R-454B | 2.7 | Residential & Commercial | USHP | Ducted CEE Tier 1
216972409 | Central HP <5.4 tons | CARRIER | HRCU-A-CB (Split System: Heat Pump with Remote Outdoor Unit-Air-Source) | 27VNA336A*030* | ADP |  | PL36H175P15*+TXV | 58CU*B040C17**12 | 33400 | 20 | 9.5 | 32800 | 25800 | 78.66% | 2.04 | 0 | 11.7 |  |  |  |  | R-454B | 2.7833 | Residential & Commercial | USHP | Ducted CEE Tier 1
215588272 | Central HP <5.4 tons | BRYANT HEATING AND COOLING SYSTEMS | HRCU-A-CB (Split System: Heat Pump with Remote Outdoor Unit-Air-Source) | 291VAN054**AA* |  |  | CVAMA6124XMA*+UI | 88*TB60110C21*** | 53000 | 20 | 8.5 | 53000 | 46000 | 86.79% | 1.95 | 0 | 12.5 |  |  |  |  | R-454B | 4.4167 | Residential & Commercial | USHP | Ducted CEE Tier 1
214500322 | Central HP <5.4 tons | AMANA | HRCU-A-CB (Split System: Heat Pump with Remote Outdoor Unit-Air-Source) | ASZS601810A* |  |  | CA*EA2422*4B*+MBVK12BP1X00A* | 0 | 16600 | 17.5 | 8.5 | 17400 | 13000 | 74.71% | 2.1 | 0 | 10.9 |  |  |  |  | R-410A | 1.3833 | Residential & Commercial | USHP | Ducted CEE Tier 1
212614975 | Central HP <5.4 tons | AMANA | HRCU-A-CB (Split System: Heat Pump with Remote Outdoor Unit-Air-Source) | ASZS60241EA* |  |  | CA*EA3026*4A* | A*VC960403BNB* | 23000 | 17 | 8.6 | 23000 | 16100 | 70% | 2 | 0 | 10 |  |  |  |  | R-410A | 1.9167 | Residential & Commercial | USHP | Ducted CEE Tier 1
216997077 | Central HP <5.4 tons | CARRIER | HRCU-A-CB (Split System: Heat Pump with Remote Outdoor Unit-Air-Source) | 27VNA048A*030* | ADP |  | H,PG48*60+TXV | 59TN6C100C21**22 | 45000 | 18 | 9 | 45500 | 33200 | 72.97% | 2.06 | 0 | 10 |  |  |  |  | R-454B | 3.75 | Residential & Commercial | USHP | Ducted CEE Tier 1
216445258 | Central HP <5.4 tons | LG | HRCU-A-C (Split System: Heat Pump with Remote Outdoor Unit with No Indoor Fan --Air Source) | KUSXA361A |  |  | LKMMA36B1 | 0 | 34400 | 15.5 | 8.9 | 37000 | 33000 | 89.19% | 1.8 | 0 | 11.7 |  |  |  |  | R-32 | 2.8667 | Residential & Commercial | USHP | Ducted CEE Tier 1
216374498 | Central HP <5.4 tons | YORK | HRCU-A-CB (Split System: Heat Pump with Remote Outdoor Unit-Air-Source) | HH824E2S11 |  |  | CTM30B5ACS1 | Y92E060B12SMPS1 | 23000 | 18 | 9.5 | 23000 | 18500 | 80.43% | 2 | 0 | 11.7 |  |  |  |  | R-454B | 1.9167 | Residential & Commercial | USHP | Ducted CEE Tier 1
216972456 | Central HP <5.4 tons | CARRIER | HRCU-A-CB (Split System: Heat Pump with Remote Outdoor Unit-Air-Source) | 27VNA336A*030* | ADP |  | C36A***L13*+TXV | 58TN*B045C17**12 | 32200 | 19 | 9 | 34200 | 27200 | 79.53% | 1.88 | 0 | 10.5 |  |  |  |  | R-454B | 2.6833 | Residential & Commercial | USHP | Ducted CEE Tier 1
216972540 | Central HP <5.4 tons | CARRIER | HRCU-A-CB (Split System: Heat Pump with Remote Outdoor Unit-Air-Source) | 27VNA336A*030* | ADP |  | PL36H175P15*+TXV | 58TN*B090C17**16 | 33400 | 20 | 9.5 | 33000 | 26000 | 78.79% | 2.04 | 0 | 11.5 |  |  |  |  | R-454B | 2.7833 | Residential & Commercial | USHP | Ducted CEE Tier 1
216972606 | Central HP <5.4 tons | CARRIER | HRCU-A-CB (Split System: Heat Pump with Remote Outdoor Unit-Air-Source) | 27VNA336A*030* | ADP |  | C36A***L53*+TXV | 59CU5B080C21**20 | 33800 | 20 | 9.5 | 32800 | 25600 | 78.05% | 2.06 | 0 | 11.7 |  |  |  |  | R-454B | 2.8167 | Residential & Commercial | USHP | Ducted CEE Tier 1
216972640 | Central HP <5.4 tons | CARRIER | HRCU-A-CB (Split System: Heat Pump with Remote Outdoor Unit-Air-Source) | 27VNA336A*030* | ADP |  | A36VCA*+TXV | 59MN7C080C17**14 | 32400 | 19 | 9.5 | 33800 | 26800 | 79.29% | 2 | 0 | 11 |  |  |  |  | R-454B | 2.7 | Residential & Commercial | USHP | Ducted CEE Tier 1
216972658 | Central HP <5.4 tons | CARRIER | HRCU-A-CB (Split System: Heat Pump with Remote Outdoor Unit-Air-Source) | 27VNA336A*030* | ADP |  | C36A***L53*+TXV | 59MN7C100C21**22 | 34000 | 20 | 9.5 | 32400 | 25400 | 78.4% | 2.06 | 0 | 12 |  |  |  |  | R-454B | 2.8333 | Residential & Commercial | USHP | Ducted CEE Tier 1
216972690 | Central HP <5.4 tons | CARRIER | HRCU-A-CB (Split System: Heat Pump with Remote Outdoor Unit-Air-Source) | 27VNA336A*030* | ADP |  | C36A***L53*+TXV | 59TN6C100C21**22 | 34000 | 20 | 9.5 | 32400 | 25400 | 78.4% | 2.06 | 0 | 12 |  |  |  |  | R-454B | 2.8333 | Residential & Commercial | USHP | Ducted CEE Tier 1
216972708 | Central HP <5.4 tons | CARRIER | HRCU-A-CB (Split System: Heat Pump with Remote Outdoor Unit-Air-Source) | 27VNA336A*030* | ADP |  | PL36H175P15*+TXV | 59TN7A080C17**16 | 33200 | 19 | 9.5 | 33400 | 26400 | 79.04% | 2.02 | 0 | 11 |  |  |  |  | R-454B | 2.7667 | Residential & Commercial | USHP | Ducted CEE Tier 1
216972709 | Central HP <5.4 tons | CARRIER | HRCU-A-CB (Split System: Heat Pump with Remote Outdoor Unit-Air-Source) | 27VNA336A*030* | ADP |  | V,C36H175P15*+TXV | 59TN7A080C17**16 | 33200 | 19 | 9.5 | 33400 | 26400 | 79.04% | 2.02 | 0 | 11 |  |  |  |  | R-454B | 2.7667 | Residential & Commercial | USHP | Ducted CEE Tier 1
215912268 | Central HP <5.4 tons | YORK | HRCU-A-CB (Split System: Heat Pump with Remote Outdoor Unit-Air-Source) | HH824E2S11 |  |  | CTM36B5ADS1 | TM9Y060B12MP11 | 23000 | 17 | 9 | 23000 | 18000 | 78.26% | 2 | 0 | 12 |  |  |  |  | R-454B | 1.9167 | Residential & Commercial | USHP | Ducted CEE Tier 1
216779996 | Central HP <5.4 tons | YORK | HRCU-A-CB (Split System: Heat Pump with Remote Outdoor Unit-Air-Source) | HH824E2S11 |  |  | CTM36B5ADS1 | Y81E060A12LMPS1 | 23000 | 18 | 9.5 | 23000 | 18500 | 80.43% | 2 | 0 | 12 |  |  |  |  | R-454B | 1.9167 | Residential & Commercial | USHP | Ducted CEE Tier 1
216780413 | Central HP <5.4 tons | YORK | HRCU-A-CB (Split System: Heat Pump with Remote Outdoor Unit-Air-Source) | HH824E2S11 |  |  | CTM36B5ADS1 | Y81E080B12LMPS1 | 23000 | 18 | 9.5 | 23000 | 18600 | 80.87% | 2 | 0 | 12 |  |  |  |  | R-454B | 1.9167 | Residential & Commercial | USHP | Ducted CEE Tier 1
213296585 | Central HP <5.4 tons | YORK | HRCU-A-CB (Split System: Heat Pump with Remote Outdoor Unit-Air-Source) | HMH72B341 |  |  | XAUC48FXXN1+TXV | Y81E120C16SMPS1 | 34000 | 16.5 | 8.5 | 32800 | 23400 | 71.34% | 2.1 | 0 | 9.5 |  |  |  |  | R-410A | 2.8333 | Residential & Commercial | USHP
213296602 | Central HP <5.4 tons | YORK | HRCU-A-CB (Split System: Heat Pump with Remote Outdoor Unit-Air-Source) | HMH72B341 |  |  | XAHC30CXXN1+JMET12CS2N1+TXV | 0 | 32800 | 18 | 8.5 | 32400 | 22800 | 70.37% | 2.04 | 0 | 10 |  |  |  |  | R-410A | 2.7333 | Residential & Commercial | USHP | Ducted CEE Tier 1
213296633 | Central HP <5.4 tons | YORK | HRCU-A-CB (Split System: Heat Pump with Remote Outdoor Unit-Air-Source) | HMH72B341 |  |  | XAFB30CXXN1+TXV | Y81E100B12SMPS1 | 32800 | 18 | 8.5 | 33000 | 23200 | 70.3% | 2.04 | 0 | 9.5 |  |  |  |  | R-410A | 2.7333 | Residential & Commercial | USHP
213296634 | Central HP <5.4 tons | YORK | HRCU-A-CB (Split System: Heat Pump with Remote Outdoor Unit-Air-Source) | HMH72B341 |  |  | XAFB30CXXN1+TXV | Y81E100B12LMPS1 | 32800 | 18 | 8.5 | 33000 | 23200 | 70.3% | 2.04 | 0 | 9.5 |  |  |  |  | R-410A | 2.7333 | Residential & Commercial | USHP
213296668 | Central HP <5.4 tons | YORK | HRCU-A-CB (Split System: Heat Pump with Remote Outdoor Unit-Air-Source) | HMH72B341 |  |  | XAHC36DXXN1+TXV | Y81E100C20SMPS1 | 34000 | 17 | 8.5 | 33400 | 23600 | 70.66% | 2.08 | 0 | 9.5 |  |  |  |  | R-410A | 2.8333 | Residential & Commercial | USHP
213296518 | Central HP <5.4 tons | YORK | HRCU-A-CB (Split System: Heat Pump with Remote Outdoor Unit-Air-Source) | HMH72B341 |  |  | XAHC36DBCN1 | Y92E100C16SMPS1 | 33600 | 18 | 8.5 | 33000 | 23200 | 70.3% | 2.04 | 0 | 10 |  |  |  |  | R-410A | 2.8 | Residential & Commercial | USHP | Ducted CEE Tier 1
213258373 | Central HP <5.4 tons | KEEPRITE | HRCU-A-CB (Split System: Heat Pump with Remote Outdoor Unit-Air-Source) | DLCURAH24ABK | ADP |  | H,GE32936 | *96VTN0801716A* | 23800 | 16 | 8.5 | 25200 | 23000 | 91.27% | 1.92 | 0 | 10 |  |  |  |  | R-410A | 1.9833 | Residential & Commercial | USHP | Ducted CEE Tier 1
216801776 | Central HP <5.4 tons | YORK | HRCU-A-CB (Split System: Heat Pump with Remote Outdoor Unit-Air-Source) | HH860E2S11 |  |  | CTM60C5CHS1 | Y82E100C20LMPS1 | 54000 | 19 | 9 | 54000 | 38000 | 70.37% | 2 | 0 | 12 |  |  |  |  | R-454B | 4.5 | Residential & Commercial | USHP | Ducted CEE Tier 1
215223127 | Central HP <5.4 tons | BRYANT HEATING AND COOLING SYSTEMS | HRCU-A-CB (Split System: Heat Pump with Remote Outdoor Unit-Air-Source) | 288BNV025*0**C* | ADP |  | H,PG9J930 | 987MB42080C17*** | 23600 | 16 | 8.1 | 19800 | 16300 | 82.32% | 1.96 | 0 | 11 |  |  |  |  | R-410A | 1.9667 | Residential & Commercial | USHP | Ducted CEE Tier 1
215223134 | Central HP <5.4 tons | BRYANT HEATING AND COOLING SYSTEMS | HRCU-A-CB (Split System: Heat Pump with Remote Outdoor Unit-Air-Source) | 288BNV025*0**C* | ADP |  | H,PE9J936 | 987MB66100C21*** | 23800 | 16 | 8.1 | 19800 | 16200 | 81.82% | 1.96 | 0 | 11 |  |  |  |  | R-410A | 1.9833 | Residential & Commercial | USHP | Ducted CEE Tier 1
215667077 | Central HP <5.4 tons | ARCOAIRE | HRCU-A-CB (Split System: Heat Pump with Remote Outdoor Unit-Air-Source) | H5H0V24*K*AAA* |  |  | EA*5X24M17A*+WALLCON | *97CMN0601714B* | 22800 | 16.5 | 9 | 24000 | 16900 | 70.42% | 1.94 | 0 | 10 |  |  |  |  | R-454B | 1.9 | Residential & Commercial | USHP | Ducted CEE Tier 1
212614963 | Central HP <5.4 tons | AMANA | HRCU-A-CB (Split System: Heat Pump with Remote Outdoor Unit-Air-Source) | ASZS60241EA* |  |  | CA*EA2422*4A* | A*VM970804CNB* | 23000 | 17 | 8.6 | 23000 | 16100 | 70% | 2 | 0 | 10 |  |  |  |  | R-410A | 1.9167 | Residential & Commercial | USHP | Ducted CEE Tier 1
212614977 | Central HP <5.4 tons | AMANA | HRCU-A-CB (Split System: Heat Pump with Remote Outdoor Unit-Air-Source) | ASZS60241EA* |  |  | CA*EA3026*4A* | A*VS960603BUA* | 23000 | 17 | 8.6 | 23000 | 16100 | 70% | 2 | 0 | 10 |  |  |  |  | R-410A | 1.9167 | Residential & Commercial | USHP | Ducted CEE Tier 1
212614979 | Central HP <5.4 tons | AMANA | HRCU-A-CB (Split System: Heat Pump with Remote Outdoor Unit-Air-Source) | ASZS60241EA* |  |  | CA*EA3026*4A* | A*VC960804CNB* | 23000 | 17 | 8.6 | 23000 | 16100 | 70% | 2 | 0 | 10 |  |  |  |  | R-410A | 1.9167 | Residential & Commercial | USHP | Ducted CEE Tier 1
215289566 | Central HP <5.4 tons | AIRQUEST | HRCU-A-CB (Split System: Heat Pump with Remote Outdoor Unit-Air-Source) | DLCURAH18ABK | ADP |  | HE31924 | *92MSN0401712A* | 16500 | 15.2 | 8.1 | 16700 | 18900 | 113.2% | 2.3 | 0 | 10 |  |  |  |  | R-410A | 1.375 | Residential & Commercial | USHP | Ducted CEE Tier 1
215289568 | Central HP <5.4 tons | AIRQUEST | HRCU-A-CB (Split System: Heat Pump with Remote Outdoor Unit-Air-Source) | DLCURAH18ABK | ADP |  | H,GG32930 | *92MSN0401712A* | 16500 | 15.2 | 8.5 | 16500 | 18400 | 111.5% | 2.24 | 0 | 10 |  |  |  |  | R-410A | 1.375 | Residential & Commercial | USHP | Ducted CEE Tier 1
215289584 | Central HP <5.4 tons | AIRQUEST | HRCU-A-CB (Split System: Heat Pump with Remote Outdoor Unit-Air-Source) | DLCURAH18ABK | ADP |  | HG35936 | *92MSN0401712A* | 17200 | 15.2 | 8.5 | 16500 | 18400 | 111.5% | 2.24 | 0 | 10.5 |  |  |  |  | R-410A | 1.4333 | Residential & Commercial | USHP | Ducted CEE Tier 1
215289593 | Central HP <5.4 tons | AIRQUEST | HRCU-A-CB (Split System: Heat Pump with Remote Outdoor Unit-Air-Source) | DLCURAH18ABK | ADP |  | HE7J936 | *92MSN0401712A* | 16600 | 15.2 | 8.5 | 16500 | 18400 | 111.5% | 2.24 | 0 | 10 |  |  |  |  | R-410A | 1.3833 | Residential & Commercial | USHP | Ducted CEE Tier 1
215289618 | Central HP <5.4 tons | AIRQUEST | HRCU-A-CB (Split System: Heat Pump with Remote Outdoor Unit-Air-Source) | DLCURAH18ABK | ADP |  | H,GE32936 | *92MSN0601412A* | 17200 | 16 | 8.5 | 16900 | 19400 | 114.8% | 2.38 | 0 | 10.5 |  |  |  |  | R-410A | 1.4333 | Residential & Commercial | USHP | Ducted CEE Tier 1
215289625 | Central HP <5.4 tons | AIRQUEST | HRCU-A-CB (Split System: Heat Pump with Remote Outdoor Unit-Air-Source) | DLCURAH18ABK | ADP |  | HG34936 | *92MSN0601412A* | 17500 | 16 | 8.5 | 16900 | 18800 | 111.2% | 2.3 | 0 | 11 |  |  |  |  | R-410A | 1.4583 | Residential & Commercial | USHP | Ducted CEE Tier 1
215289641 | Central HP <5.4 tons | AIRQUEST | HRCU-A-CB (Split System: Heat Pump with Remote Outdoor Unit-Air-Source) | DLCURAH18ABK | ADP |  | HE8J936 | *92MSN0601412A* | 17500 | 16 | 8.5 | 16900 | 18800 | 111.2% | 2.3 | 0 | 11 |  |  |  |  | R-410A | 1.4583 | Residential & Commercial | USHP | Ducted CEE Tier 1
213156956 | Central HP <5.4 tons | AMANA | HRCU-A-CB (Split System: Heat Pump with Remote Outdoor Unit-Air-Source) | ASZS60421EA* |  |  | CA*EA6030*4A* | A*VC800805D*A* | 40000 | 17 | 8.6 | 40000 | 30600 | 76.5% | 2 | 0 | 10 |  |  |  |  | R-410A | 3.3333 | Residential & Commercial | USHP | Ducted CEE Tier 1
212615004 | Central HP <5.4 tons | AMANA | HRCU-A-CB (Split System: Heat Pump with Remote Outdoor Unit-Air-Source) | ASZS60421EA* |  |  | CA*EA6030*4A*+MBVC2000**-1A* | 0 | 40000 | 17 | 8.6 | 40000 | 30600 | 76.5% | 2 | 0 | 10 |  |  |  |  | R-410A | 3.3333 | Residential & Commercial | USHP | Ducted CEE Tier 1
210533096 | Central HP <5.4 tons | CARRIER | HRCU-A-CB (Split System: Heat Pump with Remote Outdoor Unit-Air-Source) | 25VNA424A*031* |  |  | CSPH*3012AL*+UI | 59TN6B080C17**14 | 23400 | 19 | 9 | 27000 | 20000 | 74.07% | 2.44 | 0 | 12.5 |  |  |  |  | R-410A | 1.95 | Residential & Commercial | USHP | Ducted CEE Tier 1
202902427 | Central HP <5.4 tons | MIDEA | HRCU-A-CB (Split System: Heat Pump with Remote Outdoor Unit-Air-Source) | MOVA-60HDN1-M20G |  |  | MC**4248CNTF | MGH96M100C5A | 45000 | 17.5 | 8.8 | 46500 | 32800 | 70.54% | 1.9 | 12.5 | 11.7 |  |  |  |  | R-410A | 3.75 | Residential & Commercial | USHP | Ducted CEE Tier 1
212404689 | Central HP <5.4 tons | CONTINENTAL | HRCU-A-CB (Split System: Heat Pump with Remote Outdoor Unit-Air-Source) | CS18HV48A60 |  |  | H,DE50960 | WPV090T5BA | 54000 | 16 | 8.5 | 58000 | 41000 | 70.69% | 1.8 | 0 | 10 |  |  |  |  | R-410A | 4.5 | Residential & Commercial | USHP | Ducted CEE Tier 1
212404706 | Central HP <5.4 tons | CONTINENTAL | HRCU-A-CB (Split System: Heat Pump with Remote Outdoor Unit-Air-Source) | WSEHV4860RA1-C |  |  | H,DE37960+TXV | WUV070T4BA | 46000 | 17 | 8.5 | 50000 | 35000 | 70% | 1.8 | 0 | 10 |  |  |  |  | R-410A | 3.8333 | Residential & Commercial | USHP | Ducted CEE Tier 1
212404708 | Central HP <5.4 tons | CONTINENTAL | HRCU-A-CB (Split System: Heat Pump with Remote Outdoor Unit-Air-Source) | WSEHV4860RA1-C |  |  | H,DE37960+TXV | WPV080T4BA | 46000 | 17 | 8.5 | 50000 | 35000 | 70% | 1.8 | 0 | 10 |  |  |  |  | R-410A | 3.8333 | Residential & Commercial | USHP | Ducted CEE Tier 1
214066805 | Central HP <5.4 tons | SURE | HRCU-A-CB (Split System: Heat Pump with Remote Outdoor Unit-Air-Source) | RD17AZ36AJ3N |  |  | TCFZ3621MTANM | S802V0755A21UHS | 34200 | 18 | 8.1 | 34200 | 29400 | 85.96% | 2 | 0 | 11.7 |  |  |  |  | R-410A | 2.85 | Residential & Commercial | USHP | Ducted CEE Tier 1
214569307 | Central HP <5.4 tons | RHEEM | HRCU-A-CB (Split System: Heat Pump with Remote Outdoor Unit-Air-Source) | RD17AZ36AJ3N | ADP |  | H,RE8J936 | R98MV0703A17UPS | 31800 | 17 | 8.1 | 32600 | 29400 | 90.18% | 1.9 | 0 | 9 |  |  |  |  | R-410A | 2.65 | Residential & Commercial | USHP
213613096 | Central HP <5.4 tons | GE | HRCU-A-CB (Split System: Heat Pump with Remote Outdoor Unit-Air-Source) | NS22H24MA4-**A | ADP |  | V36H175P149 | NF80L070S3B | 23400 | 19 | 8.1 | 20800 | 14700 | 70.67% | 1.98 | 0 | 13 |  |  |  |  | R-410A | 1.95 | Residential & Commercial | USHP | Ducted CEE Tier 1
216968286 | Central HP <5.4 tons | LENNOX | HRCU-A-CB (Split System: Heat Pump with Remote Outdoor Unit-Air-Source) | SL22KLV-024-230A** |  |  | CK40[C,U]T-48C-**+TDR | SL280UH110XV60C* | 22600 | 18 | 8.5 | 23800 | 17900 | 75.21% | 1.86 | 0 | 13 |  |  |  |  | R-454B | 1.8833 | Residential & Commercial | USHP | Ducted CEE Tier 1
213296699 | Central HP <5.4 tons | YORK | HRCU-A-CB (Split System: Heat Pump with Remote Outdoor Unit-Air-Source) | HMH72B341 |  |  | XAFC36DBCN1 | Y92E060B12SMPS1 | 33800 | 17.5 | 8.5 | 33400 | 23400 | 70.06% | 2 | 0 | 9.5 |  |  |  |  | R-410A | 2.8167 | Residential & Commercial | USHP
213296750 | Central HP <5.4 tons | YORK | HRCU-A-CB (Split System: Heat Pump with Remote Outdoor Unit-Air-Source) | HMH72B341 |  |  | XAFD48FBCN1 | Y81E120C16SMPS1 | 34000 | 16.5 | 8.5 | 32800 | 23400 | 71.34% | 2.1 | 0 | 9.5 |  |  |  |  | R-410A | 2.8333 | Residential & Commercial | USHP
202902428 | Central HP <5.4 tons | MIDEA | HRCU-A-CB (Split System: Heat Pump with Remote Outdoor Unit-Air-Source) | MOVA-60HDN1-M20G |  |  | MC**4248DNTF | MGH96M100D5A | 45500 | 17.5 | 9 | 47000 | 33200 | 70.64% | 1.9 | 12.5 | 11.7 |  |  |  |  | R-410A | 3.7917 | Residential & Commercial | USHP | Ducted CEE Tier 1
216968285 | Central HP <5.4 tons | LENNOX | HRCU-A-CB (Split System: Heat Pump with Remote Outdoor Unit-Air-Source) | SL22KLV-024-230A** |  |  | CK40[C,U]T-48C-**+TDR | SL280UH110V60C* | 22600 | 18 | 8.5 | 23800 | 17900 | 75.21% | 1.86 | 0 | 13 |  |  |  |  | R-454B | 1.8833 | Residential & Commercial | USHP | Ducted CEE Tier 1
214066547 | Central HP <5.4 tons | SURE | HRCU-A-CB (Split System: Heat Pump with Remote Outdoor Unit-Air-Source) | RD17AZ36AJ3N |  |  | TCFZ3621MTANM | S951V0603A17M4S | 34200 | 18 | 8.1 | 34200 | 29800 | 87.13% | 1.9 | 0 | 10 |  |  |  |  | R-410A | 2.85 | Residential & Commercial | USHP | Ducted CEE Tier 1
214066624 | Central HP <5.4 tons | SURE | HRCU-A-CB (Split System: Heat Pump with Remote Outdoor Unit-Air-Source) | RD17AZ36AJ3N |  |  | TCFZ3621MTANM | S98MV1005A21UPS | 34200 | 18 | 8.1 | 34200 | 29600 | 86.55% | 1.9 | 0 | 10 |  |  |  |  | R-410A | 2.85 | Residential & Commercial | USHP | Ducted CEE Tier 1
214066681 | Central HP <5.4 tons | SURE | HRCU-A-CB (Split System: Heat Pump with Remote Outdoor Unit-Air-Source) | RD17AZ36AJ3N |  |  | TCFZ3621MTANM | S962V0403A17M4S | 34200 | 18 | 8.1 | 34200 | 29600 | 86.55% | 1.9 | 0 | 10 |  |  |  |  | R-410A | 2.85 | Residential & Commercial | USHP | Ducted CEE Tier 1
214066824 | Central HP <5.4 tons | SURE | HRCU-A-CB (Split System: Heat Pump with Remote Outdoor Unit-Air-Source) | RD17AZ36AJ3N |  |  | TCFZ3621MTANM | S98MV0703A17UPS | 34200 | 18 | 8.1 | 34200 | 29800 | 87.13% | 1.9 | 0 | 10 |  |  |  |  | R-410A | 2.85 | Residential & Commercial | USHP | Ducted CEE Tier 1
214066899 | Central HP <5.4 tons | SURE | HRCU-A-CB (Split System: Heat Pump with Remote Outdoor Unit-Air-Source) | RD17AZ36AJ3N |  |  | TCFZ3621MTANM | S97MV1005A21DHS | 34200 | 18 | 8.1 | 34200 | 29400 | 85.96% | 1.9 | 0 | 10 |  |  |  |  | R-410A | 2.85 | Residential & Commercial | USHP | Ducted CEE Tier 1
212427856 | Central HP <5.4 tons | CONTINENTAL | HRCU-A-CB (Split System: Heat Pump with Remote Outdoor Unit-Air-Source) | WSEHV2436RA1-C |  |  | H,DE33(6,9)36 | WUV070T3AA | 22000 | 17 | 8.5 | 25000 | 17500 | 70% | 1.8 | 0 | 10 |  |  |  |  | R-410A | 1.8333 | Residential & Commercial | USHP | Ducted CEE Tier 1
213258382 | Central HP <5.4 tons | KEEPRITE | HRCU-A-CB (Split System: Heat Pump with Remote Outdoor Unit-Air-Source) | DLCURAH24ABK | ADP |  | H,GE34936 | *96VTN1002120A* | 24000 | 17 | 8.5 | 24400 | 22400 | 91.8% | 1.9 | 0 | 10 |  |  |  |  | R-410A | 2 | Residential & Commercial | USHP | Ducted CEE Tier 1
210533016 | Central HP <5.4 tons | CARRIER | HRCU-A-CB (Split System: Heat Pump with Remote Outdoor Unit-Air-Source) | 25VNA424A*031* |  |  | CAP**4221AL*+UI | 59CU5A100C21**22 | 23400 | 20.5 | 10.5 | 26600 | 19700 | 74.06% | 2.48 | 0 | 13.5 |  |  |  |  | R-410A | 1.95 | Residential & Commercial | USHP | Ducted CEE Tier 1
212615002 | Central HP <5.4 tons | AMANA | HRCU-A-CB (Split System: Heat Pump with Remote Outdoor Unit-Air-Source) | ASZS60361EA* |  |  | CA*EA4830*4A* | A*VS960805CUA* | 34200 | 17.5 | 8.6 | 34200 | 29000 | 84.8% | 2 | 0 | 10 |  |  |  |  | R-410A | 2.85 | Residential & Commercial | USHP | Ducted CEE Tier 1
216968297 | Central HP <5.4 tons | LENNOX | HRCU-A-CB (Split System: Heat Pump with Remote Outdoor Unit-Air-Source) | SL22KLV-024-230A** |  |  | CK40[C,U]T-48C-**+TDR | EL297UH110XV60C* | 22600 | 18 | 8.5 | 23800 | 17800 | 74.79% | 1.86 | 0 | 13 |  |  |  |  | R-454B | 1.8833 | Residential & Commercial | USHP | Ducted CEE Tier 1
212614994 | Central HP <5.4 tons | AMANA | HRCU-A-CB (Split System: Heat Pump with Remote Outdoor Unit-Air-Source) | ASZS60361EA* |  |  | CA*EA6030*4A* | A*VC961205DNB* | 34200 | 17.5 | 8.6 | 34200 | 30000 | 87.72% | 2 | 0 | 10 |  |  |  |  | R-410A | 2.85 | Residential & Commercial | USHP | Ducted CEE Tier 1
210854807 | Central HP <5.4 tons | AMANA | HRCU-A-CB (Split System: Heat Pump with Remote Outdoor Unit-Air-Source) | ASZS601810A* |  |  | CA*EA1818*4A*+MBVC1200**-1A* | 0 | 16600 | 17.5 | 8.5 | 17400 | 13000 | 74.71% | 2.1 | 0 | 10.9 |  |  |  |  | R-410A | 1.3833 | Residential & Commercial | USHP | Ducted CEE Tier 1
212614982 | Central HP <5.4 tons | AMANA | HRCU-A-CB (Split System: Heat Pump with Remote Outdoor Unit-Air-Source) | ASZS60241EA* |  |  | CA*EA3026*4A* | A*VM970603BNB* | 23000 | 17 | 8.6 | 23000 | 16100 | 70% | 2 | 0 | 10 |  |  |  |  | R-410A | 1.9167 | Residential & Commercial | USHP | Ducted CEE Tier 1
214491795 | Central HP <5.4 tons | AMANA | HRCU-A-CB (Split System: Heat Pump with Remote Outdoor Unit-Air-Source) | ASZS601810A* |  |  | CA*EA2422*4B* | A*VC800804C*A* | 16600 | 17.5 | 8.5 | 17400 | 13000 | 74.71% | 2.1 | 0 | 10.9 |  |  |  |  | R-410A | 1.3833 | Residential & Commercial | USHP | Ducted CEE Tier 1
210533054 | Central HP <5.4 tons | CARRIER | HRCU-A-CB (Split System: Heat Pump with Remote Outdoor Unit-Air-Source) | 25VNA424A*031* |  |  | CNPV*3017AL*+UI | 58TN*A070C17**16 | 23200 | 20.5 | 10 | 26800 | 19900 | 74.25% | 2.38 | 0 | 13 |  |  |  |  | R-410A | 1.9333 | Residential & Commercial | USHP | Ducted CEE Tier 1
215289763 | Central HP <5.4 tons | AIRQUEST | HRCU-A-CB (Split System: Heat Pump with Remote Outdoor Unit-Air-Source) | DLCURAH18ABK | ADP |  | H,GG35936 | *96MSN0261410A* | 17300 | 20 | 8.1 | 16700 | 18800 | 112.6% | 2.3 | 0 | 10.5 |  |  |  |  | R-410A | 1.4417 | Residential & Commercial | USHP | Ducted CEE Tier 1
202902433 | Central HP <5.4 tons | MIDEA | HRCU-A-CB (Split System: Heat Pump with Remote Outdoor Unit-Air-Source) | MOVA-60HDN1-M20G |  |  | MC**4860DNTF | MGH96M120D5A | 52000 | 18 | 8.5 | 54000 | 37800 | 70% | 1.85 | 12.5 | 11.7 |  |  |  |  | R-410A | 4.3333 | Residential & Commercial | USHP | Ducted CEE Tier 1
214771661 | Central HP <5.4 tons | MIDEA | HRCU-A-CB (Split System: Heat Pump with Remote Outdoor Unit-Air-Source) | MOVB-60HDN10-M20G |  |  | MC**4248DN10TH | MGV96U100D5C | 44500 | 16.5 | 9 | 47000 | 33000 | 70.21% | 1.9 | 0 | 11.7 |  |  |  |  | R-454B | 3.7083 | Residential & Commercial | USHP | Ducted CEE Tier 1
212614996 | Central HP <5.4 tons | AMANA | HRCU-A-CB (Split System: Heat Pump with Remote Outdoor Unit-Air-Source) | ASZS60361EA* |  |  | CA*EA4830*4A* | A*VC960804CNB* | 34200 | 17.5 | 8.6 | 34200 | 29000 | 84.8% | 2 | 0 | 10 |  |  |  |  | R-410A | 2.85 | Residential & Commercial | USHP | Ducted CEE Tier 1
214066527 | Central HP <5.4 tons | SURE | HRCU-A-CB (Split System: Heat Pump with Remote Outdoor Unit-Air-Source) | RD17AZ36AJ3N |  |  | TCFZ3621MTANM | S921V0403A17M4S | 34200 | 18 | 8.1 | 34200 | 29600 | 86.55% | 1.9 | 0 | 10 |  |  |  |  | R-410A | 2.85 | Residential & Commercial | USHP | Ducted CEE Tier 1
214066611 | Central HP <5.4 tons | SURE | HRCU-A-CB (Split System: Heat Pump with Remote Outdoor Unit-Air-Source) | RD17AZ36AJ3N |  |  | TCFZ3621MTANM | S802VA100521M | 34200 | 18 | 8.1 | 34200 | 29400 | 85.96% | 2 | 0 | 11.7 |  |  |  |  | R-410A | 2.85 | Residential & Commercial | USHP | Ducted CEE Tier 1
210532908 | Central HP <5.4 tons | CARRIER | HRCU-A-CB (Split System: Heat Pump with Remote Outdoor Unit-Air-Source) | 25VNA448A*031* |  |  | CNPV*4824AL*+UI | 59MN7B100C21**22 | 44000 | 21 | 8.5 | 46500 | 36400 | 78.28% | 2.18 | 0 | 12 |  |  |  |  | R-410A | 3.6667 | Residential & Commercial | USHP | Ducted CEE Tier 1
212614997 | Central HP <5.4 tons | AMANA | HRCU-A-CB (Split System: Heat Pump with Remote Outdoor Unit-Air-Source) | ASZS60361EA* |  |  | CA*EA4830*4A* | A*VC801005C*A* | 34200 | 17.5 | 8.6 | 34200 | 29000 | 84.8% | 2 | 0 | 10 |  |  |  |  | R-410A | 2.85 | Residential & Commercial | USHP | Ducted CEE Tier 1
216374518 | Central HP <5.4 tons | YORK | HRCU-A-CB (Split System: Heat Pump with Remote Outdoor Unit-Air-Source) | HH824E2S11 |  |  | CTU36B5XDS1+TXV | Y92E060B12SMPS1 | 23000 | 18 | 9.5 | 23000 | 18300 | 79.57% | 2 | 0 | 12 |  |  |  |  | R-454B | 1.9167 | Residential & Commercial | USHP | Ducted CEE Tier 1
210596833 | Central HP <5.4 tons | COMFORTMAKER | HRCU-A-CB (Split System: Heat Pump with Remote Outdoor Unit-Air-Source) | CVH825GKA2* |  |  | EA*4X48L21A*+WALLCON | *96CTN0601714A* | 24000 | 16.5 | 8.1 | 21000 | 16600 | 79.05% | 2 | 0 | 11 |  |  |  |  | R-410A | 2 | Residential & Commercial | USHP | Ducted CEE Tier 1
210597353 | Central HP <5.4 tons | COMFORTMAKER | HRCU-A-CB (Split System: Heat Pump with Remote Outdoor Unit-Air-Source) | CVH837GKA** |  |  | EA*4X36L21A*+WALLCON | *95CSU0802120A* | 31600 | 17 | 8.1 | 33200 | 24200 | 72.89% | 1.86 | 0 | 11 |  |  |  |  | R-410A | 2.6333 | Residential & Commercial | USHP | Ducted CEE Tier 1
216968284 | Central HP <5.4 tons | LENNOX | HRCU-A-CB (Split System: Heat Pump with Remote Outdoor Unit-Air-Source) | SL22KLV-024-230A** |  |  | CK40[C,U]T-48C-**+TDR | SL280UH100NV60C* | 22600 | 18 | 8.5 | 23600 | 17800 | 75.42% | 1.88 | 0 | 13 |  |  |  |  | R-454B | 1.8833 | Residential & Commercial | USHP | Ducted CEE Tier 1
212988217 | Central HP <5.4 tons | AIRQUEST | HRCU-A-CB (Split System: Heat Pump with Remote Outdoor Unit-Air-Source) | DLCURAH36ABK |  |  | EA*4X48L21A* | *96MSN1002122A* | 35600 | 16 | 8.5 | 37800 | 34600 | 91.53% | 2.04 | 0 | 10 |  |  |  |  | R-410A | 2.9667 | Residential & Commercial | USHP | Ducted CEE Tier 1
212614991 | Central HP <5.4 tons | AMANA | HRCU-A-CB (Split System: Heat Pump with Remote Outdoor Unit-Air-Source) | ASZS60361EA* |  |  | CA*EA6030*4A* | A*VM971205DNB* | 34200 | 17.5 | 8.6 | 34200 | 30000 | 87.72% | 2 | 0 | 10 |  |  |  |  | R-410A | 2.85 | Residential & Commercial | USHP | Ducted CEE Tier 1
212920613 | Central HP <5.4 tons | CONTINENTAL | HRCU-A-CB (Split System: Heat Pump with Remote Outdoor Unit-Air-Source) | WSEHV2436RA1-C |  |  | H,DE37936 | WUV080T3AA | 38000 | 17 | 8.5 | 36600 | 32800 | 89.62% | 1.8 | 0 | 10 |  |  |  |  | R-410A | 3.1667 | Residential & Commercial | USHP | Ducted CEE Tier 1
212404697 | Central HP <5.4 tons | CONTINENTAL | HRCU-A-CB (Split System: Heat Pump with Remote Outdoor Unit-Air-Source) | WSEHV2436RA1-C |  |  | H,DE33(6,9)36 | WPV050T3AA | 22000 | 17 | 8.5 | 25000 | 17500 | 70% | 1.8 | 0 | 10 |  |  |  |  | R-410A | 1.8333 | Residential & Commercial | USHP | Ducted CEE Tier 1
216968306 | Central HP <5.4 tons | LENNOX | HRCU-A-CB (Split System: Heat Pump with Remote Outdoor Unit-Air-Source) | SL22KLV-024-230A** |  |  | CK40[C,U]T-48B-**+TDR | EL297UH070XV36B* | 22400 | 20 | 8.5 | 23800 | 17900 | 75.21% | 1.86 | 0 | 12.8 |  |  |  |  | R-454B | 1.8667 | Residential & Commercial | USHP | Ducted CEE Tier 1
210532896 | Central HP <5.4 tons | CARRIER | HRCU-A-CB (Split System: Heat Pump with Remote Outdoor Unit-Air-Source) | 25VNA448A*031* |  |  | CNPV*4824AL*+UI | 59CU5A080C21**20 | 44000 | 21 | 8.5 | 46500 | 36400 | 78.28% | 2.18 | 0 | 12 |  |  |  |  | R-410A | 3.6667 | Residential & Commercial | USHP | Ducted CEE Tier 1
216990528 | Central HP <5.4 tons | BRYANT HEATING AND COOLING SYSTEMS | HRCU-A-CB (Split System: Heat Pump with Remote Outdoor Unit-Air-Source) | 291VAN054**AA* | ADP |  | V,C60H210P29*+TXV | 88*TB60090C21*** | 48500 | 19 | 10.5 | 50000 | 52500 | 105% | 1.96 | 0 | 11 |  |  |  |  | R-454B | 4.0417 | Residential & Commercial | USHP | Ducted CEE Tier 1
216968303 | Central HP <5.4 tons | LENNOX | HRCU-A-CB (Split System: Heat Pump with Remote Outdoor Unit-Air-Source) | SL22KLV-024-230A** |  |  | CK40[C,U]T-48B-**+TDR | SL297UH060NV36B* | 22400 | 20 | 8.5 | 23800 | 17900 | 75.21% | 1.86 | 0 | 12.6 |  |  |  |  | R-454B | 1.8667 | Residential & Commercial | USHP | Ducted CEE Tier 1
211227826 | Central HP <5.4 tons | AIRQUEST | HRCU-A-CB (Split System: Heat Pump with Remote Outdoor Unit-Air-Source) | DLCURAH36ABK |  |  | EA*4X42L24A* | *80ES(N,L)1102420A* | 35400 | 16.5 | 8.1 | 38500 | 35000 | 90.91% | 1.88 | 0 | 10 |  |  |  |  | R-410A | 2.95 | Residential & Commercial | USHP | Ducted CEE Tier 1
216675909 | Central HP <5.4 tons | TEMPSTAR | HRCU-A-CB (Split System: Heat Pump with Remote Outdoor Unit-Air-Source) | D5CURAH24AAK |  |  | EA*5X30M17A* | *80MS(N,L)0701716A* | 23600 | 15.2 | 8.5 | 24200 | 19400 | 80.17% | 1.9 | 0 | 9.8 |  |  |  |  | R-454B | 1.9667 | Residential & Commercial | USHP
204299254 | Central HP <5.4 tons | TEMPSTAR | HRCU-A-CB (Split System: Heat Pump with Remote Outdoor Unit-Air-Source) | TVH837GKA** |  |  | EA*4X48L21A*+WALLCON | *96CTN0801714A* | 32200 | 17 | 8.1 | 32800 | 25200 | 76.83% | 1.96 | 11.5 | 11 |  |  |  |  | R-410A | 2.6833 | Residential & Commercial | USHP | Ducted CEE Tier 1
204299924 | Central HP <5.4 tons | TEMPSTAR | HRCU-A-CB (Split System: Heat Pump with Remote Outdoor Unit-Air-Source) | TVH837GKA** |  |  | EN(A,D)4X48L24**+WALLCON | *97CMN1002122A* | 32400 | 17.5 | 8.1 | 33000 | 24800 | 75.15% | 1.96 | 12 | 11.7 |  |  |  |  | R-410A | 2.7 | Residential & Commercial | USHP | Ducted CEE Tier 1
212614868 | Central HP <5.4 tons | AMANA | HRCU-A-CB (Split System: Heat Pump with Remote Outdoor Unit-Air-Source) | ASZS60241EA* |  |  | AHVE36CP1400A* | 0 | 23000 | 17 | 8.6 | 23000 | 16100 | 70% | 2 | 0 | 10 |  |  |  |  | R-410A | 1.9167 | Residential & Commercial | USHP | Ducted CEE Tier 1
215931487 | Central HP <5.4 tons | BRYANT HEATING AND COOLING SYSTEMS | HRCU-A-CB (Split System: Heat Pump with Remote Outdoor Unit-Air-Source) | 293VAN060**AA* |  |  | FE5BNBD60L*+UI | 0 | 58000 | 20 | 8.5 | 60000 | 44500 | 74.17% | 2.06 | 0 | 12.5 |  |  |  |  | R-454B | 4.8333 | Residential & Commercial | USHP | Ducted CEE Tier 1
214066893 | Central HP <5.4 tons | SURE | HRCU-A-CB (Split System: Heat Pump with Remote Outdoor Unit-Air-Source) | RD17AZ36AJ3N |  |  | TCFZ3621MTANM | S802V0504A17UHN | 34200 | 18 | 8.1 | 34200 | 29800 | 87.13% | 1.9 | 0 | 10 |  |  |  |  | R-410A | 2.85 | Residential & Commercial | USHP | Ducted CEE Tier 1
213319264 | Central HP <5.4 tons | LENNOX | HRCU-A-CB (Split System: Heat Pump with Remote Outdoor Unit-Air-Source) | SL25XPV-036-230A** |  |  | CRX35-50/60C-**-*+TDR | EL297DF090XV60C* | 34200 | 21 | 9.3 | 36000 | 29000 | 80.56% | 1.84 | 0 | 13.5 |  |  |  |  | R-410A | 2.85 | Residential & Commercial | USHP | Ducted CEE Tier 1
213872268 | Central HP <5.4 tons | AMANA | HRCU-A-CB (Split System: Heat Pump with Remote Outdoor Unit-Air-Source) | ASZS60481EA* |  |  | CA*EA6030*4A* | A*VM971005CNB* | 44000 | 17 | 8.5 | 44000 | 31000 | 70.45% | 2 | 0 | 10 |  |  |  |  | R-410A | 3.6667 | Residential & Commercial | USHP | Ducted CEE Tier 1
211264337 | Central HP <5.4 tons | TEMPSTAR | HRCU-A-CB (Split System: Heat Pump with Remote Outdoor Unit-Air-Source) | DLCURAH18ABK |  |  | EN(A,D)4X30L17** | *95ESN0601412A* | 18000 | 16 | 8.5 | 18500 | 18400 | 99.46% | 2.22 | 0 | 11 |  |  |  |  | R-410A | 1.5 | Residential & Commercial | USHP | Ducted CEE Tier 1
215289667 | Central HP <5.4 tons | AIRQUEST | HRCU-A-CB (Split System: Heat Pump with Remote Outdoor Unit-Air-Source) | DLCURAH18ABK | ADP |  | H,GE33936 | *92MSN0601714A* | 17500 | 16 | 8.5 | 16900 | 19000 | 112.4% | 2.34 | 0 | 10.5 |  |  |  |  | R-410A | 1.4583 | Residential & Commercial | USHP | Ducted CEE Tier 1
215289685 | Central HP <5.4 tons | AIRQUEST | HRCU-A-CB (Split System: Heat Pump with Remote Outdoor Unit-Air-Source) | DLCURAH18ABK | ADP |  | H,GE8J936 | *92MSN0601714A* | 17500 | 16 | 8.5 | 16900 | 19000 | 112.4% | 2.34 | 0 | 10.5 |  |  |  |  | R-410A | 1.4583 | Residential & Commercial | USHP | Ducted CEE Tier 1
215289690 | Central HP <5.4 tons | AIRQUEST | HRCU-A-CB (Split System: Heat Pump with Remote Outdoor Unit-Air-Source) | DLCURAH18ABK | ADP |  | H,GG80936 | *92MSN0601714A* | 17600 | 16 | 8.1 | 16700 | 18200 | 109% | 2.24 | 0 | 11 |  |  |  |  | R-410A | 1.4667 | Residential & Commercial | USHP | Ducted CEE Tier 1
210532954 | Central HP <5.4 tons | CARRIER | HRCU-A-CB (Split System: Heat Pump with Remote Outdoor Unit-Air-Source) | 25VNA424A*031* |  |  | CAP**2517AL*+UI | 58CU*A060C17**16 | 24000 | 20 | 10.5 | 26600 | 19800 | 74.44% | 2.52 | 0 | 13 |  |  |  |  | R-410A | 2 | Residential & Commercial | USHP | Ducted CEE Tier 1
210532956 | Central HP <5.4 tons | CARRIER | HRCU-A-CB (Split System: Heat Pump with Remote Outdoor Unit-Air-Source) | 25VNA424A*031* |  |  | CAP**2517AL*+UI | 58TN*A070C17**16 | 24000 | 20.5 | 10.5 | 26400 | 19800 | 75% | 2.52 | 0 | 13.5 |  |  |  |  | R-410A | 2 | Residential & Commercial | USHP | Ducted CEE Tier 1
215289692 | Central HP <5.4 tons | AIRQUEST | HRCU-A-CB (Split System: Heat Pump with Remote Outdoor Unit-Air-Source) | DLCURAH18ABK | ADP |  | H,GE22936 | *92MSN0801716A* | 17000 | 16 | 8.5 | 17100 | 18700 | 109.4% | 2.3 | 0 | 10.5 |  |  |  |  | R-410A | 1.4167 | Residential & Commercial | USHP | Ducted CEE Tier 1
215289710 | Central HP <5.4 tons | AIRQUEST | HRCU-A-CB (Split System: Heat Pump with Remote Outdoor Unit-Air-Source) | DLCURAH18ABK | ADP |  | H,GG33936 | *92MSN0801716A* | 17600 | 16 | 8.5 | 17100 | 18700 | 109.4% | 2.3 | 0 | 11 |  |  |  |  | R-410A | 1.4667 | Residential & Commercial | USHP | Ducted CEE Tier 1
210533040 | Central HP <5.4 tons | CARRIER | HRCU-A-CB (Split System: Heat Pump with Remote Outdoor Unit-Air-Source) | 25VNA424A*031* |  |  | CAP**4321AL*+UI | 59TN6B080C17**14 | 24000 | 20 | 10.5 | 26400 | 19800 | 75% | 2.54 | 0 | 13.5 |  |  |  |  | R-410A | 2 | Residential & Commercial | USHP | Ducted CEE Tier 1
210533074 | Central HP <5.4 tons | CARRIER | HRCU-A-CB (Split System: Heat Pump with Remote Outdoor Unit-Air-Source) | 25VNA424A*031* |  |  | CNPV*4221AL*+UI | 59CU5A080C21**20 | 23600 | 20.5 | 10 | 26600 | 19700 | 74.06% | 2.46 | 0 | 13.5 |  |  |  |  | R-410A | 1.9667 | Residential & Commercial | USHP | Ducted CEE Tier 1
215289715 | Central HP <5.4 tons | AIRQUEST | HRCU-A-CB (Split System: Heat Pump with Remote Outdoor Unit-Air-Source) | DLCURAH18ABK | ADP |  | HG34936 | *92MSN0801716A* | 17700 | 16 | 8.5 | 17100 | 18700 | 109.4% | 2.3 | 0 | 11 |  |  |  |  | R-410A | 1.475 | Residential & Commercial | USHP | Ducted CEE Tier 1
215289745 | Central HP <5.4 tons | AIRQUEST | HRCU-A-CB (Split System: Heat Pump with Remote Outdoor Unit-Air-Source) | DLCURAH18ABK | ADP |  | H,GE31930 | *96MSN0261410A* | 16600 | 19 | 8.1 | 16700 | 18800 | 112.6% | 2.3 | 0 | 10 |  |  |  |  | R-410A | 1.3833 | Residential & Commercial | USHP | Ducted CEE Tier 1
215289780 | Central HP <5.4 tons | AIRQUEST | HRCU-A-CB (Split System: Heat Pump with Remote Outdoor Unit-Air-Source) | DLCURAH18ABK | ADP |  | H,GG80936 | *96MSN0261410A* | 17300 | 20 | 8.1 | 16700 | 18800 | 112.6% | 2.3 | 0 | 10.5 |  |  |  |  | R-410A | 1.4417 | Residential & Commercial | USHP | Ducted CEE Tier 1
216968304 | Central HP <5.4 tons | LENNOX | HRCU-A-CB (Split System: Heat Pump with Remote Outdoor Unit-Air-Source) | SL22KLV-024-230A** |  |  | CK40[C,U]T-48B-**+TDR | SLP99UH070XV36B* | 22400 | 20 | 8.5 | 23800 | 17900 | 75.21% | 1.86 | 0 | 12.8 |  |  |  |  | R-454B | 1.8667 | Residential & Commercial | USHP | Ducted CEE Tier 1
212615007 | Central HP <5.4 tons | AMANA | HRCU-A-CB (Split System: Heat Pump with Remote Outdoor Unit-Air-Source) | ASZS60481EA* |  |  | AHVE60DP0400A* | 0 | 44000 | 17 | 8.6 | 44000 | 31000 | 70.45% | 2 | 0 | 10 |  |  |  |  | R-410A | 3.6667 | Residential & Commercial | USHP | Ducted CEE Tier 1
203376842 | Central HP <5.4 tons | MIDEA | HRCU-A-C (Split System: Heat Pump with Remote Outdoor Unit with No Indoor Fan --Air Source) | MOVA-36HDN1-M20G |  |  | MC**2430ANTF | 0 | 23200 | 15.2 | 9 | 24000 | 16900 | 70.42% | 1.98 | 11.8 | 12 |  |  |  |  | R-410A | 1.9333 | Residential & Commercial | USHP | Ducted CEE Tier 1
213785343 | Central HP <5.4 tons | BRYANT HEATING AND COOLING SYSTEMS | HRCU-A-CB (Split System: Heat Pump with Remote Outdoor Unit-Air-Source) | 284ANV036*0**B* |  |  | CAP**3617AL*+UI | 935CB48060C17*** | 32000 | 18.5 | 8.5 | 38500 | 27000 | 70.13% | 1.92 | 0 | 11 |  |  |  |  | R-410A | 2.6667 | Residential & Commercial | USHP | Ducted CEE Tier 1
213785379 | Central HP <5.4 tons | BRYANT HEATING AND COOLING SYSTEMS | HRCU-A-CB (Split System: Heat Pump with Remote Outdoor Unit-Air-Source) | 284ANV036*0**B* |  |  | CAP**3717AL*+UI | 88*TB36070C14*** | 33200 | 18.5 | 9 | 37000 | 26200 | 70.81% | 2 | 0 | 11.5 |  |  |  |  | R-410A | 2.7667 | Residential & Commercial | USHP | Ducted CEE Tier 1
213785409 | Central HP <5.4 tons | BRYANT HEATING AND COOLING SYSTEMS | HRCU-A-CB (Split System: Heat Pump with Remote Outdoor Unit-Air-Source) | 284ANV036*0**B* |  |  | CAP**3721AL*+UI | 987MC42080C17*** | 33600 | 19 | 9 | 36600 | 25800 | 70.49% | 2.02 | 0 | 11.7 |  |  |  |  | R-410A | 2.8 | Residential & Commercial | USHP | Ducted CEE Tier 1
210532874 | Central HP <5.4 tons | CARRIER | HRCU-A-CB (Split System: Heat Pump with Remote Outdoor Unit-Air-Source) | 25VNA448A*031* |  |  | CAP**4824AL*+UI | 59TN6B100C21**22 | 44000 | 21 | 9.5 | 46500 | 36400 | 78.28% | 2.28 | 0 | 12 |  |  |  |  | R-410A | 3.6667 | Residential & Commercial | USHP | Ducted CEE Tier 1
210532888 | Central HP <5.4 tons | CARRIER | HRCU-A-CB (Split System: Heat Pump with Remote Outdoor Unit-Air-Source) | 25VNA448A*031* |  |  | CNPV*4821AL*+UI | 59CU5A100C21**22 | 44000 | 21 | 8.5 | 46500 | 36400 | 78.28% | 2.18 | 0 | 12 |  |  |  |  | R-410A | 3.6667 | Residential & Commercial | USHP | Ducted CEE Tier 1
210532890 | Central HP <5.4 tons | CARRIER | HRCU-A-CB (Split System: Heat Pump with Remote Outdoor Unit-Air-Source) | 25VNA448A*031* |  |  | CNPV*4821AL*+UI | 58CU*A100C21**20 | 44000 | 21 | 8.5 | 46500 | 36600 | 78.71% | 2.14 | 0 | 11.7 |  |  |  |  | R-410A | 3.6667 | Residential & Commercial | USHP | Ducted CEE Tier 1
214627212 | Central HP <5.4 tons | CARRIER | HRCU-A-CB (Split System: Heat Pump with Remote Outdoor Unit-Air-Source) | 25VNA448A*031* | ADP |  | V,C60H210P299 | 59CU5A100C21**22 | 44000 | 21 | 9.5 | 44500 | 35800 | 80.45% | 2.28 | 0 | 12 |  |  |  |  | R-410A | 3.6667 | Residential & Commercial | USHP | Ducted CEE Tier 1
214627232 | Central HP <5.4 tons | CARRIER | HRCU-A-CB (Split System: Heat Pump with Remote Outdoor Unit-Air-Source) | 25VNA448A*031* | ADP |  | PL60H210P179 | 59CU5A100C21**22 | 45000 | 21 | 9.5 | 43500 | 35600 | 81.84% | 2.36 | 0 | 12 |  |  |  |  | R-410A | 3.75 | Residential & Commercial | USHP | Ducted CEE Tier 1
202902430 | Central HP <5.4 tons | MIDEA | HRCU-A-CB (Split System: Heat Pump with Remote Outdoor Unit-Air-Source) | MOVA-60HDN1-M20G |  |  | MC**4248DNTF | MGH96M120D5A | 45500 | 17.5 | 9 | 47000 | 33200 | 70.64% | 1.9 | 12.5 | 11.7 |  |  |  |  | R-410A | 3.7917 | Residential & Commercial | USHP | Ducted CEE Tier 1
211262524 | Central HP <5.4 tons | TEMPSTAR | HRCU-A-CB (Split System: Heat Pump with Remote Outdoor Unit-Air-Source) | DLCURAH18ABK |  |  | EN(A,D)4X24L14** | *80VSL0451412A* | 17700 | 16 | 8.5 | 18600 | 18800 | 101.1% | 2.26 | 0 | 10.5 |  |  |  |  | R-410A | 1.475 | Residential & Commercial | USHP | Ducted CEE Tier 1
214628149 | Central HP <5.4 tons | CARRIER | HRCU-A-CB (Split System: Heat Pump with Remote Outdoor Unit-Air-Source) | 38MURAQ24AB3* | ADP |  | A24VBA+TXV | 58S(B,C)*B045M14**12 | 23400 | 17 | 9 | 25400 | 25800 | 101.6% | 2.2 | 0 | 10 |  |  |  |  | R-410A | 1.95 | Residential & Commercial | USHP | Ducted CEE Tier 1
210597404 | Central HP <5.4 tons | COMFORTMAKER | HRCU-A-CB (Split System: Heat Pump with Remote Outdoor Unit-Air-Source) | CVH837GKA** |  |  | EA*4X60L24A*+WALLCON | *97CMN1202422A* | 32800 | 17.5 | 8.5 | 32000 | 24800 | 77.5% | 1.98 | 0 | 11.7 |  |  |  |  | R-410A | 2.7333 | Residential & Commercial | USHP | Ducted CEE Tier 1
210597455 | Central HP <5.4 tons | COMFORTMAKER | HRCU-A-CB (Split System: Heat Pump with Remote Outdoor Unit-Air-Source) | CVH837GKA** |  |  | EA*4X61L24A*+WALLCON | *80CTL1352422A* | 33200 | 18 | 8.5 | 32000 | 24800 | 77.5% | 2.02 | 0 | 12 |  |  |  |  | R-410A | 2.7667 | Residential & Commercial | USHP | Ducted CEE Tier 1
216054431 | Central HP <5.4 tons | MIDEA | HRCU-A-CB (Split System: Heat Pump with Remote Outdoor Unit-Air-Source) | MDV-V60WMN10T |  |  | MCPM4860CN10TH | MGV96U100C5C | 52000 | 16 | 8.9 | 54000 | 45000 | 83.33% | 1.8 | 0 | 10 |  |  |  |  | R-454B | 4.3333 | Residential & Commercial | USHP | Ducted CEE Tier 1
212614869 | Central HP <5.4 tons | AMANA | HRCU-A-CB (Split System: Heat Pump with Remote Outdoor Unit-Air-Source) | ASZS60361EA* |  |  | AHVE48DP1400A* | 0 | 34200 | 17.5 | 8.6 | 34200 | 30000 | 87.72% | 2 | 0 | 10 |  |  |  |  | R-410A | 2.85 | Residential & Commercial | USHP | Ducted CEE Tier 1
213369645 | Central HP <5.4 tons | ECO-AIR | HRCU-A-C (Split System: Heat Pump with Remote Outdoor Unit with No Indoor Fan --Air Source) | MOX430U-24HFN1-MR0 | ADP |  | *E20924+TD | 0 | 22400 | 15.2 | 8.85 | 23600 | 18000 | 76.27% | 2.02 | 0 | 9 |  |  |  |  | R-410A | 1.8667 | Residential & Commercial | USHP
213333606 | Central HP <5.4 tons | ECO-AIR | HRCU-A-C (Split System: Heat Pump with Remote Outdoor Unit with No Indoor Fan --Air Source) | MOX430U-24HFN1-MR0 | ADP |  | HG21924+TD | 0 | 23000 | 15.2 | 9.05 | 23600 | 18000 | 76.27% | 2.06 | 0 | 9.5 |  |  |  |  | R-410A | 1.9167 | Residential & Commercial | USHP
216676000 | Central HP <5.4 tons | TEMPSTAR | HRCU-A-CB (Split System: Heat Pump with Remote Outdoor Unit-Air-Source) | D5CURAH24AAK |  |  | EA*5X36M17A* | *80MS(N,L)0901714A* | 23800 | 15.2 | 8.5 | 24000 | 19400 | 80.83% | 1.92 | 0 | 9.8 |  |  |  |  | R-454B | 1.9833 | Residential & Commercial | USHP
214630384 | Central HP <5.4 tons | CARRIER | HRCU-A-CB (Split System: Heat Pump with Remote Outdoor Unit-Air-Source) | 25VNA825A*032* | ADP |  | PL36H210P299 | 59CU5B060C17**16 | 24000 | 16 | 8.1 | 19800 | 16200 | 81.82% | 2 | 0 | 11 |  |  |  |  | R-410A | 2 | Residential & Commercial | USHP | Ducted CEE Tier 1
214629280 | Central HP <5.4 tons | CARRIER | HRCU-A-CB (Split System: Heat Pump with Remote Outdoor Unit-Air-Source) | 38MURAQ36AB3* | ADP |  | V,C36H175P149 | 59SU5B040M17**12 | 34200 | 15.2 | 8.5 | 36800 | 34600 | 94.02% | 2.04 | 0 | 9.5 |  |  |  |  | R-410A | 2.85 | Residential & Commercial | USHP
214628469 | Central HP <5.4 tons | CARRIER | HRCU-A-CB (Split System: Heat Pump with Remote Outdoor Unit-Air-Source) | 38MURAQ24AB3* | ADP |  | V,C36H175P159 | 59SU5B040M17**12 | 23400 | 17 | 8.5 | 24400 | 24000 | 98.36% | 2.02 | 0 | 10 |  |  |  |  | R-410A | 1.95 | Residential & Commercial | USHP | Ducted CEE Tier 1
215289760 | Central HP <5.4 tons | AIRQUEST | HRCU-A-CB (Split System: Heat Pump with Remote Outdoor Unit-Air-Source) | DLCURAH18ABK | ADP |  | HG34936 | *96MSN0261410A* | 17300 | 20 | 8.1 | 16700 | 18800 | 112.6% | 2.3 | 0 | 10.5 |  |  |  |  | R-410A | 1.4417 | Residential & Commercial | USHP | Ducted CEE Tier 1
215289765 | Central HP <5.4 tons | AIRQUEST | HRCU-A-CB (Split System: Heat Pump with Remote Outdoor Unit-Air-Source) | DLCURAH18ABK | ADP |  | H,GG36936 | *96MSN0261410A* | 17300 | 20 | 8.1 | 16700 | 18800 | 112.6% | 2.3 | 0 | 10.5 |  |  |  |  | R-410A | 1.4417 | Residential & Commercial | USHP | Ducted CEE Tier 1
215289817 | Central HP <5.4 tons | AIRQUEST | HRCU-A-CB (Split System: Heat Pump with Remote Outdoor Unit-Air-Source) | DLCURAH18ABK | ADP |  | H,GE7J936 | *96MSN0401410A* | 17200 | 16 | 8.5 | 16900 | 19100 | 113% | 2.34 | 0 | 10 |  |  |  |  | R-410A | 1.4333 | Residential & Commercial | USHP | Ducted CEE Tier 1
215289824 | Central HP <5.4 tons | AIRQUEST | HRCU-A-CB (Split System: Heat Pump with Remote Outdoor Unit-Air-Source) | DLCURAH18ABK | ADP |  | H,GE9J936 | *96MSN0401410A* | 17400 | 16 | 8.5 | 16900 | 19100 | 113% | 2.34 | 0 | 10.5 |  |  |  |  | R-410A | 1.45 | Residential & Commercial | USHP | Ducted CEE Tier 1
215289851 | Central HP <5.4 tons | AIRQUEST | HRCU-A-CB (Split System: Heat Pump with Remote Outdoor Unit-Air-Source) | DLCURAH18ABK | ADP |  | H,GE34936 | *96MSN0401712A* | 17500 | 15.2 | 8.5 | 17100 | 18800 | 109.9% | 2.3 | 0 | 10.5 |  |  |  |  | R-410A | 1.4583 | Residential & Commercial | USHP | Ducted CEE Tier 1
215289865 | Central HP <5.4 tons | AIRQUEST | HRCU-A-CB (Split System: Heat Pump with Remote Outdoor Unit-Air-Source) | DLCURAH18ABK | ADP |  | H,GE8J936 | *96MSN0401712A* | 17500 | 15.2 | 8.5 | 17100 | 18800 | 109.9% | 2.3 | 0 | 10.5 |  |  |  |  | R-410A | 1.4583 | Residential & Commercial | USHP | Ducted CEE Tier 1
215289874 | Central HP <5.4 tons | AIRQUEST | HRCU-A-CB (Split System: Heat Pump with Remote Outdoor Unit-Air-Source) | DLCURAH18ABK | ADP |  | H,GG24936 | *96MSN0601412A* | 17400 | 16 | 8.5 | 17000 | 19400 | 114.1% | 2.38 | 0 | 10.5 |  |  |  |  | R-410A | 1.45 | Residential & Commercial | USHP | Ducted CEE Tier 1
215289892 | Central HP <5.4 tons | AIRQUEST | HRCU-A-CB (Split System: Heat Pump with Remote Outdoor Unit-Air-Source) | DLCURAH18ABK | ADP |  | H,GE33936 | *96MSN0601412A* | 17400 | 16 | 8.5 | 17000 | 19400 | 114.1% | 2.38 | 0 | 10.5 |  |  |  |  | R-410A | 1.45 | Residential & Commercial | USHP | Ducted CEE Tier 1
215289797 | Central HP <5.4 tons | AIRQUEST | HRCU-A-CB (Split System: Heat Pump with Remote Outdoor Unit-Air-Source) | DLCURAH18ABK | ADP |  | H,GE32930 | *96MSN0401410A* | 17100 | 16 | 8.5 | 16900 | 19100 | 113% | 2.34 | 0 | 10 |  |  |  |  | R-410A | 1.425 | Residential & Commercial | USHP | Ducted CEE Tier 1
215289861 | Central HP <5.4 tons | AIRQUEST | HRCU-A-CB (Split System: Heat Pump with Remote Outdoor Unit-Air-Source) | DLCURAH18ABK | ADP |  | H,GE7J924 | *96MSN0401712A* | 17200 | 15.2 | 8.5 | 17100 | 18800 | 109.9% | 2.3 | 0 | 10 |  |  |  |  | R-410A | 1.4333 | Residential & Commercial | USHP | Ducted CEE Tier 1
215289862 | Central HP <5.4 tons | AIRQUEST | HRCU-A-CB (Split System: Heat Pump with Remote Outdoor Unit-Air-Source) | DLCURAH18ABK | ADP |  | H,GE7J936 | *96MSN0401712A* | 17200 | 15.2 | 8.5 | 17100 | 18800 | 109.9% | 2.3 | 0 | 10 |  |  |  |  | R-410A | 1.4333 | Residential & Commercial | USHP | Ducted CEE Tier 1
215289895 | Central HP <5.4 tons | AIRQUEST | HRCU-A-CB (Split System: Heat Pump with Remote Outdoor Unit-Air-Source) | DLCURAH18ABK | ADP |  | HG34936 | *96MSN0601412A* | 17400 | 16 | 8.5 | 17000 | 19400 | 114.1% | 2.38 | 0 | 10.5 |  |  |  |  | R-410A | 1.45 | Residential & Commercial | USHP | Ducted CEE Tier 1
215289898 | Central HP <5.4 tons | AIRQUEST | HRCU-A-CB (Split System: Heat Pump with Remote Outdoor Unit-Air-Source) | DLCURAH18ABK | ADP |  | H,GG35936 | *96MSN0601412A* | 17400 | 16 | 8.5 | 16500 | 18300 | 110.9% | 2.26 | 0 | 10.5 |  |  |  |  | R-410A | 1.45 | Residential & Commercial | USHP | Ducted CEE Tier 1
215289912 | Central HP <5.4 tons | AIRQUEST | HRCU-A-CB (Split System: Heat Pump with Remote Outdoor Unit-Air-Source) | DLCURAH18ABK | ADP |  | H,GG9J936 | *96MSN0601412A* | 17400 | 16 | 8.5 | 17000 | 19400 | 114.1% | 2.38 | 0 | 10.5 |  |  |  |  | R-410A | 1.45 | Residential & Commercial | USHP | Ducted CEE Tier 1
215289948 | Central HP <5.4 tons | AIRQUEST | HRCU-A-CB (Split System: Heat Pump with Remote Outdoor Unit-Air-Source) | DLCURAH18ABK | ADP |  | HE30924 | *96MSN0601716A* | 16600 | 15.2 | 8.5 | 16900 | 18600 | 110.1% | 2.28 | 0 | 10 |  |  |  |  | R-410A | 1.3833 | Residential & Commercial | USHP | Ducted CEE Tier 1
215289961 | Central HP <5.4 tons | AIRQUEST | HRCU-A-CB (Split System: Heat Pump with Remote Outdoor Unit-Air-Source) | DLCURAH18ABK | ADP |  | HG80936 | *96MSN0601716A* | 17200 | 16 | 8.5 | 16500 | 19000 | 115.2% | 2.32 | 0 | 10.5 |  |  |  |  | R-410A | 1.4333 | Residential & Commercial | USHP | Ducted CEE Tier 1
212404713 | Central HP <5.4 tons | CONTINENTAL | HRCU-A-CB (Split System: Heat Pump with Remote Outdoor Unit-Air-Source) | CS18HV48A60 |  |  | H,DE37960+TXV | WPV070T4BA | 46000 | 17 | 8.5 | 50000 | 35000 | 70% | 1.8 | 0 | 10 |  |  |  |  | R-410A | 3.8333 | Residential & Commercial | USHP | Ducted CEE Tier 1
211228903 | Central HP <5.4 tons | AIRQUEST | HRCU-A-CB (Split System: Heat Pump with Remote Outdoor Unit-Air-Source) | DLCURAH36ABK |  |  | EA*4X48L21A* | *80VTL0701716A* | 35800 | 16 | 8.5 | 38500 | 34600 | 89.87% | 2.04 | 0 | 10 |  |  |  |  | R-410A | 2.9833 | Residential & Commercial | USHP | Ducted CEE Tier 1
211229389 | Central HP <5.4 tons | AIRQUEST | HRCU-A-CB (Split System: Heat Pump with Remote Outdoor Unit-Air-Source) | DLCURAH36ABK |  |  | EA*4X48L24A* | *80ESU1002120A* | 36000 | 16 | 8.5 | 38500 | 34600 | 89.87% | 2.06 | 0 | 10 |  |  |  |  | R-410A | 3 | Residential & Commercial | USHP | Ducted CEE Tier 1
211229482 | Central HP <5.4 tons | AIRQUEST | HRCU-A-CB (Split System: Heat Pump with Remote Outdoor Unit-Air-Source) | DLCURAH36ABK |  |  | EA*4X48L24A* | *95ESN0802120A* | 36600 | 15.5 | 8.5 | 38500 | 34800 | 90.39% | 2.1 | 0 | 10 |  |  |  |  | R-410A | 3.05 | Residential & Commercial | USHP | Ducted CEE Tier 1
216676926 | Central HP <5.4 tons | TEMPSTAR | HRCU-A-CB (Split System: Heat Pump with Remote Outdoor Unit-Air-Source) | D5CURAH24AAK |  |  | EA*5X30M17A* | *92MSN0601714A* | 23600 | 15.2 | 8.5 | 24200 | 19400 | 80.17% | 1.9 | 0 | 9.8 |  |  |  |  | R-454B | 1.9667 | Residential & Commercial | USHP
216677360 | Central HP <5.4 tons | TEMPSTAR | HRCU-A-CB (Split System: Heat Pump with Remote Outdoor Unit-Air-Source) | D5CURAH24AAK |  |  | EA*5X37M21A* | *96MSN1002122A* | 25000 | 15.5 | 9 | 23200 | 19100 | 82.33% | 2.08 | 0 | 10 |  |  |  |  | R-454B | 2.0833 | Residential & Commercial | USHP | Ducted CEE Tier 1
216676219 | Central HP <5.4 tons | TEMPSTAR | HRCU-A-CB (Split System: Heat Pump with Remote Outdoor Unit-Air-Source) | D5CURAH24AAK |  |  | EA*5X36M17A* | *80VSL0701412B* | 23800 | 15.5 | 8.5 | 24000 | 19400 | 80.83% | 1.92 | 0 | 10 |  |  |  |  | R-454B | 1.9833 | Residential & Commercial | USHP | Ducted CEE Tier 1
216676352 | Central HP <5.4 tons | TEMPSTAR | HRCU-A-CB (Split System: Heat Pump with Remote Outdoor Unit-Air-Source) | D5CURAH24AAK |  |  | ESH5X36M12A* | *80MSU0401712A* | 24200 | 15.2 | 8.5 | 23600 | 19300 | 81.78% | 1.94 | 0 | 10 |  |  |  |  | R-454B | 2.0167 | Residential & Commercial | USHP | Ducted CEE Tier 1
216676489 | Central HP <5.4 tons | TEMPSTAR | HRCU-A-CB (Split System: Heat Pump with Remote Outdoor Unit-Air-Source) | D5CURAH24AAK |  |  | ESH5X30M12A* | *80MSU0802120A* | 24400 | 15.2 | 8.5 | 24400 | 19500 | 79.92% | 1.9 | 0 | 10 |  |  |  |  | R-454B | 2.0333 | Residential & Commercial | USHP | Ducted CEE Tier 1
215289894 | Central HP <5.4 tons | AIRQUEST | HRCU-A-CB (Split System: Heat Pump with Remote Outdoor Unit-Air-Source) | DLCURAH18ABK | ADP |  | H,GG34936 | *96MSN0601412A* | 17400 | 16 | 8.5 | 17000 | 19400 | 114.1% | 2.38 | 0 | 10.5 |  |  |  |  | R-410A | 1.45 | Residential & Commercial | USHP | Ducted CEE Tier 1
215289917 | Central HP <5.4 tons | AIRQUEST | HRCU-A-CB (Split System: Heat Pump with Remote Outdoor Unit-Air-Source) | DLCURAH18ABK | ADP |  | H,GE22936 | *96MSN0601716A* | 16800 | 15.2 | 8.5 | 16900 | 18600 | 110.1% | 2.28 | 0 | 10 |  |  |  |  | R-410A | 1.4 | Residential & Commercial | USHP | Ducted CEE Tier 1
215289924 | Central HP <5.4 tons | AIRQUEST | HRCU-A-CB (Split System: Heat Pump with Remote Outdoor Unit-Air-Source) | DLCURAH18ABK | ADP |  | H,GE31924 | *96MSN0601716A* | 16900 | 15.2 | 8.5 | 16900 | 18600 | 110.1% | 2.28 | 0 | 10 |  |  |  |  | R-410A | 1.4083 | Residential & Commercial | USHP | Ducted CEE Tier 1
215289994 | Central HP <5.4 tons | AIRQUEST | HRCU-A-CB (Split System: Heat Pump with Remote Outdoor Unit-Air-Source) | DLCURAH18ABK | ADP |  | HG7J924 | *96MSN0801716A* | 17600 | 16 | 8.5 | 17000 | 19000 | 111.8% | 2.32 | 0 | 10.5 |  |  |  |  | R-410A | 1.4667 | Residential & Commercial | USHP | Ducted CEE Tier 1
215290019 | Central HP <5.4 tons | AIRQUEST | HRCU-A-CB (Split System: Heat Pump with Remote Outdoor Unit-Air-Source) | DLCURAH18ABK | ADP |  | HG32924 | *96VTN0401410A* | 17100 | 16 | 8.5 | 16700 | 18800 | 112.6% | 2.3 | 0 | 10 |  |  |  |  | R-410A | 1.425 | Residential & Commercial | USHP | Ducted CEE Tier 1
210533104 | Central HP <5.4 tons | CARRIER | HRCU-A-CB (Split System: Heat Pump with Remote Outdoor Unit-Air-Source) | 25VNA424A*031* |  |  | CSPH*3012AL*+UI | 59MN7B060C21**20 | 23400 | 18.5 | 10 | 27200 | 20000 | 73.53% | 2.42 | 0 | 12.5 |  |  |  |  | R-410A | 1.95 | Residential & Commercial | USHP | Ducted CEE Tier 1
214239716 | Central HP <5.4 tons | AIRQUEST | HRCU-A-CB (Split System: Heat Pump with Remote Outdoor Unit-Air-Source) | HVH837GKA** |  |  | END4X42L17**+WALLCON | *96CTN0801714B* | 32000 | 16.5 | 8.1 | 33000 | 24800 | 75.15% | 1.9 | 0 | 11 |  |  |  |  | R-410A | 2.6667 | Residential & Commercial | USHP | Ducted CEE Tier 1
204300078 | Central HP <5.4 tons | TEMPSTAR | HRCU-A-CB (Split System: Heat Pump with Remote Outdoor Unit-Air-Source) | TVH837GKA** |  |  | EHD4X36AAL+WALLCON | *80CTL0902120A* | 32200 | 16.5 | 8.1 | 33200 | 24800 | 74.7% | 1.92 | 11.5 | 11 |  |  |  |  | R-410A | 2.6833 | Residential & Commercial | USHP | Ducted CEE Tier 1
210533114 | Central HP <5.4 tons | CARRIER | HRCU-A-CB (Split System: Heat Pump with Remote Outdoor Unit-Air-Source) | 25VNA424A*031* |  |  | CSPH*4212AL*+UI | 58CU*A060C17**16 | 23800 | 19.5 | 9.5 | 26600 | 19700 | 74.06% | 2.5 | 0 | 13 |  |  |  |  | R-410A | 1.9833 | Residential & Commercial | USHP | Ducted CEE Tier 1
211262348 | Central HP <5.4 tons | TEMPSTAR | HRCU-A-CB (Split System: Heat Pump with Remote Outdoor Unit-Air-Source) | DLCURAH18ABK |  |  | EN(A,D)4X18L14** | *95ESN0601412A* | 17600 | 15.5 | 8.5 | 18700 | 19300 | 103.2% | 2.32 | 0 | 10.5 |  |  |  |  | R-410A | 1.4667 | Residential & Commercial | USHP | Ducted CEE Tier 1
215289893 | Central HP <5.4 tons | AIRQUEST | HRCU-A-CB (Split System: Heat Pump with Remote Outdoor Unit-Air-Source) | DLCURAH18ABK | ADP |  | HE33936 | *96MSN0601412A* | 17400 | 16 | 8.5 | 17000 | 19400 | 114.1% | 2.38 | 0 | 10.5 |  |  |  |  | R-410A | 1.45 | Residential & Commercial | USHP | Ducted CEE Tier 1
215289909 | Central HP <5.4 tons | AIRQUEST | HRCU-A-CB (Split System: Heat Pump with Remote Outdoor Unit-Air-Source) | DLCURAH18ABK | ADP |  | HG8J936 | *96MSN0601412A* | 17400 | 16 | 8.5 | 17000 | 19400 | 114.1% | 2.38 | 0 | 10.5 |  |  |  |  | R-410A | 1.45 | Residential & Commercial | USHP | Ducted CEE Tier 1
215289925 | Central HP <5.4 tons | AIRQUEST | HRCU-A-CB (Split System: Heat Pump with Remote Outdoor Unit-Air-Source) | DLCURAH18ABK | ADP |  | H,GE31930 | *96MSN0601716A* | 16900 | 15.2 | 8.5 | 16900 | 18600 | 110.1% | 2.28 | 0 | 10 |  |  |  |  | R-410A | 1.4083 | Residential & Commercial | USHP | Ducted CEE Tier 1
216374521 | Central HP <5.4 tons | YORK | HRCU-A-CB (Split System: Heat Pump with Remote Outdoor Unit-Air-Source) | HH824E2S11 |  |  | CTM36B5ADS1 | Y92E060B12SMPS1 | 23000 | 18 | 9.5 | 23000 | 18400 | 80% | 2 | 0 | 12 |  |  |  |  | R-454B | 1.9167 | Residential & Commercial | USHP | Ducted CEE Tier 1
201800106 | Central HP <5.4 tons | AMERICAN STANDARD | HRCU-A-CB (Split System: Heat Pump with Remote Outdoor Unit-Air-Source) | 4A6C7048A3 |  |  | 4TXCD008DS3 | S9V2C080U5PSB | 45500 | 17 | 8.1 | 47500 | 45000 | 94.74% | 3.4 | 12.5 | 11.7 |  |  |  |  | R-410A | 3.7917 | Residential & Commercial | USHP | Ducted CEE Tier 1
215289980 | Central HP <5.4 tons | AIRQUEST | HRCU-A-CB (Split System: Heat Pump with Remote Outdoor Unit-Air-Source) | DLCURAH18ABK | ADP |  | H,GG33936 | *96MSN0801716A* | 17500 | 16 | 8.5 | 17000 | 18700 | 110% | 2.3 | 0 | 11 |  |  |  |  | R-410A | 1.4583 | Residential & Commercial | USHP | Ducted CEE Tier 1
215290028 | Central HP <5.4 tons | AIRQUEST | HRCU-A-CB (Split System: Heat Pump with Remote Outdoor Unit-Air-Source) | DLCURAH18ABK | ADP |  | H,GG34936 | *96VTN0401410A* | 17400 | 16 | 8.5 | 16700 | 18800 | 112.6% | 2.3 | 0 | 10.5 |  |  |  |  | R-410A | 1.45 | Residential & Commercial | USHP | Ducted CEE Tier 1
215290029 | Central HP <5.4 tons | AIRQUEST | HRCU-A-CB (Split System: Heat Pump with Remote Outdoor Unit-Air-Source) | DLCURAH18ABK | ADP |  | HG34936 | *96VTN0401410A* | 17400 | 16 | 8.5 | 16700 | 18800 | 112.6% | 2.3 | 0 | 10.5 |  |  |  |  | R-410A | 1.45 | Residential & Commercial | USHP | Ducted CEE Tier 1
215290030 | Central HP <5.4 tons | AIRQUEST | HRCU-A-CB (Split System: Heat Pump with Remote Outdoor Unit-Air-Source) | DLCURAH18ABK | ADP |  | H,GE34936 | *96VTN0401410A* | 17400 | 16 | 8.5 | 16700 | 18800 | 112.6% | 2.3 | 0 | 10.5 |  |  |  |  | R-410A | 1.45 | Residential & Commercial | USHP | Ducted CEE Tier 1
215290045 | Central HP <5.4 tons | AIRQUEST | HRCU-A-CB (Split System: Heat Pump with Remote Outdoor Unit-Air-Source) | DLCURAH18ABK | ADP |  | H,GE9J936 | *96VTN0401410A* | 17400 | 16 | 8.5 | 16700 | 18800 | 112.6% | 2.3 | 0 | 10.5 |  |  |  |  | R-410A | 1.45 | Residential & Commercial | USHP | Ducted CEE Tier 1
215290046 | Central HP <5.4 tons | AIRQUEST | HRCU-A-CB (Split System: Heat Pump with Remote Outdoor Unit-Air-Source) | DLCURAH18ABK | ADP |  | H,GG80936 | *96VTN0401410A* | 17400 | 16 | 8.5 | 16500 | 18200 | 110.3% | 2.24 | 0 | 10.5 |  |  |  |  | R-410A | 1.45 | Residential & Commercial | USHP | Ducted CEE Tier 1
215290048 | Central HP <5.4 tons | AIRQUEST | HRCU-A-CB (Split System: Heat Pump with Remote Outdoor Unit-Air-Source) | DLCURAH18ABK | ADP |  | H,GE22936 | *96VTN0401410B* | 16600 | 16 | 8.5 | 16600 | 19000 | 114.5% | 2.34 | 0 | 9.5 |  |  |  |  | R-410A | 1.3833 | Residential & Commercial | USHP
215290082 | Central HP <5.4 tons | AIRQUEST | HRCU-A-CB (Split System: Heat Pump with Remote Outdoor Unit-Air-Source) | DLCURAH18ABK | ADP |  | H,GE7J924 | *96VTN0401410B* | 16900 | 16 | 8.5 | 16600 | 19000 | 114.5% | 2.34 | 0 | 9.5 |  |  |  |  | R-410A | 1.4083 | Residential & Commercial | USHP
214239866 | Central HP <5.4 tons | AIRQUEST | HRCU-A-CB (Split System: Heat Pump with Remote Outdoor Unit-Air-Source) | HVH837GKA** |  |  | EN(A,D,W)4X48L21**+WALLCON | *80CTL0901716B* | 32400 | 17 | 8.1 | 32800 | 24800 | 75.61% | 1.94 | 0 | 11.7 |  |  |  |  | R-410A | 2.7 | Residential & Commercial | USHP | Ducted CEE Tier 1
214239896 | Central HP <5.4 tons | AIRQUEST | HRCU-A-CB (Split System: Heat Pump with Remote Outdoor Unit-Air-Source) | HVH837GKA** |  |  | EN(A,D,W)4X48L21**+WALLCON | *95CSU0601716B* | 32200 | 17 | 8.1 | 33000 | 24800 | 75.15% | 1.92 | 0 | 11.5 |  |  |  |  | R-410A | 2.6833 | Residential & Commercial | USHP | Ducted CEE Tier 1
214239946 | Central HP <5.4 tons | AIRQUEST | HRCU-A-CB (Split System: Heat Pump with Remote Outdoor Unit-Air-Source) | HVH837GKA** |  |  | EN(A,D,W)4X48L21**+WALLCON | *96CTN0801714B* | 32200 | 17 | 8.1 | 32800 | 24800 | 75.61% | 1.94 | 0 | 11.5 |  |  |  |  | R-410A | 2.6833 | Residential & Commercial | USHP | Ducted CEE Tier 1
214239346 | Central HP <5.4 tons | AIRQUEST | HRCU-A-CB (Split System: Heat Pump with Remote Outdoor Unit-Air-Source) | HVH837GKA2* |  |  | EN(A,D)4X48L24**+WALLCON | *96CTN1202422B* | 32400 | 17 | 8.1 | 32600 | 24600 | 75.46% | 1.96 | 0 | 11.7 |  |  |  |  | R-410A | 2.7 | Residential & Commercial | USHP | Ducted CEE Tier 1
214505344 | Central HP <5.4 tons | AMANA | HRCU-A-CB (Split System: Heat Pump with Remote Outdoor Unit-Air-Source) | ASZS60241EA* |  |  | CA*EA3026*4B* | A*VS800604BUA* | 23000 | 17 | 8.6 | 23000 | 16100 | 70% | 2 | 0 | 10 |  |  |  |  | R-410A | 1.9167 | Residential & Commercial | USHP | Ducted CEE Tier 1
214505349 | Central HP <5.4 tons | AMANA | HRCU-A-CB (Split System: Heat Pump with Remote Outdoor Unit-Air-Source) | ASZS60241EA* |  |  | CA*EA3026*4B* | A*VC800804C*A* | 23000 | 17 | 8.6 | 23000 | 16100 | 70% | 2 | 0 | 10 |  |  |  |  | R-410A | 1.9167 | Residential & Commercial | USHP | Ducted CEE Tier 1
216968308 | Central HP <5.4 tons | LENNOX | HRCU-A-CB (Split System: Heat Pump with Remote Outdoor Unit-Air-Source) | SL22KLV-024-230A** |  |  | CBK48MVT-030-230-** | 0 | 22400 | 20 | 9 | 23400 | 21400 | 91.45% | 2.1 | 0 | 13 |  |  |  |  | R-454B | 1.8667 | Residential & Commercial | USHP | Ducted CEE Tier 1
206395037 | Central HP <5.4 tons | MIDEA | HRCU-A-CB (Split System: Heat Pump with Remote Outdoor Unit-Air-Source) | MOVB-60HDN1-M18M |  |  | MVME36B2MN1TA | 0 | 35200 | 18 | 8.2 | 35200 | 25000 | 71.02% | 2.05 | 12.5 | 12 |  |  |  |  | R-410A | 2.9333 | Residential & Commercial | USHP | Ducted CEE Tier 1
216675851 | Central HP <5.4 tons | TEMPSTAR | HRCU-A-CB (Split System: Heat Pump with Remote Outdoor Unit-Air-Source) | D5CURAH24AAK |  |  | EA*5X24M17A* | *80MS(N,L)0701712A* | 23600 | 15.2 | 9 | 24800 | 19600 | 79.03% | 2 | 0 | 9.8 |  |  |  |  | R-454B | 1.9667 | Residential & Commercial | USHP
216676036 | Central HP <5.4 tons | TEMPSTAR | HRCU-A-CB (Split System: Heat Pump with Remote Outdoor Unit-Air-Source) | D5CURAH24AAK |  |  | EA*5X37M21A* | *80MS(N,L)0901714A* | 24400 | 15.5 | 8.5 | 23000 | 19000 | 82.61% | 1.96 | 0 | 10 |  |  |  |  | R-454B | 2.0333 | Residential & Commercial | USHP | Ducted CEE Tier 1
216676119 | Central HP <5.4 tons | TEMPSTAR | HRCU-A-CB (Split System: Heat Pump with Remote Outdoor Unit-Air-Source) | D5CURAH24AAK |  |  | EA*5X30M17A* | *80VSL0451412B* | 23400 | 15.2 | 8.5 | 24000 | 19400 | 80.83% | 1.9 | 0 | 9.8 |  |  |  |  | R-454B | 1.95 | Residential & Commercial | USHP
214491797 | Central HP <5.4 tons | AMANA | HRCU-A-CB (Split System: Heat Pump with Remote Outdoor Unit-Air-Source) | ASZS601810A* |  |  | CA*EA2422*4B* | A*VS960805CUA* | 16600 | 17.5 | 8.5 | 17400 | 13000 | 74.71% | 2.1 | 0 | 10.9 |  |  |  |  | R-410A | 1.3833 | Residential & Commercial | USHP | Ducted CEE Tier 1
211241112 | Central HP <5.4 tons | AIRQUEST | HRCU-A-CB (Split System: Heat Pump with Remote Outdoor Unit-Air-Source) | DLCURAH24ABK |  |  | EA*4X25L17A* | *92ESN0601412A* | 24000 | 17 | 8.1 | 25000 | 21800 | 87.2% | 1.82 | 0 | 10 |  |  |  |  | R-410A | 2 | Residential & Commercial | USHP | Ducted CEE Tier 1
213815153 | Central HP <5.4 tons | AMANA | HRCU-A-CB (Split System: Heat Pump with Remote Outdoor Unit-Air-Source) | ASZV903610A* |  |  | CHPF3642C6C*+MBVB12BP1X00A*+TXV | 0 | 33400 | 18 | 8.2 | 34000 | 24400 | 71.76% | 1.8 | 0 | 11 |  |  |  |  | R-410A | 2.7833 | Residential & Commercial | USHP | Ducted CEE Tier 1
213815156 | Central HP <5.4 tons | AMANA | HRCU-A-CB (Split System: Heat Pump with Remote Outdoor Unit-Air-Source) | ASZV903610A* |  |  | CHPF3743C6B*+MBVB16CP1X00A*+TXV | 0 | 33400 | 18 | 8.2 | 34000 | 24400 | 71.76% | 1.8 | 0 | 11 |  |  |  |  | R-410A | 2.7833 | Residential & Commercial | USHP | Ducted CEE Tier 1
210532942 | Central HP <5.4 tons | CARRIER | HRCU-A-CB (Split System: Heat Pump with Remote Outdoor Unit-Air-Source) | 25VNA424A*031* |  |  | CAP**2417AL*+UI | 59TN6B080C17**14 | 23000 | 19.5 | 10 | 27000 | 20200 | 74.81% | 2.3 | 0 | 12.5 |  |  |  |  | R-410A | 1.9167 | Residential & Commercial | USHP | Ducted CEE Tier 1
210532976 | Central HP <5.4 tons | CARRIER | HRCU-A-CB (Split System: Heat Pump with Remote Outdoor Unit-Air-Source) | 25VNA424A*031* |  |  | CAP**3017AL*+UI | 58TN*A045C17**12 | 23000 | 19.5 | 10 | 26800 | 20200 | 75.37% | 2.34 | 0 | 12.5 |  |  |  |  | R-410A | 1.9167 | Residential & Commercial | USHP | Ducted CEE Tier 1
212614988 | Central HP <5.4 tons | AMANA | HRCU-A-CB (Split System: Heat Pump with Remote Outdoor Unit-Air-Source) | ASZS60361EA* |  |  | AHVE48DP0400A* | 0 | 34200 | 17.5 | 8.6 | 34200 | 30000 | 87.72% | 2 | 0 | 10 |  |  |  |  | R-410A | 2.85 | Residential & Commercial | USHP | Ducted CEE Tier 1
215289927 | Central HP <5.4 tons | AIRQUEST | HRCU-A-CB (Split System: Heat Pump with Remote Outdoor Unit-Air-Source) | DLCURAH18ABK | ADP |  | HE31930 | *96MSN0601716A* | 16900 | 15.2 | 8.5 | 16900 | 18600 | 110.1% | 2.28 | 0 | 10 |  |  |  |  | R-410A | 1.4083 | Residential & Commercial | USHP | Ducted CEE Tier 1
215289941 | Central HP <5.4 tons | AIRQUEST | HRCU-A-CB (Split System: Heat Pump with Remote Outdoor Unit-Air-Source) | DLCURAH18ABK | ADP |  | H,GE34936 | *96MSN0601716A* | 17200 | 16 | 8.5 | 16500 | 19000 | 115.2% | 2.32 | 0 | 10.5 |  |  |  |  | R-410A | 1.4333 | Residential & Commercial | USHP | Ducted CEE Tier 1
214628480 | Central HP <5.4 tons | CARRIER | HRCU-A-CB (Split System: Heat Pump with Remote Outdoor Unit-Air-Source) | 38MURAQ24AB3* | ADP |  | A36VCA+TXV | 59SU5B060M17**16 | 23600 | 17 | 8.5 | 24800 | 24000 | 96.77% | 2.02 | 0 | 10.5 |  |  |  |  | R-410A | 1.9667 | Residential & Commercial | USHP | Ducted CEE Tier 1
215289558 | Central HP <5.4 tons | AIRQUEST | HRCU-A-CB (Split System: Heat Pump with Remote Outdoor Unit-Air-Source) | DLCURAH18ABK | ADP |  | H,GE23936 | *92MSN0401712A* | 16600 | 15.2 | 8.5 | 16500 | 18400 | 111.5% | 2.24 | 0 | 10 |  |  |  |  | R-410A | 1.3833 | Residential & Commercial | USHP | Ducted CEE Tier 1
215289576 | Central HP <5.4 tons | AIRQUEST | HRCU-A-CB (Split System: Heat Pump with Remote Outdoor Unit-Air-Source) | DLCURAH18ABK | ADP |  | HG33936 | *92MSN0401712A* | 17100 | 15.2 | 8.5 | 16700 | 19000 | 113.8% | 2.32 | 0 | 10 |  |  |  |  | R-410A | 1.425 | Residential & Commercial | USHP | Ducted CEE Tier 1
215289590 | Central HP <5.4 tons | AIRQUEST | HRCU-A-CB (Split System: Heat Pump with Remote Outdoor Unit-Air-Source) | DLCURAH18ABK | ADP |  | HG7J936 | *92MSN0401712A* | 16600 | 15.2 | 8.5 | 16500 | 18400 | 111.5% | 2.24 | 0 | 10 |  |  |  |  | R-410A | 1.3833 | Residential & Commercial | USHP | Ducted CEE Tier 1
215289599 | Central HP <5.4 tons | AIRQUEST | HRCU-A-CB (Split System: Heat Pump with Remote Outdoor Unit-Air-Source) | DLCURAH18ABK | ADP |  | H,GE9J936 | *92MSN0401712A* | 17200 | 15.2 | 8.1 | 16700 | 18900 | 113.2% | 2.3 | 0 | 10.5 |  |  |  |  | R-410A | 1.4333 | Residential & Commercial | USHP | Ducted CEE Tier 1
214628151 | Central HP <5.4 tons | CARRIER | HRCU-A-CB (Split System: Heat Pump with Remote Outdoor Unit-Air-Source) | 38MURAQ24AB3* | ADP |  | C36A***L129 | 58S(B,C)*B045M14**12 | 23400 | 17 | 9 | 25400 | 25800 | 101.6% | 2.2 | 0 | 10 |  |  |  |  | R-410A | 1.95 | Residential & Commercial | USHP | Ducted CEE Tier 1
214628181 | Central HP <5.4 tons | CARRIER | HRCU-A-CB (Split System: Heat Pump with Remote Outdoor Unit-Air-Source) | 38MURAQ24AB3* | ADP |  | C36A***L159 | 58S(B,C)*B070M14**12 | 23600 | 17 | 8.5 | 24600 | 24200 | 98.37% | 2.04 | 0 | 10.5 |  |  |  |  | R-410A | 1.9667 | Residential & Commercial | USHP | Ducted CEE Tier 1
214628198 | Central HP <5.4 tons | CARRIER | HRCU-A-CB (Split System: Heat Pump with Remote Outdoor Unit-Air-Source) | 38MURAQ24AB3* | ADP |  | C36A***L159 | 58S(B,C)*B070M17**12 | 23400 | 17 | 8.5 | 24600 | 24200 | 98.37% | 2.06 | 0 | 10.5 |  |  |  |  | R-410A | 1.95 | Residential & Commercial | USHP | Ducted CEE Tier 1
214628250 | Central HP <5.4 tons | CARRIER | HRCU-A-CB (Split System: Heat Pump with Remote Outdoor Unit-Air-Source) | 38MURAQ24AB3* | ADP |  | C36A***L139 | 58TP*B045V14**12 | 23200 | 17 | 9.5 | 36800 | 26800 | 72.83% | 2.32 | 0 | 10 |  |  |  |  | R-410A | 1.9333 | Residential & Commercial | USHP | Ducted CEE Tier 1
214628266 | Central HP <5.4 tons | CARRIER | HRCU-A-CB (Split System: Heat Pump with Remote Outdoor Unit-Air-Source) | 38MURAQ24AB3* | ADP |  | V,C36H***P039 | 58TP*B070V14**12 | 22400 | 17 | 8.5 | 24600 | 23200 | 94.31% | 1.96 | 0 | 9.5 |  |  |  |  | R-410A | 1.8667 | Residential & Commercial | USHP
214628283 | Central HP <5.4 tons | CARRIER | HRCU-A-CB (Split System: Heat Pump with Remote Outdoor Unit-Air-Source) | 38MURAQ24AB3* | ADP |  | C36A***L159 | 58TP*B070V14**12 | 23800 | 17 | 8.5 | 24800 | 23600 | 95.16% | 2 | 0 | 10.5 |  |  |  |  | R-410A | 1.9833 | Residential & Commercial | USHP | Ducted CEE Tier 1
216675829 | Central HP <5.4 tons | TEMPSTAR | HRCU-A-CB (Split System: Heat Pump with Remote Outdoor Unit-Air-Source) | D5CURAH24AAK |  |  | EA*5X25M17A* | *80MS(N,L)0701412A* | 24400 | 16 | 8.5 | 23200 | 19100 | 82.33% | 1.96 | 0 | 10 |  |  |  |  | R-454B | 2.0333 | Residential & Commercial | USHP | Ducted CEE Tier 1
216675862 | Central HP <5.4 tons | TEMPSTAR | HRCU-A-CB (Split System: Heat Pump with Remote Outdoor Unit-Air-Source) | D5CURAH24AAK |  |  | EA*5X36M17A* | *80MS(N,L)0701712A* | 23600 | 15.5 | 8.5 | 23800 | 19300 | 81.09% | 1.92 | 0 | 9.8 |  |  |  |  | R-454B | 1.9667 | Residential & Commercial | USHP
210532978 | Central HP <5.4 tons | CARRIER | HRCU-A-CB (Split System: Heat Pump with Remote Outdoor Unit-Air-Source) | 25VNA424A*031* |  |  | CAP**3017AL*+UI | 58TN*A070C17**16 | 23200 | 20.5 | 10 | 26800 | 19900 | 74.25% | 2.38 | 0 | 13 |  |  |  |  | R-410A | 1.9333 | Residential & Commercial | USHP | Ducted CEE Tier 1
210532994 | Central HP <5.4 tons | CARRIER | HRCU-A-CB (Split System: Heat Pump with Remote Outdoor Unit-Air-Source) | 25VNA424A*031* |  |  | CAP**3721AL*+UI | 59CU5A100C21**22 | 24200 | 20.5 | 10.5 | 26400 | 19600 | 74.24% | 2.56 | 0 | 13.5 |  |  |  |  | R-410A | 2.0167 | Residential & Commercial | USHP | Ducted CEE Tier 1
211241189 | Central HP <5.4 tons | AIRQUEST | HRCU-A-CB (Split System: Heat Pump with Remote Outdoor Unit-Air-Source) | DLCURAH24ABK |  |  | EA*4X25L17A* | *80ES(N,L)0701412A* | 25000 | 17 | 8.5 | 25600 | 21000 | 82.03% | 1.78 | 0 | 10.5 |  |  |  |  | R-410A | 2.0833 | Residential & Commercial | USHP | Ducted CEE Tier 1
211240237 | Central HP <5.4 tons | AIRQUEST | HRCU-A-CB (Split System: Heat Pump with Remote Outdoor Unit-Air-Source) | DLCURAH24ABK |  |  | EA*4X24L14A* | *96VSN0401410A* | 23400 | 15.5 | 8.5 | 26800 | 24800 | 92.54% | 2.04 | 0 | 9.5 |  |  |  |  | R-410A | 1.95 | Residential & Commercial | USHP
216677830 | Central HP <5.4 tons | TEMPSTAR | HRCU-A-CB (Split System: Heat Pump with Remote Outdoor Unit-Air-Source) | D5CURAH24AAK |  |  | ESH5X36M12A* | *95MSU1002120A* | 24200 | 15.2 | 8.5 | 23800 | 19300 | 81.09% | 1.92 | 0 | 10 |  |  |  |  | R-454B | 2.0167 | Residential & Commercial | USHP | Ducted CEE Tier 1
216678139 | Central HP <5.4 tons | TEMPSTAR | HRCU-A-CB (Split System: Heat Pump with Remote Outdoor Unit-Air-Source) | D5CURAH24AAK |  |  | EA*5X37M17A* | *96VTN0801716B* | 24400 | 15.5 | 8.5 | 23600 | 19300 | 81.78% | 1.94 | 0 | 10 |  |  |  |  | R-454B | 2.0333 | Residential & Commercial | USHP | Ducted CEE Tier 1
211240687 | Central HP <5.4 tons | AIRQUEST | HRCU-A-CB (Split System: Heat Pump with Remote Outdoor Unit-Air-Source) | DLCURAH24ABK |  |  | EA*4X24L17A* | *92ESN0601714A* | 24000 | 16.5 | 8.5 | 26800 | 23800 | 88.81% | 1.96 | 0 | 10 |  |  |  |  | R-410A | 2 | Residential & Commercial | USHP | Ducted CEE Tier 1
211241412 | Central HP <5.4 tons | AIRQUEST | HRCU-A-CB (Split System: Heat Pump with Remote Outdoor Unit-Air-Source) | DLCURAH24ABK |  |  | EA*4X30L17A* | *96VSN0401712A* | 23200 | 16 | 8.5 | 25800 | 24200 | 93.8% | 2 | 0 | 9.5 |  |  |  |  | R-410A | 1.9333 | Residential & Commercial | USHP
215289601 | Central HP <5.4 tons | AIRQUEST | HRCU-A-CB (Split System: Heat Pump with Remote Outdoor Unit-Air-Source) | DLCURAH18ABK | ADP |  | HG80936 | *92MSN0401712A* | 17200 | 15.2 | 8.1 | 16700 | 18900 | 113.2% | 2.3 | 0 | 10.5 |  |  |  |  | R-410A | 1.4333 | Residential & Commercial | USHP | Ducted CEE Tier 1
215289635 | Central HP <5.4 tons | AIRQUEST | HRCU-A-CB (Split System: Heat Pump with Remote Outdoor Unit-Air-Source) | DLCURAH18ABK | ADP |  | HG7J936 | *92MSN0601412A* | 17300 | 16 | 8.5 | 16900 | 19400 | 114.8% | 2.38 | 0 | 10.5 |  |  |  |  | R-410A | 1.4417 | Residential & Commercial | USHP | Ducted CEE Tier 1
215289651 | Central HP <5.4 tons | AIRQUEST | HRCU-A-CB (Split System: Heat Pump with Remote Outdoor Unit-Air-Source) | DLCURAH18ABK | ADP |  | H,GG31924 | *92MSN0601714A* | 16900 | 16 | 8.5 | 16900 | 19000 | 112.4% | 2.34 | 0 | 10 |  |  |  |  | R-410A | 1.4083 | Residential & Commercial | USHP | Ducted CEE Tier 1
215289660 | Central HP <5.4 tons | AIRQUEST | HRCU-A-CB (Split System: Heat Pump with Remote Outdoor Unit-Air-Source) | DLCURAH18ABK | ADP |  | HG32924 | *92MSN0601714A* | 16900 | 16 | 8.1 | 16700 | 18200 | 109% | 2.24 | 0 | 10.5 |  |  |  |  | R-410A | 1.4083 | Residential & Commercial | USHP | Ducted CEE Tier 1
215289674 | Central HP <5.4 tons | AIRQUEST | HRCU-A-CB (Split System: Heat Pump with Remote Outdoor Unit-Air-Source) | DLCURAH18ABK | ADP |  | HG35936 | *92MSN0601714A* | 17600 | 16 | 8.1 | 16700 | 18200 | 109% | 2.24 | 0 | 11 |  |  |  |  | R-410A | 1.4667 | Residential & Commercial | USHP | Ducted CEE Tier 1
215289681 | Central HP <5.4 tons | AIRQUEST | HRCU-A-CB (Split System: Heat Pump with Remote Outdoor Unit-Air-Source) | DLCURAH18ABK | ADP |  | H,GE7J924 | *92MSN0601714A* | 17000 | 16 | 8.1 | 16700 | 18200 | 109% | 2.24 | 0 | 10.5 |  |  |  |  | R-410A | 1.4167 | Residential & Commercial | USHP | Ducted CEE Tier 1
215289701 | Central HP <5.4 tons | AIRQUEST | HRCU-A-CB (Split System: Heat Pump with Remote Outdoor Unit-Air-Source) | DLCURAH18ABK | ADP |  | HE31924 | *92MSN0801716A* | 17100 | 16 | 8.5 | 17100 | 18700 | 109.4% | 2.3 | 0 | 10.5 |  |  |  |  | R-410A | 1.425 | Residential & Commercial | USHP | Ducted CEE Tier 1
215289767 | Central HP <5.4 tons | AIRQUEST | HRCU-A-CB (Split System: Heat Pump with Remote Outdoor Unit-Air-Source) | DLCURAH18ABK | ADP |  | H,GE30924 | *96MSN0261410A* | 16300 | 19 | 8.1 | 16700 | 18800 | 112.6% | 2.3 | 0 | 9.5 |  |  |  |  | R-410A | 1.3583 | Residential & Commercial | USHP
215289567 | Central HP <5.4 tons | AIRQUEST | HRCU-A-CB (Split System: Heat Pump with Remote Outdoor Unit-Air-Source) | DLCURAH18ABK | ADP |  | HE31930 | *92MSN0401712A* | 16500 | 15.2 | 8.1 | 16700 | 18900 | 113.2% | 2.3 | 0 | 10 |  |  |  |  | R-410A | 1.375 | Residential & Commercial | USHP | Ducted CEE Tier 1
215289631 | Central HP <5.4 tons | AIRQUEST | HRCU-A-CB (Split System: Heat Pump with Remote Outdoor Unit-Air-Source) | DLCURAH18ABK | ADP |  | H,GG30924 | *92MSN0601412A* | 16000 | 16 | 8.1 | 16400 | 18300 | 111.6% | 2.24 | 0 | 10 |  |  |  |  | R-410A | 1.3333 | Residential & Commercial | USHP | Ducted CEE Tier 1
215289640 | Central HP <5.4 tons | AIRQUEST | HRCU-A-CB (Split System: Heat Pump with Remote Outdoor Unit-Air-Source) | DLCURAH18ABK | ADP |  | H,GE8J936 | *92MSN0601412A* | 17500 | 16 | 8.5 | 16900 | 18800 | 111.2% | 2.3 | 0 | 11 |  |  |  |  | R-410A | 1.4583 | Residential & Commercial | USHP | Ducted CEE Tier 1
215289658 | Central HP <5.4 tons | AIRQUEST | HRCU-A-CB (Split System: Heat Pump with Remote Outdoor Unit-Air-Source) | DLCURAH18ABK | ADP |  | H,GG32930 | *92MSN0601714A* | 16900 | 16 | 8.1 | 16700 | 18200 | 109% | 2.24 | 0 | 10.5 |  |  |  |  | R-410A | 1.4083 | Residential & Commercial | USHP | Ducted CEE Tier 1
215289742 | Central HP <5.4 tons | AIRQUEST | HRCU-A-CB (Split System: Heat Pump with Remote Outdoor Unit-Air-Source) | DLCURAH18ABK | ADP |  | H,GG31930 | *96MSN0261410A* | 16600 | 19 | 8.1 | 16700 | 18800 | 112.6% | 2.3 | 0 | 10 |  |  |  |  | R-410A | 1.3833 | Residential & Commercial | USHP | Ducted CEE Tier 1
215289751 | Central HP <5.4 tons | AIRQUEST | HRCU-A-CB (Split System: Heat Pump with Remote Outdoor Unit-Air-Source) | DLCURAH18ABK | ADP |  | HG32936 | *96MSN0261410A* | 16900 | 20 | 8.1 | 16700 | 18800 | 112.6% | 2.3 | 0 | 10 |  |  |  |  | R-410A | 1.4083 | Residential & Commercial | USHP | Ducted CEE Tier 1
211241839 | Central HP <5.4 tons | AIRQUEST | HRCU-A-CB (Split System: Heat Pump with Remote Outdoor Unit-Air-Source) | DLCURAH24ABK |  |  | EA*4X36L17A* | *96VSN0401410A* | 23400 | 16 | 8.5 | 25600 | 23800 | 92.97% | 1.96 | 0 | 10 |  |  |  |  | R-410A | 1.95 | Residential & Commercial | USHP | Ducted CEE Tier 1
211241934 | Central HP <5.4 tons | AIRQUEST | HRCU-A-CB (Split System: Heat Pump with Remote Outdoor Unit-Air-Source) | DLCURAH24ABK |  |  | EA*4X36L17A* | *95ESU0601716A* | 24400 | 17 | 8.5 | 26200 | 22400 | 85.5% | 1.86 | 0 | 10 |  |  |  |  | R-410A | 2.0333 | Residential & Commercial | USHP | Ducted CEE Tier 1
211241980 | Central HP <5.4 tons | AIRQUEST | HRCU-A-CB (Split System: Heat Pump with Remote Outdoor Unit-Air-Source) | DLCURAH24ABK |  |  | EA*4X36L17A* | *96VTN0801716A* | 24200 | 16.5 | 8.5 | 26200 | 22600 | 86.26% | 1.86 | 0 | 10 |  |  |  |  | R-410A | 2.0167 | Residential & Commercial | USHP | Ducted CEE Tier 1
211242275 | Central HP <5.4 tons | AIRQUEST | HRCU-A-CB (Split System: Heat Pump with Remote Outdoor Unit-Air-Source) | DLCURAH24ABK |  |  | EA*4X36L21A* | *96VSN0601714A* | 23600 | 16.5 | 8.5 | 25600 | 23600 | 92.19% | 1.96 | 0 | 10 |  |  |  |  | R-410A | 1.9667 | Residential & Commercial | USHP | Ducted CEE Tier 1
211242293 | Central HP <5.4 tons | AIRQUEST | HRCU-A-CB (Split System: Heat Pump with Remote Outdoor Unit-Air-Source) | DLCURAH24ABK |  |  | EA*4X36L21A* | *96VSN1002120A* | 24000 | 17 | 8.5 | 26000 | 22800 | 87.69% | 1.9 | 0 | 10 |  |  |  |  | R-410A | 2 | Residential & Commercial | USHP | Ducted CEE Tier 1
211242468 | Central HP <5.4 tons | AIRQUEST | HRCU-A-CB (Split System: Heat Pump with Remote Outdoor Unit-Air-Source) | DLCURAH24ABK |  |  | EA*4X36L21A* | *95ESN0802120A* | 24800 | 16.5 | 8.5 | 26600 | 22000 | 82.71% | 1.82 | 0 | 10 |  |  |  |  | R-410A | 2.0667 | Residential & Commercial | USHP | Ducted CEE Tier 1
211241498 | Central HP <5.4 tons | AIRQUEST | HRCU-A-CB (Split System: Heat Pump with Remote Outdoor Unit-Air-Source) | DLCURAH24ABK |  |  | EA*4X30L17A* | *95ESU0601716A* | 24200 | 16.5 | 8.5 | 26400 | 23000 | 87.12% | 1.9 | 0 | 10 |  |  |  |  | R-410A | 2.0167 | Residential & Commercial | USHP | Ducted CEE Tier 1
211243077 | Central HP <5.4 tons | AIRQUEST | HRCU-A-CB (Split System: Heat Pump with Remote Outdoor Unit-Air-Source) | DLCURAH24ABK |  |  | EA*4X37L17A* | *92ESN0601714A* | 24800 | 17 | 8.5 | 25600 | 21400 | 83.59% | 1.8 | 0 | 10.5 |  |  |  |  | R-410A | 2.0667 | Residential & Commercial | USHP | Ducted CEE Tier 1
214628382 | Central HP <5.4 tons | CARRIER | HRCU-A-CB (Split System: Heat Pump with Remote Outdoor Unit-Air-Source) | 38MURAQ24AB3* | ADP |  | C36A***L159 | 59SC6A040M17**12 | 23400 | 16 | 8.5 | 24600 | 23800 | 96.75% | 2 | 0 | 9.5 |  |  |  |  | R-410A | 1.95 | Residential & Commercial | USHP
214628451 | Central HP <5.4 tons | CARRIER | HRCU-A-CB (Split System: Heat Pump with Remote Outdoor Unit-Air-Source) | 38MURAQ24AB3* | ADP |  | PL36H210P299 | 59SU5B040M17**12 | 24200 | 17 | 8.5 | 23600 | 21000 | 88.98% | 1.8 | 0 | 10 |  |  |  |  | R-410A | 2.0167 | Residential & Commercial | USHP | Ducted CEE Tier 1
211263196 | Central HP <5.4 tons | TEMPSTAR | HRCU-A-CB (Split System: Heat Pump with Remote Outdoor Unit-Air-Source) | DLCURAH18ABK |  |  | EN(A,D)4X24L17** | *95ESN0601412A* | 17800 | 16 | 8.5 | 18700 | 18800 | 100.5% | 2.26 | 0 | 11 |  |  |  |  | R-410A | 1.4833 | Residential & Commercial | USHP | Ducted CEE Tier 1
214628485 | Central HP <5.4 tons | CARRIER | HRCU-A-CB (Split System: Heat Pump with Remote Outdoor Unit-Air-Source) | 38MURAQ24AB3* | ADP |  | C36A***L139 | 59SU5B060M17**16 | 23400 | 17 | 9 | 25200 | 26000 | 103.2% | 2.24 | 0 | 10 |  |  |  |  | R-410A | 1.95 | Residential & Commercial | USHP | Ducted CEE Tier 1
215289776 | Central HP <5.4 tons | AIRQUEST | HRCU-A-CB (Split System: Heat Pump with Remote Outdoor Unit-Air-Source) | DLCURAH18ABK | ADP |  | HE8J936 | *96MSN0261410A* | 17200 | 20 | 8.1 | 16700 | 18800 | 112.6% | 2.3 | 0 | 10.5 |  |  |  |  | R-410A | 1.4333 | Residential & Commercial | USHP | Ducted CEE Tier 1
215289790 | Central HP <5.4 tons | AIRQUEST | HRCU-A-CB (Split System: Heat Pump with Remote Outdoor Unit-Air-Source) | DLCURAH18ABK | ADP |  | H,GE31930 | *96MSN0401410A* | 16800 | 16 | 8.5 | 16900 | 19100 | 113% | 2.34 | 0 | 10 |  |  |  |  | R-410A | 1.4 | Residential & Commercial | USHP | Ducted CEE Tier 1
215289799 | Central HP <5.4 tons | AIRQUEST | HRCU-A-CB (Split System: Heat Pump with Remote Outdoor Unit-Air-Source) | DLCURAH18ABK | ADP |  | HE32936 | *96MSN0401410A* | 17100 | 16 | 8.5 | 16900 | 19100 | 113% | 2.34 | 0 | 10 |  |  |  |  | R-410A | 1.425 | Residential & Commercial | USHP | Ducted CEE Tier 1
214771638 | Central HP <5.4 tons | MIDEA | HRCU-A-CB (Split System: Heat Pump with Remote Outdoor Unit-Air-Source) | MOVB-36HDN10-M20G |  |  | MC**2430AN10TH | MGV96U080B3C | 23800 | 18 | 9 | 24000 | 16800 | 70% | 1.85 | 0 | 11.7 |  |  |  |  | R-454B | 1.9833 | Residential & Commercial | USHP | Ducted CEE Tier 1
214771647 | Central HP <5.4 tons | MIDEA | HRCU-A-CB (Split System: Heat Pump with Remote Outdoor Unit-Air-Source) | MOVB-36HDN10-M20G |  |  | MC**4248BN10TH | MGV96U080B3C | 33000 | 18 | 9 | 34200 | 24000 | 70.18% | 1.88 | 0 | 11 |  |  |  |  | R-454B | 2.75 | Residential & Commercial | USHP | Ducted CEE Tier 1
212383269 | Central HP <5.4 tons | COMFORTMAKER | HRCU-A-CB (Split System: Heat Pump with Remote Outdoor Unit-Air-Source) | DLCURAH36ABK |  |  | EA*4X36L21A* | *80VTL1102122A* | 36000 | 15.5 | 8.1 | 39500 | 35200 | 89.11% | 1.84 | 0 | 10 |  |  |  |  | R-410A | 3 | Residential & Commercial | USHP | Ducted CEE Tier 1
214771637 | Central HP <5.4 tons | MIDEA | HRCU-A-CB (Split System: Heat Pump with Remote Outdoor Unit-Air-Source) | MOVB-36HDN10-M20G |  |  | MC**2430AN10TH | MGV96U060B3C | 23800 | 18 | 9 | 24000 | 16800 | 70% | 1.85 | 0 | 11.7 |  |  |  |  | R-454B | 1.9833 | Residential & Commercial | USHP | Ducted CEE Tier 1
215289975 | Central HP <5.4 tons | AIRQUEST | HRCU-A-CB (Split System: Heat Pump with Remote Outdoor Unit-Air-Source) | DLCURAH18ABK | ADP |  | HG32924 | *96MSN0801716A* | 17300 | 16 | 8.5 | 17000 | 18700 | 110% | 2.3 | 0 | 10.5 |  |  |  |  | R-410A | 1.4417 | Residential & Commercial | USHP | Ducted CEE Tier 1
215290000 | Central HP <5.4 tons | AIRQUEST | HRCU-A-CB (Split System: Heat Pump with Remote Outdoor Unit-Air-Source) | DLCURAH18ABK | ADP |  | H,GE8J936 | *96MSN0801716A* | 17600 | 16 | 8.5 | 17000 | 18700 | 110% | 2.3 | 0 | 11 |  |  |  |  | R-410A | 1.4667 | Residential & Commercial | USHP | Ducted CEE Tier 1
215290075 | Central HP <5.4 tons | AIRQUEST | HRCU-A-CB (Split System: Heat Pump with Remote Outdoor Unit-Air-Source) | DLCURAH18ABK | ADP |  | HG35936 | *96VTN0401410B* | 17200 | 16 | 8.5 | 16500 | 18500 | 112.1% | 2.26 | 0 | 10.5 |  |  |  |  | R-410A | 1.4333 | Residential & Commercial | USHP | Ducted CEE Tier 1
215290093 | Central HP <5.4 tons | AIRQUEST | HRCU-A-CB (Split System: Heat Pump with Remote Outdoor Unit-Air-Source) | DLCURAH18ABK | ADP |  | H,GE22936 | *96VTN0401712A* | 17000 | 15.2 | 8.5 | 17100 | 18400 | 107.6% | 2.26 | 0 | 10 |  |  |  |  | R-410A | 1.4167 | Residential & Commercial | USHP | Ducted CEE Tier 1
215290100 | Central HP <5.4 tons | AIRQUEST | HRCU-A-CB (Split System: Heat Pump with Remote Outdoor Unit-Air-Source) | DLCURAH18ABK | ADP |  | H,GE31930 | *96VTN0401712A* | 17200 | 15.2 | 8.5 | 17100 | 18700 | 109.4% | 2.28 | 0 | 10 |  |  |  |  | R-410A | 1.4333 | Residential & Commercial | USHP | Ducted CEE Tier 1
215290109 | Central HP <5.4 tons | AIRQUEST | HRCU-A-CB (Split System: Heat Pump with Remote Outdoor Unit-Air-Source) | DLCURAH18ABK | ADP |  | HE32936 | *96VTN0401712A* | 17500 | 15.2 | 8.5 | 17100 | 18700 | 109.4% | 2.28 | 0 | 10 |  |  |  |  | R-410A | 1.4583 | Residential & Commercial | USHP | Ducted CEE Tier 1
215289774 | Central HP <5.4 tons | AIRQUEST | HRCU-A-CB (Split System: Heat Pump with Remote Outdoor Unit-Air-Source) | DLCURAH18ABK | ADP |  | HG8J936 | *96MSN0261410A* | 17200 | 20 | 8.1 | 16700 | 18800 | 112.6% | 2.3 | 0 | 10.5 |  |  |  |  | R-410A | 1.4333 | Residential & Commercial | USHP | Ducted CEE Tier 1
215289783 | Central HP <5.4 tons | AIRQUEST | HRCU-A-CB (Split System: Heat Pump with Remote Outdoor Unit-Air-Source) | DLCURAH18ABK | ADP |  | H,GE23936 | *96MSN0401410A* | 17200 | 16 | 8.5 | 16900 | 19100 | 113% | 2.34 | 0 | 10 |  |  |  |  | R-410A | 1.4333 | Residential & Commercial | USHP | Ducted CEE Tier 1
215289785 | Central HP <5.4 tons | AIRQUEST | HRCU-A-CB (Split System: Heat Pump with Remote Outdoor Unit-Air-Source) | DLCURAH18ABK | ADP |  | H,GE24936 | *96MSN0401410A* | 17400 | 16 | 8.5 | 16900 | 19100 | 113% | 2.34 | 0 | 10.5 |  |  |  |  | R-410A | 1.45 | Residential & Commercial | USHP | Ducted CEE Tier 1
215289801 | Central HP <5.4 tons | AIRQUEST | HRCU-A-CB (Split System: Heat Pump with Remote Outdoor Unit-Air-Source) | DLCURAH18ABK | ADP |  | HG33936 | *96MSN0401410A* | 17400 | 16 | 8.5 | 16900 | 19100 | 113% | 2.34 | 0 | 10.5 |  |  |  |  | R-410A | 1.45 | Residential & Commercial | USHP | Ducted CEE Tier 1
215289808 | Central HP <5.4 tons | AIRQUEST | HRCU-A-CB (Split System: Heat Pump with Remote Outdoor Unit-Air-Source) | DLCURAH18ABK | ADP |  | H,GG35936 | *96MSN0401410A* | 17500 | 16 | 8.1 | 16600 | 18300 | 110.2% | 2.24 | 0 | 11 |  |  |  |  | R-410A | 1.4583 | Residential & Commercial | USHP | Ducted CEE Tier 1
215289810 | Central HP <5.4 tons | AIRQUEST | HRCU-A-CB (Split System: Heat Pump with Remote Outdoor Unit-Air-Source) | DLCURAH18ABK | ADP |  | H,GG36936 | *96MSN0401410A* | 17600 | 16 | 8.1 | 16600 | 18300 | 110.2% | 2.24 | 0 | 11 |  |  |  |  | R-410A | 1.4667 | Residential & Commercial | USHP | Ducted CEE Tier 1
216675840 | Central HP <5.4 tons | TEMPSTAR | HRCU-A-CB (Split System: Heat Pump with Remote Outdoor Unit-Air-Source) | D5CURAH24AAK |  |  | EA*5X30M17A* | *80MS(N,L)0701712A* | 23400 | 15.5 | 8.5 | 24000 | 19400 | 80.83% | 1.92 | 0 | 9.8 |  |  |  |  | R-454B | 1.95 | Residential & Commercial | USHP
216676179 | Central HP <5.4 tons | TEMPSTAR | HRCU-A-CB (Split System: Heat Pump with Remote Outdoor Unit-Air-Source) | D5CURAH24AAK |  |  | EA*5X30M14A* | *80VSL0701412B* | 23600 | 15.2 | 8.5 | 24200 | 19400 | 80.17% | 1.9 | 0 | 9.8 |  |  |  |  | R-454B | 1.9667 | Residential & Commercial | USHP
216676229 | Central HP <5.4 tons | TEMPSTAR | HRCU-A-CB (Split System: Heat Pump with Remote Outdoor Unit-Air-Source) | D5CURAH24AAK |  |  | ESH5X36M12A* | *80VSL0701412B* | 24200 | 15.2 | 8.5 | 23800 | 19300 | 81.09% | 1.92 | 0 | 10 |  |  |  |  | R-454B | 2.0167 | Residential & Commercial | USHP | Ducted CEE Tier 1
216676513 | Central HP <5.4 tons | TEMPSTAR | HRCU-A-CB (Split System: Heat Pump with Remote Outdoor Unit-Air-Source) | D5CURAH24AAK |  |  | ESH5X30M12A* | *80MS(N,L)0701412A* | 23800 | 15.2 | 8.5 | 24200 | 19500 | 80.58% | 1.9 | 0 | 9.8 |  |  |  |  | R-454B | 1.9833 | Residential & Commercial | USHP
216677316 | Central HP <5.4 tons | TEMPSTAR | HRCU-A-CB (Split System: Heat Pump with Remote Outdoor Unit-Air-Source) | D5CURAH24AAK |  |  | EA*5X37M21A* | *96MSN0802120A* | 24400 | 15.5 | 8.5 | 23000 | 19000 | 82.61% | 1.96 | 0 | 10 |  |  |  |  | R-454B | 2.0333 | Residential & Commercial | USHP | Ducted CEE Tier 1
216678000 | Central HP <5.4 tons | TEMPSTAR | HRCU-A-CB (Split System: Heat Pump with Remote Outdoor Unit-Air-Source) | D5CURAH24AAK |  |  | EA*5X36M17A* | *96VTN0601412B* | 23600 | 15.2 | 8.5 | 24000 | 19400 | 80.83% | 1.9 | 0 | 9.8 |  |  |  |  | R-454B | 1.9667 | Residential & Commercial | USHP
216678553 | Central HP <5.4 tons | TEMPSTAR | HRCU-A-CB (Split System: Heat Pump with Remote Outdoor Unit-Air-Source) | D5CURAH24AAK |  |  | FEVB0024**+NAVA53601CK | 0 | 24600 | 15.2 | 9 | 24000 | 19400 | 80.83% | 2.06 | 0 | 10 |  |  |  |  | R-454B | 2.05 | Residential & Commercial | USHP | Ducted CEE Tier 1
215289740 | Central HP <5.4 tons | AIRQUEST | HRCU-A-CB (Split System: Heat Pump with Remote Outdoor Unit-Air-Source) | DLCURAH18ABK | ADP |  | H,GE24936 | *96MSN0261410A* | 17300 | 20 | 8.1 | 16700 | 18800 | 112.6% | 2.3 | 0 | 10.5 |  |  |  |  | R-410A | 1.4417 | Residential & Commercial | USHP | Ducted CEE Tier 1
215289792 | Central HP <5.4 tons | AIRQUEST | HRCU-A-CB (Split System: Heat Pump with Remote Outdoor Unit-Air-Source) | DLCURAH18ABK | ADP |  | HE31930 | *96MSN0401410A* | 16800 | 16 | 8.5 | 16900 | 19100 | 113% | 2.34 | 0 | 10 |  |  |  |  | R-410A | 1.4 | Residential & Commercial | USHP | Ducted CEE Tier 1
215289815 | Central HP <5.4 tons | AIRQUEST | HRCU-A-CB (Split System: Heat Pump with Remote Outdoor Unit-Air-Source) | DLCURAH18ABK | ADP |  | HG7J936 | *96MSN0401410A* | 17200 | 16 | 8.5 | 16900 | 19100 | 113% | 2.34 | 0 | 10 |  |  |  |  | R-410A | 1.4333 | Residential & Commercial | USHP | Ducted CEE Tier 1
215289842 | Central HP <5.4 tons | AIRQUEST | HRCU-A-CB (Split System: Heat Pump with Remote Outdoor Unit-Air-Source) | DLCURAH18ABK | ADP |  | H,GE32930 | *96MSN0401712A* | 17200 | 15.2 | 8.5 | 17100 | 18800 | 109.9% | 2.3 | 0 | 10 |  |  |  |  | R-410A | 1.4333 | Residential & Commercial | USHP | Ducted CEE Tier 1
215289849 | Central HP <5.4 tons | AIRQUEST | HRCU-A-CB (Split System: Heat Pump with Remote Outdoor Unit-Air-Source) | DLCURAH18ABK | ADP |  | H,GG34936 | *96MSN0401712A* | 17500 | 15.2 | 8.5 | 17100 | 18800 | 109.9% | 2.3 | 0 | 10.5 |  |  |  |  | R-410A | 1.4583 | Residential & Commercial | USHP | Ducted CEE Tier 1
214628499 | Central HP <5.4 tons | CARRIER | HRCU-A-CB (Split System: Heat Pump with Remote Outdoor Unit-Air-Source) | 38MURAQ24AB3* | ADP |  | PL36H210P749 | 59SU5B060M17**16 | 23400 | 17 | 8.5 | 24800 | 24000 | 96.77% | 2.02 | 0 | 10.5 |  |  |  |  | R-410A | 1.95 | Residential & Commercial | USHP | Ducted CEE Tier 1
215289562 | Central HP <5.4 tons | AIRQUEST | HRCU-A-CB (Split System: Heat Pump with Remote Outdoor Unit-Air-Source) | DLCURAH18ABK | ADP |  | H,GG31930 | *92MSN0401712A* | 16500 | 15.2 | 8.1 | 16700 | 18900 | 113.2% | 2.3 | 0 | 10 |  |  |  |  | R-410A | 1.375 | Residential & Commercial | USHP | Ducted CEE Tier 1
214627549 | Central HP <5.4 tons | CARRIER | HRCU-A-CB (Split System: Heat Pump with Remote Outdoor Unit-Air-Source) | 38MURAQ18AB3* | ADP |  | V,C36H***P219 | 58S(B,C)*B070M14**12 | 17600 | 16 | 8.5 | 16900 | 18700 | 110.7% | 2.3 | 0 | 11 |  |  |  |  | R-410A | 1.4667 | Residential & Commercial | USHP | Ducted CEE Tier 1
214627596 | Central HP <5.4 tons | CARRIER | HRCU-A-CB (Split System: Heat Pump with Remote Outdoor Unit-Air-Source) | 38MURAQ18AB3* | ADP |  | A36VCA+TXV | 58TP*B070V17**16 | 17500 | 16 | 8.5 | 16900 | 19100 | 113% | 2.34 | 0 | 10.5 |  |  |  |  | R-410A | 1.4583 | Residential & Commercial | USHP | Ducted CEE Tier 1
214627616 | Central HP <5.4 tons | CARRIER | HRCU-A-CB (Split System: Heat Pump with Remote Outdoor Unit-Air-Source) | 38MURAQ18AB3* | ADP |  | V,C36H175P159 | 58TP*B070V17**16 | 17700 | 16 | 8.1 | 16600 | 18200 | 109.6% | 2.24 | 0 | 11 |  |  |  |  | R-410A | 1.475 | Residential & Commercial | USHP | Ducted CEE Tier 1
214627733 | Central HP <5.4 tons | CARRIER | HRCU-A-CB (Split System: Heat Pump with Remote Outdoor Unit-Air-Source) | 38MURAQ18AB3* | ADP |  | PL36H175P149 | 59SC6A060M14**12 | 17400 | 16 | 8.5 | 17000 | 19400 | 114.1% | 2.38 | 0 | 10.5 |  |  |  |  | R-410A | 1.45 | Residential & Commercial | USHP | Ducted CEE Tier 1
215290118 | Central HP <5.4 tons | AIRQUEST | HRCU-A-CB (Split System: Heat Pump with Remote Outdoor Unit-Air-Source) | DLCURAH18ABK | ADP |  | H,GG35936 | *96VTN0401712A* | 17900 | 15.2 | 8.5 | 16900 | 18100 | 107.1% | 2.22 | 0 | 10.5 |  |  |  |  | R-410A | 1.4917 | Residential & Commercial | USHP | Ducted CEE Tier 1
215290134 | Central HP <5.4 tons | AIRQUEST | HRCU-A-CB (Split System: Heat Pump with Remote Outdoor Unit-Air-Source) | DLCURAH18ABK | ADP |  | H,GE22936 | *96VTN0401712B* | 16800 | 15.2 | 8.5 | 17000 | 18800 | 110.6% | 2.3 | 0 | 10 |  |  |  |  | R-410A | 1.4 | Residential & Commercial | USHP | Ducted CEE Tier 1
215290175 | Central HP <5.4 tons | AIRQUEST | HRCU-A-CB (Split System: Heat Pump with Remote Outdoor Unit-Air-Source) | DLCURAH18ABK | ADP |  | HG9J936 | *96VTN0401712B* | 17200 | 16 | 8.5 | 16600 | 19000 | 114.5% | 2.34 | 0 | 10.5 |  |  |  |  | R-410A | 1.4333 | Residential & Commercial | USHP | Ducted CEE Tier 1
215290186 | Central HP <5.4 tons | AIRQUEST | HRCU-A-CB (Split System: Heat Pump with Remote Outdoor Unit-Air-Source) | DLCURAH18ABK | ADP |  | H,GE31930 | *96VTN0601412A* | 17500 | 16 | 8.5 | 17200 | 18600 | 108.1% | 2.28 | 0 | 10 |  |  |  |  | R-410A | 1.4583 | Residential & Commercial | USHP | Ducted CEE Tier 1
215290202 | Central HP <5.4 tons | AIRQUEST | HRCU-A-CB (Split System: Heat Pump with Remote Outdoor Unit-Air-Source) | DLCURAH18ABK | ADP |  | H,GE34936 | *96VTN0601412A* | 17900 | 16 | 8.5 | 16900 | 18100 | 107.1% | 2.22 | 0 | 10.5 |  |  |  |  | R-410A | 1.4917 | Residential & Commercial | USHP | Ducted CEE Tier 1
215290216 | Central HP <5.4 tons | AIRQUEST | HRCU-A-CB (Split System: Heat Pump with Remote Outdoor Unit-Air-Source) | DLCURAH18ABK | ADP |  | H,GG9J936 | *96VTN0601412A* | 17900 | 16 | 8.5 | 17000 | 18000 | 105.9% | 2.22 | 0 | 11 |  |  |  |  | R-410A | 1.4917 | Residential & Commercial | USHP | Ducted CEE Tier 1
215290227 | Central HP <5.4 tons | AIRQUEST | HRCU-A-CB (Split System: Heat Pump with Remote Outdoor Unit-Air-Source) | DLCURAH18ABK | ADP |  | H,GE31924 | *96VTN0601412B* | 17000 | 16 | 8.5 | 16900 | 19400 | 114.8% | 2.38 | 0 | 10 |  |  |  |  | R-410A | 1.4167 | Residential & Commercial | USHP | Ducted CEE Tier 1
215290252 | Central HP <5.4 tons | AIRQUEST | HRCU-A-CB (Split System: Heat Pump with Remote Outdoor Unit-Air-Source) | DLCURAH18ABK | ADP |  | HG7J924 | *96VTN0601412B* | 17300 | 16 | 8.5 | 16900 | 19400 | 114.8% | 2.38 | 0 | 10.5 |  |  |  |  | R-410A | 1.4417 | Residential & Commercial | USHP | Ducted CEE Tier 1
216676299 | Central HP <5.4 tons | TEMPSTAR | HRCU-A-CB (Split System: Heat Pump with Remote Outdoor Unit-Air-Source) | D5CURAH24AAK |  |  | EA*5X30M17A* | *80VSL0901716B* | 23400 | 15.2 | 8.5 | 24000 | 19400 | 80.83% | 1.92 | 0 | 9.8 |  |  |  |  | R-454B | 1.95 | Residential & Commercial | USHP
215290421 | Central HP <5.4 tons | AIRQUEST | HRCU-A-CB (Split System: Heat Pump with Remote Outdoor Unit-Air-Source) | DLCURAH18ABK | ADP |  | H,GG30924 | *96VTN0801716B* | 16800 | 15.2 | 8.5 | 17100 | 18700 | 109.4% | 2.3 | 0 | 10.5 |  |  |  |  | R-410A | 1.4 | Residential & Commercial | USHP | Ducted CEE Tier 1
214238956 | Central HP <5.4 tons | AIRQUEST | HRCU-A-CB (Split System: Heat Pump with Remote Outdoor Unit-Air-Source) | HVH837GKA2* |  |  | END4X42L17**+WALLCON | *80CTL0451712B* | 31800 | 16.5 | 8.1 | 33400 | 25000 | 74.85% | 1.86 | 0 | 11 |  |  |  |  | R-410A | 2.65 | Residential & Commercial | USHP | Ducted CEE Tier 1
214239176 | Central HP <5.4 tons | AIRQUEST | HRCU-A-CB (Split System: Heat Pump with Remote Outdoor Unit-Air-Source) | HVH837GKA2* |  |  | EN(A,D,W)4X48L21**+WALLCON | *80CTL0701716B* | 32200 | 17 | 8.1 | 32800 | 24800 | 75.61% | 1.94 | 0 | 11.5 |  |  |  |  | R-410A | 2.6833 | Residential & Commercial | USHP | Ducted CEE Tier 1
216676319 | Central HP <5.4 tons | TEMPSTAR | HRCU-A-CB (Split System: Heat Pump with Remote Outdoor Unit-Air-Source) | D5CURAH24AAK |  |  | EA*5X25M17A* | *80VSL0901716B* | 24600 | 16 | 9 | 23400 | 19100 | 81.62% | 2.06 | 0 | 10 |  |  |  |  | R-454B | 2.05 | Residential & Commercial | USHP | Ducted CEE Tier 1
215289858 | Central HP <5.4 tons | AIRQUEST | HRCU-A-CB (Split System: Heat Pump with Remote Outdoor Unit-Air-Source) | DLCURAH18ABK | ADP |  | HE30924 | *96MSN0401712A* | 16300 | 15.2 | 8.5 | 16700 | 19000 | 113.8% | 2.32 | 0 | 9.5 |  |  |  |  | R-410A | 1.3583 | Residential & Commercial | USHP
215289926 | Central HP <5.4 tons | AIRQUEST | HRCU-A-CB (Split System: Heat Pump with Remote Outdoor Unit-Air-Source) | DLCURAH18ABK | ADP |  | HE31924 | *96MSN0601716A* | 16900 | 15.2 | 8.5 | 16900 | 18600 | 110.1% | 2.28 | 0 | 10 |  |  |  |  | R-410A | 1.4083 | Residential & Commercial | USHP | Ducted CEE Tier 1
215289933 | Central HP <5.4 tons | AIRQUEST | HRCU-A-CB (Split System: Heat Pump with Remote Outdoor Unit-Air-Source) | DLCURAH18ABK | ADP |  | H,GE32936 | *96MSN0601716A* | 16800 | 16 | 8.5 | 16500 | 19000 | 115.2% | 2.32 | 0 | 10 |  |  |  |  | R-410A | 1.4 | Residential & Commercial | USHP | Ducted CEE Tier 1
215289944 | Central HP <5.4 tons | AIRQUEST | HRCU-A-CB (Split System: Heat Pump with Remote Outdoor Unit-Air-Source) | DLCURAH18ABK | ADP |  | HG35936 | *96MSN0601716A* | 17300 | 16 | 8.5 | 16400 | 18300 | 111.6% | 2.24 | 0 | 10.5 |  |  |  |  | R-410A | 1.4417 | Residential & Commercial | USHP | Ducted CEE Tier 1
215289999 | Central HP <5.4 tons | AIRQUEST | HRCU-A-CB (Split System: Heat Pump with Remote Outdoor Unit-Air-Source) | DLCURAH18ABK | ADP |  | HG8J936 | *96MSN0801716A* | 17600 | 16 | 8.5 | 17000 | 18700 | 110% | 2.3 | 0 | 11 |  |  |  |  | R-410A | 1.4667 | Residential & Commercial | USHP | Ducted CEE Tier 1
215290035 | Central HP <5.4 tons | AIRQUEST | HRCU-A-CB (Split System: Heat Pump with Remote Outdoor Unit-Air-Source) | DLCURAH18ABK | ADP |  | H,GE30924 | *96VTN0401410A* | 16600 | 15.2 | 8.5 | 16700 | 18800 | 112.6% | 2.3 | 0 | 10 |  |  |  |  | R-410A | 1.3833 | Residential & Commercial | USHP | Ducted CEE Tier 1
215290042 | Central HP <5.4 tons | AIRQUEST | HRCU-A-CB (Split System: Heat Pump with Remote Outdoor Unit-Air-Source) | DLCURAH18ABK | ADP |  | H,GE8J936 | *96VTN0401410A* | 17400 | 16 | 8.5 | 16700 | 18800 | 112.6% | 2.3 | 0 | 10.5 |  |  |  |  | R-410A | 1.45 | Residential & Commercial | USHP | Ducted CEE Tier 1
215290094 | Central HP <5.4 tons | AIRQUEST | HRCU-A-CB (Split System: Heat Pump with Remote Outdoor Unit-Air-Source) | DLCURAH18ABK | ADP |  | H,GE23936 | *96VTN0401712A* | 17400 | 15.2 | 8.5 | 17100 | 18700 | 109.4% | 2.28 | 0 | 10 |  |  |  |  | R-410A | 1.45 | Residential & Commercial | USHP | Ducted CEE Tier 1
214627766 | Central HP <5.4 tons | CARRIER | HRCU-A-CB (Split System: Heat Pump with Remote Outdoor Unit-Air-Source) | 38MURAQ18AB3* | ADP |  | V,C36H175P159 | 59SC6A060M17**16 | 17400 | 16 | 8.5 | 16400 | 18300 | 111.6% | 2.24 | 0 | 10.5 |  |  |  |  | R-410A | 1.45 | Residential & Commercial | USHP | Ducted CEE Tier 1
214627799 | Central HP <5.4 tons | CARRIER | HRCU-A-CB (Split System: Heat Pump with Remote Outdoor Unit-Air-Source) | 38MURAQ18AB3* | ADP |  | V,C36H175P159 | 59SU5B040M17**12 | 17400 | 16 | 8.1 | 16400 | 18300 | 111.6% | 2.24 | 0 | 11 |  |  |  |  | R-410A | 1.45 | Residential & Commercial | USHP | Ducted CEE Tier 1
215290142 | Central HP <5.4 tons | AIRQUEST | HRCU-A-CB (Split System: Heat Pump with Remote Outdoor Unit-Air-Source) | DLCURAH18ABK | ADP |  | H,GE31930 | *96VTN0401712B* | 16900 | 15.2 | 8.5 | 17000 | 18800 | 110.6% | 2.3 | 0 | 10 |  |  |  |  | R-410A | 1.4083 | Residential & Commercial | USHP | Ducted CEE Tier 1
215290169 | Central HP <5.4 tons | AIRQUEST | HRCU-A-CB (Split System: Heat Pump with Remote Outdoor Unit-Air-Source) | DLCURAH18ABK | ADP |  | H,GE7J936 | *96VTN0401712B* | 16900 | 16 | 8.5 | 16600 | 19000 | 114.5% | 2.34 | 0 | 10 |  |  |  |  | R-410A | 1.4083 | Residential & Commercial | USHP | Ducted CEE Tier 1
215290203 | Central HP <5.4 tons | AIRQUEST | HRCU-A-CB (Split System: Heat Pump with Remote Outdoor Unit-Air-Source) | DLCURAH18ABK | ADP |  | HE34936 | *96VTN0601412A* | 17900 | 16 | 8.5 | 16900 | 18100 | 107.1% | 2.22 | 0 | 10.5 |  |  |  |  | R-410A | 1.4917 | Residential & Commercial | USHP | Ducted CEE Tier 1
215290219 | Central HP <5.4 tons | AIRQUEST | HRCU-A-CB (Split System: Heat Pump with Remote Outdoor Unit-Air-Source) | DLCURAH18ABK | ADP |  | HG80936 | *96VTN0601412A* | 18000 | 16 | 8.5 | 17000 | 18000 | 105.9% | 2.22 | 0 | 11 |  |  |  |  | R-410A | 1.5 | Residential & Commercial | USHP | Ducted CEE Tier 1
215290226 | Central HP <5.4 tons | AIRQUEST | HRCU-A-CB (Split System: Heat Pump with Remote Outdoor Unit-Air-Source) | DLCURAH18ABK | ADP |  | HG31930 | *96VTN0601412B* | 17000 | 16 | 8.5 | 16900 | 19400 | 114.8% | 2.38 | 0 | 10 |  |  |  |  | R-410A | 1.4167 | Residential & Commercial | USHP | Ducted CEE Tier 1
207454720 | Central HP <5.4 tons | LENNOX | HRCU-A-CB (Split System: Heat Pump with Remote Outdoor Unit-Air-Source) | SL25XPV-024-230A** | ADP |  | LH35/38X9 | EL296UH090XV36C* | 22200 | 22 | 9.3 | 19800 | 19800 | 100% | 1.9 | 14 | 14.5 |  |  |  |  | R-410A | 1.85 | Residential & Commercial | USHP | Ducted CEE Tier 1
207454788 | Central HP <5.4 tons | LENNOX | HRCU-A-CB (Split System: Heat Pump with Remote Outdoor Unit-Air-Source) | SL25XPV-024-230A** | ADP |  | L*19/36S9 | SL280UH060NV36A* | 22200 | 21 | 9.75 | 19800 | 20000 | 101% | 1.82 | 14 | 14 |  |  |  |  | R-410A | 1.85 | Residential & Commercial | USHP | Ducted CEE Tier 1
207454847 | Central HP <5.4 tons | LENNOX | HRCU-A-CB (Split System: Heat Pump with Remote Outdoor Unit-Air-Source) | SL25XPV-024-230A** | ADP |  | L*35/36S9 | SL280UH090XV48B* | 22400 | 22 | 9.3 | 20000 | 20000 | 100% | 1.84 | 14 | 14.5 |  |  |  |  | R-410A | 1.8667 | Residential & Commercial | USHP | Ducted CEE Tier 1
207454902 | Central HP <5.4 tons | LENNOX | HRCU-A-CB (Split System: Heat Pump with Remote Outdoor Unit-Air-Source) | SL25XPV-024-230A** | ADP |  | L*35/36S9 | SL297UH040NV36B* | 22200 | 22 | 9.9 | 19800 | 20000 | 101% | 1.84 | 14 | 14 |  |  |  |  | R-410A | 1.85 | Residential & Commercial | USHP | Ducted CEE Tier 1
214627814 | Central HP <5.4 tons | CARRIER | HRCU-A-CB (Split System: Heat Pump with Remote Outdoor Unit-Air-Source) | 38MURAQ18AB3* | ADP |  | A36VCA+TXV | 59SU5B060M17**16 | 17300 | 16 | 8.5 | 16600 | 19000 | 114.5% | 2.34 | 0 | 10.5 |  |  |  |  | R-410A | 1.4417 | Residential & Commercial | USHP | Ducted CEE Tier 1
214075233 | Central HP <5.4 tons | SURE | HRCU-A-CB (Split System: Heat Pump with Remote Outdoor Unit-Air-Source) | RD17AZ60AJ3N |  |  | TCFZ6024STANM | S801V0755A21UHS | 55500 | 18 | 8.1 | 54000 | 49500 | 91.67% | 1.75 | 0 | 10 |  |  |  |  | R-410A | 4.625 | Residential & Commercial | USHP | Ducted CEE Tier 1
214075268 | Central HP <5.4 tons | SURE | HRCU-A-CB (Split System: Heat Pump with Remote Outdoor Unit-Air-Source) | RD17AZ60AJ3N |  |  | TCFZ6024STANM | S802V1255A24UHS | 55500 | 18 | 8.1 | 53500 | 49000 | 91.59% | 1.75 | 0 | 10 |  |  |  |  | R-410A | 4.625 | Residential & Commercial | USHP | Ducted CEE Tier 1
214075350 | Central HP <5.4 tons | SURE | HRCU-A-CB (Split System: Heat Pump with Remote Outdoor Unit-Air-Source) | RD17AZ60AJ3N |  |  | TCFZ6024STANM | S951V0705A21M4S | 55000 | 18 | 8.1 | 54000 | 49500 | 91.67% | 1.75 | 0 | 10 |  |  |  |  | R-410A | 4.5833 | Residential & Commercial | USHP | Ducted CEE Tier 1
214626978 | Central HP <5.4 tons | CARRIER | HRCU-A-CB (Split System: Heat Pump with Remote Outdoor Unit-Air-Source) | 25VNA436A*031* | ADP |  | V,C36H175P149 | 58CU*A060C17**16 | 33000 | 19 | 9 | 33800 | 26200 | 77.51% | 1.98 | 0 | 12 |  |  |  |  | R-410A | 2.75 | Residential & Commercial | USHP | Ducted CEE Tier 1
214626996 | Central HP <5.4 tons | CARRIER | HRCU-A-CB (Split System: Heat Pump with Remote Outdoor Unit-Air-Source) | 25VNA436A*031* | ADP |  | V,C36H175P459 | 58CU*A060C17**16 | 34000 | 20 | 9 | 33000 | 24800 | 75.15% | 2.02 | 0 | 11.7 |  |  |  |  | R-410A | 2.8333 | Residential & Commercial | USHP | Ducted CEE Tier 1
214771643 | Central HP <5.4 tons | MIDEA | HRCU-A-CB (Split System: Heat Pump with Remote Outdoor Unit-Air-Source) | MOVB-36HDN10-M20G |  |  | MC**3036BN10TH | MGV96U060B3C | 33600 | 17.5 | 9 | 34200 | 24000 | 70.18% | 1.88 | 0 | 11 |  |  |  |  | R-454B | 2.8 | Residential & Commercial | USHP | Ducted CEE Tier 1
207454709 | Central HP <5.4 tons | LENNOX | HRCU-A-CB (Split System: Heat Pump with Remote Outdoor Unit-Air-Source) | SL25XPV-024-230A** | ADP |  | L*35/36U9 | EL296UH045XV36B* | 22200 | 22 | 9.8 | 20000 | 20200 | 101% | 1.84 | 14 | 14 |  |  |  |  | R-410A | 1.85 | Residential & Commercial | USHP | Ducted CEE Tier 1
216676396 | Central HP <5.4 tons | TEMPSTAR | HRCU-A-CB (Split System: Heat Pump with Remote Outdoor Unit-Air-Source) | D5CURAH24AAK |  |  | EA*5X37M21A* | *80MSU0401712A* | 24400 | 16 | 8.5 | 23000 | 19000 | 82.61% | 1.94 | 0 | 10 |  |  |  |  | R-454B | 2.0333 | Residential & Commercial | USHP | Ducted CEE Tier 1
207454757 | Central HP <5.4 tons | LENNOX | HRCU-A-CB (Split System: Heat Pump with Remote Outdoor Unit-Air-Source) | SL25XPV-024-230A** | ADP |  | L*35/36S9 | EL296UH110XV48C* | 22200 | 21 | 9.3 | 19800 | 19800 | 100% | 1.9 | 14 | 14.5 |  |  |  |  | R-410A | 1.85 | Residential & Commercial | USHP | Ducted CEE Tier 1
207454759 | Central HP <5.4 tons | LENNOX | HRCU-A-CB (Split System: Heat Pump with Remote Outdoor Unit-Air-Source) | SL25XPV-024-230A** | ADP |  | LH23/37W9 | EL296UH110XV48C* | 22200 | 21 | 9.3 | 19800 | 19800 | 100% | 1.9 | 14 | 14.5 |  |  |  |  | R-410A | 1.85 | Residential & Commercial | USHP | Ducted CEE Tier 1
216676478 | Central HP <5.4 tons | TEMPSTAR | HRCU-A-CB (Split System: Heat Pump with Remote Outdoor Unit-Air-Source) | D5CURAH24AAK |  |  | EA*5X37M21A* | *80MSU0802120A* | 24200 | 15.5 | 8.5 | 22800 | 19000 | 83.33% | 1.96 | 0 | 10 |  |  |  |  | R-454B | 2.0167 | Residential & Commercial | USHP | Ducted CEE Tier 1
216676631 | Central HP <5.4 tons | TEMPSTAR | HRCU-A-CB (Split System: Heat Pump with Remote Outdoor Unit-Air-Source) | D5CURAH24AAK |  |  | ESH5X36M12A* | *80MS(N,L)1102120A* | 23800 | 15.2 | 8.5 | 23600 | 19200 | 81.36% | 1.94 | 0 | 9.8 |  |  |  |  | R-454B | 1.9833 | Residential & Commercial | USHP
207454792 | Central HP <5.4 tons | LENNOX | HRCU-A-CB (Split System: Heat Pump with Remote Outdoor Unit-Air-Source) | SL25XPV-024-230A** | ADP |  | L*19/36S9 | SL280UH070XV36A* | 22000 | 21 | 9.85 | 20000 | 20000 | 100% | 1.82 | 14 | 14 |  |  |  |  | R-410A | 1.8333 | Residential & Commercial | USHP | Ducted CEE Tier 1
207454840 | Central HP <5.4 tons | LENNOX | HRCU-A-CB (Split System: Heat Pump with Remote Outdoor Unit-Air-Source) | SL25XPV-024-230A** | ADP |  | LH29/36F9 | SL280UH090XV48B* | 21400 | 21 | 9.35 | 19800 | 19500 | 98.48% | 1.94 | 14 | 14 |  |  |  |  | R-410A | 1.7833 | Residential & Commercial | USHP | Ducted CEE Tier 1
215290295 | Central HP <5.4 tons | AIRQUEST | HRCU-A-CB (Split System: Heat Pump with Remote Outdoor Unit-Air-Source) | DLCURAH18ABK | ADP |  | HG7J924 | *96VTN0601714A* | 17200 | 16 | 8.5 | 16800 | 18100 | 107.7% | 2.22 | 0 | 10 |  |  |  |  | R-410A | 1.4333 | Residential & Commercial | USHP | Ducted CEE Tier 1
215290309 | Central HP <5.4 tons | AIRQUEST | HRCU-A-CB (Split System: Heat Pump with Remote Outdoor Unit-Air-Source) | DLCURAH18ABK | ADP |  | H,GE24936 | *96VTN0601716B* | 17400 | 16 | 8.5 | 16800 | 19100 | 113.7% | 2.34 | 0 | 10.5 |  |  |  |  | R-410A | 1.45 | Residential & Commercial | USHP | Ducted CEE Tier 1
215290325 | Central HP <5.4 tons | AIRQUEST | HRCU-A-CB (Split System: Heat Pump with Remote Outdoor Unit-Air-Source) | DLCURAH18ABK | ADP |  | HG33936 | *96VTN0601716B* | 17300 | 16 | 8.5 | 16800 | 19100 | 113.7% | 2.34 | 0 | 10.5 |  |  |  |  | R-410A | 1.4417 | Residential & Commercial | USHP | Ducted CEE Tier 1
216968298 | Central HP <5.4 tons | LENNOX | HRCU-A-CB (Split System: Heat Pump with Remote Outdoor Unit-Air-Source) | SL22KLV-024-230A** |  |  | CK40[C,U]T-48B-**+TDR | SL280UH080NV48B* | 22600 | 20 | 8.5 | 23600 | 17800 | 75.42% | 1.86 | 0 | 13 |  |  |  |  | R-454B | 1.8833 | Residential & Commercial | USHP | Ducted CEE Tier 1
215289650 | Central HP <5.4 tons | AIRQUEST | HRCU-A-CB (Split System: Heat Pump with Remote Outdoor Unit-Air-Source) | DLCURAH18ABK | ADP |  | H,GE24936 | *92MSN0601714A* | 17500 | 16 | 8.5 | 16900 | 18800 | 111.2% | 2.3 | 0 | 10.5 |  |  |  |  | R-410A | 1.4583 | Residential & Commercial | USHP | Ducted CEE Tier 1
10511234 | Central HP <5.4 tons | TRANE | HRCU-A-CB (Split System: Heat Pump with Remote Outdoor Unit-Air-Source) | 4TWV0060A1 |  |  | 4TXCC009DS3 | S9V2C100U5PSB+RP | 54000 | 18.5 | 8.2 | 52000 | 39500 | 75.96% | 1.8 | 12.5 | 11.7 |  |  |  |  | R-410A | 4.5 | Residential & Commercial | USHP | Ducted CEE Tier 1
211243402 | Central HP <5.4 tons | AIRQUEST | HRCU-A-CB (Split System: Heat Pump with Remote Outdoor Unit-Air-Source) | DLCURAH24ABK |  |  | EA*4X37L21A* | *96VTN0401712A* | 24000 | 16 | 8.1 | 25000 | 21600 | 86.4% | 1.8 | 0 | 10 |  |  |  |  | R-410A | 2 | Residential & Commercial | USHP | Ducted CEE Tier 1
211243577 | Central HP <5.4 tons | AIRQUEST | HRCU-A-CB (Split System: Heat Pump with Remote Outdoor Unit-Air-Source) | DLCURAH24ABK |  |  | EA*4X37L21A* | *92ESN0801716A* | 25000 | 17.5 | 8.5 | 25600 | 20800 | 81.25% | 1.76 | 0 | 10.5 |  |  |  |  | R-410A | 2.0833 | Residential & Commercial | USHP | Ducted CEE Tier 1
211243643 | Central HP <5.4 tons | AIRQUEST | HRCU-A-CB (Split System: Heat Pump with Remote Outdoor Unit-Air-Source) | DLCURAH24ABK |  |  | EA*4X37L21A* | *80ESU0802120A | 25000 | 17.5 | 8.5 | 25600 | 20800 | 81.25% | 1.76 | 0 | 10.5 |  |  |  |  | R-410A | 2.0833 | Residential & Commercial | USHP | Ducted CEE Tier 1
211243838 | Central HP <5.4 tons | AIRQUEST | HRCU-A-CB (Split System: Heat Pump with Remote Outdoor Unit-Air-Source) | DLCURAH24ABK |  |  | EN(A,D)4X24L17** | *80VSL0451412A* | 23800 | 16 | 8.5 | 26800 | 23200 | 86.57% | 1.9 | 0 | 10 |  |  |  |  | R-410A | 1.9833 | Residential & Commercial | USHP | Ducted CEE Tier 1
211243913 | Central HP <5.4 tons | AIRQUEST | HRCU-A-CB (Split System: Heat Pump with Remote Outdoor Unit-Air-Source) | DLCURAH24ABK |  |  | EN(A,D)4X24L17** | *80ES(N,L)0701716A* | 24400 | 15.5 | 8.5 | 27400 | 22400 | 81.75% | 1.84 | 0 | 10 |  |  |  |  | R-410A | 2.0333 | Residential & Commercial | USHP | Ducted CEE Tier 1
211244136 | Central HP <5.4 tons | AIRQUEST | HRCU-A-CB (Split System: Heat Pump with Remote Outdoor Unit-Air-Source) | DLCURAH24ABK |  |  | EN(A,D)4X24L17** | *80ES(N,L)0901714A* | 24000 | 16 | 8.5 | 27000 | 23000 | 85.19% | 1.9 | 0 | 10 |  |  |  |  | R-410A | 2 | Residential & Commercial | USHP | Ducted CEE Tier 1
215289781 | Central HP <5.4 tons | AIRQUEST | HRCU-A-CB (Split System: Heat Pump with Remote Outdoor Unit-Air-Source) | DLCURAH18ABK | ADP |  | HG80936 | *96MSN0261410A* | 17300 | 20 | 8.1 | 16700 | 18800 | 112.6% | 2.3 | 0 | 10.5 |  |  |  |  | R-410A | 1.4417 | Residential & Commercial | USHP | Ducted CEE Tier 1
212578245 | Central HP <5.4 tons | CARRIER | HRCU-A-CB (Split System: Heat Pump with Remote Outdoor Unit-Air-Source) | 25VNA436A*031* | ADP |  | H,PG53936 | 58TN*A070C14**12 | 34400 | 19 | 9 | 33200 | 25000 | 75.3% | 2.02 | 0 | 12 |  |  |  |  | R-410A | 2.8667 | Residential & Commercial | USHP | Ducted CEE Tier 1
212578202 | Central HP <5.4 tons | CARRIER | HRCU-A-CB (Split System: Heat Pump with Remote Outdoor Unit-Air-Source) | 25VNA424A*031* | ADP |  | H,PG24936 | 58TN*A045C17**12 | 22600 | 20 | 9 | 25200 | 19600 | 77.78% | 2.4 | 0 | 12.5 |  |  |  |  | R-410A | 1.8833 | Residential & Commercial | USHP | Ducted CEE Tier 1
212578204 | Central HP <5.4 tons | CARRIER | HRCU-A-CB (Split System: Heat Pump with Remote Outdoor Unit-Air-Source) | 25VNA424A*031* | ADP |  | H,PG34936 | 58TN*A045C17**12 | 23400 | 20 | 9.5 | 25000 | 19600 | 78.4% | 2.42 | 0 | 13 |  |  |  |  | R-410A | 1.95 | Residential & Commercial | USHP | Ducted CEE Tier 1
212578218 | Central HP <5.4 tons | CARRIER | HRCU-A-CB (Split System: Heat Pump with Remote Outdoor Unit-Air-Source) | 25VNA424A*031* | ADP |  | H,PG34936 | 58TN*A090C17**16 | 23600 | 21 | 9.5 | 24800 | 19300 | 77.82% | 2.48 | 0 | 13.5 |  |  |  |  | R-410A | 1.9667 | Residential & Commercial | USHP | Ducted CEE Tier 1
212578229 | Central HP <5.4 tons | CARRIER | HRCU-A-CB (Split System: Heat Pump with Remote Outdoor Unit-Air-Source) | 25VNA424A*031* | ADP |  | H,PG53936 | 59MN7B060C21**20 | 24000 | 20 | 10.5 | 24800 | 19400 | 78.23% | 2.52 | 0 | 13.5 |  |  |  |  | R-410A | 2 | Residential & Commercial | USHP | Ducted CEE Tier 1
215223193 | Central HP <5.4 tons | BRYANT HEATING AND COOLING SYSTEMS | HRCU-A-CB (Split System: Heat Pump with Remote Outdoor Unit-Air-Source) | 288BNV037*0**B* | ADP |  | H,PG35936 | 987MB60060C21*** | 31600 | 17 | 8.1 | 31800 | 24200 | 76.1% | 1.88 | 0 | 11 |  |  |  |  | R-410A | 2.6333 | Residential & Commercial | USHP | Ducted CEE Tier 1
210596869 | Central HP <5.4 tons | COMFORTMAKER | HRCU-A-CB (Split System: Heat Pump with Remote Outdoor Unit-Air-Source) | CVH825GKA2* |  |  | EA*4X48L24A*+WALLCON | *96CTN1202422A* | 24200 | 17 | 8.1 | 21000 | 16500 | 78.57% | 2.02 | 0 | 11 |  |  |  |  | R-410A | 2.0167 | Residential & Commercial | USHP | Ducted CEE Tier 1
210597004 | Central HP <5.4 tons | COMFORTMAKER | HRCU-A-CB (Split System: Heat Pump with Remote Outdoor Unit-Air-Source) | CVH825GKA2* |  |  | EN(A,D)4X48L24**+WALLCON | *80CTL1352422A* | 24200 | 17 | 8.1 | 21400 | 16600 | 77.57% | 2.02 | 0 | 11.5 |  |  |  |  | R-410A | 2.0167 | Residential & Commercial | USHP | Ducted CEE Tier 1
210597470 | Central HP <5.4 tons | COMFORTMAKER | HRCU-A-CB (Split System: Heat Pump with Remote Outdoor Unit-Air-Source) | CVH837GKA** |  |  | EA*4X61L24A*+WALLCON | *96CTN1202422A* | 33200 | 18 | 8.5 | 32000 | 24800 | 77.5% | 2 | 0 | 12 |  |  |  |  | R-410A | 2.7667 | Residential & Commercial | USHP | Ducted CEE Tier 1
210597554 | Central HP <5.4 tons | COMFORTMAKER | HRCU-A-CB (Split System: Heat Pump with Remote Outdoor Unit-Air-Source) | CVH837GKA** |  |  | EHD4X60AAL+WALLCON | *97CMN1202422A* | 33000 | 17 | 8.1 | 32200 | 25000 | 77.64% | 2 | 0 | 11 |  |  |  |  | R-410A | 2.75 | Residential & Commercial | USHP | Ducted CEE Tier 1
213781516 | Central HP <5.4 tons | BRYANT HEATING AND COOLING SYSTEMS | HRCU-A-CB (Split System: Heat Pump with Remote Outdoor Unit-Air-Source) | 288BNV037*0**B* |  |  | CAP**6024AL*+UI | 986TD66100C21*** | 32800 | 17.5 | 8.1 | 31800 | 24600 | 77.36% | 1.98 | 0 | 11.7 |  |  |  |  | R-410A | 2.7333 | Residential & Commercial | USHP | Ducted CEE Tier 1
213781716 | Central HP <5.4 tons | BRYANT HEATING AND COOLING SYSTEMS | HRCU-A-CB (Split System: Heat Pump with Remote Outdoor Unit-Air-Source) | 288BNV037*0**B* |  |  | CAP**6124AL*+UI | 986TD66120C24*** | 33200 | 17.5 | 8.5 | 32000 | 24800 | 77.5% | 2 | 0 | 11.7 |  |  |  |  | R-410A | 2.7667 | Residential & Commercial | USHP | Ducted CEE Tier 1
214627134 | Central HP <5.4 tons | CARRIER | HRCU-A-CB (Split System: Heat Pump with Remote Outdoor Unit-Air-Source) | 25VNA448A*031* | ADP |  | PL60H210P299 | 58CU*A100C21**20 | 44000 | 21 | 9.5 | 44000 | 36000 | 81.82% | 2.36 | 0 | 11.7 |  |  |  |  | R-410A | 3.6667 | Residential & Commercial | USHP | Ducted CEE Tier 1
214627166 | Central HP <5.4 tons | CARRIER | HRCU-A-CB (Split System: Heat Pump with Remote Outdoor Unit-Air-Source) | 25VNA448A*031* | ADP |  | C60A***L199 | 58CU*A100C21**20 | 45000 | 21 | 9.5 | 44000 | 36000 | 81.82% | 2.36 | 0 | 11.7 |  |  |  |  | R-410A | 3.75 | Residential & Commercial | USHP | Ducted CEE Tier 1
213311979 | Central HP <5.4 tons | BRYANT HEATING AND COOLING SYSTEMS | HRCU-A-CB (Split System: Heat Pump with Remote Outdoor Unit-Air-Source) | 38MURAQ18AB3* | ADP |  | V36H***P429+CBPE3A* | 0 | 17800 | 15.5 | 9 | 17100 | 19400 | 113.5% | 2.4 | 0 | 10.5 |  |  |  |  | R-410A | 1.4833 | Residential & Commercial | USHP | Ducted CEE Tier 1
207455027 | Central HP <5.4 tons | LENNOX | HRCU-A-CB (Split System: Heat Pump with Remote Outdoor Unit-Air-Source) | SL25XPV-036-230A** | ADP |  | L*35/36U9 | EL296UH070XV36B* | 33800 | 21 | 8.8 | 33000 | 25800 | 78.18% | 1.82 | 13.5 | 13 |  |  |  |  | R-410A | 2.8167 | Residential & Commercial | USHP | Ducted CEE Tier 1
214491787 | Central HP <5.4 tons | AMANA | HRCU-A-CB (Split System: Heat Pump with Remote Outdoor Unit-Air-Source) | ASZS601810A* |  |  | CA*EA2422*4B* | A*VC800803B*A* | 16600 | 17.5 | 8.5 | 17400 | 13000 | 74.71% | 2.1 | 0 | 10.9 |  |  |  |  | R-410A | 1.3833 | Residential & Commercial | USHP | Ducted CEE Tier 1
216676309 | Central HP <5.4 tons | TEMPSTAR | HRCU-A-CB (Split System: Heat Pump with Remote Outdoor Unit-Air-Source) | D5CURAH24AAK |  |  | EA*5X36M17A* | *80VSL0901716B* | 23600 | 15.5 | 8.5 | 24000 | 19400 | 80.83% | 1.92 | 0 | 9.8 |  |  |  |  | R-454B | 1.9667 | Residential & Commercial | USHP
211240620 | Central HP <5.4 tons | COMFORTMAKER | HRCU-A-CB (Split System: Heat Pump with Remote Outdoor Unit-Air-Source) | DLCURAH24ABK |  |  | EA*4X24L17A* | *96VTN0601714A* | 23600 | 16 | 8.5 | 26800 | 24400 | 91.04% | 2.02 | 0 | 10 |  |  |  |  | R-410A | 1.9667 | Residential & Commercial | USHP | Ducted CEE Tier 1
211240777 | Central HP <5.4 tons | COMFORTMAKER | HRCU-A-CB (Split System: Heat Pump with Remote Outdoor Unit-Air-Source) | DLCURAH24ABK |  |  | EA*4X24L17A* | OMV098J12* | 23400 | 16.5 | 8.5 | 26600 | 25000 | 93.98% | 2.08 | 0 | 10 |  |  |  |  | R-410A | 1.95 | Residential & Commercial | USHP | Ducted CEE Tier 1
215464926 | Central HP <5.4 tons | ARMSTRONG AIR | HRCU-A-CB (Split System: Heat Pump with Remote Outdoor Unit-Air-Source) | 4SHP18LX136P | ADP |  | H,A,DP13(1,2)36+TXV | A96DS2V070B16 | 23600 | 18 | 8.5 | 22400 | 16200 | 72.32% | 2.16 | 0 | 12 |  |  |  |  | R-410A | 1.9667 | Residential & Commercial | USHP | Ducted CEE Tier 1
215464994 | Central HP <5.4 tons | ARMSTRONG AIR | HRCU-A-CB (Split System: Heat Pump with Remote Outdoor Unit-Air-Source) | 4SHP18LX136P | ADP |  | H,A,DP42(1,2)36+TXV | A97DS2V070B16 | 23200 | 18 | 8.35 | 22400 | 16200 | 72.32% | 2.12 | 0 | 12 |  |  |  |  | R-410A | 1.9333 | Residential & Commercial | USHP | Ducted CEE Tier 1
215465008 | Central HP <5.4 tons | ARMSTRONG AIR | HRCU-A-CB (Split System: Heat Pump with Remote Outdoor Unit-Air-Source) | 4SHP18LX136P | ADP |  | H,A,DP44(1,2)36+TXV | A97DSMV070B12 | 23600 | 19 | 8.5 | 22400 | 16100 | 71.88% | 2.18 | 0 | 12 |  |  |  |  | R-410A | 1.9667 | Residential & Commercial | USHP | Ducted CEE Tier 1
211241213 | Central HP <5.4 tons | COMFORTMAKER | HRCU-A-CB (Split System: Heat Pump with Remote Outdoor Unit-Air-Source) | DLCURAH24ABK |  |  | EA*4X25L17A* | OMV098J12* | 24200 | 17 | 8.5 | 25200 | 21600 | 85.71% | 1.8 | 0 | 10 |  |  |  |  | R-410A | 2.0167 | Residential & Commercial | USHP | Ducted CEE Tier 1
211241481 | Central HP <5.4 tons | COMFORTMAKER | HRCU-A-CB (Split System: Heat Pump with Remote Outdoor Unit-Air-Source) | DLCURAH24ABK |  |  | EA*4X30L17A* | *80VSL0451716A* | 24200 | 16.5 | 8.5 | 26400 | 23000 | 87.12% | 1.9 | 0 | 10 |  |  |  |  | R-410A | 2.0167 | Residential & Commercial | USHP | Ducted CEE Tier 1
211241972 | Central HP <5.4 tons | COMFORTMAKER | HRCU-A-CB (Split System: Heat Pump with Remote Outdoor Unit-Air-Source) | DLCURAH24ABK |  |  | EA*4X36L17A* | *96VTN0401712A* | 23400 | 16 | 8.5 | 25800 | 23600 | 91.47% | 1.96 | 0 | 10 |  |  |  |  | R-410A | 1.95 | Residential & Commercial | USHP | Ducted CEE Tier 1
211242076 | Central HP <5.4 tons | COMFORTMAKER | HRCU-A-CB (Split System: Heat Pump with Remote Outdoor Unit-Air-Source) | DLCURAH24ABK |  |  | EA*4X36L17A* | *80ES(N,L)0451412A* | 24600 | 16 | 8.5 | 26600 | 22200 | 83.46% | 1.82 | 0 | 10 |  |  |  |  | R-410A | 2.05 | Residential & Commercial | USHP | Ducted CEE Tier 1
211242124 | Central HP <5.4 tons | COMFORTMAKER | HRCU-A-CB (Split System: Heat Pump with Remote Outdoor Unit-Air-Source) | DLCURAH24ABK |  |  | EA*4X36L17A* | *92ESN0601412A* | 23600 | 17 | 8.5 | 25600 | 23600 | 92.19% | 1.96 | 0 | 10 |  |  |  |  | R-410A | 1.9667 | Residential & Commercial | USHP | Ducted CEE Tier 1
211242201 | Central HP <5.4 tons | COMFORTMAKER | HRCU-A-CB (Split System: Heat Pump with Remote Outdoor Unit-Air-Source) | DLCURAH24ABK |  |  | EA*4X36L17A* | *80ES(N,L)0701412A* | 24400 | 17 | 8.5 | 26200 | 22400 | 85.5% | 1.86 | 0 | 10 |  |  |  |  | R-410A | 2.0333 | Residential & Commercial | USHP | Ducted CEE Tier 1
211242426 | Central HP <5.4 tons | COMFORTMAKER | HRCU-A-CB (Split System: Heat Pump with Remote Outdoor Unit-Air-Source) | DLCURAH24ABK |  |  | EA*4X36L21A* | *95ESU0601716A* | 24400 | 17 | 8.5 | 26200 | 22400 | 85.5% | 1.86 | 0 | 10 |  |  |  |  | R-410A | 2.0333 | Residential & Commercial | USHP | Ducted CEE Tier 1
215289812 | Central HP <5.4 tons | AIRQUEST | HRCU-A-CB (Split System: Heat Pump with Remote Outdoor Unit-Air-Source) | DLCURAH18ABK | ADP |  | H,GE30924 | *96MSN0401410A* | 16600 | 15.2 | 8.5 | 16900 | 19400 | 114.8% | 2.38 | 0 | 10 |  |  |  |  | R-410A | 1.3833 | Residential & Commercial | USHP | Ducted CEE Tier 1
215289844 | Central HP <5.4 tons | AIRQUEST | HRCU-A-CB (Split System: Heat Pump with Remote Outdoor Unit-Air-Source) | DLCURAH18ABK | ADP |  | HE32936 | *96MSN0401712A* | 17200 | 15.2 | 8.5 | 17100 | 18800 | 109.9% | 2.3 | 0 | 10 |  |  |  |  | R-410A | 1.4333 | Residential & Commercial | USHP | Ducted CEE Tier 1
215289848 | Central HP <5.4 tons | AIRQUEST | HRCU-A-CB (Split System: Heat Pump with Remote Outdoor Unit-Air-Source) | DLCURAH18ABK | ADP |  | HE33936 | *96MSN0401712A* | 17400 | 15.2 | 8.5 | 17100 | 18800 | 109.9% | 2.3 | 0 | 10.5 |  |  |  |  | R-410A | 1.45 | Residential & Commercial | USHP | Ducted CEE Tier 1
215289867 | Central HP <5.4 tons | AIRQUEST | HRCU-A-CB (Split System: Heat Pump with Remote Outdoor Unit-Air-Source) | DLCURAH18ABK | ADP |  | H,GG9J936 | *96MSN0401712A* | 17500 | 15.2 | 8.5 | 17100 | 18800 | 109.9% | 2.3 | 0 | 10.5 |  |  |  |  | R-410A | 1.4583 | Residential & Commercial | USHP | Ducted CEE Tier 1
215289876 | Central HP <5.4 tons | AIRQUEST | HRCU-A-CB (Split System: Heat Pump with Remote Outdoor Unit-Air-Source) | DLCURAH18ABK | ADP |  | H,GG31924 | *96MSN0601412A* | 17100 | 16 | 8.5 | 17000 | 19400 | 114.1% | 2.38 | 0 | 10 |  |  |  |  | R-410A | 1.425 | Residential & Commercial | USHP | Ducted CEE Tier 1
215289899 | Central HP <5.4 tons | AIRQUEST | HRCU-A-CB (Split System: Heat Pump with Remote Outdoor Unit-Air-Source) | DLCURAH18ABK | ADP |  | HG35936 | *96MSN0601412A* | 17400 | 16 | 8.5 | 16500 | 18300 | 110.9% | 2.26 | 0 | 10.5 |  |  |  |  | R-410A | 1.45 | Residential & Commercial | USHP | Ducted CEE Tier 1
215289935 | Central HP <5.4 tons | AIRQUEST | HRCU-A-CB (Split System: Heat Pump with Remote Outdoor Unit-Air-Source) | DLCURAH18ABK | ADP |  | H,GG33936 | *96MSN0601716A* | 17100 | 16 | 8.5 | 16500 | 19000 | 115.2% | 2.32 | 0 | 10.5 |  |  |  |  | R-410A | 1.425 | Residential & Commercial | USHP | Ducted CEE Tier 1
215289960 | Central HP <5.4 tons | AIRQUEST | HRCU-A-CB (Split System: Heat Pump with Remote Outdoor Unit-Air-Source) | DLCURAH18ABK | ADP |  | H,GG80936 | *96MSN0601716A* | 17200 | 16 | 8.5 | 16500 | 19000 | 115.2% | 2.32 | 0 | 10.5 |  |  |  |  | R-410A | 1.4333 | Residential & Commercial | USHP | Ducted CEE Tier 1
215289967 | Central HP <5.4 tons | AIRQUEST | HRCU-A-CB (Split System: Heat Pump with Remote Outdoor Unit-Air-Source) | DLCURAH18ABK | ADP |  | H,GG31930 | *96MSN0801716A* | 17200 | 16 | 8.5 | 17000 | 19000 | 111.8% | 2.32 | 0 | 10 |  |  |  |  | R-410A | 1.4333 | Residential & Commercial | USHP | Ducted CEE Tier 1
215289983 | Central HP <5.4 tons | AIRQUEST | HRCU-A-CB (Split System: Heat Pump with Remote Outdoor Unit-Air-Source) | DLCURAH18ABK | ADP |  | HE33936 | *96MSN0801716A* | 17500 | 16 | 8.5 | 17000 | 18700 | 110% | 2.3 | 0 | 11 |  |  |  |  | R-410A | 1.4583 | Residential & Commercial | USHP | Ducted CEE Tier 1
215290017 | Central HP <5.4 tons | AIRQUEST | HRCU-A-CB (Split System: Heat Pump with Remote Outdoor Unit-Air-Source) | DLCURAH18ABK | ADP |  | H,GG32930 | *96VTN0401410A* | 17100 | 16 | 8.5 | 16700 | 18800 | 112.6% | 2.3 | 0 | 10 |  |  |  |  | R-410A | 1.425 | Residential & Commercial | USHP | Ducted CEE Tier 1
215290051 | Central HP <5.4 tons | AIRQUEST | HRCU-A-CB (Split System: Heat Pump with Remote Outdoor Unit-Air-Source) | DLCURAH18ABK | ADP |  | H,GE24936 | *96VTN0401410B* | 17200 | 16 | 8.5 | 16600 | 19000 | 114.5% | 2.34 | 0 | 10 |  |  |  |  | R-410A | 1.4333 | Residential & Commercial | USHP | Ducted CEE Tier 1
215290083 | Central HP <5.4 tons | AIRQUEST | HRCU-A-CB (Split System: Heat Pump with Remote Outdoor Unit-Air-Source) | DLCURAH18ABK | ADP |  | H,GE7J936 | *96VTN0401410B* | 16900 | 16 | 8.5 | 16600 | 19000 | 114.5% | 2.34 | 0 | 9.5 |  |  |  |  | R-410A | 1.4083 | Residential & Commercial | USHP
215290099 | Central HP <5.4 tons | AIRQUEST | HRCU-A-CB (Split System: Heat Pump with Remote Outdoor Unit-Air-Source) | DLCURAH18ABK | ADP |  | H,GE31924 | *96VTN0401712A* | 17200 | 15.2 | 8.5 | 17100 | 18700 | 109.4% | 2.28 | 0 | 10 |  |  |  |  | R-410A | 1.4333 | Residential & Commercial | USHP | Ducted CEE Tier 1
216032529 | Central HP <5.4 tons | MIDEA | HRCU-A-CB (Split System: Heat Pump with Remote Outdoor Unit-Air-Source) | MDV-V60WMN10T |  |  | MCPM4860DN10OH+TXV | MGV96U100D5C | 52000 | 16 | 8.9 | 54000 | 45000 | 83.33% | 1.9 | 0 | 10 |  |  |  |  | R-454B | 4.3333 | Residential & Commercial | USHP | Ducted CEE Tier 1
214229280 | Central HP <5.4 tons | AIRQUEST | HRCU-A-CB (Split System: Heat Pump with Remote Outdoor Unit-Air-Source) | DLCURAH36ABK |  |  | EA*4X36L17A* | *80MSU0601716A* | 34800 | 16 | 8.1 | 38500 | 35200 | 91.43% | 1.82 | 0 | 9.5 |  |  |  |  | R-410A | 2.9 | Residential & Commercial | USHP
214229313 | Central HP <5.4 tons | AIRQUEST | HRCU-A-CB (Split System: Heat Pump with Remote Outdoor Unit-Air-Source) | DLCURAH36ABK |  |  | END4X42L17** | *80MSU0601716A* | 35400 | 16 | 8.1 | 38500 | 35000 | 90.91% | 1.96 | 0 | 10 |  |  |  |  | R-410A | 2.95 | Residential & Commercial | USHP | Ducted CEE Tier 1
215290101 | Central HP <5.4 tons | AIRQUEST | HRCU-A-CB (Split System: Heat Pump with Remote Outdoor Unit-Air-Source) | DLCURAH18ABK | ADP |  | HE31924 | *96VTN0401712A* | 17200 | 15.2 | 8.5 | 17100 | 18700 | 109.4% | 2.28 | 0 | 10 |  |  |  |  | R-410A | 1.4333 | Residential & Commercial | USHP | Ducted CEE Tier 1
215290117 | Central HP <5.4 tons | AIRQUEST | HRCU-A-CB (Split System: Heat Pump with Remote Outdoor Unit-Air-Source) | DLCURAH18ABK | ADP |  | HE34936 | *96VTN0401712A* | 17700 | 15.2 | 8.5 | 17100 | 18400 | 107.6% | 2.26 | 0 | 10.5 |  |  |  |  | R-410A | 1.475 | Residential & Commercial | USHP | Ducted CEE Tier 1
215290126 | Central HP <5.4 tons | AIRQUEST | HRCU-A-CB (Split System: Heat Pump with Remote Outdoor Unit-Air-Source) | DLCURAH18ABK | ADP |  | HE7J936 | *96VTN0401712A* | 17600 | 15.2 | 8.5 | 17100 | 18700 | 109.4% | 2.28 | 0 | 10.5 |  |  |  |  | R-410A | 1.4667 | Residential & Commercial | USHP | Ducted CEE Tier 1
215290151 | Central HP <5.4 tons | AIRQUEST | HRCU-A-CB (Split System: Heat Pump with Remote Outdoor Unit-Air-Source) | DLCURAH18ABK | ADP |  | HE32936 | *96VTN0401712B* | 16900 | 16 | 8.5 | 16600 | 19000 | 114.5% | 2.34 | 0 | 10 |  |  |  |  | R-410A | 1.4083 | Residential & Commercial | USHP | Ducted CEE Tier 1
215290153 | Central HP <5.4 tons | AIRQUEST | HRCU-A-CB (Split System: Heat Pump with Remote Outdoor Unit-Air-Source) | DLCURAH18ABK | ADP |  | HG33936 | *96VTN0401712B* | 17100 | 16 | 8.5 | 16600 | 19000 | 114.5% | 2.34 | 0 | 10.5 |  |  |  |  | R-410A | 1.425 | Residential & Commercial | USHP | Ducted CEE Tier 1
215290160 | Central HP <5.4 tons | AIRQUEST | HRCU-A-CB (Split System: Heat Pump with Remote Outdoor Unit-Air-Source) | DLCURAH18ABK | ADP |  | H,GG35936 | *96VTN0401712B* | 17300 | 16 | 8.5 | 16400 | 18400 | 112.2% | 2.24 | 0 | 10.5 |  |  |  |  | R-410A | 1.4417 | Residential & Commercial | USHP | Ducted CEE Tier 1
215290178 | Central HP <5.4 tons | AIRQUEST | HRCU-A-CB (Split System: Heat Pump with Remote Outdoor Unit-Air-Source) | DLCURAH18ABK | ADP |  | HG80936 | *96VTN0401712B* | 17200 | 16 | 8.5 | 16600 | 19000 | 114.5% | 2.34 | 0 | 10.5 |  |  |  |  | R-410A | 1.4333 | Residential & Commercial | USHP | Ducted CEE Tier 1
215290183 | Central HP <5.4 tons | AIRQUEST | HRCU-A-CB (Split System: Heat Pump with Remote Outdoor Unit-Air-Source) | DLCURAH18ABK | ADP |  | H,GG31924 | *96VTN0601412A* | 17500 | 16 | 8.5 | 17200 | 18600 | 108.1% | 2.28 | 0 | 10 |  |  |  |  | R-410A | 1.4583 | Residential & Commercial | USHP | Ducted CEE Tier 1
215290327 | Central HP <5.4 tons | AIRQUEST | HRCU-A-CB (Split System: Heat Pump with Remote Outdoor Unit-Air-Source) | DLCURAH18ABK | ADP |  | HE33936 | *96VTN0601716B* | 17300 | 16 | 8.5 | 16800 | 19100 | 113.7% | 2.34 | 0 | 10.5 |  |  |  |  | R-410A | 1.4417 | Residential & Commercial | USHP | Ducted CEE Tier 1
215290334 | Central HP <5.4 tons | AIRQUEST | HRCU-A-CB (Split System: Heat Pump with Remote Outdoor Unit-Air-Source) | DLCURAH18ABK | ADP |  | H,GG36936 | *96VTN0601716B* | 17400 | 16 | 8.5 | 16800 | 19100 | 113.7% | 2.34 | 0 | 10.5 |  |  |  |  | R-410A | 1.45 | Residential & Commercial | USHP | Ducted CEE Tier 1
215289864 | Central HP <5.4 tons | AIRQUEST | HRCU-A-CB (Split System: Heat Pump with Remote Outdoor Unit-Air-Source) | DLCURAH18ABK | ADP |  | HG8J936 | *96MSN0401712A* | 17500 | 15.2 | 8.5 | 17100 | 18800 | 109.9% | 2.3 | 0 | 10.5 |  |  |  |  | R-410A | 1.4583 | Residential & Commercial | USHP | Ducted CEE Tier 1
215289880 | Central HP <5.4 tons | AIRQUEST | HRCU-A-CB (Split System: Heat Pump with Remote Outdoor Unit-Air-Source) | DLCURAH18ABK | ADP |  | H,GE31930 | *96MSN0601412A* | 17100 | 16 | 8.5 | 17000 | 19400 | 114.1% | 2.38 | 0 | 10 |  |  |  |  | R-410A | 1.425 | Residential & Commercial | USHP | Ducted CEE Tier 1
212615000 | Central HP <5.4 tons | AMANA | HRCU-A-CB (Split System: Heat Pump with Remote Outdoor Unit-Air-Source) | ASZS60361EA* |  |  | CA*EA4830*4A* | A*VC800804C*A* | 34200 | 17.5 | 8.6 | 34200 | 29000 | 84.8% | 2 | 0 | 10 |  |  |  |  | R-410A | 2.85 | Residential & Commercial | USHP | Ducted CEE Tier 1
210532876 | Central HP <5.4 tons | CARRIER | HRCU-A-CB (Split System: Heat Pump with Remote Outdoor Unit-Air-Source) | 25VNA448A*031* |  |  | CAP**6024AL*+UI | 58TN*A090C21**20 | 44500 | 21.5 | 9.5 | 46000 | 36200 | 78.7% | 2.36 | 0 | 12 |  |  |  |  | R-410A | 3.7083 | Residential & Commercial | USHP | Ducted CEE Tier 1
215289929 | Central HP <5.4 tons | AIRQUEST | HRCU-A-CB (Split System: Heat Pump with Remote Outdoor Unit-Air-Source) | DLCURAH18ABK | ADP |  | H,GG32936 | *96MSN0601716A* | 16800 | 16 | 8.5 | 16500 | 19000 | 115.2% | 2.32 | 0 | 10 |  |  |  |  | R-410A | 1.4 | Residential & Commercial | USHP | Ducted CEE Tier 1
216676689 | Central HP <5.4 tons | TEMPSTAR | HRCU-A-CB (Split System: Heat Pump with Remote Outdoor Unit-Air-Source) | D5CURAH24AAK |  |  | ESH5X30M12A* | *80VSL0701412B* | 23800 | 15.2 | 8.5 | 24200 | 19500 | 80.58% | 1.92 | 0 | 9.8 |  |  |  |  | R-454B | 1.9833 | Residential & Commercial | USHP
212404699 | Central HP <5.4 tons | CONTINENTAL | HRCU-A-CB (Split System: Heat Pump with Remote Outdoor Unit-Air-Source) | WSEHV2436RA1-C |  |  | H,DE33(6,9)36 | WUV050T3AA | 22000 | 17 | 8.5 | 25000 | 17500 | 70% | 1.8 | 0 | 10 |  |  |  |  | R-410A | 1.8333 | Residential & Commercial | USHP | Ducted CEE Tier 1
216675945 | Central HP <5.4 tons | TEMPSTAR | HRCU-A-CB (Split System: Heat Pump with Remote Outdoor Unit-Air-Source) | D5CURAH24AAK |  |  | EA*5X37M21A* | *80MS(N,L)0701716A* | 24400 | 15.5 | 8.5 | 23000 | 19000 | 82.61% | 1.96 | 0 | 10 |  |  |  |  | R-454B | 2.0333 | Residential & Commercial | USHP | Ducted CEE Tier 1
216676078 | Central HP <5.4 tons | TEMPSTAR | HRCU-A-CB (Split System: Heat Pump with Remote Outdoor Unit-Air-Source) | D5CURAH24AAK |  |  | EA*5X37M21A* | *80MS(N,L)1102120A* | 25000 | 15.5 | 9 | 23200 | 19100 | 82.33% | 2.1 | 0 | 10 |  |  |  |  | R-454B | 2.0833 | Residential & Commercial | USHP | Ducted CEE Tier 1
215289947 | Central HP <5.4 tons | AIRQUEST | HRCU-A-CB (Split System: Heat Pump with Remote Outdoor Unit-Air-Source) | DLCURAH18ABK | ADP |  | H,GE30924 | *96MSN0601716A* | 16600 | 15.2 | 8.5 | 16900 | 18600 | 110.1% | 2.28 | 0 | 10 |  |  |  |  | R-410A | 1.3833 | Residential & Commercial | USHP | Ducted CEE Tier 1
210532926 | Central HP <5.4 tons | CARRIER | HRCU-A-CB (Split System: Heat Pump with Remote Outdoor Unit-Air-Source) | 25VNA448A*031* |  |  | CSPH*4812AL*+UI | 59MN7B100C21**22 | 44500 | 20 | 9 | 46500 | 36600 | 78.71% | 2.22 | 0 | 11.7 |  |  |  |  | R-410A | 3.7083 | Residential & Commercial | USHP | Ducted CEE Tier 1
210532928 | Central HP <5.4 tons | CARRIER | HRCU-A-CB (Split System: Heat Pump with Remote Outdoor Unit-Air-Source) | 25VNA448A*031* |  |  | CSPH*4812AL*+UI | 59TN6B100C21**22 | 44500 | 20 | 9 | 46500 | 36600 | 78.71% | 2.22 | 0 | 11.7 |  |  |  |  | R-410A | 3.7083 | Residential & Commercial | USHP | Ducted CEE Tier 1
215289963 | Central HP <5.4 tons | AIRQUEST | HRCU-A-CB (Split System: Heat Pump with Remote Outdoor Unit-Air-Source) | DLCURAH18ABK | ADP |  | H,GE23936 | *96MSN0801716A* | 17300 | 16 | 8.5 | 17000 | 18700 | 110% | 2.3 | 0 | 10.5 |  |  |  |  | R-410A | 1.4417 | Residential & Commercial | USHP | Ducted CEE Tier 1
215289979 | Central HP <5.4 tons | AIRQUEST | HRCU-A-CB (Split System: Heat Pump with Remote Outdoor Unit-Air-Source) | DLCURAH18ABK | ADP |  | HE32936 | *96MSN0801716A* | 17300 | 16 | 8.5 | 17000 | 18700 | 110% | 2.3 | 0 | 10.5 |  |  |  |  | R-410A | 1.4417 | Residential & Commercial | USHP | Ducted CEE Tier 1
215289997 | Central HP <5.4 tons | AIRQUEST | HRCU-A-CB (Split System: Heat Pump with Remote Outdoor Unit-Air-Source) | DLCURAH18ABK | ADP |  | H,GE7J936 | *96MSN0801716A* | 17600 | 16 | 8.5 | 17000 | 19000 | 111.8% | 2.32 | 0 | 10.5 |  |  |  |  | R-410A | 1.4667 | Residential & Commercial | USHP | Ducted CEE Tier 1
215290031 | Central HP <5.4 tons | AIRQUEST | HRCU-A-CB (Split System: Heat Pump with Remote Outdoor Unit-Air-Source) | DLCURAH18ABK | ADP |  | HE34936 | *96VTN0401410A* | 17400 | 16 | 8.5 | 16700 | 18800 | 112.6% | 2.3 | 0 | 10.5 |  |  |  |  | R-410A | 1.45 | Residential & Commercial | USHP | Ducted CEE Tier 1
215290069 | Central HP <5.4 tons | AIRQUEST | HRCU-A-CB (Split System: Heat Pump with Remote Outdoor Unit-Air-Source) | DLCURAH18ABK | ADP |  | HE33936 | *96VTN0401410B* | 17100 | 16 | 8.5 | 16600 | 19000 | 114.5% | 2.34 | 0 | 10 |  |  |  |  | R-410A | 1.425 | Residential & Commercial | USHP | Ducted CEE Tier 1
215290076 | Central HP <5.4 tons | AIRQUEST | HRCU-A-CB (Split System: Heat Pump with Remote Outdoor Unit-Air-Source) | DLCURAH18ABK | ADP |  | H,GG36936 | *96VTN0401410B* | 17300 | 16 | 8.5 | 16500 | 18500 | 112.1% | 2.26 | 0 | 10.5 |  |  |  |  | R-410A | 1.4417 | Residential & Commercial | USHP | Ducted CEE Tier 1
215290092 | Central HP <5.4 tons | AIRQUEST | HRCU-A-CB (Split System: Heat Pump with Remote Outdoor Unit-Air-Source) | DLCURAH18ABK | ADP |  | HG80936 | *96VTN0401410B* | 17200 | 16 | 8.5 | 16600 | 19000 | 114.5% | 2.34 | 0 | 10 |  |  |  |  | R-410A | 1.4333 | Residential & Commercial | USHP | Ducted CEE Tier 1
215290110 | Central HP <5.4 tons | AIRQUEST | HRCU-A-CB (Split System: Heat Pump with Remote Outdoor Unit-Air-Source) | DLCURAH18ABK | ADP |  | H,GG33936 | *96VTN0401712A* | 17700 | 15.2 | 8.5 | 17100 | 18700 | 109.4% | 2.28 | 0 | 10.5 |  |  |  |  | R-410A | 1.475 | Residential & Commercial | USHP | Ducted CEE Tier 1
215290253 | Central HP <5.4 tons | AIRQUEST | HRCU-A-CB (Split System: Heat Pump with Remote Outdoor Unit-Air-Source) | DLCURAH18ABK | ADP |  | HG7J936 | *96VTN0601412B* | 17300 | 16 | 8.5 | 16900 | 19400 | 114.8% | 2.38 | 0 | 10.5 |  |  |  |  | R-410A | 1.4417 | Residential & Commercial | USHP | Ducted CEE Tier 1
214627536 | Central HP <5.4 tons | CARRIER | HRCU-A-CB (Split System: Heat Pump with Remote Outdoor Unit-Air-Source) | 38MURAQ18AB3* | ADP |  | PL36H175P149 | 58S(B,C)*B045M14**12 | 17500 | 16 | 8.5 | 16800 | 18800 | 111.9% | 2.3 | 0 | 11 |  |  |  |  | R-410A | 1.4583 | Residential & Commercial | USHP | Ducted CEE Tier 1
214627627 | Central HP <5.4 tons | CARRIER | HRCU-A-CB (Split System: Heat Pump with Remote Outdoor Unit-Air-Source) | 38MURAQ18AB3* | ADP |  | V,C36H***P039 | 59SC6A026M14**10 | 16700 | 19 | 8.1 | 16700 | 18800 | 112.6% | 2.3 | 0 | 10 |  |  |  |  | R-410A | 1.3917 | Residential & Commercial | USHP | Ducted CEE Tier 1
214627652 | Central HP <5.4 tons | CARRIER | HRCU-A-CB (Split System: Heat Pump with Remote Outdoor Unit-Air-Source) | 38MURAQ18AB3* | ADP |  | V,C36H***P219 | 59SC6A026M14**10 | 17300 | 20 | 8.1 | 16700 | 18800 | 112.6% | 2.3 | 0 | 10.5 |  |  |  |  | R-410A | 1.4417 | Residential & Commercial | USHP | Ducted CEE Tier 1
214627784 | Central HP <5.4 tons | CARRIER | HRCU-A-CB (Split System: Heat Pump with Remote Outdoor Unit-Air-Source) | 38MURAQ18AB3* | ADP |  | C36A***L129 | 59SU5B040M17**12 | 17300 | 16 | 8.5 | 17100 | 18700 | 109.4% | 2.3 | 0 | 10 |  |  |  |  | R-410A | 1.4417 | Residential & Commercial | USHP | Ducted CEE Tier 1
214628163 | Central HP <5.4 tons | CARRIER | HRCU-A-CB (Split System: Heat Pump with Remote Outdoor Unit-Air-Source) | 38MURAQ24AB3* | ADP |  | PL36H***P449 | 58S(B,C)*B045M14**12 | 23600 | 17 | 8.5 | 24800 | 23800 | 95.97% | 2 | 0 | 10.5 |  |  |  |  | R-410A | 1.9667 | Residential & Commercial | USHP | Ducted CEE Tier 1
214628179 | Central HP <5.4 tons | CARRIER | HRCU-A-CB (Split System: Heat Pump with Remote Outdoor Unit-Air-Source) | 38MURAQ24AB3* | ADP |  | PL36H175P159 | 58S(B,C)*B070M14**12 | 23600 | 17 | 8.5 | 24600 | 24200 | 98.37% | 2.04 | 0 | 10.5 |  |  |  |  | R-410A | 1.9667 | Residential & Commercial | USHP | Ducted CEE Tier 1
207455038 | Central HP <5.4 tons | LENNOX | HRCU-A-CB (Split System: Heat Pump with Remote Outdoor Unit-Air-Source) | SL25XPV-036-230A** | ADP |  | LH23/37W9 | EL296UH090XV36C* | 34000 | 22 | 8.8 | 34000 | 27200 | 80% | 1.82 | 14 | 13 |  |  |  |  | R-410A | 2.8333 | Residential & Commercial | USHP | Ducted CEE Tier 1
214075196 | Central HP <5.4 tons | SURE | HRCU-A-CB (Split System: Heat Pump with Remote Outdoor Unit-Air-Source) | RD17AZ60AJ3N |  |  | TCFZ6024STANM | S802V1505A24UHN | 55500 | 18 | 8.1 | 53500 | 49000 | 91.59% | 1.75 | 0 | 10 |  |  |  |  | R-410A | 4.625 | Residential & Commercial | USHP | Ducted CEE Tier 1
215290228 | Central HP <5.4 tons | AIRQUEST | HRCU-A-CB (Split System: Heat Pump with Remote Outdoor Unit-Air-Source) | DLCURAH18ABK | ADP |  | H,GE31930 | *96VTN0601412B* | 17000 | 16 | 8.5 | 16900 | 19400 | 114.8% | 2.38 | 0 | 10 |  |  |  |  | R-410A | 1.4167 | Residential & Commercial | USHP | Ducted CEE Tier 1
215290233 | Central HP <5.4 tons | AIRQUEST | HRCU-A-CB (Split System: Heat Pump with Remote Outdoor Unit-Air-Source) | DLCURAH18ABK | ADP |  | HG32924 | *96VTN0601412B* | 17200 | 16 | 8.5 | 16900 | 19400 | 114.8% | 2.38 | 0 | 10.5 |  |  |  |  | R-410A | 1.4333 | Residential & Commercial | USHP | Ducted CEE Tier 1
215290260 | Central HP <5.4 tons | AIRQUEST | HRCU-A-CB (Split System: Heat Pump with Remote Outdoor Unit-Air-Source) | DLCURAH18ABK | ADP |  | H,GG9J936 | *96VTN0601412B* | 17500 | 16 | 8.5 | 16900 | 18800 | 111.2% | 2.3 | 0 | 10.5 |  |  |  |  | R-410A | 1.4583 | Residential & Commercial | USHP | Ducted CEE Tier 1
214075470 | Central HP <5.4 tons | SURE | HRCU-A-CB (Split System: Heat Pump with Remote Outdoor Unit-Air-Source) | RD17AZ24AJ3N |  |  | TCFZ2417MTANM | S951V0403A17UHU | 22400 | 17 | 9.5 | 22400 | 17100 | 76.34% | 2 | 0 | 10 |  |  |  |  | R-410A | 1.8667 | Residential & Commercial | USHP | Ducted CEE Tier 1
216675921 | Central HP <5.4 tons | TEMPSTAR | HRCU-A-CB (Split System: Heat Pump with Remote Outdoor Unit-Air-Source) | D5CURAH24AAK |  |  | EA*5X36M17A* | *80MS(N,L)0701716A* | 23800 | 15.5 | 8.5 | 24000 | 19400 | 80.83% | 1.92 | 0 | 9.8 |  |  |  |  | R-454B | 1.9833 | Residential & Commercial | USHP
211714356 | Central HP <5.4 tons | COMFORTMAKER | HRCU-A-CB (Split System: Heat Pump with Remote Outdoor Unit-Air-Source) | DLCURAH30ABK |  |  | EN(A,D,W)4X42L21** | *96VTN1002122A* | 30000 | 15.2 | 8.1 | 34000 | 27200 | 80% | 1.8 | 0 | 9 |  |  |  |  | R-410A | 2.5 | Residential & Commercial | USHP
211712770 | Central HP <5.4 tons | CARRIER | HRCU-A-CB (Split System: Heat Pump with Remote Outdoor Unit-Air-Source) | 38MURAQ30AB3* |  |  | CAP**4224AL* | 59TP6B080V21**20 | 29600 | 15.2 | 8.1 | 33600 | 27400 | 81.55% | 1.78 | 0 | 9 |  |  |  |  | R-410A | 2.4667 | Residential & Commercial | USHP
215290370 | Central HP <5.4 tons | AIRQUEST | HRCU-A-CB (Split System: Heat Pump with Remote Outdoor Unit-Air-Source) | DLCURAH18ABK | ADP |  | H,GE33936 | *96VTN0801716A* | 17400 | 16 | 8.5 | 16700 | 18800 | 112.6% | 2.3 | 0 | 10.5 |  |  |  |  | R-410A | 1.45 | Residential & Commercial | USHP | Ducted CEE Tier 1
215290395 | Central HP <5.4 tons | AIRQUEST | HRCU-A-CB (Split System: Heat Pump with Remote Outdoor Unit-Air-Source) | DLCURAH18ABK | ADP |  | H,GE24936 | *96VTN0801716B* | 17700 | 16 | 8.5 | 17100 | 18700 | 109.4% | 2.3 | 0 | 11 |  |  |  |  | R-410A | 1.475 | Residential & Commercial | USHP | Ducted CEE Tier 1
215290402 | Central HP <5.4 tons | AIRQUEST | HRCU-A-CB (Split System: Heat Pump with Remote Outdoor Unit-Air-Source) | DLCURAH18ABK | ADP |  | HE31930 | *96VTN0801716B* | 17100 | 15.2 | 8.5 | 17100 | 18700 | 109.4% | 2.3 | 0 | 10.5 |  |  |  |  | R-410A | 1.425 | Residential & Commercial | USHP | Ducted CEE Tier 1
215290420 | Central HP <5.4 tons | AIRQUEST | HRCU-A-CB (Split System: Heat Pump with Remote Outdoor Unit-Air-Source) | DLCURAH18ABK | ADP |  | H,GG36936 | *96VTN0801716B* | 17700 | 16 | 8.5 | 17100 | 18700 | 109.4% | 2.3 | 0 | 11 |  |  |  |  | R-410A | 1.475 | Residential & Commercial | USHP | Ducted CEE Tier 1
212989060 | Central HP <5.4 tons | AIRQUEST | HRCU-A-CB (Split System: Heat Pump with Remote Outdoor Unit-Air-Source) | DLCURAH30ABK |  |  | EA*4X43L21A* | *95MSU0601716A* | 30600 | 15.2 | 8.5 | 33600 | 26400 | 78.57% | 1.86 | 0 | 9 |  |  |  |  | R-410A | 2.55 | Residential & Commercial | USHP
215290427 | Central HP <5.4 tons | AIRQUEST | HRCU-A-CB (Split System: Heat Pump with Remote Outdoor Unit-Air-Source) | DLCURAH18ABK | ADP |  | H,GE7J936 | *96VTN0801716B* | 17500 | 16 | 8.5 | 17100 | 18700 | 109.4% | 2.3 | 0 | 10.5 |  |  |  |  | R-410A | 1.4583 | Residential & Commercial | USHP | Ducted CEE Tier 1
212383319 | Central HP <5.4 tons | COMFORTMAKER | HRCU-A-CB (Split System: Heat Pump with Remote Outdoor Unit-Air-Source) | DLCURAH36ABK |  |  | EA*4X36L21A* | *80ES(N,L)0902120A* | 35600 | 16 | 8.1 | 39500 | 35200 | 89.11% | 1.84 | 0 | 10 |  |  |  |  | R-410A | 2.9667 | Residential & Commercial | USHP | Ducted CEE Tier 1
212383428 | Central HP <5.4 tons | COMFORTMAKER | HRCU-A-CB (Split System: Heat Pump with Remote Outdoor Unit-Air-Source) | DLCURAH36ABK |  |  | EA*4X37L21A* | *80VTL0902120A* | 36200 | 16 | 8.5 | 38500 | 34800 | 90.39% | 2.06 | 0 | 10 |  |  |  |  | R-410A | 3.0167 | Residential & Commercial | USHP | Ducted CEE Tier 1
215588274 | Central HP <5.4 tons | BRYANT HEATING AND COOLING SYSTEMS | HRCU-A-CB (Split System: Heat Pump with Remote Outdoor Unit-Air-Source) | 291VAN054**AA* |  |  | CVAMA6124XMA*+UI | 88*TB66135C24*** | 53000 | 20 | 8.5 | 53000 | 46000 | 86.79% | 1.95 | 0 | 12.5 |  |  |  |  | R-454B | 4.4167 | Residential & Commercial | USHP | Ducted CEE Tier 1
211713202 | Central HP <5.4 tons | COMFORTMAKER | HRCU-A-CB (Split System: Heat Pump with Remote Outdoor Unit-Air-Source) | DLCURAH30ABK |  |  | EA*4X43L21A* | *96VTN0802120A* | 30400 | 15.2 | 8.1 | 33000 | 26200 | 79.39% | 1.84 | 0 | 9 |  |  |  |  | R-410A | 2.5333 | Residential & Commercial | USHP
216054430 | Central HP <5.4 tons | MIDEA | HRCU-A-CB (Split System: Heat Pump with Remote Outdoor Unit-Air-Source) | MDV-V48WMN10T |  |  | MCPM4860CN10TH | MGV96U100C5C | 48000 | 16 | 8.9 | 48000 | 40000 | 83.33% | 1.8 | 0 | 10 |  |  |  |  | R-454B | 4 | Residential & Commercial | USHP | Ducted CEE Tier 1
212593610 | Central HP <5.4 tons | CARRIER | HRCU-A-CB (Split System: Heat Pump with Remote Outdoor Unit-Air-Source) | 38MURAQ24AB3* | ADP |  | C24A***L039 | 59TP6B040V14**10 | 23000 | 15.2 | 8.5 | 25000 | 23600 | 94.4% | 1.96 | 0 | 9.5 |  |  |  |  | R-410A | 1.9167 | Residential & Commercial | USHP
212920612 | Central HP <5.4 tons | CONTINENTAL | HRCU-A-CB (Split System: Heat Pump with Remote Outdoor Unit-Air-Source) | WSEHV2436RA1-C |  |  | H,DE37936 | WUV070T3AA | 38000 | 17 | 8.5 | 36600 | 32800 | 89.62% | 1.8 | 0 | 10 |  |  |  |  | R-410A | 3.1667 | Residential & Commercial | USHP | Ducted CEE Tier 1
215290124 | Central HP <5.4 tons | AIRQUEST | HRCU-A-CB (Split System: Heat Pump with Remote Outdoor Unit-Air-Source) | DLCURAH18ABK | ADP |  | H,GE7J924 | *96VTN0401712A* | 17600 | 15.2 | 8.5 | 17100 | 18700 | 109.4% | 2.28 | 0 | 10.5 |  |  |  |  | R-410A | 1.4667 | Residential & Commercial | USHP | Ducted CEE Tier 1
215290128 | Central HP <5.4 tons | AIRQUEST | HRCU-A-CB (Split System: Heat Pump with Remote Outdoor Unit-Air-Source) | DLCURAH18ABK | ADP |  | H,GE8J936 | *96VTN0401712A* | 17700 | 15.2 | 8.5 | 17100 | 18700 | 109.4% | 2.28 | 0 | 10.5 |  |  |  |  | R-410A | 1.475 | Residential & Commercial | USHP | Ducted CEE Tier 1
215290158 | Central HP <5.4 tons | AIRQUEST | HRCU-A-CB (Split System: Heat Pump with Remote Outdoor Unit-Air-Source) | DLCURAH18ABK | ADP |  | H,GE34936 | *96VTN0401712B* | 17200 | 16 | 8.5 | 16600 | 19000 | 114.5% | 2.34 | 0 | 10.5 |  |  |  |  | R-410A | 1.4333 | Residential & Commercial | USHP | Ducted CEE Tier 1
215290167 | Central HP <5.4 tons | AIRQUEST | HRCU-A-CB (Split System: Heat Pump with Remote Outdoor Unit-Air-Source) | DLCURAH18ABK | ADP |  | HG7J936 | *96VTN0401712B* | 16900 | 16 | 8.5 | 16600 | 19000 | 114.5% | 2.34 | 0 | 10 |  |  |  |  | R-410A | 1.4083 | Residential & Commercial | USHP | Ducted CEE Tier 1
215290192 | Central HP <5.4 tons | AIRQUEST | HRCU-A-CB (Split System: Heat Pump with Remote Outdoor Unit-Air-Source) | DLCURAH18ABK | ADP |  | HG32936 | *96VTN0601412A* | 17700 | 16 | 8.5 | 17200 | 18600 | 108.1% | 2.28 | 0 | 10 |  |  |  |  | R-410A | 1.475 | Residential & Commercial | USHP | Ducted CEE Tier 1
215290194 | Central HP <5.4 tons | AIRQUEST | HRCU-A-CB (Split System: Heat Pump with Remote Outdoor Unit-Air-Source) | DLCURAH18ABK | ADP |  | H,GE32936 | *96VTN0601412A* | 17700 | 16 | 8.5 | 17200 | 18600 | 108.1% | 2.28 | 0 | 10 |  |  |  |  | R-410A | 1.475 | Residential & Commercial | USHP | Ducted CEE Tier 1
215289663 | Central HP <5.4 tons | AIRQUEST | HRCU-A-CB (Split System: Heat Pump with Remote Outdoor Unit-Air-Source) | DLCURAH18ABK | ADP |  | H,GE32936 | *92MSN0601714A* | 16900 | 16 | 8.1 | 16700 | 18200 | 109% | 2.24 | 0 | 10.5 |  |  |  |  | R-410A | 1.4083 | Residential & Commercial | USHP | Ducted CEE Tier 1
215289680 | Central HP <5.4 tons | AIRQUEST | HRCU-A-CB (Split System: Heat Pump with Remote Outdoor Unit-Air-Source) | DLCURAH18ABK | ADP |  | HG7J936 | *92MSN0601714A* | 17000 | 16 | 8.1 | 16700 | 18200 | 109% | 2.24 | 0 | 10.5 |  |  |  |  | R-410A | 1.4167 | Residential & Commercial | USHP | Ducted CEE Tier 1
214075419 | Central HP <5.4 tons | SURE | HRCU-A-CB (Split System: Heat Pump with Remote Outdoor Unit-Air-Source) | RD17AZ24AJ3N |  |  | TCFZ2417MTANM | S801V0503A14DZ | 22600 | 17 | 9.5 | 22600 | 16800 | 74.34% | 2 | 0 | 11.2 |  |  |  |  | R-410A | 1.8833 | Residential & Commercial | USHP | Ducted CEE Tier 1
214075467 | Central HP <5.4 tons | SURE | HRCU-A-CB (Split System: Heat Pump with Remote Outdoor Unit-Air-Source) | RD17AZ24AJ3N |  |  | TCFZ2417MTANM | S802VA050317M | 22600 | 17 | 9.5 | 22600 | 16900 | 74.78% | 2 | 0 | 11.2 |  |  |  |  | R-410A | 1.8833 | Residential & Commercial | USHP | Ducted CEE Tier 1
215289694 | Central HP <5.4 tons | AIRQUEST | HRCU-A-CB (Split System: Heat Pump with Remote Outdoor Unit-Air-Source) | DLCURAH18ABK | ADP |  | H,GG24936 | *92MSN0801716A* | 17700 | 16 | 8.5 | 17100 | 18700 | 109.4% | 2.3 | 0 | 11 |  |  |  |  | R-410A | 1.475 | Residential & Commercial | USHP | Ducted CEE Tier 1
215289695 | Central HP <5.4 tons | AIRQUEST | HRCU-A-CB (Split System: Heat Pump with Remote Outdoor Unit-Air-Source) | DLCURAH18ABK | ADP |  | H,GE24936 | *92MSN0801716A* | 17700 | 16 | 8.5 | 17100 | 18700 | 109.4% | 2.3 | 0 | 11 |  |  |  |  | R-410A | 1.475 | Residential & Commercial | USHP | Ducted CEE Tier 1
215588356 | Central HP <5.4 tons | BRYANT HEATING AND COOLING SYSTEMS | HRCU-A-CB (Split System: Heat Pump with Remote Outdoor Unit-Air-Source) | 291VAN054**AA* |  |  | CVAVA6024XMA*+UI | 88*TB60090C21*** | 52000 | 19.5 | 8.5 | 52500 | 46000 | 87.62% | 1.95 | 0 | 12 |  |  |  |  | R-454B | 4.3333 | Residential & Commercial | USHP | Ducted CEE Tier 1
215935577 | Central HP <5.4 tons | AIRQUEST | HRCU-A-CB (Split System: Heat Pump with Remote Outdoor Unit-Air-Source) | H5H3V36*K*AAA* |  |  | EVD5X36M17A*+WALLCON | *96CTN0601714B* | 34000 | 20 | 8.1 | 38000 | 27200 | 71.58% | 2 | 0 | 11 |  |  |  |  | R-454B | 2.8333 | Residential & Commercial | USHP | Ducted CEE Tier 1
215935647 | Central HP <5.4 tons | AIRQUEST | HRCU-A-CB (Split System: Heat Pump with Remote Outdoor Unit-Air-Source) | H5H3V36*K*AAA* |  |  | EVD5X36M21A*+WALLCON | *80CTL0901716B* | 34400 | 21 | 8.5 | 38500 | 28200 | 73.25% | 2.04 | 0 | 11.7 |  |  |  |  | R-454B | 2.8667 | Residential & Commercial | USHP | Ducted CEE Tier 1
216032528 | Central HP <5.4 tons | MIDEA | HRCU-A-CB (Split System: Heat Pump with Remote Outdoor Unit-Air-Source) | MDV-V48WMN10T |  |  | MCPM4860DN10OH+TXV | MGV96U100D5C | 48000 | 16 | 8.9 | 48000 | 40000 | 83.33% | 1.9 | 0 | 10.2 |  |  |  |  | R-454B | 4 | Residential & Commercial | USHP | Ducted CEE Tier 1
212614870 | Central HP <5.4 tons | AMANA | HRCU-A-CB (Split System: Heat Pump with Remote Outdoor Unit-Air-Source) | ASZS60421EA* |  |  | AHVE60DP1400A* | 0 | 40000 | 17 | 8.6 | 40000 | 30600 | 76.5% | 2 | 0 | 10 |  |  |  |  | R-410A | 3.3333 | Residential & Commercial | USHP | Ducted CEE Tier 1
211714354 | Central HP <5.4 tons | AIRQUEST | HRCU-A-CB (Split System: Heat Pump with Remote Outdoor Unit-Air-Source) | DLCURAH30ABK |  |  | EN(A,D,W)4X42L21** | *96VTN1002122A* | 30000 | 15.2 | 8.1 | 34000 | 27200 | 80% | 1.8 | 0 | 9 |  |  |  |  | R-410A | 2.5 | Residential & Commercial | USHP
201812853 | Central HP <5.4 tons | TRANE | HRCU-A-CB (Split System: Heat Pump with Remote Outdoor Unit-Air-Source) | 4TWA7048A4 |  |  | 4PX*DU48BS3 | S9V2C080U5PSB | 45500 | 17 | 8.1 | 47500 | 45000 | 94.74% | 3.4 | 12.5 | 11.7 |  |  |  |  | R-410A | 3.7917 | Residential & Commercial | USHP | Ducted CEE Tier 1
214771634 | Central HP <5.4 tons | MIDEA | HRCU-A-CB (Split System: Heat Pump with Remote Outdoor Unit-Air-Source) | MOVB-36HDN10-M20G |  |  | MVME24B2MN10TB | 0 | 24000 | 20 | 9.5 | 24000 | 17400 | 72.5% | 2 | 0 | 13 |  |  |  |  | R-454B | 2 | Residential & Commercial | USHP | Ducted CEE Tier 1
214771636 | Central HP <5.4 tons | MIDEA | HRCU-A-CB (Split System: Heat Pump with Remote Outdoor Unit-Air-Source) | MOVB-36HDN10-M20G |  |  | MVME36B2MN10TB | 0 | 34200 | 19 | 9.5 | 34200 | 24400 | 71.35% | 2 | 0 | 12 |  |  |  |  | R-454B | 2.85 | Residential & Commercial | USHP | Ducted CEE Tier 1
215290333 | Central HP <5.4 tons | AIRQUEST | HRCU-A-CB (Split System: Heat Pump with Remote Outdoor Unit-Air-Source) | DLCURAH18ABK | ADP |  | HG35936 | *96VTN0601716B* | 17400 | 16 | 8.5 | 16800 | 19100 | 113.7% | 2.34 | 0 | 10.5 |  |  |  |  | R-410A | 1.45 | Residential & Commercial | USHP | Ducted CEE Tier 1
215290344 | Central HP <5.4 tons | AIRQUEST | HRCU-A-CB (Split System: Heat Pump with Remote Outdoor Unit-Air-Source) | DLCURAH18ABK | ADP |  | H,GE8J936 | *96VTN0601716B* | 17400 | 16 | 8.5 | 16800 | 19100 | 113.7% | 2.34 | 0 | 10.5 |  |  |  |  | R-410A | 1.45 | Residential & Commercial | USHP | Ducted CEE Tier 1
215290353 | Central HP <5.4 tons | AIRQUEST | HRCU-A-CB (Split System: Heat Pump with Remote Outdoor Unit-Air-Source) | DLCURAH18ABK | ADP |  | H,GG24936 | *96VTN0801716A* | 17400 | 16 | 8.5 | 16700 | 18800 | 112.6% | 2.3 | 0 | 10.5 |  |  |  |  | R-410A | 1.45 | Residential & Commercial | USHP | Ducted CEE Tier 1
215290358 | Central HP <5.4 tons | AIRQUEST | HRCU-A-CB (Split System: Heat Pump with Remote Outdoor Unit-Air-Source) | DLCURAH18ABK | ADP |  | H,GE31930 | *96VTN0801716A* | 16800 | 15.2 | 8.5 | 16700 | 18800 | 112.6% | 2.3 | 0 | 10 |  |  |  |  | R-410A | 1.4 | Residential & Commercial | USHP | Ducted CEE Tier 1
215290360 | Central HP <5.4 tons | AIRQUEST | HRCU-A-CB (Split System: Heat Pump with Remote Outdoor Unit-Air-Source) | DLCURAH18ABK | ADP |  | HE31930 | *96VTN0801716A* | 16800 | 15.2 | 8.5 | 16700 | 18800 | 112.6% | 2.3 | 0 | 10 |  |  |  |  | R-410A | 1.4 | Residential & Commercial | USHP | Ducted CEE Tier 1
215290383 | Central HP <5.4 tons | AIRQUEST | HRCU-A-CB (Split System: Heat Pump with Remote Outdoor Unit-Air-Source) | DLCURAH18ABK | ADP |  | H,GE7J936 | *96VTN0801716A* | 17200 | 16 | 8.5 | 16700 | 18800 | 112.6% | 2.3 | 0 | 10 |  |  |  |  | R-410A | 1.4333 | Residential & Commercial | USHP | Ducted CEE Tier 1
203118281 | Central HP <5.4 tons | TRANE | HRCU-A-CB (Split System: Heat Pump with Remote Outdoor Unit-Air-Source) | 4TWA7048A4 |  |  | 4PX*DU60BS3 | S8X2D120M5PTA | 47500 | 16.5 | 8.1 | 48000 | 48000 | 100% | 3.6 | 13 | 12 |  |  |  |  | R-410A | 3.9583 | Residential & Commercial | USHP | Ducted CEE Tier 1
214771659 | Central HP <5.4 tons | MIDEA | HRCU-A-CB (Split System: Heat Pump with Remote Outdoor Unit-Air-Source) | MOVB-60HDN10-M20G |  |  | MC**4248CN10TH | MGV96U080C4C | 42500 | 16 | 8.8 | 44500 | 31400 | 70.56% | 1.8 | 0 | 11.7 |  |  |  |  | R-454B | 3.5417 | Residential & Commercial | USHP | Ducted CEE Tier 1
215289697 | Central HP <5.4 tons | AIRQUEST | HRCU-A-CB (Split System: Heat Pump with Remote Outdoor Unit-Air-Source) | DLCURAH18ABK | ADP |  | H,GG31930 | *92MSN0801716A* | 17100 | 16 | 8.5 | 17100 | 18700 | 109.4% | 2.3 | 0 | 10.5 |  |  |  |  | R-410A | 1.425 | Residential & Commercial | USHP | Ducted CEE Tier 1
215289713 | Central HP <5.4 tons | AIRQUEST | HRCU-A-CB (Split System: Heat Pump with Remote Outdoor Unit-Air-Source) | DLCURAH18ABK | ADP |  | HE33936 | *92MSN0801716A* | 17600 | 16 | 8.5 | 17100 | 18700 | 109.4% | 2.3 | 0 | 11 |  |  |  |  | R-410A | 1.4667 | Residential & Commercial | USHP | Ducted CEE Tier 1
213785058 | Central HP <5.4 tons | BRYANT HEATING AND COOLING SYSTEMS | HRCU-A-CB (Split System: Heat Pump with Remote Outdoor Unit-Air-Source) | 284ANV024*0**B* |  |  | CAP**3017AL*+UI | 987MC42060C17*** | 23000 | 19.5 | 10 | 26800 | 20000 | 74.63% | 2.34 | 0 | 12.5 |  |  |  |  | R-410A | 1.9167 | Residential & Commercial | USHP | Ducted CEE Tier 1
213785158 | Central HP <5.4 tons | BRYANT HEATING AND COOLING SYSTEMS | HRCU-A-CB (Split System: Heat Pump with Remote Outdoor Unit-Air-Source) | 284ANV024*0**B* |  |  | CAP**4224AL*+UI | 987MC66100C21*** | 23200 | 20 | 10 | 26600 | 19700 | 74.06% | 2.46 | 0 | 13 |  |  |  |  | R-410A | 1.9333 | Residential & Commercial | USHP | Ducted CEE Tier 1
215290401 | Central HP <5.4 tons | AIRQUEST | HRCU-A-CB (Split System: Heat Pump with Remote Outdoor Unit-Air-Source) | DLCURAH18ABK | ADP |  | HE31924 | *96VTN0801716B* | 17100 | 15.2 | 8.5 | 17100 | 18700 | 109.4% | 2.3 | 0 | 10.5 |  |  |  |  | R-410A | 1.425 | Residential & Commercial | USHP | Ducted CEE Tier 1
215290412 | Central HP <5.4 tons | AIRQUEST | HRCU-A-CB (Split System: Heat Pump with Remote Outdoor Unit-Air-Source) | DLCURAH18ABK | ADP |  | H,GE33936 | *96VTN0801716B* | 17600 | 16 | 8.5 | 17100 | 18700 | 109.4% | 2.3 | 0 | 11 |  |  |  |  | R-410A | 1.4667 | Residential & Commercial | USHP | Ducted CEE Tier 1
215290426 | Central HP <5.4 tons | AIRQUEST | HRCU-A-CB (Split System: Heat Pump with Remote Outdoor Unit-Air-Source) | DLCURAH18ABK | ADP |  | H,GE7J924 | *96VTN0801716B* | 17500 | 16 | 8.5 | 17100 | 18700 | 109.4% | 2.3 | 0 | 10.5 |  |  |  |  | R-410A | 1.4583 | Residential & Commercial | USHP | Ducted CEE Tier 1
207683189 | Central HP <5.4 tons | LENNOX | HRCU-A-CB (Split System: Heat Pump with Remote Outdoor Unit-Air-Source) | SL25XPV-048-230A** | ADP |  | LP42/62W9 | EL296UH110XV60C* | 46000 | 20 | 9.4 | 42000 | 35800 | 85.24% | 1.9 | 12.5 | 12.5 |  |  |  |  | R-410A | 3.8333 | Residential & Commercial | USHP | Ducted CEE Tier 1
214081320 | Central HP <5.4 tons | ARMSTRONG AIR | HRCU-A-CB (Split System: Heat Pump with Remote Outdoor Unit-Air-Source) | 4SHP18LX136P | ADP |  | H,A,DP18936 | A97DSMV070B12 | 23600 | 19 | 8.5 | 22400 | 16100 | 71.88% | 2.18 | 0 | 12 |  |  |  |  | R-410A | 1.9667 | Residential & Commercial | USHP | Ducted CEE Tier 1
215289573 | Central HP <5.4 tons | AIRQUEST | HRCU-A-CB (Split System: Heat Pump with Remote Outdoor Unit-Air-Source) | DLCURAH18ABK | ADP |  | H,GE32936 | *92MSN0401712A* | 16500 | 15.2 | 8.5 | 16500 | 18400 | 111.5% | 2.24 | 0 | 10 |  |  |  |  | R-410A | 1.375 | Residential & Commercial | USHP | Ducted CEE Tier 1
215289582 | Central HP <5.4 tons | AIRQUEST | HRCU-A-CB (Split System: Heat Pump with Remote Outdoor Unit-Air-Source) | DLCURAH18ABK | ADP |  | HE34936 | *92MSN0401712A* | 17200 | 15.2 | 8.1 | 16700 | 18900 | 113.2% | 2.3 | 0 | 10.5 |  |  |  |  | R-410A | 1.4333 | Residential & Commercial | USHP | Ducted CEE Tier 1
215289591 | Central HP <5.4 tons | AIRQUEST | HRCU-A-CB (Split System: Heat Pump with Remote Outdoor Unit-Air-Source) | DLCURAH18ABK | ADP |  | H,GE7J924 | *92MSN0401712A* | 16600 | 15.2 | 8.5 | 16500 | 18400 | 111.5% | 2.24 | 0 | 10 |  |  |  |  | R-410A | 1.3833 | Residential & Commercial | USHP | Ducted CEE Tier 1
215289616 | Central HP <5.4 tons | AIRQUEST | HRCU-A-CB (Split System: Heat Pump with Remote Outdoor Unit-Air-Source) | DLCURAH18ABK | ADP |  | HG32936 | *92MSN0601412A* | 17200 | 16 | 8.5 | 16900 | 19400 | 114.8% | 2.38 | 0 | 10.5 |  |  |  |  | R-410A | 1.4333 | Residential & Commercial | USHP | Ducted CEE Tier 1
215289666 | Central HP <5.4 tons | AIRQUEST | HRCU-A-CB (Split System: Heat Pump with Remote Outdoor Unit-Air-Source) | DLCURAH18ABK | ADP |  | HG33936 | *92MSN0601714A* | 17500 | 16 | 8.5 | 16900 | 19000 | 112.4% | 2.34 | 0 | 10.5 |  |  |  |  | R-410A | 1.4583 | Residential & Commercial | USHP | Ducted CEE Tier 1
215289675 | Central HP <5.4 tons | AIRQUEST | HRCU-A-CB (Split System: Heat Pump with Remote Outdoor Unit-Air-Source) | DLCURAH18ABK | ADP |  | H,GG36936 | *92MSN0601714A* | 17700 | 16 | 8.1 | 16700 | 18200 | 109% | 2.24 | 0 | 11 |  |  |  |  | R-410A | 1.475 | Residential & Commercial | USHP | Ducted CEE Tier 1
208128204 | Central HP <5.4 tons | MIDEA | HRCU-A-CB (Split System: Heat Pump with Remote Outdoor Unit-Air-Source) | MOVA-36HDN1-M16G |  |  | MVME24B2MN1TA | 0 | 24000 | 16.1 | 8.5 | 24000 | 16800 | 70% | 1.88 | 12.5 | 11.8 |  |  |  |  | R-410A | 2 | Residential & Commercial | USHP | Ducted CEE Tier 1
202902431 | Central HP <5.4 tons | MIDEA | HRCU-A-CB (Split System: Heat Pump with Remote Outdoor Unit-Air-Source) | MOVA-60HDN1-M20G |  |  | MC**4860DNTF | MGH96M100D5A | 52000 | 18 | 8.5 | 54000 | 37800 | 70% | 1.85 | 12.5 | 11.7 |  |  |  |  | R-410A | 4.3333 | Residential & Commercial | USHP | Ducted CEE Tier 1
214081313 | Central HP <5.4 tons | ARMSTRONG AIR | HRCU-A-CB (Split System: Heat Pump with Remote Outdoor Unit-Air-Source) | 4SHP18LX136P | ADP |  | H,A,DP06936 | A97DF2E070B16 | 23400 | 17 | 8.35 | 22400 | 16900 | 75.45% | 2.18 | 0 | 12 |  |  |  |  | R-410A | 1.95 | Residential & Commercial | USHP | Ducted CEE Tier 1
216440563 | Central HP <5.4 tons | MIDEA | HRCU-A-CB (Split System: Heat Pump with Remote Outdoor Unit-Air-Source) | MDV-V36WMN10T |  |  | MPCE36B1MN10TA | 0 | 34000 | 16 | 8.9 | 36000 | 28800 | 80% | 1.8 | 0 | 10.9 |  |  |  |  | R-454B | 2.8333 | Residential & Commercial | USHP | Ducted CEE Tier 1
215289682 | Central HP <5.4 tons | AIRQUEST | HRCU-A-CB (Split System: Heat Pump with Remote Outdoor Unit-Air-Source) | DLCURAH18ABK | ADP |  | H,GE7J936 | *92MSN0601714A* | 17000 | 16 | 8.1 | 16700 | 18200 | 109% | 2.24 | 0 | 10.5 |  |  |  |  | R-410A | 1.4167 | Residential & Commercial | USHP | Ducted CEE Tier 1
215289732 | Central HP <5.4 tons | AIRQUEST | HRCU-A-CB (Split System: Heat Pump with Remote Outdoor Unit-Air-Source) | DLCURAH18ABK | ADP |  | H,GG9J936 | *92MSN0801716A* | 17700 | 16 | 8.5 | 17100 | 18700 | 109.4% | 2.3 | 0 | 11 |  |  |  |  | R-410A | 1.475 | Residential & Commercial | USHP | Ducted CEE Tier 1
215289743 | Central HP <5.4 tons | AIRQUEST | HRCU-A-CB (Split System: Heat Pump with Remote Outdoor Unit-Air-Source) | DLCURAH18ABK | ADP |  | HG31930 | *96MSN0261410A* | 16600 | 19 | 8.1 | 16700 | 18800 | 112.6% | 2.3 | 0 | 10 |  |  |  |  | R-410A | 1.3833 | Residential & Commercial | USHP | Ducted CEE Tier 1
215289748 | Central HP <5.4 tons | AIRQUEST | HRCU-A-CB (Split System: Heat Pump with Remote Outdoor Unit-Air-Source) | DLCURAH18ABK | ADP |  | H,GG32930 | *96MSN0261410A* | 16900 | 20 | 8.1 | 16700 | 18800 | 112.6% | 2.3 | 0 | 10 |  |  |  |  | R-410A | 1.4083 | Residential & Commercial | USHP | Ducted CEE Tier 1
215289766 | Central HP <5.4 tons | AIRQUEST | HRCU-A-CB (Split System: Heat Pump with Remote Outdoor Unit-Air-Source) | DLCURAH18ABK | ADP |  | H,GG30924 | *96MSN0261410A* | 16300 | 19 | 8.1 | 16700 | 18800 | 112.6% | 2.3 | 0 | 9.5 |  |  |  |  | R-410A | 1.3583 | Residential & Commercial | USHP
215290242 | Central HP <5.4 tons | AIRQUEST | HRCU-A-CB (Split System: Heat Pump with Remote Outdoor Unit-Air-Source) | DLCURAH18ABK | ADP |  | H,GG34936 | *96VTN0601412B* | 17500 | 16 | 8.5 | 16900 | 18800 | 111.2% | 2.3 | 0 | 10.5 |  |  |  |  | R-410A | 1.4583 | Residential & Commercial | USHP | Ducted CEE Tier 1
215290308 | Central HP <5.4 tons | AIRQUEST | HRCU-A-CB (Split System: Heat Pump with Remote Outdoor Unit-Air-Source) | DLCURAH18ABK | ADP |  | H,GG24936 | *96VTN0601716B* | 17400 | 16 | 8.5 | 16800 | 19100 | 113.7% | 2.34 | 0 | 10.5 |  |  |  |  | R-410A | 1.45 | Residential & Commercial | USHP | Ducted CEE Tier 1
215290328 | Central HP <5.4 tons | AIRQUEST | HRCU-A-CB (Split System: Heat Pump with Remote Outdoor Unit-Air-Source) | DLCURAH18ABK | ADP |  | H,GG34936 | *96VTN0601716B* | 17400 | 16 | 8.5 | 16800 | 19100 | 113.7% | 2.34 | 0 | 10.5 |  |  |  |  | R-410A | 1.45 | Residential & Commercial | USHP | Ducted CEE Tier 1
215290387 | Central HP <5.4 tons | AIRQUEST | HRCU-A-CB (Split System: Heat Pump with Remote Outdoor Unit-Air-Source) | DLCURAH18ABK | ADP |  | HE8J936 | *96VTN0801716A* | 17400 | 16 | 8.5 | 16700 | 18800 | 112.6% | 2.3 | 0 | 10.5 |  |  |  |  | R-410A | 1.45 | Residential & Commercial | USHP | Ducted CEE Tier 1
215290394 | Central HP <5.4 tons | AIRQUEST | HRCU-A-CB (Split System: Heat Pump with Remote Outdoor Unit-Air-Source) | DLCURAH18ABK | ADP |  | H,GG24936 | *96VTN0801716B* | 17700 | 16 | 8.5 | 17100 | 18700 | 109.4% | 2.3 | 0 | 11 |  |  |  |  | R-410A | 1.475 | Residential & Commercial | USHP | Ducted CEE Tier 1
215290428 | Central HP <5.4 tons | AIRQUEST | HRCU-A-CB (Split System: Heat Pump with Remote Outdoor Unit-Air-Source) | DLCURAH18ABK | ADP |  | HE7J936 | *96VTN0801716B* | 17500 | 16 | 8.5 | 17100 | 18700 | 109.4% | 2.3 | 0 | 10.5 |  |  |  |  | R-410A | 1.4583 | Residential & Commercial | USHP | Ducted CEE Tier 1
211713038 | Central HP <5.4 tons | CARRIER | HRCU-A-CB (Split System: Heat Pump with Remote Outdoor Unit-Air-Source) | 38MURAQ30AB3* |  |  | CAP**4321AL* | GG96VTAA60100C | 30600 | 15.2 | 8.1 | 33000 | 26000 | 78.79% | 1.84 | 0 | 9 |  |  |  |  | R-410A | 2.55 | Residential & Commercial | USHP
215289730 | Central HP <5.4 tons | AIRQUEST | HRCU-A-CB (Split System: Heat Pump with Remote Outdoor Unit-Air-Source) | DLCURAH18ABK | ADP |  | H,GE8J936 | *92MSN0801716A* | 17700 | 16 | 8.5 | 17100 | 18700 | 109.4% | 2.3 | 0 | 11 |  |  |  |  | R-410A | 1.475 | Residential & Commercial | USHP | Ducted CEE Tier 1
215289744 | Central HP <5.4 tons | AIRQUEST | HRCU-A-CB (Split System: Heat Pump with Remote Outdoor Unit-Air-Source) | DLCURAH18ABK | ADP |  | H,GE31924 | *96MSN0261410A* | 16600 | 19 | 8.1 | 16700 | 18800 | 112.6% | 2.3 | 0 | 10 |  |  |  |  | R-410A | 1.3833 | Residential & Commercial | USHP | Ducted CEE Tier 1
215289778 | Central HP <5.4 tons | AIRQUEST | HRCU-A-CB (Split System: Heat Pump with Remote Outdoor Unit-Air-Source) | DLCURAH18ABK | ADP |  | HG9J936 | *96MSN0261410A* | 17300 | 20 | 8.1 | 16700 | 18800 | 112.6% | 2.3 | 0 | 10.5 |  |  |  |  | R-410A | 1.4417 | Residential & Commercial | USHP | Ducted CEE Tier 1
215289794 | Central HP <5.4 tons | AIRQUEST | HRCU-A-CB (Split System: Heat Pump with Remote Outdoor Unit-Air-Source) | DLCURAH18ABK | ADP |  | H,GG32936 | *96MSN0401410A* | 17100 | 16 | 8.5 | 16900 | 19100 | 113% | 2.34 | 0 | 10 |  |  |  |  | R-410A | 1.425 | Residential & Commercial | USHP | Ducted CEE Tier 1
215289795 | Central HP <5.4 tons | AIRQUEST | HRCU-A-CB (Split System: Heat Pump with Remote Outdoor Unit-Air-Source) | DLCURAH18ABK | ADP |  | HG32924 | *96MSN0401410A* | 17100 | 16 | 8.5 | 16900 | 19100 | 113% | 2.34 | 0 | 10 |  |  |  |  | R-410A | 1.425 | Residential & Commercial | USHP | Ducted CEE Tier 1
215289813 | Central HP <5.4 tons | AIRQUEST | HRCU-A-CB (Split System: Heat Pump with Remote Outdoor Unit-Air-Source) | DLCURAH18ABK | ADP |  | HE30924 | *96MSN0401410A* | 16600 | 15.2 | 8.5 | 16900 | 19400 | 114.8% | 2.38 | 0 | 10 |  |  |  |  | R-410A | 1.3833 | Residential & Commercial | USHP | Ducted CEE Tier 1
215289828 | Central HP <5.4 tons | AIRQUEST | HRCU-A-CB (Split System: Heat Pump with Remote Outdoor Unit-Air-Source) | DLCURAH18ABK | ADP |  | H,GE23936 | *96MSN0401712A* | 17200 | 15.2 | 8.5 | 17100 | 18800 | 109.9% | 2.3 | 0 | 10 |  |  |  |  | R-410A | 1.4333 | Residential & Commercial | USHP | Ducted CEE Tier 1
215289863 | Central HP <5.4 tons | AIRQUEST | HRCU-A-CB (Split System: Heat Pump with Remote Outdoor Unit-Air-Source) | DLCURAH18ABK | ADP |  | HE7J936 | *96MSN0401712A* | 17200 | 15.2 | 8.5 | 17100 | 18800 | 109.9% | 2.3 | 0 | 10 |  |  |  |  | R-410A | 1.4333 | Residential & Commercial | USHP | Ducted CEE Tier 1
212578256 | Central HP <5.4 tons | CARRIER | HRCU-A-CB (Split System: Heat Pump with Remote Outdoor Unit-Air-Source) | 25VNA436A*031* | ADP |  | H,PG53936 | 59TN6B120C24**22 | 34400 | 20 | 9 | 32800 | 24800 | 75.61% | 2.02 | 0 | 12.5 |  |  |  |  | R-410A | 2.8667 | Residential & Commercial | USHP | Ducted CEE Tier 1
216676159 | Central HP <5.4 tons | TEMPSTAR | HRCU-A-CB (Split System: Heat Pump with Remote Outdoor Unit-Air-Source) | D5CURAH24AAK |  |  | EA*5X25M17A* | *80VSL0451412B* | 24200 | 15.5 | 8.5 | 23200 | 19100 | 82.33% | 1.94 | 0 | 10 |  |  |  |  | R-454B | 2.0167 | Residential & Commercial | USHP | Ducted CEE Tier 1
214264020 | Central HP <5.4 tons | ARMSTRONG AIR | HRCU-A-CB (Split System: Heat Pump with Remote Outdoor Unit-Air-Source) | 4SHP18LX136P | ADP |  | H,A,DG9J(1,2)36+TXV | EFV12BCA | 23600 | 19 | 8.5 | 22400 | 16100 | 71.88% | 2.18 | 0 | 12 |  |  |  |  | R-410A | 1.9667 | Residential & Commercial | USHP | Ducted CEE Tier 1
215290062 | Central HP <5.4 tons | AIRQUEST | HRCU-A-CB (Split System: Heat Pump with Remote Outdoor Unit-Air-Source) | DLCURAH18ABK | ADP |  | HG32936 | *96VTN0401410B* | 16800 | 16 | 8.5 | 16600 | 19000 | 114.5% | 2.34 | 0 | 9.5 |  |  |  |  | R-410A | 1.4 | Residential & Commercial | USHP
215290079 | Central HP <5.4 tons | AIRQUEST | HRCU-A-CB (Split System: Heat Pump with Remote Outdoor Unit-Air-Source) | DLCURAH18ABK | ADP |  | HE30924 | *96VTN0401410B* | 16300 | 16 | 8.5 | 16600 | 19000 | 114.5% | 2.34 | 0 | 9.5 |  |  |  |  | R-410A | 1.3583 | Residential & Commercial | USHP
215290095 | Central HP <5.4 tons | AIRQUEST | HRCU-A-CB (Split System: Heat Pump with Remote Outdoor Unit-Air-Source) | DLCURAH18ABK | ADP |  | H,GG24936 | *96VTN0401712A* | 17700 | 15.2 | 8.5 | 17100 | 18400 | 107.6% | 2.26 | 0 | 10.5 |  |  |  |  | R-410A | 1.475 | Residential & Commercial | USHP | Ducted CEE Tier 1
215290098 | Central HP <5.4 tons | AIRQUEST | HRCU-A-CB (Split System: Heat Pump with Remote Outdoor Unit-Air-Source) | DLCURAH18ABK | ADP |  | H,GG31930 | *96VTN0401712A* | 17200 | 15.2 | 8.5 | 17100 | 18700 | 109.4% | 2.28 | 0 | 10 |  |  |  |  | R-410A | 1.4333 | Residential & Commercial | USHP | Ducted CEE Tier 1
215290113 | Central HP <5.4 tons | AIRQUEST | HRCU-A-CB (Split System: Heat Pump with Remote Outdoor Unit-Air-Source) | DLCURAH18ABK | ADP |  | HE33936 | *96VTN0401712A* | 17700 | 15.2 | 8.5 | 17100 | 18400 | 107.6% | 2.26 | 0 | 10.5 |  |  |  |  | R-410A | 1.475 | Residential & Commercial | USHP | Ducted CEE Tier 1
215290163 | Central HP <5.4 tons | AIRQUEST | HRCU-A-CB (Split System: Heat Pump with Remote Outdoor Unit-Air-Source) | DLCURAH18ABK | ADP |  | H,GG30924 | *96VTN0401712B* | 16600 | 15.2 | 8.5 | 17000 | 18800 | 110.6% | 2.3 | 0 | 10 |  |  |  |  | R-410A | 1.3833 | Residential & Commercial | USHP | Ducted CEE Tier 1
214065600 | Central HP <5.4 tons | MIDEA | HRCU-A-CB (Split System: Heat Pump with Remote Outdoor Unit-Air-Source) | MDV-V18WMN1T |  |  | MHVE18A1MN1TA | 0 | 18000 | 16 | 8.5 | 18000 | 12600 | 70% | 1.8 | 0 | 12 |  |  |  |  | R-410A | 1.5 | Residential & Commercial | USHP | Ducted CEE Tier 1
207455338 | Central HP <5.4 tons | LENNOX | HRCU-A-CB (Split System: Heat Pump with Remote Outdoor Unit-Air-Source) | SL25XPV-048-230A** | ADP |  | L*42/60Z9 | EL296UH090XV48C* | 45500 | 20 | 9.3 | 42000 | 36000 | 85.71% | 1.86 | 12 | 12 |  |  |  |  | R-410A | 3.7917 | Residential & Commercial | USHP | Ducted CEE Tier 1
213781676 | Central HP <5.4 tons | BRYANT HEATING AND COOLING SYSTEMS | HRCU-A-CB (Split System: Heat Pump with Remote Outdoor Unit-Air-Source) | 288BNV037*0**B* |  |  | CAP**6124AL*+UI | 88*TB66135C24*** | 33200 | 17.5 | 8.5 | 32000 | 24800 | 77.5% | 2 | 0 | 11.7 |  |  |  |  | R-410A | 2.7667 | Residential & Commercial | USHP | Ducted CEE Tier 1
212383001 | Central HP <5.4 tons | COMFORTMAKER | HRCU-A-CB (Split System: Heat Pump with Remote Outdoor Unit-Air-Source) | DLCURAH36ABK |  |  | EA*4X36L17A* | *80ES(N,L)0901714A* | 35600 | 15.5 | 8.1 | 39500 | 35200 | 89.11% | 1.84 | 0 | 9.5 |  |  |  |  | R-410A | 2.9667 | Residential & Commercial | USHP
212383392 | Central HP <5.4 tons | COMFORTMAKER | HRCU-A-CB (Split System: Heat Pump with Remote Outdoor Unit-Air-Source) | DLCURAH36ABK |  |  | EA*4X37L17A* | *80ESU0601716A | 36600 | 15.5 | 8.5 | 39500 | 35000 | 88.61% | 2.04 | 0 | 10 |  |  |  |  | R-410A | 3.05 | Residential & Commercial | USHP | Ducted CEE Tier 1
215289768 | Central HP <5.4 tons | AIRQUEST | HRCU-A-CB (Split System: Heat Pump with Remote Outdoor Unit-Air-Source) | DLCURAH18ABK | ADP |  | HE30924 | *96MSN0261410A* | 16300 | 19 | 8.1 | 16700 | 18800 | 112.6% | 2.3 | 0 | 9.5 |  |  |  |  | R-410A | 1.3583 | Residential & Commercial | USHP
215289791 | Central HP <5.4 tons | AIRQUEST | HRCU-A-CB (Split System: Heat Pump with Remote Outdoor Unit-Air-Source) | DLCURAH18ABK | ADP |  | HE31924 | *96MSN0401410A* | 16800 | 16 | 8.5 | 16900 | 19100 | 113% | 2.34 | 0 | 10 |  |  |  |  | R-410A | 1.4 | Residential & Commercial | USHP | Ducted CEE Tier 1
215289798 | Central HP <5.4 tons | AIRQUEST | HRCU-A-CB (Split System: Heat Pump with Remote Outdoor Unit-Air-Source) | DLCURAH18ABK | ADP |  | H,GE32936 | *96MSN0401410A* | 17100 | 16 | 8.5 | 16900 | 19100 | 113% | 2.34 | 0 | 10 |  |  |  |  | R-410A | 1.425 | Residential & Commercial | USHP | Ducted CEE Tier 1
215289809 | Central HP <5.4 tons | AIRQUEST | HRCU-A-CB (Split System: Heat Pump with Remote Outdoor Unit-Air-Source) | DLCURAH18ABK | ADP |  | HG35936 | *96MSN0401410A* | 17500 | 16 | 8.1 | 16600 | 18300 | 110.2% | 2.24 | 0 | 11 |  |  |  |  | R-410A | 1.4583 | Residential & Commercial | USHP | Ducted CEE Tier 1
215289832 | Central HP <5.4 tons | AIRQUEST | HRCU-A-CB (Split System: Heat Pump with Remote Outdoor Unit-Air-Source) | DLCURAH18ABK | ADP |  | H,GG31930 | *96MSN0401712A* | 16600 | 15.2 | 8.5 | 16700 | 19000 | 113.8% | 2.32 | 0 | 9.5 |  |  |  |  | R-410A | 1.3833 | Residential & Commercial | USHP
215289852 | Central HP <5.4 tons | AIRQUEST | HRCU-A-CB (Split System: Heat Pump with Remote Outdoor Unit-Air-Source) | DLCURAH18ABK | ADP |  | HE34936 | *96MSN0401712A* | 17500 | 15.2 | 8.5 | 17100 | 18800 | 109.9% | 2.3 | 0 | 10.5 |  |  |  |  | R-410A | 1.4583 | Residential & Commercial | USHP | Ducted CEE Tier 1
215289857 | Central HP <5.4 tons | AIRQUEST | HRCU-A-CB (Split System: Heat Pump with Remote Outdoor Unit-Air-Source) | DLCURAH18ABK | ADP |  | H,GE30924 | *96MSN0401712A* | 16300 | 15.2 | 8.5 | 16700 | 19000 | 113.8% | 2.32 | 0 | 9.5 |  |  |  |  | R-410A | 1.3583 | Residential & Commercial | USHP
214628578 | Central HP <5.4 tons | CARRIER | HRCU-A-CB (Split System: Heat Pump with Remote Outdoor Unit-Air-Source) | 38MURAQ30AB3* | ADP |  | C36A***L159 | 58S(B,C)*B070M14**12 | 29000 | 15.2 | 8.1 | 32400 | 26800 | 82.72% | 1.82 | 0 | 8.5 |  |  |  |  | R-410A | 2.4167 | Residential & Commercial | USHP
211262302 | Central HP <5.4 tons | TEMPSTAR | HRCU-A-CB (Split System: Heat Pump with Remote Outdoor Unit-Air-Source) | DLCURAH18ABK |  |  | EN(A,D)4X18L14** | *80VTL0451412A* | 17400 | 16 | 8.5 | 18400 | 19400 | 105.4% | 2.34 | 0 | 10.5 |  |  |  |  | R-410A | 1.45 | Residential & Commercial | USHP | Ducted CEE Tier 1
213785387 | Central HP <5.4 tons | BRYANT HEATING AND COOLING SYSTEMS | HRCU-A-CB (Split System: Heat Pump with Remote Outdoor Unit-Air-Source) | 284ANV036*0**B* |  |  | CAP**3717AL*+UI | 987MC42060C17*** | 33200 | 18.5 | 9 | 37200 | 26400 | 70.97% | 1.98 | 0 | 11 |  |  |  |  | R-410A | 2.7667 | Residential & Commercial | USHP | Ducted CEE Tier 1
213785401 | Central HP <5.4 tons | BRYANT HEATING AND COOLING SYSTEMS | HRCU-A-CB (Split System: Heat Pump with Remote Outdoor Unit-Air-Source) | 284ANV036*0**B* |  |  | CAP**3721AL*+UI | 88*TB60090C21*** | 33800 | 19 | 9 | 36400 | 25600 | 70.33% | 2.04 | 0 | 12 |  |  |  |  | R-410A | 2.8167 | Residential & Commercial | USHP | Ducted CEE Tier 1
216676443 | Central HP <5.4 tons | TEMPSTAR | HRCU-A-CB (Split System: Heat Pump with Remote Outdoor Unit-Air-Source) | D5CURAH24AAK |  |  | EA*5X37M17A* | *80MSU0601716A* | 24800 | 16 | 9 | 23600 | 19200 | 81.36% | 2.06 | 0 | 10 |  |  |  |  | R-454B | 2.0667 | Residential & Commercial | USHP | Ducted CEE Tier 1
214241748 | Central HP <5.4 tons | AIRQUEST | HRCU-A-CB (Split System: Heat Pump with Remote Outdoor Unit-Air-Source) | HVH825GKA3* |  |  | EN(A,D)4X30L17**+WALLCON | *96CTN0601714B* | 23400 | 16 | 8.1 | 21600 | 16800 | 77.78% | 1.9 | 0 | 10.5 |  |  |  |  | R-410A | 1.95 | Residential & Commercial | USHP | Ducted CEE Tier 1
215289934 | Central HP <5.4 tons | AIRQUEST | HRCU-A-CB (Split System: Heat Pump with Remote Outdoor Unit-Air-Source) | DLCURAH18ABK | ADP |  | HE32936 | *96MSN0601716A* | 16800 | 16 | 8.5 | 16500 | 19000 | 115.2% | 2.32 | 0 | 10 |  |  |  |  | R-410A | 1.4 | Residential & Commercial | USHP | Ducted CEE Tier 1
215289952 | Central HP <5.4 tons | AIRQUEST | HRCU-A-CB (Split System: Heat Pump with Remote Outdoor Unit-Air-Source) | DLCURAH18ABK | ADP |  | H,GE7J936 | *96MSN0601716A* | 16900 | 16 | 8.5 | 16500 | 19000 | 115.2% | 2.32 | 0 | 10 |  |  |  |  | R-410A | 1.4083 | Residential & Commercial | USHP | Ducted CEE Tier 1
215289957 | Central HP <5.4 tons | AIRQUEST | HRCU-A-CB (Split System: Heat Pump with Remote Outdoor Unit-Air-Source) | DLCURAH18ABK | ADP |  | H,GG9J936 | *96MSN0601716A* | 17200 | 16 | 8.5 | 16500 | 19000 | 115.2% | 2.32 | 0 | 10.5 |  |  |  |  | R-410A | 1.4333 | Residential & Commercial | USHP | Ducted CEE Tier 1
215289959 | Central HP <5.4 tons | AIRQUEST | HRCU-A-CB (Split System: Heat Pump with Remote Outdoor Unit-Air-Source) | DLCURAH18ABK | ADP |  | H,GE9J936 | *96MSN0601716A* | 17200 | 16 | 8.5 | 16500 | 19000 | 115.2% | 2.32 | 0 | 10.5 |  |  |  |  | R-410A | 1.4333 | Residential & Commercial | USHP | Ducted CEE Tier 1
215289993 | Central HP <5.4 tons | AIRQUEST | HRCU-A-CB (Split System: Heat Pump with Remote Outdoor Unit-Air-Source) | DLCURAH18ABK | ADP |  | HE30924 | *96MSN0801716A* | 16700 | 15.2 | 8.5 | 17000 | 18700 | 110% | 2.3 | 0 | 10.5 |  |  |  |  | R-410A | 1.3917 | Residential & Commercial | USHP | Ducted CEE Tier 1
215290009 | Central HP <5.4 tons | AIRQUEST | HRCU-A-CB (Split System: Heat Pump with Remote Outdoor Unit-Air-Source) | DLCURAH18ABK | ADP |  | H,GG24936 | *96VTN0401410A* | 17400 | 16 | 8.5 | 16700 | 18800 | 112.6% | 2.3 | 0 | 10.5 |  |  |  |  | R-410A | 1.45 | Residential & Commercial | USHP | Ducted CEE Tier 1
215289580 | Central HP <5.4 tons | AIRQUEST | HRCU-A-CB (Split System: Heat Pump with Remote Outdoor Unit-Air-Source) | DLCURAH18ABK | ADP |  | HG34936 | *92MSN0401712A* | 17200 | 15.2 | 8.1 | 16700 | 18900 | 113.2% | 2.3 | 0 | 10.5 |  |  |  |  | R-410A | 1.4333 | Residential & Commercial | USHP | Ducted CEE Tier 1
215289597 | Central HP <5.4 tons | AIRQUEST | HRCU-A-CB (Split System: Heat Pump with Remote Outdoor Unit-Air-Source) | DLCURAH18ABK | ADP |  | H,GG9J936 | *92MSN0401712A* | 17200 | 15.2 | 8.1 | 16700 | 18900 | 113.2% | 2.3 | 0 | 10.5 |  |  |  |  | R-410A | 1.4333 | Residential & Commercial | USHP | Ducted CEE Tier 1
215289611 | Central HP <5.4 tons | AIRQUEST | HRCU-A-CB (Split System: Heat Pump with Remote Outdoor Unit-Air-Source) | DLCURAH18ABK | ADP |  | HE31924 | *92MSN0601412A* | 17100 | 16 | 8.5 | 16900 | 19000 | 112.4% | 2.34 | 0 | 10 |  |  |  |  | R-410A | 1.425 | Residential & Commercial | USHP | Ducted CEE Tier 1
215289645 | Central HP <5.4 tons | AIRQUEST | HRCU-A-CB (Split System: Heat Pump with Remote Outdoor Unit-Air-Source) | DLCURAH18ABK | ADP |  | H,GG80936 | *92MSN0601412A* | 17500 | 16 | 8.5 | 16900 | 18800 | 111.2% | 2.3 | 0 | 11 |  |  |  |  | R-410A | 1.4583 | Residential & Commercial | USHP | Ducted CEE Tier 1
215289647 | Central HP <5.4 tons | AIRQUEST | HRCU-A-CB (Split System: Heat Pump with Remote Outdoor Unit-Air-Source) | DLCURAH18ABK | ADP |  | H,GE22936 | *92MSN0601714A* | 16900 | 16 | 8.5 | 16900 | 19000 | 112.4% | 2.34 | 0 | 10 |  |  |  |  | R-410A | 1.4083 | Residential & Commercial | USHP | Ducted CEE Tier 1
215289896 | Central HP <5.4 tons | AIRQUEST | HRCU-A-CB (Split System: Heat Pump with Remote Outdoor Unit-Air-Source) | DLCURAH18ABK | ADP |  | H,GE34936 | *96MSN0601412A* | 17400 | 16 | 8.5 | 17000 | 19400 | 114.1% | 2.38 | 0 | 10.5 |  |  |  |  | R-410A | 1.45 | Residential & Commercial | USHP | Ducted CEE Tier 1
215289897 | Central HP <5.4 tons | AIRQUEST | HRCU-A-CB (Split System: Heat Pump with Remote Outdoor Unit-Air-Source) | DLCURAH18ABK | ADP |  | HE34936 | *96MSN0601412A* | 17400 | 16 | 8.5 | 17000 | 19400 | 114.1% | 2.38 | 0 | 10.5 |  |  |  |  | R-410A | 1.45 | Residential & Commercial | USHP | Ducted CEE Tier 1
215290012 | Central HP <5.4 tons | AIRQUEST | HRCU-A-CB (Split System: Heat Pump with Remote Outdoor Unit-Air-Source) | DLCURAH18ABK | ADP |  | H,GG31930 | *96VTN0401410A* | 16800 | 15.2 | 8.5 | 16700 | 18800 | 112.6% | 2.3 | 0 | 10 |  |  |  |  | R-410A | 1.4 | Residential & Commercial | USHP | Ducted CEE Tier 1
204300308 | Central HP <5.4 tons | TEMPSTAR | HRCU-A-CB (Split System: Heat Pump with Remote Outdoor Unit-Air-Source) | TVH837GKA** |  |  | EHD4X42AAL+WALLCON | *96CTN1202422A* | 32600 | 17 | 8.1 | 33000 | 24800 | 75.15% | 1.96 | 11 | 11 |  |  |  |  | R-410A | 2.7167 | Residential & Commercial | USHP | Ducted CEE Tier 1
204300458 | Central HP <5.4 tons | TEMPSTAR | HRCU-A-CB (Split System: Heat Pump with Remote Outdoor Unit-Air-Source) | TVH837GKA** |  |  | EHD4X48AAL+WALLCON | *80CTL0902120A* | 32600 | 17 | 8.1 | 33000 | 25000 | 75.76% | 1.98 | 12 | 11 |  |  |  |  | R-410A | 2.7167 | Residential & Commercial | USHP | Ducted CEE Tier 1
214066597 | Central HP <5.4 tons | SURE | HRCU-A-CB (Split System: Heat Pump with Remote Outdoor Unit-Air-Source) | RD17AZ36AJ3N |  |  | TCFZ3621MTANM | S802V0754A17UHN | 34200 | 18 | 8.1 | 34200 | 29400 | 85.96% | 2 | 0 | 10 |  |  |  |  | R-410A | 2.85 | Residential & Commercial | USHP | Ducted CEE Tier 1
214066772 | Central HP <5.4 tons | SURE | HRCU-A-CB (Split System: Heat Pump with Remote Outdoor Unit-Air-Source) | RD17AZ36AJ3N |  |  | TCFZ3621MTANM | S802V0504A17UHS | 34200 | 18 | 8.1 | 34200 | 29800 | 87.13% | 1.9 | 0 | 10 |  |  |  |  | R-410A | 2.85 | Residential & Commercial | USHP | Ducted CEE Tier 1
213872262 | Central HP <5.4 tons | AMANA | HRCU-A-CB (Split System: Heat Pump with Remote Outdoor Unit-Air-Source) | ASZS60421EA* |  |  | CA*EA6030*4A* | A*VM970804CNB* | 40000 | 17 | 8.6 | 40000 | 30600 | 76.5% | 2.2 | 0 | 10 |  |  |  |  | R-410A | 3.3333 | Residential & Commercial | USHP | Ducted CEE Tier 1
212519539 | Central HP <5.4 tons | YORK | HRCU-A-CB (Split System: Heat Pump with Remote Outdoor Unit-Air-Source) | HMH72B341 | ADP |  | CH367C9+JMET12CS2N1 | 0 | 33400 | 17 | 8.35 | 31000 | 23400 | 75.48% | 2.08 | 0 | 9 |  |  |  |  | R-410A | 2.7833 | Residential & Commercial | USHP
215290195 | Central HP <5.4 tons | AIRQUEST | HRCU-A-CB (Split System: Heat Pump with Remote Outdoor Unit-Air-Source) | DLCURAH18ABK | ADP |  | HE32936 | *96VTN0601412A* | 17700 | 16 | 8.5 | 17200 | 18600 | 108.1% | 2.28 | 0 | 10 |  |  |  |  | R-410A | 1.475 | Residential & Commercial | USHP | Ducted CEE Tier 1
211264873 | Central HP <5.4 tons | TEMPSTAR | HRCU-A-CB (Split System: Heat Pump with Remote Outdoor Unit-Air-Source) | DLCURAH18ABK |  |  | FXM4X18**AL | 0 | 17800 | 16.5 | 8.5 | 18300 | 18500 | 101.1% | 2.22 | 0 | 10.5 |  |  |  |  | R-410A | 1.4833 | Residential & Commercial | USHP | Ducted CEE Tier 1
213829721 | Central HP <5.4 tons | SURE | HRCU-A-CB (Split System: Heat Pump with Remote Outdoor Unit-Air-Source) | SP18AZ36AJVC |  |  | TCFZ3621MEAAM | S801V0704A17UHU | 34200 | 19 | 8.5 | 34200 | 43500 | 127.2% | 2.2 | 0 | 12.5 |  |  |  |  | R-410A | 2.85 | Residential & Commercial | USHP | Ducted CEE Tier 1
215290198 | Central HP <5.4 tons | AIRQUEST | HRCU-A-CB (Split System: Heat Pump with Remote Outdoor Unit-Air-Source) | DLCURAH18ABK | ADP |  | H,GE33936 | *96VTN0601412A* | 17900 | 16 | 8.5 | 17200 | 18600 | 108.1% | 2.28 | 0 | 10.5 |  |  |  |  | R-410A | 1.4917 | Residential & Commercial | USHP | Ducted CEE Tier 1
215290212 | Central HP <5.4 tons | AIRQUEST | HRCU-A-CB (Split System: Heat Pump with Remote Outdoor Unit-Air-Source) | DLCURAH18ABK | ADP |  | HE7J936 | *96VTN0601412A* | 17800 | 16 | 8.5 | 17200 | 18600 | 108.1% | 2.28 | 0 | 10.5 |  |  |  |  | R-410A | 1.4833 | Residential & Commercial | USHP | Ducted CEE Tier 1
215290229 | Central HP <5.4 tons | AIRQUEST | HRCU-A-CB (Split System: Heat Pump with Remote Outdoor Unit-Air-Source) | DLCURAH18ABK | ADP |  | HE31924 | *96VTN0601412B* | 17000 | 16 | 8.5 | 16900 | 19400 | 114.8% | 2.38 | 0 | 10 |  |  |  |  | R-410A | 1.4167 | Residential & Commercial | USHP | Ducted CEE Tier 1
215290246 | Central HP <5.4 tons | AIRQUEST | HRCU-A-CB (Split System: Heat Pump with Remote Outdoor Unit-Air-Source) | DLCURAH18ABK | ADP |  | H,GG35936 | *96VTN0601412B* | 17500 | 16 | 8.5 | 16900 | 18800 | 111.2% | 2.3 | 0 | 10.5 |  |  |  |  | R-410A | 1.4583 | Residential & Commercial | USHP | Ducted CEE Tier 1
215290249 | Central HP <5.4 tons | AIRQUEST | HRCU-A-CB (Split System: Heat Pump with Remote Outdoor Unit-Air-Source) | DLCURAH18ABK | ADP |  | H,GG30924 | *96VTN0601412B* | 16100 | 16 | 8.1 | 16400 | 18300 | 111.6% | 2.24 | 0 | 10 |  |  |  |  | R-410A | 1.3417 | Residential & Commercial | USHP | Ducted CEE Tier 1
215290298 | Central HP <5.4 tons | AIRQUEST | HRCU-A-CB (Split System: Heat Pump with Remote Outdoor Unit-Air-Source) | DLCURAH18ABK | ADP |  | HE7J936 | *96VTN0601714A* | 17200 | 16 | 8.5 | 16800 | 18100 | 107.7% | 2.22 | 0 | 10 |  |  |  |  | R-410A | 1.4333 | Residential & Commercial | USHP | Ducted CEE Tier 1
215290313 | Central HP <5.4 tons | AIRQUEST | HRCU-A-CB (Split System: Heat Pump with Remote Outdoor Unit-Air-Source) | DLCURAH18ABK | ADP |  | H,GE31924 | *96VTN0601716B* | 16800 | 15.2 | 8.5 | 16800 | 19100 | 113.7% | 2.34 | 0 | 10 |  |  |  |  | R-410A | 1.4 | Residential & Commercial | USHP | Ducted CEE Tier 1
215290314 | Central HP <5.4 tons | AIRQUEST | HRCU-A-CB (Split System: Heat Pump with Remote Outdoor Unit-Air-Source) | DLCURAH18ABK | ADP |  | H,GE31930 | *96VTN0601716B* | 16800 | 15.2 | 8.5 | 16800 | 19100 | 113.7% | 2.34 | 0 | 10 |  |  |  |  | R-410A | 1.4 | Residential & Commercial | USHP | Ducted CEE Tier 1
214628587 | Central HP <5.4 tons | CARRIER | HRCU-A-CB (Split System: Heat Pump with Remote Outdoor Unit-Air-Source) | 38MURAQ30AB3* | ADP |  | A36VCA+TXV | 58S(B,C)*B070M17**12 | 29600 | 15.2 | 8.1 | 32600 | 27200 | 83.44% | 1.8 | 0 | 9 |  |  |  |  | R-410A | 2.4667 | Residential & Commercial | USHP
214628603 | Central HP <5.4 tons | CARRIER | HRCU-A-CB (Split System: Heat Pump with Remote Outdoor Unit-Air-Source) | 38MURAQ30AB3* | ADP |  | PL36H210P749 | 58S(B,C)*B070M17**12 | 29600 | 15.2 | 8.1 | 32600 | 27200 | 83.44% | 1.8 | 0 | 9 |  |  |  |  | R-410A | 2.4667 | Residential & Commercial | USHP
215937107 | Central HP <5.4 tons | AIRQUEST | HRCU-A-CB (Split System: Heat Pump with Remote Outdoor Unit-Air-Source) | H5H3V48*K*AAA* |  |  | EVM5X48M21A*+WALLCON | *96CTN0801714B* | 43000 | 19 | 8.1 | 53000 | 37600 | 70.94% | 2 | 0 | 11 |  |  |  |  | R-454B | 3.5833 | Residential & Commercial | USHP | Ducted CEE Tier 1
216676700 | Central HP <5.4 tons | TEMPSTAR | HRCU-A-CB (Split System: Heat Pump with Remote Outdoor Unit-Air-Source) | D5CURAH24AAK |  |  | EA*5X37M21A* | *80VTL0701716B* | 24400 | 15.5 | 8.5 | 23000 | 19000 | 82.61% | 1.96 | 0 | 10 |  |  |  |  | R-454B | 2.0333 | Residential & Commercial | USHP | Ducted CEE Tier 1
214771657 | Central HP <5.4 tons | MIDEA | HRCU-A-CB (Split System: Heat Pump with Remote Outdoor Unit-Air-Source) | MOVB-60HDN10-M20G |  |  | MVME60C2MN10TB | 0 | 52000 | 18 | 9.5 | 55000 | 38500 | 70% | 2 | 0 | 11.7 |  |  |  |  | R-454B | 4.3333 | Residential & Commercial | USHP | Ducted CEE Tier 1
215290013 | Central HP <5.4 tons | AIRQUEST | HRCU-A-CB (Split System: Heat Pump with Remote Outdoor Unit-Air-Source) | DLCURAH18ABK | ADP |  | H,GE31924 | *96VTN0401410A* | 16800 | 15.2 | 8.5 | 16700 | 18800 | 112.6% | 2.3 | 0 | 10 |  |  |  |  | R-410A | 1.4 | Residential & Commercial | USHP | Ducted CEE Tier 1
215290014 | Central HP <5.4 tons | AIRQUEST | HRCU-A-CB (Split System: Heat Pump with Remote Outdoor Unit-Air-Source) | DLCURAH18ABK | ADP |  | H,GE31930 | *96VTN0401410A* | 16800 | 15.2 | 8.5 | 16700 | 18800 | 112.6% | 2.3 | 0 | 10 |  |  |  |  | R-410A | 1.4 | Residential & Commercial | USHP | Ducted CEE Tier 1
215290047 | Central HP <5.4 tons | AIRQUEST | HRCU-A-CB (Split System: Heat Pump with Remote Outdoor Unit-Air-Source) | DLCURAH18ABK | ADP |  | HG80936 | *96VTN0401410A* | 17400 | 16 | 8.5 | 16500 | 18200 | 110.3% | 2.24 | 0 | 10.5 |  |  |  |  | R-410A | 1.45 | Residential & Commercial | USHP | Ducted CEE Tier 1
215290064 | Central HP <5.4 tons | AIRQUEST | HRCU-A-CB (Split System: Heat Pump with Remote Outdoor Unit-Air-Source) | DLCURAH18ABK | ADP |  | H,GE32936 | *96VTN0401410B* | 16800 | 16 | 8.5 | 16600 | 19000 | 114.5% | 2.34 | 0 | 9.5 |  |  |  |  | R-410A | 1.4 | Residential & Commercial | USHP
215290080 | Central HP <5.4 tons | AIRQUEST | HRCU-A-CB (Split System: Heat Pump with Remote Outdoor Unit-Air-Source) | DLCURAH18ABK | ADP |  | HG7J924 | *96VTN0401410B* | 16900 | 16 | 8.5 | 16600 | 19000 | 114.5% | 2.34 | 0 | 9.5 |  |  |  |  | R-410A | 1.4083 | Residential & Commercial | USHP
215290131 | Central HP <5.4 tons | AIRQUEST | HRCU-A-CB (Split System: Heat Pump with Remote Outdoor Unit-Air-Source) | DLCURAH18ABK | ADP |  | H,GE9J936 | *96VTN0401712A* | 17800 | 15.2 | 8.5 | 16900 | 18100 | 107.1% | 2.22 | 0 | 10.5 |  |  |  |  | R-410A | 1.4833 | Residential & Commercial | USHP | Ducted CEE Tier 1
215290145 | Central HP <5.4 tons | AIRQUEST | HRCU-A-CB (Split System: Heat Pump with Remote Outdoor Unit-Air-Source) | DLCURAH18ABK | ADP |  | H,GG32930 | *96VTN0401712B* | 16900 | 16 | 8.5 | 16600 | 19000 | 114.5% | 2.34 | 0 | 10 |  |  |  |  | R-410A | 1.4083 | Residential & Commercial | USHP | Ducted CEE Tier 1
215290179 | Central HP <5.4 tons | AIRQUEST | HRCU-A-CB (Split System: Heat Pump with Remote Outdoor Unit-Air-Source) | DLCURAH18ABK | ADP |  | H,GE22936 | *96VTN0601412A* | 17200 | 15.2 | 8.5 | 17200 | 18300 | 106.4% | 2.26 | 0 | 10.5 |  |  |  |  | R-410A | 1.4333 | Residential & Commercial | USHP | Ducted CEE Tier 1
215290196 | Central HP <5.4 tons | AIRQUEST | HRCU-A-CB (Split System: Heat Pump with Remote Outdoor Unit-Air-Source) | DLCURAH18ABK | ADP |  | H,GG33936 | *96VTN0601412A* | 17900 | 16 | 8.5 | 17200 | 18600 | 108.1% | 2.28 | 0 | 10.5 |  |  |  |  | R-410A | 1.4917 | Residential & Commercial | USHP | Ducted CEE Tier 1
215290230 | Central HP <5.4 tons | AIRQUEST | HRCU-A-CB (Split System: Heat Pump with Remote Outdoor Unit-Air-Source) | DLCURAH18ABK | ADP |  | HE31930 | *96VTN0601412B* | 17000 | 16 | 8.5 | 16900 | 19400 | 114.8% | 2.38 | 0 | 10 |  |  |  |  | R-410A | 1.4167 | Residential & Commercial | USHP | Ducted CEE Tier 1
215290247 | Central HP <5.4 tons | AIRQUEST | HRCU-A-CB (Split System: Heat Pump with Remote Outdoor Unit-Air-Source) | DLCURAH18ABK | ADP |  | HG35936 | *96VTN0601412B* | 17500 | 16 | 8.5 | 16900 | 18800 | 111.2% | 2.3 | 0 | 10.5 |  |  |  |  | R-410A | 1.4583 | Residential & Commercial | USHP | Ducted CEE Tier 1
215290248 | Central HP <5.4 tons | AIRQUEST | HRCU-A-CB (Split System: Heat Pump with Remote Outdoor Unit-Air-Source) | DLCURAH18ABK | ADP |  | H,GG36936 | *96VTN0601412B* | 17500 | 16 | 8.1 | 16400 | 18300 | 111.6% | 2.24 | 0 | 11 |  |  |  |  | R-410A | 1.4583 | Residential & Commercial | USHP | Ducted CEE Tier 1
215290262 | Central HP <5.4 tons | AIRQUEST | HRCU-A-CB (Split System: Heat Pump with Remote Outdoor Unit-Air-Source) | DLCURAH18ABK | ADP |  | H,GE9J936 | *96VTN0601412B* | 17500 | 16 | 8.5 | 16900 | 18800 | 111.2% | 2.3 | 0 | 10.5 |  |  |  |  | R-410A | 1.4583 | Residential & Commercial | USHP | Ducted CEE Tier 1
215290297 | Central HP <5.4 tons | AIRQUEST | HRCU-A-CB (Split System: Heat Pump with Remote Outdoor Unit-Air-Source) | DLCURAH18ABK | ADP |  | H,GE7J936 | *96VTN0601714A* | 17200 | 16 | 8.5 | 16800 | 18100 | 107.7% | 2.22 | 0 | 10 |  |  |  |  | R-410A | 1.4333 | Residential & Commercial | USHP | Ducted CEE Tier 1
215290312 | Central HP <5.4 tons | AIRQUEST | HRCU-A-CB (Split System: Heat Pump with Remote Outdoor Unit-Air-Source) | DLCURAH18ABK | ADP |  | HG31930 | *96VTN0601716B* | 16800 | 15.2 | 8.5 | 16800 | 19100 | 113.7% | 2.34 | 0 | 10 |  |  |  |  | R-410A | 1.4 | Residential & Commercial | USHP | Ducted CEE Tier 1
215290329 | Central HP <5.4 tons | AIRQUEST | HRCU-A-CB (Split System: Heat Pump with Remote Outdoor Unit-Air-Source) | DLCURAH18ABK | ADP |  | HG34936 | *96VTN0601716B* | 17400 | 16 | 8.5 | 16800 | 19100 | 113.7% | 2.34 | 0 | 10.5 |  |  |  |  | R-410A | 1.45 | Residential & Commercial | USHP | Ducted CEE Tier 1
215290097 | Central HP <5.4 tons | AIRQUEST | HRCU-A-CB (Split System: Heat Pump with Remote Outdoor Unit-Air-Source) | DLCURAH18ABK | ADP |  | H,GG31924 | *96VTN0401712A* | 17200 | 15.2 | 8.5 | 17100 | 18700 | 109.4% | 2.28 | 0 | 10 |  |  |  |  | R-410A | 1.4333 | Residential & Commercial | USHP | Ducted CEE Tier 1
215290114 | Central HP <5.4 tons | AIRQUEST | HRCU-A-CB (Split System: Heat Pump with Remote Outdoor Unit-Air-Source) | DLCURAH18ABK | ADP |  | H,GG34936 | *96VTN0401712A* | 17700 | 15.2 | 8.5 | 17100 | 18400 | 107.6% | 2.26 | 0 | 10.5 |  |  |  |  | R-410A | 1.475 | Residential & Commercial | USHP | Ducted CEE Tier 1
215290146 | Central HP <5.4 tons | AIRQUEST | HRCU-A-CB (Split System: Heat Pump with Remote Outdoor Unit-Air-Source) | DLCURAH18ABK | ADP |  | H,GG32936 | *96VTN0401712B* | 16900 | 16 | 8.5 | 16600 | 19000 | 114.5% | 2.34 | 0 | 10 |  |  |  |  | R-410A | 1.4083 | Residential & Commercial | USHP | Ducted CEE Tier 1
215290165 | Central HP <5.4 tons | AIRQUEST | HRCU-A-CB (Split System: Heat Pump with Remote Outdoor Unit-Air-Source) | DLCURAH18ABK | ADP |  | HE30924 | *96VTN0401712B* | 16600 | 15.2 | 8.5 | 17000 | 18800 | 110.6% | 2.3 | 0 | 10 |  |  |  |  | R-410A | 1.3833 | Residential & Commercial | USHP | Ducted CEE Tier 1
215290214 | Central HP <5.4 tons | AIRQUEST | HRCU-A-CB (Split System: Heat Pump with Remote Outdoor Unit-Air-Source) | DLCURAH18ABK | ADP |  | H,GE8J936 | *96VTN0601412A* | 17900 | 16 | 8.5 | 17200 | 18600 | 108.1% | 2.28 | 0 | 10.5 |  |  |  |  | R-410A | 1.4917 | Residential & Commercial | USHP | Ducted CEE Tier 1
215290215 | Central HP <5.4 tons | AIRQUEST | HRCU-A-CB (Split System: Heat Pump with Remote Outdoor Unit-Air-Source) | DLCURAH18ABK | ADP |  | HE8J936 | *96VTN0601412A* | 17900 | 16 | 8.5 | 17200 | 18600 | 108.1% | 2.28 | 0 | 10.5 |  |  |  |  | R-410A | 1.4917 | Residential & Commercial | USHP | Ducted CEE Tier 1
215290231 | Central HP <5.4 tons | AIRQUEST | HRCU-A-CB (Split System: Heat Pump with Remote Outdoor Unit-Air-Source) | DLCURAH18ABK | ADP |  | H,GG32930 | *96VTN0601412B* | 17200 | 16 | 8.5 | 16900 | 19400 | 114.8% | 2.38 | 0 | 10.5 |  |  |  |  | R-410A | 1.4333 | Residential & Commercial | USHP | Ducted CEE Tier 1
215290263 | Central HP <5.4 tons | AIRQUEST | HRCU-A-CB (Split System: Heat Pump with Remote Outdoor Unit-Air-Source) | DLCURAH18ABK | ADP |  | H,GG80936 | *96VTN0601412B* | 17500 | 16 | 8.5 | 16900 | 18800 | 111.2% | 2.3 | 0 | 10.5 |  |  |  |  | R-410A | 1.4583 | Residential & Commercial | USHP | Ducted CEE Tier 1
215290265 | Central HP <5.4 tons | AIRQUEST | HRCU-A-CB (Split System: Heat Pump with Remote Outdoor Unit-Air-Source) | DLCURAH18ABK | ADP |  | H,GE22936 | *96VTN0601714A* | 17000 | 15.2 | 8.5 | 17000 | 18700 | 110% | 2.3 | 0 | 10 |  |  |  |  | R-410A | 1.4167 | Residential & Commercial | USHP | Ducted CEE Tier 1
215290330 | Central HP <5.4 tons | AIRQUEST | HRCU-A-CB (Split System: Heat Pump with Remote Outdoor Unit-Air-Source) | DLCURAH18ABK | ADP |  | H,GE34936 | *96VTN0601716B* | 17400 | 16 | 8.5 | 16800 | 19100 | 113.7% | 2.34 | 0 | 10.5 |  |  |  |  | R-410A | 1.45 | Residential & Commercial | USHP | Ducted CEE Tier 1
215290331 | Central HP <5.4 tons | AIRQUEST | HRCU-A-CB (Split System: Heat Pump with Remote Outdoor Unit-Air-Source) | DLCURAH18ABK | ADP |  | HE34936 | *96VTN0601716B* | 17400 | 16 | 8.5 | 16800 | 19100 | 113.7% | 2.34 | 0 | 10.5 |  |  |  |  | R-410A | 1.45 | Residential & Commercial | USHP | Ducted CEE Tier 1
215290347 | Central HP <5.4 tons | AIRQUEST | HRCU-A-CB (Split System: Heat Pump with Remote Outdoor Unit-Air-Source) | DLCURAH18ABK | ADP |  | HG9J936 | *96VTN0601716B* | 17400 | 16 | 8.5 | 16800 | 19100 | 113.7% | 2.34 | 0 | 10.5 |  |  |  |  | R-410A | 1.45 | Residential & Commercial | USHP | Ducted CEE Tier 1
215290366 | Central HP <5.4 tons | AIRQUEST | HRCU-A-CB (Split System: Heat Pump with Remote Outdoor Unit-Air-Source) | DLCURAH18ABK | ADP |  | H,GE32936 | *96VTN0801716A* | 17100 | 16 | 8.5 | 16700 | 18800 | 112.6% | 2.3 | 0 | 10 |  |  |  |  | R-410A | 1.425 | Residential & Commercial | USHP | Ducted CEE Tier 1
215290346 | Central HP <5.4 tons | AIRQUEST | HRCU-A-CB (Split System: Heat Pump with Remote Outdoor Unit-Air-Source) | DLCURAH18ABK | ADP |  | H,GG9J936 | *96VTN0601716B* | 17400 | 16 | 8.5 | 16800 | 19100 | 113.7% | 2.34 | 0 | 10.5 |  |  |  |  | R-410A | 1.45 | Residential & Commercial | USHP | Ducted CEE Tier 1
215290348 | Central HP <5.4 tons | AIRQUEST | HRCU-A-CB (Split System: Heat Pump with Remote Outdoor Unit-Air-Source) | DLCURAH18ABK | ADP |  | H,GE9J936 | *96VTN0601716B* | 17400 | 16 | 8.5 | 16800 | 19100 | 113.7% | 2.34 | 0 | 10.5 |  |  |  |  | R-410A | 1.45 | Residential & Commercial | USHP | Ducted CEE Tier 1
215290349 | Central HP <5.4 tons | AIRQUEST | HRCU-A-CB (Split System: Heat Pump with Remote Outdoor Unit-Air-Source) | DLCURAH18ABK | ADP |  | H,GG80936 | *96VTN0601716B* | 17400 | 16 | 8.5 | 16800 | 19100 | 113.7% | 2.34 | 0 | 10.5 |  |  |  |  | R-410A | 1.45 | Residential & Commercial | USHP | Ducted CEE Tier 1
215290363 | Central HP <5.4 tons | AIRQUEST | HRCU-A-CB (Split System: Heat Pump with Remote Outdoor Unit-Air-Source) | DLCURAH18ABK | ADP |  | HG32924 | *96VTN0801716A* | 17100 | 16 | 8.5 | 16700 | 18800 | 112.6% | 2.3 | 0 | 10 |  |  |  |  | R-410A | 1.425 | Residential & Commercial | USHP | Ducted CEE Tier 1
215290364 | Central HP <5.4 tons | AIRQUEST | HRCU-A-CB (Split System: Heat Pump with Remote Outdoor Unit-Air-Source) | DLCURAH18ABK | ADP |  | HG32936 | *96VTN0801716A* | 17100 | 16 | 8.5 | 16700 | 18800 | 112.6% | 2.3 | 0 | 10 |  |  |  |  | R-410A | 1.425 | Residential & Commercial | USHP | Ducted CEE Tier 1
215290382 | Central HP <5.4 tons | AIRQUEST | HRCU-A-CB (Split System: Heat Pump with Remote Outdoor Unit-Air-Source) | DLCURAH18ABK | ADP |  | H,GE7J924 | *96VTN0801716A* | 17200 | 16 | 8.5 | 16700 | 18800 | 112.6% | 2.3 | 0 | 10 |  |  |  |  | R-410A | 1.4333 | Residential & Commercial | USHP | Ducted CEE Tier 1
214491794 | Central HP <5.4 tons | AMANA | HRCU-A-CB (Split System: Heat Pump with Remote Outdoor Unit-Air-Source) | ASZS601810A* |  |  | CA*EA2422*4B* | A*VS800805CUA* | 16600 | 17.5 | 8.5 | 17400 | 13000 | 74.71% | 2.1 | 0 | 10.9 |  |  |  |  | R-410A | 1.3833 | Residential & Commercial | USHP | Ducted CEE Tier 1
214241948 | Central HP <5.4 tons | AIRQUEST | HRCU-A-CB (Split System: Heat Pump with Remote Outdoor Unit-Air-Source) | HVH825GKA3* |  |  | EN(A,D)4X36L21**+WALLCON | *97CMN1002122B* | 23600 | 16.5 | 8.1 | 21400 | 16700 | 78.04% | 1.92 | 0 | 11 |  |  |  |  | R-410A | 1.9667 | Residential & Commercial | USHP | Ducted CEE Tier 1
214239976 | Central HP <5.4 tons | AIRQUEST | HRCU-A-CB (Split System: Heat Pump with Remote Outdoor Unit-Air-Source) | HVH837GKA** |  |  | EN(A,D)4X48L24**+WALLCON | *80CTL1102120B* | 32400 | 17 | 8.1 | 32600 | 24600 | 75.46% | 1.96 | 0 | 11.5 |  |  |  |  | R-410A | 2.7 | Residential & Commercial | USHP | Ducted CEE Tier 1
214241598 | Central HP <5.4 tons | AIRQUEST | HRCU-A-CB (Split System: Heat Pump with Remote Outdoor Unit-Air-Source) | HVH825GKA3* |  |  | EN(A,D)4X24L17**+WALLCON | *97CMN0601714B* | 23200 | 15.5 | 8.1 | 22200 | 16900 | 76.13% | 1.9 | 0 | 10.5 |  |  |  |  | R-410A | 1.9333 | Residential & Commercial | USHP | Ducted CEE Tier 1
215290413 | Central HP <5.4 tons | AIRQUEST | HRCU-A-CB (Split System: Heat Pump with Remote Outdoor Unit-Air-Source) | DLCURAH18ABK | ADP |  | HE33936 | *96VTN0801716B* | 17600 | 16 | 8.5 | 17100 | 18700 | 109.4% | 2.3 | 0 | 11 |  |  |  |  | R-410A | 1.4667 | Residential & Commercial | USHP | Ducted CEE Tier 1
215290415 | Central HP <5.4 tons | AIRQUEST | HRCU-A-CB (Split System: Heat Pump with Remote Outdoor Unit-Air-Source) | DLCURAH18ABK | ADP |  | HG34936 | *96VTN0801716B* | 17700 | 16 | 8.5 | 17100 | 18700 | 109.4% | 2.3 | 0 | 11 |  |  |  |  | R-410A | 1.475 | Residential & Commercial | USHP | Ducted CEE Tier 1
207455052 | Central HP <5.4 tons | LENNOX | HRCU-A-CB (Split System: Heat Pump with Remote Outdoor Unit-Air-Source) | SL25XPV-036-230A** | ADP |  | L*35/36S9 | EL296UH090XV60C* | 33600 | 21 | 8.6 | 32800 | 26200 | 79.88% | 1.8 | 14 | 13 |  |  |  |  | R-410A | 2.8 | Residential & Commercial | USHP | Ducted CEE Tier 1
207455070 | Central HP <5.4 tons | LENNOX | HRCU-A-CB (Split System: Heat Pump with Remote Outdoor Unit-Air-Source) | SL25XPV-036-230A** | ADP |  | LH23/37W9 | EL296UH110XV60C* | 34000 | 21 | 8.8 | 34000 | 27000 | 79.41% | 1.82 | 14 | 13.5 |  |  |  |  | R-410A | 2.8333 | Residential & Commercial | USHP | Ducted CEE Tier 1
207455079 | Central HP <5.4 tons | LENNOX | HRCU-A-CB (Split System: Heat Pump with Remote Outdoor Unit-Air-Source) | SL25XPV-036-230A** | ADP |  | L*35/36S9 | SL280DF090V48B* | 33400 | 21 | 8.7 | 34400 | 29400 | 85.47% | 1.78 | 13.5 | 13 |  |  |  |  | R-410A | 2.7833 | Residential & Commercial | USHP | Ducted CEE Tier 1
207455147 | Central HP <5.4 tons | LENNOX | HRCU-A-CB (Split System: Heat Pump with Remote Outdoor Unit-Air-Source) | SL25XPV-036-230A** | ADP |  | L*35/36S9 | SL280UH090V60C* | 34000 | 21 | 8.8 | 33800 | 27000 | 79.88% | 1.84 | 14 | 13.5 |  |  |  |  | R-410A | 2.8333 | Residential & Commercial | USHP | Ducted CEE Tier 1
207455161 | Central HP <5.4 tons | LENNOX | HRCU-A-CB (Split System: Heat Pump with Remote Outdoor Unit-Air-Source) | SL25XPV-036-230A** | ADP |  | LH35/38F9 | SL280UH090XV60C* | 34000 | 21 | 8.8 | 33800 | 27000 | 79.88% | 1.84 | 14 | 13.5 |  |  |  |  | R-410A | 2.8333 | Residential & Commercial | USHP | Ducted CEE Tier 1
207455163 | Central HP <5.4 tons | LENNOX | HRCU-A-CB (Split System: Heat Pump with Remote Outdoor Unit-Air-Source) | SL25XPV-036-230A** | ADP |  | L*35/36S9 | SL280UH090XV60C* | 34000 | 21 | 8.8 | 33800 | 27000 | 79.88% | 1.84 | 14 | 13.5 |  |  |  |  | R-410A | 2.8333 | Residential & Commercial | USHP | Ducted CEE Tier 1
207455186 | Central HP <5.4 tons | LENNOX | HRCU-A-CB (Split System: Heat Pump with Remote Outdoor Unit-Air-Source) | SL25XPV-036-230A** | ADP |  | L*35/36U9 | SL280UH110XV60C* | 34000 | 21 | 8.8 | 33800 | 27000 | 79.88% | 1.84 | 14 | 13.5 |  |  |  |  | R-410A | 2.8333 | Residential & Commercial | USHP | Ducted CEE Tier 1
215290379 | Central HP <5.4 tons | AIRQUEST | HRCU-A-CB (Split System: Heat Pump with Remote Outdoor Unit-Air-Source) | DLCURAH18ABK | ADP |  | H,GE30924 | *96VTN0801716A* | 16600 | 15.2 | 8.5 | 16700 | 18800 | 112.6% | 2.3 | 0 | 10 |  |  |  |  | R-410A | 1.3833 | Residential & Commercial | USHP | Ducted CEE Tier 1
215290380 | Central HP <5.4 tons | AIRQUEST | HRCU-A-CB (Split System: Heat Pump with Remote Outdoor Unit-Air-Source) | DLCURAH18ABK | ADP |  | HE30924 | *96VTN0801716A* | 16600 | 15.2 | 8.5 | 16700 | 18800 | 112.6% | 2.3 | 0 | 10 |  |  |  |  | R-410A | 1.3833 | Residential & Commercial | USHP | Ducted CEE Tier 1
215290414 | Central HP <5.4 tons | AIRQUEST | HRCU-A-CB (Split System: Heat Pump with Remote Outdoor Unit-Air-Source) | DLCURAH18ABK | ADP |  | H,GG34936 | *96VTN0801716B* | 17700 | 16 | 8.5 | 17100 | 18700 | 109.4% | 2.3 | 0 | 11 |  |  |  |  | R-410A | 1.475 | Residential & Commercial | USHP | Ducted CEE Tier 1
216772258 | Central HP <5.4 tons | TRANE | HRCU-A-CB (Split System: Heat Pump with Remote Outdoor Unit-Air-Source) | 5HCL5060A1 |  |  | 5TEM5D07AC51 | 0 | 52000 | 17 | 9.3 | 54000 | 45000 | 83.33% | 1.95 | 0 | 10.1 |  |  |  |  | R-454B | 4.3333 | Residential & Commercial | USHP | Ducted CEE Tier 1
215290416 | Central HP <5.4 tons | AIRQUEST | HRCU-A-CB (Split System: Heat Pump with Remote Outdoor Unit-Air-Source) | DLCURAH18ABK | ADP |  | H,GE34936 | *96VTN0801716B* | 17700 | 16 | 8.5 | 17100 | 18700 | 109.4% | 2.3 | 0 | 11 |  |  |  |  | R-410A | 1.475 | Residential & Commercial | USHP | Ducted CEE Tier 1
215290429 | Central HP <5.4 tons | AIRQUEST | HRCU-A-CB (Split System: Heat Pump with Remote Outdoor Unit-Air-Source) | DLCURAH18ABK | ADP |  | HG8J936 | *96VTN0801716B* | 17700 | 16 | 8.5 | 17100 | 18700 | 109.4% | 2.3 | 0 | 11 |  |  |  |  | R-410A | 1.475 | Residential & Commercial | USHP | Ducted CEE Tier 1
215290317 | Central HP <5.4 tons | AIRQUEST | HRCU-A-CB (Split System: Heat Pump with Remote Outdoor Unit-Air-Source) | DLCURAH18ABK | ADP |  | H,GG32930 | *96VTN0601716B* | 17100 | 16 | 8.5 | 16800 | 19100 | 113.7% | 2.34 | 0 | 10 |  |  |  |  | R-410A | 1.425 | Residential & Commercial | USHP | Ducted CEE Tier 1
215290319 | Central HP <5.4 tons | AIRQUEST | HRCU-A-CB (Split System: Heat Pump with Remote Outdoor Unit-Air-Source) | DLCURAH18ABK | ADP |  | HG32924 | *96VTN0601716B* | 17100 | 16 | 8.5 | 16800 | 19100 | 113.7% | 2.34 | 0 | 10 |  |  |  |  | R-410A | 1.425 | Residential & Commercial | USHP | Ducted CEE Tier 1
214771640 | Central HP <5.4 tons | MIDEA | HRCU-A-CB (Split System: Heat Pump with Remote Outdoor Unit-Air-Source) | MOVB-36HDN10-M20G |  |  | MC**2430BN10TH | MGV96U080B3C | 24000 | 18.5 | 9 | 24000 | 17200 | 71.67% | 1.9 | 0 | 12 |  |  |  |  | R-454B | 2 | Residential & Commercial | USHP | Ducted CEE Tier 1
213249334 | Central HP <5.4 tons | CARRIER | HRCU-A-CB (Split System: Heat Pump with Remote Outdoor Unit-Air-Source) | 38MURAQ36AB3* |  |  | FEVA0036**+NAVA43601CK | 0 | 35400 | 16 | 8.5 | 38500 | 35000 | 90.91% | 1.9 | 0 | 10 |  |  |  |  | R-410A | 2.95 | Residential & Commercial | USHP | Ducted CEE Tier 1
215290408 | Central HP <5.4 tons | AIRQUEST | HRCU-A-CB (Split System: Heat Pump with Remote Outdoor Unit-Air-Source) | DLCURAH18ABK | ADP |  | H,GE32936 | *96VTN0801716B* | 17400 | 16 | 8.5 | 17100 | 18700 | 109.4% | 2.3 | 0 | 10.5 |  |  |  |  | R-410A | 1.45 | Residential & Commercial | USHP | Ducted CEE Tier 1
216676189 | Central HP <5.4 tons | TEMPSTAR | HRCU-A-CB (Split System: Heat Pump with Remote Outdoor Unit-Air-Source) | D5CURAH24AAK |  |  | EA*5X24M17A* | *80VSL0701412B* | 23400 | 15.5 | 9 | 24800 | 19600 | 79.03% | 1.98 | 0 | 9.8 |  |  |  |  | R-454B | 1.95 | Residential & Commercial | USHP
216676269 | Central HP <5.4 tons | TEMPSTAR | HRCU-A-CB (Split System: Heat Pump with Remote Outdoor Unit-Air-Source) | D5CURAH24AAK |  |  | EA*5X25M17A* | *80VSL0701716B* | 24200 | 15.5 | 8.5 | 23200 | 19100 | 82.33% | 1.94 | 0 | 10 |  |  |  |  | R-454B | 2.0167 | Residential & Commercial | USHP | Ducted CEE Tier 1
216676973 | Central HP <5.4 tons | TEMPSTAR | HRCU-A-CB (Split System: Heat Pump with Remote Outdoor Unit-Air-Source) | D5CURAH24AAK |  |  | EA*5X30M17A* | *92MSN0801716A* | 23400 | 15.5 | 8.5 | 24000 | 19400 | 80.83% | 1.9 | 0 | 9.8 |  |  |  |  | R-454B | 1.95 | Residential & Commercial | USHP
216677023 | Central HP <5.4 tons | TEMPSTAR | HRCU-A-CB (Split System: Heat Pump with Remote Outdoor Unit-Air-Source) | D5CURAH24AAK |  |  | ESH5X36M12A* | *92MSN1002120A* | 24200 | 15.2 | 8.5 | 23600 | 19300 | 81.78% | 1.94 | 0 | 10 |  |  |  |  | R-454B | 2.0167 | Residential & Commercial | USHP | Ducted CEE Tier 1
216677255 | Central HP <5.4 tons | TEMPSTAR | HRCU-A-CB (Split System: Heat Pump with Remote Outdoor Unit-Air-Source) | D5CURAH24AAK |  |  | EA*5X36M17A* | *96MSN0801716A* | 23800 | 15.2 | 8.5 | 24000 | 19400 | 80.83% | 1.92 | 0 | 9.8 |  |  |  |  | R-454B | 1.9833 | Residential & Commercial | USHP
216677490 | Central HP <5.4 tons | TEMPSTAR | HRCU-A-CB (Split System: Heat Pump with Remote Outdoor Unit-Air-Source) | D5CURAH24AAK |  |  | EA*5X36M17A* | *96VSN0601412B* | 23600 | 15.2 | 8.5 | 24000 | 19400 | 80.83% | 1.9 | 0 | 9.8 |  |  |  |  | R-454B | 1.9667 | Residential & Commercial | USHP
214239766 | Central HP <5.4 tons | AIRQUEST | HRCU-A-CB (Split System: Heat Pump with Remote Outdoor Unit-Air-Source) | HVH837GKA** |  |  | EN(A,D,W)4X42L21**+WALLCON | *80CTL1102120B* | 31800 | 17 | 8.1 | 33000 | 24400 | 73.94% | 1.88 | 0 | 11 |  |  |  |  | R-410A | 2.65 | Residential & Commercial | USHP | Ducted CEE Tier 1
203118193 | Central HP <5.4 tons | TRANE | HRCU-A-CB (Split System: Heat Pump with Remote Outdoor Unit-Air-Source) | 4TWA7048A3 |  |  | 4PX*DU60BS3 | S8X1D120M5PTA | 47500 | 16.5 | 8.1 | 48000 | 48000 | 100% | 3.6 | 13 | 12 |  |  |  |  | R-410A | 3.9583 | Residential & Commercial | USHP | Ducted CEE Tier 1
203118202 | Central HP <5.4 tons | TRANE | HRCU-A-CB (Split System: Heat Pump with Remote Outdoor Unit-Air-Source) | 4TWA7048A3 |  |  | 4TXCD010DS3 | S8X1D120M5PTA | 47500 | 16.5 | 8.1 | 48000 | 48000 | 100% | 3.6 | 13 | 12 |  |  |  |  | R-410A | 3.9583 | Residential & Commercial | USHP | Ducted CEE Tier 1
216487567 | Central HP <5.4 tons | BRYANT HEATING AND COOLING SYSTEMS | HRCU-A-CB (Split System: Heat Pump with Remote Outdoor Unit-Air-Source) | 290VAN060**AA* | ADP |  | CE(P,V)6024G48*+TXV | 987MC60060C21*** | 54000 | 17 | 8.5 | 58500 | 42000 | 71.79% | 1.86 | 0 | 8 |  |  |  |  | R-454B | 4.5 | Residential & Commercial | USHP
216487574 | Central HP <5.4 tons | BRYANT HEATING AND COOLING SYSTEMS | HRCU-A-CB (Split System: Heat Pump with Remote Outdoor Unit-Air-Source) | 290VAN060**AA* | ADP |  | CE(P,V)6024G48*+TXV | 987MC66100C21*** | 55000 | 18 | 8.5 | 57500 | 41000 | 71.3% | 1.9 | 0 | 9 |  |  |  |  | R-454B | 4.5833 | Residential & Commercial | USHP
214771665 | Central HP <5.4 tons | MIDEA | HRCU-A-CB (Split System: Heat Pump with Remote Outdoor Unit-Air-Source) | MOVB-60HDN10-M20G |  |  | MC**4860DN10TH | MGV96U120D5C | 51500 | 18 | 8.5 | 54000 | 37800 | 70% | 1.9 | 0 | 11.7 |  |  |  |  | R-454B | 4.2917 | Residential & Commercial | USHP | Ducted CEE Tier 1
215935837 | Central HP <5.4 tons | AIRQUEST | HRCU-A-CB (Split System: Heat Pump with Remote Outdoor Unit-Air-Source) | H5H3V36*K*AAA* |  |  | EVD5X38M17A*+WALLCON | *80CTL0701412B* | 35200 | 21.5 | 8.5 | 38500 | 29000 | 75.32% | 2.02 | 0 | 11.7 |  |  |  |  | R-454B | 2.9333 | Residential & Commercial | USHP | Ducted CEE Tier 1
215936487 | Central HP <5.4 tons | AIRQUEST | HRCU-A-CB (Split System: Heat Pump with Remote Outdoor Unit-Air-Source) | H5H3V36*K*AAA* |  |  | EVD5X49M24A*+WALLCON | *95CSU1002122B* | 35600 | 22 | 8.5 | 38000 | 28400 | 74.74% | 2.06 | 0 | 12.5 |  |  |  |  | R-454B | 2.9667 | Residential & Commercial | USHP | Ducted CEE Tier 1
215936757 | Central HP <5.4 tons | AIRQUEST | HRCU-A-CB (Split System: Heat Pump with Remote Outdoor Unit-Air-Source) | H5H3V36*K*AAA* |  |  | EVD5X60M24A*+WALLCON | *80CTL0902120B* | 35600 | 22 | 8.5 | 38000 | 28400 | 74.74% | 2.04 | 0 | 12.5 |  |  |  |  | R-454B | 2.9667 | Residential & Commercial | USHP | Ducted CEE Tier 1
216046591 | Central HP <5.4 tons | MIDEA | HRCU-A-CB (Split System: Heat Pump with Remote Outdoor Unit-Air-Source) | MDV-V18WMN10T |  |  | MCPM3036BN10TH | MGV96U080B3C | 18000 | 15.2 | 9.1 | 18000 | 18000 | 100% | 1.9 | 0 | 10.5 |  |  |  |  | R-454B | 1.5 | Residential & Commercial | USHP | Ducted CEE Tier 1
216487317 | Central HP <5.4 tons | BRYANT HEATING AND COOLING SYSTEMS | HRCU-A-CB (Split System: Heat Pump with Remote Outdoor Unit-Air-Source) | 290VAN024**AA* | ADP |  | CE(P,V)2414G31*+TXV | 88*TB48070C17*** | 22800 | 17 | 9 | 22600 | 16200 | 71.68% | 1.98 | 0 | 9.5 |  |  |  |  | R-454B | 1.9 | Residential & Commercial | USHP
216487785 | Central HP <5.4 tons | BRYANT HEATING AND COOLING SYSTEMS | HRCU-A-CB (Split System: Heat Pump with Remote Outdoor Unit-Air-Source) | 290VAN024**AA* | ADP |  | CE(P,V)2417G31*+TXV | 986TD30040C14*** | 22200 | 16 | 8.5 | 23000 | 16600 | 72.17% | 1.84 | 0 | 9 |  |  |  |  | R-454B | 1.85 | Residential & Commercial | USHP
216487576 | Central HP <5.4 tons | BRYANT HEATING AND COOLING SYSTEMS | HRCU-A-CB (Split System: Heat Pump with Remote Outdoor Unit-Air-Source) | 290VAN060**AA* | ADP |  | CE(P,V)6021G48*+TXV | 987MC66120C24*** | 55000 | 18 | 8.5 | 57500 | 41000 | 71.3% | 1.9 | 0 | 9 |  |  |  |  | R-454B | 4.5833 | Residential & Commercial | USHP
216487581 | Central HP <5.4 tons | BRYANT HEATING AND COOLING SYSTEMS | HRCU-A-CB (Split System: Heat Pump with Remote Outdoor Unit-Air-Source) | 293VAN036**AA* | ADP |  | CE(P,V)3617G34*+TXV | 88*TB36045C17*** | 32200 | 19 | 9 | 34200 | 27200 | 79.53% | 1.88 | 0 | 10.5 |  |  |  |  | R-454B | 2.6833 | Residential & Commercial | USHP | Ducted CEE Tier 1
215289826 | Central HP <5.4 tons | AIRQUEST | HRCU-A-CB (Split System: Heat Pump with Remote Outdoor Unit-Air-Source) | DLCURAH18ABK | ADP |  | HG80936 | *96MSN0401410A* | 17500 | 16 | 8.5 | 16700 | 18500 | 110.8% | 2.26 | 0 | 10.5 |  |  |  |  | R-410A | 1.4583 | Residential & Commercial | USHP | Ducted CEE Tier 1
215289835 | Central HP <5.4 tons | AIRQUEST | HRCU-A-CB (Split System: Heat Pump with Remote Outdoor Unit-Air-Source) | DLCURAH18ABK | ADP |  | H,GE31930 | *96MSN0401712A* | 16600 | 15.2 | 8.5 | 16700 | 19000 | 113.8% | 2.32 | 0 | 9.5 |  |  |  |  | R-410A | 1.3833 | Residential & Commercial | USHP
215289883 | Central HP <5.4 tons | AIRQUEST | HRCU-A-CB (Split System: Heat Pump with Remote Outdoor Unit-Air-Source) | DLCURAH18ABK | ADP |  | H,GG32930 | *96MSN0601412A* | 17400 | 16 | 8.5 | 17000 | 19400 | 114.1% | 2.38 | 0 | 10.5 |  |  |  |  | R-410A | 1.45 | Residential & Commercial | USHP | Ducted CEE Tier 1
215289890 | Central HP <5.4 tons | AIRQUEST | HRCU-A-CB (Split System: Heat Pump with Remote Outdoor Unit-Air-Source) | DLCURAH18ABK | ADP |  | H,GG33936 | *96MSN0601412A* | 17400 | 16 | 8.5 | 17000 | 19400 | 114.1% | 2.38 | 0 | 10.5 |  |  |  |  | R-410A | 1.45 | Residential & Commercial | USHP | Ducted CEE Tier 1
215289908 | Central HP <5.4 tons | AIRQUEST | HRCU-A-CB (Split System: Heat Pump with Remote Outdoor Unit-Air-Source) | DLCURAH18ABK | ADP |  | HE7J936 | *96MSN0601412A* | 17400 | 16 | 8.5 | 17000 | 19400 | 114.1% | 2.38 | 0 | 10.5 |  |  |  |  | R-410A | 1.45 | Residential & Commercial | USHP | Ducted CEE Tier 1
215289910 | Central HP <5.4 tons | AIRQUEST | HRCU-A-CB (Split System: Heat Pump with Remote Outdoor Unit-Air-Source) | DLCURAH18ABK | ADP |  | H,GE8J936 | *96MSN0601412A* | 17400 | 16 | 8.5 | 17000 | 19400 | 114.1% | 2.38 | 0 | 10.5 |  |  |  |  | R-410A | 1.45 | Residential & Commercial | USHP | Ducted CEE Tier 1
215289915 | Central HP <5.4 tons | AIRQUEST | HRCU-A-CB (Split System: Heat Pump with Remote Outdoor Unit-Air-Source) | DLCURAH18ABK | ADP |  | H,GG80936 | *96MSN0601412A* | 17400 | 16 | 8.5 | 17000 | 19400 | 114.1% | 2.38 | 0 | 10.5 |  |  |  |  | R-410A | 1.45 | Residential & Commercial | USHP | Ducted CEE Tier 1
215289919 | Central HP <5.4 tons | AIRQUEST | HRCU-A-CB (Split System: Heat Pump with Remote Outdoor Unit-Air-Source) | DLCURAH18ABK | ADP |  | H,GG24936 | *96MSN0601716A* | 17200 | 16 | 8.5 | 16500 | 19000 | 115.2% | 2.32 | 0 | 10.5 |  |  |  |  | R-410A | 1.4333 | Residential & Commercial | USHP | Ducted CEE Tier 1
215289951 | Central HP <5.4 tons | AIRQUEST | HRCU-A-CB (Split System: Heat Pump with Remote Outdoor Unit-Air-Source) | DLCURAH18ABK | ADP |  | H,GE7J924 | *96MSN0601716A* | 16900 | 16 | 8.5 | 16500 | 19000 | 115.2% | 2.32 | 0 | 10 |  |  |  |  | R-410A | 1.4083 | Residential & Commercial | USHP | Ducted CEE Tier 1
215289985 | Central HP <5.4 tons | AIRQUEST | HRCU-A-CB (Split System: Heat Pump with Remote Outdoor Unit-Air-Source) | DLCURAH18ABK | ADP |  | HG34936 | *96MSN0801716A* | 17600 | 16 | 8.5 | 17000 | 18700 | 110% | 2.3 | 0 | 11 |  |  |  |  | R-410A | 1.4667 | Residential & Commercial | USHP | Ducted CEE Tier 1
215289992 | Central HP <5.4 tons | AIRQUEST | HRCU-A-CB (Split System: Heat Pump with Remote Outdoor Unit-Air-Source) | DLCURAH18ABK | ADP |  | H,GE30924 | *96MSN0801716A* | 16700 | 15.2 | 8.5 | 17000 | 18700 | 110% | 2.3 | 0 | 10.5 |  |  |  |  | R-410A | 1.3917 | Residential & Commercial | USHP | Ducted CEE Tier 1
214771660 | Central HP <5.4 tons | MIDEA | HRCU-A-CB (Split System: Heat Pump with Remote Outdoor Unit-Air-Source) | MOVB-60HDN10-M20G |  |  | MC**4248CN10TH | MGV96U100C5C | 44000 | 16.5 | 8.8 | 46500 | 32800 | 70.54% | 1.9 | 0 | 11.7 |  |  |  |  | R-454B | 3.6667 | Residential & Commercial | USHP | Ducted CEE Tier 1
214628633 | Central HP <5.4 tons | CARRIER | HRCU-A-CB (Split System: Heat Pump with Remote Outdoor Unit-Air-Source) | 38MURAQ30AB3* | ADP |  | PL36H210P299 | 58S(B,C)*B070M21**16 | 30400 | 15.2 | 8.1 | 31800 | 26000 | 81.76% | 1.84 | 0 | 9 |  |  |  |  | R-410A | 2.5333 | Residential & Commercial | USHP
204456507 | Central HP <5.4 tons | TEMPSTAR | HRCU-A-CB (Split System: Heat Pump with Remote Outdoor Unit-Air-Source) | TVH825GKA2* |  |  | EA*4X25L17A*+WALLCON | *80CTL0901716A* | 24400 | 17.5 | 8.5 | 21200 | 16600 | 78.3% | 2.04 | 12 | 11.5 |  |  |  |  | R-410A | 2.0333 | Residential & Commercial | USHP | Ducted CEE Tier 1
204456823 | Central HP <5.4 tons | TEMPSTAR | HRCU-A-CB (Split System: Heat Pump with Remote Outdoor Unit-Air-Source) | TVH825GKA2* |  |  | EA*4X37L17A*+WALLCON | *80CTL0451712A* | 24000 | 16 | 8.1 | 21600 | 16800 | 77.78% | 1.98 | 11 | 10.5 |  |  |  |  | R-410A | 2 | Residential & Commercial | USHP | Ducted CEE Tier 1
215290067 | Central HP <5.4 tons | AIRQUEST | HRCU-A-CB (Split System: Heat Pump with Remote Outdoor Unit-Air-Source) | DLCURAH18ABK | ADP |  | HG33936 | *96VTN0401410B* | 17100 | 16 | 8.5 | 16600 | 19000 | 114.5% | 2.34 | 0 | 10 |  |  |  |  | R-410A | 1.425 | Residential & Commercial | USHP | Ducted CEE Tier 1
215290085 | Central HP <5.4 tons | AIRQUEST | HRCU-A-CB (Split System: Heat Pump with Remote Outdoor Unit-Air-Source) | DLCURAH18ABK | ADP |  | HG8J936 | *96VTN0401410B* | 17100 | 16 | 8.5 | 16600 | 19000 | 114.5% | 2.34 | 0 | 10 |  |  |  |  | R-410A | 1.425 | Residential & Commercial | USHP | Ducted CEE Tier 1
215290144 | Central HP <5.4 tons | AIRQUEST | HRCU-A-CB (Split System: Heat Pump with Remote Outdoor Unit-Air-Source) | DLCURAH18ABK | ADP |  | HE31930 | *96VTN0401712B* | 16900 | 15.2 | 8.5 | 17000 | 18800 | 110.6% | 2.3 | 0 | 10 |  |  |  |  | R-410A | 1.4083 | Residential & Commercial | USHP | Ducted CEE Tier 1
215290149 | Central HP <5.4 tons | AIRQUEST | HRCU-A-CB (Split System: Heat Pump with Remote Outdoor Unit-Air-Source) | DLCURAH18ABK | ADP |  | H,GE32930 | *96VTN0401712B* | 16900 | 16 | 8.5 | 16600 | 19000 | 114.5% | 2.34 | 0 | 10 |  |  |  |  | R-410A | 1.4083 | Residential & Commercial | USHP | Ducted CEE Tier 1
215290174 | Central HP <5.4 tons | AIRQUEST | HRCU-A-CB (Split System: Heat Pump with Remote Outdoor Unit-Air-Source) | DLCURAH18ABK | ADP |  | H,GG9J936 | *96VTN0401712B* | 17200 | 16 | 8.5 | 16600 | 19000 | 114.5% | 2.34 | 0 | 10.5 |  |  |  |  | R-410A | 1.4333 | Residential & Commercial | USHP | Ducted CEE Tier 1
215290176 | Central HP <5.4 tons | AIRQUEST | HRCU-A-CB (Split System: Heat Pump with Remote Outdoor Unit-Air-Source) | DLCURAH18ABK | ADP |  | H,GE9J936 | *96VTN0401712B* | 17200 | 16 | 8.5 | 16600 | 19000 | 114.5% | 2.34 | 0 | 10.5 |  |  |  |  | R-410A | 1.4333 | Residential & Commercial | USHP | Ducted CEE Tier 1
215290201 | Central HP <5.4 tons | AIRQUEST | HRCU-A-CB (Split System: Heat Pump with Remote Outdoor Unit-Air-Source) | DLCURAH18ABK | ADP |  | HG34936 | *96VTN0601412A* | 17900 | 16 | 8.5 | 17000 | 18100 | 106.5% | 2.22 | 0 | 10.5 |  |  |  |  | R-410A | 1.4917 | Residential & Commercial | USHP | Ducted CEE Tier 1
215218932 | Central HP <5.4 tons | MIDEA | HRCU-A-CB (Split System: Heat Pump with Remote Outdoor Unit-Air-Source) | MOVB-60HDN10-M16G |  |  | MVME48C2MN10TB | 0 | 46000 | 17 | 8.5 | 47000 | 33600 | 71.49% | 1.87 | 0 | 11.7 |  |  |  |  | R-454B | 3.8333 | Residential & Commercial | USHP | Ducted CEE Tier 1
215932048 | Central HP <5.4 tons | ARCOAIRE | HRCU-A-CB (Split System: Heat Pump with Remote Outdoor Unit-Air-Source) | H5H3V36*K*AAA* |  |  | EA*5X36M17A*+WALLCON | *80CSU0601716A* | 32200 | 19.5 | 9.5 | 35000 | 27000 | 77.14% | 2 | 0 | 11 |  |  |  |  | R-454B | 2.6833 | Residential & Commercial | USHP | Ducted CEE Tier 1
204456417 | Central HP <5.4 tons | TEMPSTAR | HRCU-A-CB (Split System: Heat Pump with Remote Outdoor Unit-Air-Source) | TVH825GKA2* |  |  | EA*4X24L17A*+WALLCON | *97CMN0801714A* | 23200 | 16 | 8.1 | 22000 | 16900 | 76.82% | 1.88 | 11 | 10.5 |  |  |  |  | R-410A | 1.9333 | Residential & Commercial | USHP | Ducted CEE Tier 1
215290217 | Central HP <5.4 tons | AIRQUEST | HRCU-A-CB (Split System: Heat Pump with Remote Outdoor Unit-Air-Source) | DLCURAH18ABK | ADP |  | H,GE9J936 | *96VTN0601412A* | 17900 | 16 | 8.5 | 17000 | 18000 | 105.9% | 2.22 | 0 | 11 |  |  |  |  | R-410A | 1.4917 | Residential & Commercial | USHP | Ducted CEE Tier 1
215290251 | Central HP <5.4 tons | AIRQUEST | HRCU-A-CB (Split System: Heat Pump with Remote Outdoor Unit-Air-Source) | DLCURAH18ABK | ADP |  | HE30924 | *96VTN0601412B* | 16100 | 16 | 8.1 | 16400 | 18300 | 111.6% | 2.24 | 0 | 10 |  |  |  |  | R-410A | 1.3417 | Residential & Commercial | USHP | Ducted CEE Tier 1
215290258 | Central HP <5.4 tons | AIRQUEST | HRCU-A-CB (Split System: Heat Pump with Remote Outdoor Unit-Air-Source) | DLCURAH18ABK | ADP |  | H,GE8J936 | *96VTN0601412B* | 17500 | 16 | 8.5 | 16900 | 18800 | 111.2% | 2.3 | 0 | 10.5 |  |  |  |  | R-410A | 1.4583 | Residential & Commercial | USHP | Ducted CEE Tier 1
215290269 | Central HP <5.4 tons | AIRQUEST | HRCU-A-CB (Split System: Heat Pump with Remote Outdoor Unit-Air-Source) | DLCURAH18ABK | ADP |  | H,GG31924 | *96VTN0601714A* | 17100 | 15.2 | 8.5 | 17000 | 18700 | 110% | 2.3 | 0 | 10 |  |  |  |  | R-410A | 1.425 | Residential & Commercial | USHP | Ducted CEE Tier 1
215290292 | Central HP <5.4 tons | AIRQUEST | HRCU-A-CB (Split System: Heat Pump with Remote Outdoor Unit-Air-Source) | DLCURAH18ABK | ADP |  | H,GG30924 | *96VTN0601714A* | 16800 | 15.2 | 8.5 | 17000 | 18700 | 110% | 2.3 | 0 | 10 |  |  |  |  | R-410A | 1.4 | Residential & Commercial | USHP | Ducted CEE Tier 1
215290294 | Central HP <5.4 tons | AIRQUEST | HRCU-A-CB (Split System: Heat Pump with Remote Outdoor Unit-Air-Source) | DLCURAH18ABK | ADP |  | HE30924 | *96VTN0601714A* | 16800 | 15.2 | 8.5 | 17000 | 18700 | 110% | 2.3 | 0 | 10 |  |  |  |  | R-410A | 1.4 | Residential & Commercial | USHP | Ducted CEE Tier 1
215290326 | Central HP <5.4 tons | AIRQUEST | HRCU-A-CB (Split System: Heat Pump with Remote Outdoor Unit-Air-Source) | DLCURAH18ABK | ADP |  | H,GE33936 | *96VTN0601716B* | 17300 | 16 | 8.5 | 16800 | 19100 | 113.7% | 2.34 | 0 | 10.5 |  |  |  |  | R-410A | 1.4417 | Residential & Commercial | USHP | Ducted CEE Tier 1
215290018 | Central HP <5.4 tons | AIRQUEST | HRCU-A-CB (Split System: Heat Pump with Remote Outdoor Unit-Air-Source) | DLCURAH18ABK | ADP |  | H,GG32936 | *96VTN0401410A* | 17100 | 16 | 8.5 | 16700 | 18800 | 112.6% | 2.3 | 0 | 10 |  |  |  |  | R-410A | 1.425 | Residential & Commercial | USHP | Ducted CEE Tier 1
215290027 | Central HP <5.4 tons | AIRQUEST | HRCU-A-CB (Split System: Heat Pump with Remote Outdoor Unit-Air-Source) | DLCURAH18ABK | ADP |  | HE33936 | *96VTN0401410A* | 17300 | 16 | 8.5 | 16700 | 18800 | 112.6% | 2.3 | 0 | 10.5 |  |  |  |  | R-410A | 1.4417 | Residential & Commercial | USHP | Ducted CEE Tier 1
213815737 | Central HP <5.4 tons | AMANA | HRCU-A-CB (Split System: Heat Pump with Remote Outdoor Unit-Air-Source) | ASZS60241EA* |  |  | CA*EA3026*4A*+MBVK16CP1X00A* | 0 | 23000 | 17 | 8.6 | 23000 | 16100 | 70% | 2 | 0 | 10 |  |  |  |  | R-410A | 1.9167 | Residential & Commercial | USHP | Ducted CEE Tier 1
203120319 | Central HP <5.4 tons | AMERICAN STANDARD | HRCU-A-CB (Split System: Heat Pump with Remote Outdoor Unit-Air-Source) | 4A6C7048A4 |  |  | 4TXCD010DS3 | S8X2D120M5PTA | 47500 | 16.5 | 8.1 | 48000 | 48000 | 100% | 3.6 | 13 | 12 |  |  |  |  | R-410A | 3.9583 | Residential & Commercial | USHP | Ducted CEE Tier 1
215464785 | Central HP <5.4 tons | ARMSTRONG AIR | HRCU-A-CB (Split System: Heat Pump with Remote Outdoor Unit-Air-Source) | 4SHP18LX136P | ADP |  | H,A,DP15(1,2)36+TXV | A80DS2V090B16 | 23600 | 19 | 8.5 | 22400 | 16100 | 71.88% | 2.16 | 0 | 12 |  |  |  |  | R-410A | 1.9667 | Residential & Commercial | USHP | Ducted CEE Tier 1
213774548 | Central HP <5.4 tons | AIRQUEST | HRCU-A-CB (Split System: Heat Pump with Remote Outdoor Unit-Air-Source) | HVH825GKA3* |  |  | EHD4X42AAL+WALLCON | *96CTN1202422B* | 24200 | 16 | 8.1 | 21400 | 16600 | 77.57% | 2 | 0 | 10.5 |  |  |  |  | R-410A | 2.0167 | Residential & Commercial | USHP | Ducted CEE Tier 1
215290335 | Central HP <5.4 tons | AIRQUEST | HRCU-A-CB (Split System: Heat Pump with Remote Outdoor Unit-Air-Source) | DLCURAH18ABK | ADP |  | H,GG30924 | *96VTN0601716B* | 16600 | 15.2 | 8.5 | 16800 | 19100 | 113.7% | 2.34 | 0 | 10 |  |  |  |  | R-410A | 1.3833 | Residential & Commercial | USHP | Ducted CEE Tier 1
215290342 | Central HP <5.4 tons | AIRQUEST | HRCU-A-CB (Split System: Heat Pump with Remote Outdoor Unit-Air-Source) | DLCURAH18ABK | ADP |  | HE7J936 | *96VTN0601716B* | 17200 | 16 | 8.5 | 16800 | 19100 | 113.7% | 2.34 | 0 | 10 |  |  |  |  | R-410A | 1.4333 | Residential & Commercial | USHP | Ducted CEE Tier 1
215290362 | Central HP <5.4 tons | AIRQUEST | HRCU-A-CB (Split System: Heat Pump with Remote Outdoor Unit-Air-Source) | DLCURAH18ABK | ADP |  | H,GG32936 | *96VTN0801716A* | 17100 | 16 | 8.5 | 16700 | 18800 | 112.6% | 2.3 | 0 | 10 |  |  |  |  | R-410A | 1.425 | Residential & Commercial | USHP | Ducted CEE Tier 1
215290367 | Central HP <5.4 tons | AIRQUEST | HRCU-A-CB (Split System: Heat Pump with Remote Outdoor Unit-Air-Source) | DLCURAH18ABK | ADP |  | HE32936 | *96VTN0801716A* | 17100 | 16 | 8.5 | 16700 | 18800 | 112.6% | 2.3 | 0 | 10 |  |  |  |  | R-410A | 1.425 | Residential & Commercial | USHP | Ducted CEE Tier 1
215290369 | Central HP <5.4 tons | AIRQUEST | HRCU-A-CB (Split System: Heat Pump with Remote Outdoor Unit-Air-Source) | DLCURAH18ABK | ADP |  | HG33936 | *96VTN0801716A* | 17400 | 16 | 8.5 | 16700 | 18800 | 112.6% | 2.3 | 0 | 10.5 |  |  |  |  | R-410A | 1.45 | Residential & Commercial | USHP | Ducted CEE Tier 1
215290385 | Central HP <5.4 tons | AIRQUEST | HRCU-A-CB (Split System: Heat Pump with Remote Outdoor Unit-Air-Source) | DLCURAH18ABK | ADP |  | HG8J936 | *96VTN0801716A* | 17400 | 16 | 8.5 | 16700 | 18800 | 112.6% | 2.3 | 0 | 10.5 |  |  |  |  | R-410A | 1.45 | Residential & Commercial | USHP | Ducted CEE Tier 1
215290392 | Central HP <5.4 tons | AIRQUEST | HRCU-A-CB (Split System: Heat Pump with Remote Outdoor Unit-Air-Source) | DLCURAH18ABK | ADP |  | H,GE22936 | *96VTN0801716B* | 17000 | 15.2 | 8.5 | 17100 | 18700 | 109.4% | 2.3 | 0 | 10.5 |  |  |  |  | R-410A | 1.4167 | Residential & Commercial | USHP | Ducted CEE Tier 1
215290403 | Central HP <5.4 tons | AIRQUEST | HRCU-A-CB (Split System: Heat Pump with Remote Outdoor Unit-Air-Source) | DLCURAH18ABK | ADP |  | H,GG32930 | *96VTN0801716B* | 17400 | 16 | 8.5 | 17100 | 18700 | 109.4% | 2.3 | 0 | 10.5 |  |  |  |  | R-410A | 1.45 | Residential & Commercial | USHP | Ducted CEE Tier 1
216676419 | Central HP <5.4 tons | TEMPSTAR | HRCU-A-CB (Split System: Heat Pump with Remote Outdoor Unit-Air-Source) | D5CURAH24AAK |  |  | EA*5X30M17A* | *80MSU0401712A* | 23600 | 15.5 | 8.5 | 24000 | 19400 | 80.83% | 1.9 | 0 | 9.8 |  |  |  |  | R-454B | 1.9667 | Residential & Commercial | USHP
216676738 | Central HP <5.4 tons | TEMPSTAR | HRCU-A-CB (Split System: Heat Pump with Remote Outdoor Unit-Air-Source) | D5CURAH24AAK |  |  | ESH5X30M12A* | *80MSU0401712A* | 23800 | 15.2 | 8.5 | 24200 | 19500 | 80.58% | 1.9 | 0 | 9.8 |  |  |  |  | R-454B | 1.9833 | Residential & Commercial | USHP
214080857 | Central HP <5.4 tons | ARMSTRONG AIR | HRCU-A-CB (Split System: Heat Pump with Remote Outdoor Unit-Air-Source) | 4SHP18LX136P | ADP |  | H,A,DP16936 | A96DS2V045B12 | 23600 | 19 | 8.5 | 22400 | 16100 | 71.88% | 2.18 | 0 | 12 |  |  |  |  | R-410A | 1.9667 | Residential & Commercial | USHP | Ducted CEE Tier 1
214771648 | Central HP <5.4 tons | MIDEA | HRCU-A-CB (Split System: Heat Pump with Remote Outdoor Unit-Air-Source) | MOVB-36HDN10-M20G |  |  | MC**4248CN10TH | MGV96U100C5C | 33000 | 18 | 9 | 34200 | 24200 | 70.76% | 1.9 | 0 | 11.7 |  |  |  |  | R-454B | 2.75 | Residential & Commercial | USHP | Ducted CEE Tier 1
215290417 | Central HP <5.4 tons | AIRQUEST | HRCU-A-CB (Split System: Heat Pump with Remote Outdoor Unit-Air-Source) | DLCURAH18ABK | ADP |  | HE34936 | *96VTN0801716B* | 17700 | 16 | 8.5 | 17100 | 18700 | 109.4% | 2.3 | 0 | 11 |  |  |  |  | R-410A | 1.475 | Residential & Commercial | USHP | Ducted CEE Tier 1
215290419 | Central HP <5.4 tons | AIRQUEST | HRCU-A-CB (Split System: Heat Pump with Remote Outdoor Unit-Air-Source) | DLCURAH18ABK | ADP |  | HG35936 | *96VTN0801716B* | 17700 | 16 | 8.5 | 17100 | 18700 | 109.4% | 2.3 | 0 | 11 |  |  |  |  | R-410A | 1.475 | Residential & Commercial | USHP | Ducted CEE Tier 1
215290435 | Central HP <5.4 tons | AIRQUEST | HRCU-A-CB (Split System: Heat Pump with Remote Outdoor Unit-Air-Source) | DLCURAH18ABK | ADP |  | H,GG80936 | *96VTN0801716B* | 17700 | 16 | 8.5 | 17100 | 18700 | 109.4% | 2.3 | 0 | 11 |  |  |  |  | R-410A | 1.475 | Residential & Commercial | USHP | Ducted CEE Tier 1
214080880 | Central HP <5.4 tons | ARMSTRONG AIR | HRCU-A-CB (Split System: Heat Pump with Remote Outdoor Unit-Air-Source) | 4SHP18LX136P | ADP |  | H,A,DG9J936 | A97DF2E070B16 | 23600 | 18 | 8.5 | 22400 | 16900 | 75.45% | 2.22 | 0 | 12 |  |  |  |  | R-410A | 1.9667 | Residential & Commercial | USHP | Ducted CEE Tier 1
214080894 | Central HP <5.4 tons | ARMSTRONG AIR | HRCU-A-CB (Split System: Heat Pump with Remote Outdoor Unit-Air-Source) | 4SHP18LX136P | ADP |  | H,A,DP16936 | A97DSMV070B12 | 23600 | 19 | 8.5 | 22400 | 16100 | 71.88% | 2.18 | 0 | 12 |  |  |  |  | R-410A | 1.9667 | Residential & Commercial | USHP | Ducted CEE Tier 1
214080896 | Central HP <5.4 tons | ARMSTRONG AIR | HRCU-A-CB (Split System: Heat Pump with Remote Outdoor Unit-Air-Source) | 4SHP18LX136P | ADP |  | H,A,DG1K936 | A97DSMV070B12 | 23600 | 19 | 8.5 | 22400 | 16100 | 71.88% | 2.18 | 0 | 12 |  |  |  |  | R-410A | 1.9667 | Residential & Commercial | USHP | Ducted CEE Tier 1
214814483 | Central HP <5.4 tons | MIDEA | HRCU-A-CB (Split System: Heat Pump with Remote Outdoor Unit-Air-Source) | MOVA-60HDN10-M20G |  |  | MC**4248BN10TH | MGV96U080B3C | 43000 | 16 | 9.5 | 46000 | 40500 | 88.04% | 1.8 | 0 | 11.7 |  |  |  |  | R-454B | 3.5833 | Residential & Commercial | USHP | Ducted CEE Tier 1
214814485 | Central HP <5.4 tons | MIDEA | HRCU-A-CB (Split System: Heat Pump with Remote Outdoor Unit-Air-Source) | MOVA-60HDN10-M20G |  |  | MC**4248CN10TH | MGV96U100C5C | 44000 | 16.5 | 9.5 | 47000 | 43000 | 91.49% | 2 | 0 | 11.7 |  |  |  |  | R-454B | 3.6667 | Residential & Commercial | USHP | Ducted CEE Tier 1
214814486 | Central HP <5.4 tons | MIDEA | HRCU-A-CB (Split System: Heat Pump with Remote Outdoor Unit-Air-Source) | MOVA-60HDN10-M20G |  |  | MC**4248DN10TH | MGV96U100D5C | 44500 | 16.5 | 9.5 | 47000 | 43000 | 91.49% | 2 | 0 | 11.7 |  |  |  |  | R-454B | 3.7083 | Residential & Commercial | USHP | Ducted CEE Tier 1
214080858 | Central HP <5.4 tons | ARMSTRONG AIR | HRCU-A-CB (Split System: Heat Pump with Remote Outdoor Unit-Air-Source) | 4SHP18LX136P | ADP |  | H,A,DG9J936 | A96DS2V045B12 | 23600 | 19 | 8.5 | 22400 | 16100 | 71.88% | 2.18 | 0 | 12 |  |  |  |  | R-410A | 1.9667 | Residential & Commercial | USHP | Ducted CEE Tier 1
214080875 | Central HP <5.4 tons | ARMSTRONG AIR | HRCU-A-CB (Split System: Heat Pump with Remote Outdoor Unit-Air-Source) | 4SHP18LX136P | ADP |  | H,A,DG9J936 | A97DF2E045B12 | 23800 | 18 | 8.5 | 22400 | 16900 | 75.45% | 2.22 | 0 | 12 |  |  |  |  | R-410A | 1.9833 | Residential & Commercial | USHP | Ducted CEE Tier 1
214081312 | Central HP <5.4 tons | ARMSTRONG AIR | HRCU-A-CB (Split System: Heat Pump with Remote Outdoor Unit-Air-Source) | 4SHP18LX136P | ADP |  | H,A,DP18936 | A97DF2E045B12 | 23800 | 18 | 8.5 | 22400 | 16900 | 75.45% | 2.22 | 0 | 12 |  |  |  |  | R-410A | 1.9833 | Residential & Commercial | USHP | Ducted CEE Tier 1
210533106 | Central HP <5.4 tons | CARRIER | HRCU-A-CB (Split System: Heat Pump with Remote Outdoor Unit-Air-Source) | 25VNA424A*031* |  |  | CSPH*4212AL*+UI | 59CU5A060C17**16 | 23800 | 19.5 | 9.5 | 26600 | 19800 | 74.44% | 2.5 | 0 | 12.5 |  |  |  |  | R-410A | 1.9833 | Residential & Commercial | USHP | Ducted CEE Tier 1
214080860 | Central HP <5.4 tons | ARMSTRONG AIR | HRCU-A-CB (Split System: Heat Pump with Remote Outdoor Unit-Air-Source) | 4SHP18LX136P | ADP |  | H,A,DP12936 | A96DS2V070B16 | 23200 | 18 | 8.35 | 22400 | 16200 | 72.32% | 2.12 | 0 | 12 |  |  |  |  | R-410A | 1.9333 | Residential & Commercial | USHP | Ducted CEE Tier 1
214814479 | Central HP <5.4 tons | MIDEA | HRCU-A-C (Split System: Heat Pump with Remote Outdoor Unit with No Indoor Fan --Air Source) | MOVA-60HDN10-M20G |  |  | MC**4248CN10TH | 0 | 43500 | 15.2 | 8.5 | 46000 | 40500 | 88.04% | 1.8 | 0 | 11.7 |  |  |  |  | R-454B | 3.625 | Residential & Commercial | USHP | Ducted CEE Tier 1
214080855 | Central HP <5.4 tons | ARMSTRONG AIR | HRCU-A-CB (Split System: Heat Pump with Remote Outdoor Unit-Air-Source) | 4SHP18LX136P | ADP |  | H,A,DP12936 | A96DS2V045B12 | 23200 | 18 | 8.35 | 22400 | 16100 | 71.88% | 2.14 | 0 | 12 |  |  |  |  | R-410A | 1.9333 | Residential & Commercial | USHP | Ducted CEE Tier 1
214080862 | Central HP <5.4 tons | ARMSTRONG AIR | HRCU-A-CB (Split System: Heat Pump with Remote Outdoor Unit-Air-Source) | 4SHP18LX136P | ADP |  | H,A,DP16936 | A96DS2V070B16 | 23600 | 18 | 8.5 | 22400 | 16200 | 72.32% | 2.16 | 0 | 12 |  |  |  |  | R-410A | 1.9667 | Residential & Commercial | USHP | Ducted CEE Tier 1
214081303 | Central HP <5.4 tons | ARMSTRONG AIR | HRCU-A-CB (Split System: Heat Pump with Remote Outdoor Unit-Air-Source) | 4SHP18LX136P | ADP |  | H,A,DP06936 | A96DS2V045B12 | 23400 | 18 | 8.4 | 22400 | 16100 | 71.88% | 2.16 | 0 | 12 |  |  |  |  | R-410A | 1.95 | Residential & Commercial | USHP | Ducted CEE Tier 1
214081314 | Central HP <5.4 tons | ARMSTRONG AIR | HRCU-A-CB (Split System: Heat Pump with Remote Outdoor Unit-Air-Source) | 4SHP18LX136P | ADP |  | H,A,DP18936 | A97DF2E070B16 | 23600 | 18 | 8.5 | 22400 | 16900 | 75.45% | 2.22 | 0 | 12 |  |  |  |  | R-410A | 1.9667 | Residential & Commercial | USHP | Ducted CEE Tier 1
214080881 | Central HP <5.4 tons | ARMSTRONG AIR | HRCU-A-CB (Split System: Heat Pump with Remote Outdoor Unit-Air-Source) | 4SHP18LX136P | ADP |  | H,A,DG1K936 | A97DF2E070B16 | 23600 | 18 | 8.5 | 22400 | 16900 | 75.45% | 2.22 | 0 | 12 |  |  |  |  | R-410A | 1.9667 | Residential & Commercial | USHP | Ducted CEE Tier 1
214771655 | Central HP <5.4 tons | MIDEA | HRCU-A-C (Split System: Heat Pump with Remote Outdoor Unit with No Indoor Fan --Air Source) | MOVB-36HDN10-M20G |  |  | MC**4248CN10TH | 0 | 32000 | 15.2 | 9 | 34200 | 24000 | 70.18% | 1.85 | 0 | 11 |  |  |  |  | R-454B | 2.6667 | Residential & Commercial | USHP | Ducted CEE Tier 1
214080895 | Central HP <5.4 tons | ARMSTRONG AIR | HRCU-A-CB (Split System: Heat Pump with Remote Outdoor Unit-Air-Source) | 4SHP18LX136P | ADP |  | H,A,DG9J936 | A97DSMV070B12 | 23600 | 19 | 8.5 | 22400 | 16100 | 71.88% | 2.18 | 0 | 12 |  |  |  |  | R-410A | 1.9667 | Residential & Commercial | USHP | Ducted CEE Tier 1
214080878 | Central HP <5.4 tons | ARMSTRONG AIR | HRCU-A-CB (Split System: Heat Pump with Remote Outdoor Unit-Air-Source) | 4SHP18LX136P | ADP |  | H,A,DP15936 | A97DF2E070B16 | 23600 | 18 | 8.5 | 22400 | 16900 | 75.45% | 2.22 | 0 | 12 |  |  |  |  | R-410A | 1.9667 | Residential & Commercial | USHP | Ducted CEE Tier 1
211240755 | Central HP <5.4 tons | COMFORTMAKER | HRCU-A-CB (Split System: Heat Pump with Remote Outdoor Unit-Air-Source) | DLCURAH24ABK |  |  | EA*4X24L17A* | *80ES(N,L)0701412A* | 24000 | 16.5 | 8.5 | 26800 | 23800 | 88.81% | 1.96 | 0 | 10 |  |  |  |  | R-410A | 2 | Residential & Commercial | USHP | Ducted CEE Tier 1
211241078 | Central HP <5.4 tons | COMFORTMAKER | HRCU-A-CB (Split System: Heat Pump with Remote Outdoor Unit-Air-Source) | DLCURAH24ABK |  |  | EA*4X25L17A* | *80ES(N,L)0451712A* | 24800 | 17 | 8.5 | 25600 | 21200 | 82.81% | 1.78 | 0 | 10.5 |  |  |  |  | R-410A | 2.0667 | Residential & Commercial | USHP | Ducted CEE Tier 1
216487592 | Central HP <5.4 tons | BRYANT HEATING AND COOLING SYSTEMS | HRCU-A-CB (Split System: Heat Pump with Remote Outdoor Unit-Air-Source) | 293VAN036**AA* | ADP |  | CE(P,V)3617G34*+TXV | 88*TB48090C17*** | 32800 | 20 | 9.5 | 33000 | 26000 | 78.79% | 2.04 | 0 | 11 |  |  |  |  | R-454B | 2.7333 | Residential & Commercial | USHP | Ducted CEE Tier 1
216487924 | Central HP <5.4 tons | BRYANT HEATING AND COOLING SYSTEMS | HRCU-A-CB (Split System: Heat Pump with Remote Outdoor Unit-Air-Source) | 293VAN036**AA* | ADP |  | CE(P,V)3617G34*+TXV | 986TD42060C17*** | 32400 | 19 | 9.5 | 32600 | 26000 | 79.75% | 2.02 | 0 | 10.5 |  |  |  |  | R-454B | 2.7 | Residential & Commercial | USHP | Ducted CEE Tier 1
215290034 | Central HP <5.4 tons | AIRQUEST | HRCU-A-CB (Split System: Heat Pump with Remote Outdoor Unit-Air-Source) | DLCURAH18ABK | ADP |  | H,GG30924 | *96VTN0401410A* | 16600 | 15.2 | 8.5 | 16700 | 18800 | 112.6% | 2.3 | 0 | 10 |  |  |  |  | R-410A | 1.3833 | Residential & Commercial | USHP | Ducted CEE Tier 1
215290059 | Central HP <5.4 tons | AIRQUEST | HRCU-A-CB (Split System: Heat Pump with Remote Outdoor Unit-Air-Source) | DLCURAH18ABK | ADP |  | H,GG32930 | *96VTN0401410B* | 16800 | 16 | 8.5 | 16600 | 19000 | 114.5% | 2.34 | 0 | 9.5 |  |  |  |  | R-410A | 1.4 | Residential & Commercial | USHP
215290061 | Central HP <5.4 tons | AIRQUEST | HRCU-A-CB (Split System: Heat Pump with Remote Outdoor Unit-Air-Source) | DLCURAH18ABK | ADP |  | HG32924 | *96VTN0401410B* | 16800 | 16 | 8.5 | 16600 | 19000 | 114.5% | 2.34 | 0 | 9.5 |  |  |  |  | R-410A | 1.4 | Residential & Commercial | USHP
215290077 | Central HP <5.4 tons | AIRQUEST | HRCU-A-CB (Split System: Heat Pump with Remote Outdoor Unit-Air-Source) | DLCURAH18ABK | ADP |  | H,GG30924 | *96VTN0401410B* | 16300 | 16 | 8.5 | 16600 | 19000 | 114.5% | 2.34 | 0 | 9.5 |  |  |  |  | R-410A | 1.3583 | Residential & Commercial | USHP
214080872 | Central HP <5.4 tons | ARMSTRONG AIR | HRCU-A-CB (Split System: Heat Pump with Remote Outdoor Unit-Air-Source) | 4SHP18LX136P | ADP |  | H,A,DP12936 | A97DF2E045B12 | 23400 | 17 | 8.35 | 22400 | 16900 | 75.45% | 2.18 | 0 | 12 |  |  |  |  | R-410A | 1.95 | Residential & Commercial | USHP | Ducted CEE Tier 1
214080877 | Central HP <5.4 tons | ARMSTRONG AIR | HRCU-A-CB (Split System: Heat Pump with Remote Outdoor Unit-Air-Source) | 4SHP18LX136P | ADP |  | H,A,DP12936 | A97DF2E070B16 | 23200 | 17 | 8.35 | 22400 | 16900 | 75.45% | 2.18 | 0 | 12 |  |  |  |  | R-410A | 1.9333 | Residential & Commercial | USHP | Ducted CEE Tier 1
216487926 | Central HP <5.4 tons | BRYANT HEATING AND COOLING SYSTEMS | HRCU-A-CB (Split System: Heat Pump with Remote Outdoor Unit-Air-Source) | 293VAN036**AA* | ADP |  | H,PG53*36+TXV | 986TD42060C17*** | 33400 | 20 | 9.4 | 32200 | 25200 | 78.26% | 2.05 | 0 | 10.5 |  |  |  |  | R-454B | 2.7833 | Residential & Commercial | USHP | Ducted CEE Tier 1
216487942 | Central HP <5.4 tons | BRYANT HEATING AND COOLING SYSTEMS | HRCU-A-CB (Split System: Heat Pump with Remote Outdoor Unit-Air-Source) | 293VAN036**AA* | ADP |  | CE(P,V)3617G34*+TXV | 986TD66100C21*** | 32800 | 20 | 9.5 | 33200 | 26200 | 78.92% | 2 | 0 | 11.5 |  |  |  |  | R-454B | 2.7333 | Residential & Commercial | USHP | Ducted CEE Tier 1
214814487 | Central HP <5.4 tons | MIDEA | HRCU-A-CB (Split System: Heat Pump with Remote Outdoor Unit-Air-Source) | MOVA-60HDN10-M20G |  |  | MC**4248DN10TH | MGV96U120D5C | 44500 | 17 | 9.5 | 47500 | 44000 | 92.63% | 2 | 0 | 11.7 |  |  |  |  | R-454B | 3.7083 | Residential & Commercial | USHP | Ducted CEE Tier 1
214010080 | Central HP <5.4 tons | MIDEA | HRCU-A-CB (Split System: Heat Pump with Remote Outdoor Unit-Air-Source) | MOVB-36HDN1-M20G |  |  | MC**3036BNTD | MGH96M080B3A | 33600 | 17.5 | 9 | 34200 | 24000 | 70.18% | 1.88 | 0 | 11 |  |  |  |  | R-410A | 2.8 | Residential & Commercial | USHP | Ducted CEE Tier 1
211262782 | Central HP <5.4 tons | TEMPSTAR | HRCU-A-CB (Split System: Heat Pump with Remote Outdoor Unit-Air-Source) | DLCURAH18ABK |  |  | EN(A,D)4X24L14** | *80ES(N,L)0701412A* | 17500 | 16 | 8.5 | 18400 | 18800 | 102.2% | 2.26 | 0 | 11 |  |  |  |  | R-410A | 1.4583 | Residential & Commercial | USHP | Ducted CEE Tier 1
211263309 | Central HP <5.4 tons | TEMPSTAR | HRCU-A-CB (Split System: Heat Pump with Remote Outdoor Unit-Air-Source) | DLCURAH18ABK |  |  | EN(A,D)4X24L17** | *80ES(N,L)0451412A* | 18000 | 16 | 8.5 | 18900 | 18700 | 98.94% | 2.26 | 0 | 11 |  |  |  |  | R-410A | 1.5 | Residential & Commercial | USHP | Ducted CEE Tier 1
211263334 | Central HP <5.4 tons | TEMPSTAR | HRCU-A-CB (Split System: Heat Pump with Remote Outdoor Unit-Air-Source) | DLCURAH18ABK |  |  | EN(A,D)4X24L17** | *80ES(N,L)0451712A* | 18400 | 15.5 | 8.5 | 19400 | 18500 | 95.36% | 2.24 | 0 | 11 |  |  |  |  | R-410A | 1.5333 | Residential & Commercial | USHP | Ducted CEE Tier 1
214075212 | Central HP <5.4 tons | SURE | HRCU-A-CB (Split System: Heat Pump with Remote Outdoor Unit-Air-Source) | RD17AZ60AJ3N |  |  | TCFZ6024STANM | S802V1255A24DZ | 55500 | 18 | 8.1 | 53500 | 49000 | 91.59% | 1.75 | 0 | 10 |  |  |  |  | R-410A | 4.625 | Residential & Commercial | USHP | Ducted CEE Tier 1
214075332 | Central HP <5.4 tons | SURE | HRCU-A-CB (Split System: Heat Pump with Remote Outdoor Unit-Air-Source) | RD17AZ60AJ3N |  |  | TCFZ6024STANM | S921V0705A21M4S | 55000 | 18 | 8.1 | 54000 | 49500 | 91.67% | 1.75 | 0 | 10 |  |  |  |  | R-410A | 4.5833 | Residential & Commercial | USHP | Ducted CEE Tier 1
210474382 | Central HP <5.4 tons | CARRIER | HRCU-A-CB (Split System: Heat Pump with Remote Outdoor Unit-Air-Source) | 25VNA825A*032* |  |  | CSPH*4212AL*+UI | 59MN7B120C24**22 | 24200 | 16 | 8.1 | 21400 | 16700 | 78.04% | 2 | 0 | 10.5 |  |  |  |  | R-410A | 2.0167 | Residential & Commercial | USHP | Ducted CEE Tier 1
216032527 | Central HP <5.4 tons | MIDEA | HRCU-A-CB (Split System: Heat Pump with Remote Outdoor Unit-Air-Source) | MDV-V36WMN10T |  |  | MCPM3036BN10OH+TXV | MGV96U080B3C | 34000 | 16 | 8.9 | 36000 | 36000 | 100% | 1.9 | 0 | 10.2 |  |  |  |  | R-454B | 2.8333 | Residential & Commercial | USHP | Ducted CEE Tier 1
213367407 | Central HP <5.4 tons | CARRIER | HRCU-A-CB (Split System: Heat Pump with Remote Outdoor Unit-Air-Source) | 38MURAQ36AB3* | ADP |  | H,PG9J936 | 59TP6C100V21**22 | 35400 | 16 | 8.1 | 36800 | 34600 | 94.02% | 1.88 | 0 | 10 |  |  |  |  | R-410A | 2.95 | Residential & Commercial | USHP | Ducted CEE Tier 1
216487550 | Central HP <5.4 tons | BRYANT HEATING AND COOLING SYSTEMS | HRCU-A-CB (Split System: Heat Pump with Remote Outdoor Unit-Air-Source) | 290VAN060**AA* | ADP |  | CE(P,V)6021G48*+TXV | 88*TB48070C17*** | 53000 | 17 | 8.5 | 56500 | 41000 | 72.57% | 1.92 | 0 | 8.5 |  |  |  |  | R-454B | 4.4167 | Residential & Commercial | USHP
214010085 | Central HP <5.4 tons | MIDEA | HRCU-A-C (Split System: Heat Pump with Remote Outdoor Unit with No Indoor Fan --Air Source) | MOVB-36HDN1-M20G |  |  | MC**2430ANTF | 0 | 23200 | 15.2 | 9 | 24000 | 16900 | 70.42% | 1.98 | 0 | 12 |  |  |  |  | R-410A | 1.9333 | Residential & Commercial | USHP | Ducted CEE Tier 1
211244006 | Central HP <5.4 tons | AIRQUEST | HRCU-A-CB (Split System: Heat Pump with Remote Outdoor Unit-Air-Source) | DLCURAH24ABK |  |  | EN(A,D)4X24L17** | *96VTN0801716A* | 23800 | 16 | 8.5 | 26800 | 23400 | 87.31% | 1.92 | 0 | 10 |  |  |  |  | R-410A | 1.9833 | Residential & Commercial | USHP | Ducted CEE Tier 1
210597473 | Central HP <5.4 tons | COMFORTMAKER | HRCU-A-CB (Split System: Heat Pump with Remote Outdoor Unit-Air-Source) | CVH837GKA** |  |  | EA*4X61L24A*+WALLCON | *97CMN0602120A* | 33000 | 17.5 | 8.5 | 32400 | 25200 | 77.78% | 1.98 | 0 | 11.7 |  |  |  |  | R-410A | 2.75 | Residential & Commercial | USHP | Ducted CEE Tier 1
214771645 | Central HP <5.4 tons | MIDEA | HRCU-A-CB (Split System: Heat Pump with Remote Outdoor Unit-Air-Source) | MOVB-36HDN10-M20G |  |  | MC**3036CN10TH | MGV96U080C4C | 33600 | 17.5 | 9 | 34200 | 24000 | 70.18% | 1.88 | 0 | 11 |  |  |  |  | R-454B | 2.8 | Residential & Commercial | USHP | Ducted CEE Tier 1
216487300 | Central HP <5.4 tons | BRYANT HEATING AND COOLING SYSTEMS | HRCU-A-CB (Split System: Heat Pump with Remote Outdoor Unit-Air-Source) | 290VAN024**AA* | ADP |  | CE(P,V)2414G31*+TXV | 88*TB36045C17*** | 22600 | 16 | 9 | 23200 | 16600 | 71.55% | 1.94 | 0 | 9.5 |  |  |  |  | R-454B | 1.8833 | Residential & Commercial | USHP
213785419 | Central HP <5.4 tons | BRYANT HEATING AND COOLING SYSTEMS | HRCU-A-CB (Split System: Heat Pump with Remote Outdoor Unit-Air-Source) | 284ANV036*0**B* |  |  | CAP**4221AL*+UI | 88*TB36045C17*** | 32200 | 18.5 | 9 | 38000 | 26800 | 70.53% | 1.96 | 0 | 11 |  |  |  |  | R-410A | 2.6833 | Residential & Commercial | USHP | Ducted CEE Tier 1
213785451 | Central HP <5.4 tons | BRYANT HEATING AND COOLING SYSTEMS | HRCU-A-CB (Split System: Heat Pump with Remote Outdoor Unit-Air-Source) | 284ANV036*0**B* |  |  | CAP**4224AL*+UI | 987MC66120C24*** | 32600 | 19 | 8.5 | 37800 | 26600 | 70.37% | 1.98 | 0 | 11.7 |  |  |  |  | R-410A | 2.7167 | Residential & Commercial | USHP | Ducted CEE Tier 1
214628186 | Central HP <5.4 tons | CARRIER | HRCU-A-CB (Split System: Heat Pump with Remote Outdoor Unit-Air-Source) | 38MURAQ24AB3* | ADP |  | PL36H***P449 | 58S(B,C)*B070M14**12 | 23600 | 17 | 8.5 | 24600 | 24200 | 98.37% | 2.04 | 0 | 10.5 |  |  |  |  | R-410A | 1.9667 | Residential & Commercial | USHP | Ducted CEE Tier 1
214628247 | Central HP <5.4 tons | CARRIER | HRCU-A-CB (Split System: Heat Pump with Remote Outdoor Unit-Air-Source) | 38MURAQ24AB3* | ADP |  | C36A***L129 | 58TP*B045V14**12 | 23200 | 17 | 9.5 | 36800 | 26800 | 72.83% | 2.32 | 0 | 10 |  |  |  |  | R-410A | 1.9333 | Residential & Commercial | USHP | Ducted CEE Tier 1
214628327 | Central HP <5.4 tons | CARRIER | HRCU-A-CB (Split System: Heat Pump with Remote Outdoor Unit-Air-Source) | 38MURAQ24AB3* | ADP |  | V,C36H***P219 | 59SC6A026M14**10 | 23400 | 16 | 8.5 | 25400 | 25800 | 101.6% | 2.2 | 0 | 10 |  |  |  |  | R-410A | 1.95 | Residential & Commercial | USHP | Ducted CEE Tier 1
214628336 | Central HP <5.4 tons | CARRIER | HRCU-A-CB (Split System: Heat Pump with Remote Outdoor Unit-Air-Source) | 38MURAQ24AB3* | ADP |  | V,C36H***P429 | 59SC6A040M14**10 | 23200 | 16 | 8.5 | 25400 | 24800 | 97.64% | 2.1 | 0 | 10 |  |  |  |  | R-410A | 1.9333 | Residential & Commercial | USHP | Ducted CEE Tier 1
214628388 | Central HP <5.4 tons | CARRIER | HRCU-A-CB (Split System: Heat Pump with Remote Outdoor Unit-Air-Source) | 38MURAQ24AB3* | ADP |  | V,C36H***P039 | 59SC6A060M14**12 | 22600 | 16 | 8.5 | 25400 | 26000 | 102.4% | 2.22 | 0 | 9.5 |  |  |  |  | R-410A | 1.8833 | Residential & Commercial | USHP
214628420 | Central HP <5.4 tons | CARRIER | HRCU-A-CB (Split System: Heat Pump with Remote Outdoor Unit-Air-Source) | 38MURAQ24AB3* | ADP |  | PL36H210P299 | 59SC6A060M17**16 | 24600 | 17 | 9 | 23800 | 20800 | 87.39% | 1.78 | 0 | 10 |  |  |  |  | R-410A | 2.05 | Residential & Commercial | USHP | Ducted CEE Tier 1
214771654 | Central HP <5.4 tons | MIDEA | HRCU-A-C (Split System: Heat Pump with Remote Outdoor Unit with No Indoor Fan --Air Source) | MOVB-36HDN10-M20G |  |  | MC**4248BN10TH | 0 | 32000 | 15.2 | 9 | 34000 | 23800 | 70% | 1.85 | 0 | 11 |  |  |  |  | R-454B | 2.6667 | Residential & Commercial | USHP | Ducted CEE Tier 1
211717270 | Central HP <5.4 tons | MIDEA | HRCU-A-CB (Split System: Heat Pump with Remote Outdoor Unit-Air-Source) | MOVA-24HDN1-M16G |  |  | MHVE18A1MN1TA | 0 | 18000 | 16.1 | 9 | 18000 | 12900 | 71.67% | 1.81 | 0 | 11.7 |  |  |  |  | R-410A | 1.5 | Residential & Commercial | USHP | Ducted CEE Tier 1
211717275 | Central HP <5.4 tons | MIDEA | HRCU-A-CB (Split System: Heat Pump with Remote Outdoor Unit-Air-Source) | MOVA-24HDN1-M16G |  |  | MPCE24A1MN1TA | 0 | 23400 | 16.1 | 8.5 | 23600 | 16700 | 70.76% | 1.81 | 0 | 11.7 |  |  |  |  | R-410A | 1.95 | Residential & Commercial | USHP | Ducted CEE Tier 1
211241414 | Central HP <5.4 tons | COMFORTMAKER | HRCU-A-CB (Split System: Heat Pump with Remote Outdoor Unit-Air-Source) | DLCURAH24ABK |  |  | EA*4X30L17A* | *96VSN0401712A* | 23200 | 16 | 8.5 | 25800 | 24200 | 93.8% | 2 | 0 | 9.5 |  |  |  |  | R-410A | 1.9333 | Residential & Commercial | USHP
211241832 | Central HP <5.4 tons | COMFORTMAKER | HRCU-A-CB (Split System: Heat Pump with Remote Outdoor Unit-Air-Source) | DLCURAH24ABK |  |  | EA*4X36L17A* | *96VSN0601714A* | 23400 | 16.5 | 8.5 | 25600 | 23600 | 92.19% | 1.96 | 0 | 10 |  |  |  |  | R-410A | 1.95 | Residential & Commercial | USHP | Ducted CEE Tier 1
213312031 | Central HP <5.4 tons | BRYANT HEATING AND COOLING SYSTEMS | HRCU-A-CB (Split System: Heat Pump with Remote Outdoor Unit-Air-Source) | 38MURAQ36AB3* | ADP |  | V36H175P159+CBPE4B* | 0 | 37000 | 16 | 8.1 | 36800 | 34400 | 93.48% | 2 | 0 | 10 |  |  |  |  | R-410A | 3.0833 | Residential & Commercial | USHP | Ducted CEE Tier 1
214771656 | Central HP <5.4 tons | MIDEA | HRCU-A-C (Split System: Heat Pump with Remote Outdoor Unit with No Indoor Fan --Air Source) | MOVB-36HDN10-M20G |  |  | MC**4248DN10TH | 0 | 32000 | 15.2 | 9 | 34200 | 24000 | 70.18% | 1.85 | 0 | 11 |  |  |  |  | R-454B | 2.6667 | Residential & Commercial | USHP | Ducted CEE Tier 1
214627027 | Central HP <5.4 tons | CARRIER | HRCU-A-CB (Split System: Heat Pump with Remote Outdoor Unit-Air-Source) | 25VNA436A*031* | ADP |  | PL36H175P159 | 59CU5A060C17**16 | 33200 | 19 | 9 | 33800 | 25800 | 76.33% | 2.02 | 0 | 11.7 |  |  |  |  | R-410A | 2.7667 | Residential & Commercial | USHP | Ducted CEE Tier 1
214080861 | Central HP <5.4 tons | ARMSTRONG AIR | HRCU-A-CB (Split System: Heat Pump with Remote Outdoor Unit-Air-Source) | 4SHP18LX136P | ADP |  | H,A,DP15936 | A96DS2V070B16 | 23600 | 18 | 8.5 | 22400 | 16200 | 72.32% | 2.16 | 0 | 12 |  |  |  |  | R-410A | 1.9667 | Residential & Commercial | USHP | Ducted CEE Tier 1
214080863 | Central HP <5.4 tons | ARMSTRONG AIR | HRCU-A-CB (Split System: Heat Pump with Remote Outdoor Unit-Air-Source) | 4SHP18LX136P | ADP |  | H,A,DG9J936 | A96DS2V070B16 | 23600 | 18 | 8.5 | 22400 | 16200 | 72.32% | 2.16 | 0 | 12 |  |  |  |  | R-410A | 1.9667 | Residential & Commercial | USHP | Ducted CEE Tier 1
214080879 | Central HP <5.4 tons | ARMSTRONG AIR | HRCU-A-CB (Split System: Heat Pump with Remote Outdoor Unit-Air-Source) | 4SHP18LX136P | ADP |  | H,A,DP16936 | A97DF2E070B16 | 23600 | 18 | 8.5 | 22400 | 16900 | 75.45% | 2.22 | 0 | 12 |  |  |  |  | R-410A | 1.9667 | Residential & Commercial | USHP | Ducted CEE Tier 1
216440561 | Central HP <5.4 tons | MIDEA | HRCU-A-CB (Split System: Heat Pump with Remote Outdoor Unit-Air-Source) | MDV-V30WMN10T |  |  | MPCE30B1MN10TA | 0 | 30000 | 16 | 8.5 | 30000 | 24000 | 80% | 1.8 | 0 | 11.7 |  |  |  |  | R-454B | 2.5 | Residential & Commercial | USHP | Ducted CEE Tier 1
216032526 | Central HP <5.4 tons | MIDEA | HRCU-A-CB (Split System: Heat Pump with Remote Outdoor Unit-Air-Source) | MDV-V30WMN10T |  |  | MCPM3036BN10OH+TXV | MGV96U080B3C | 30000 | 16 | 9 | 30000 | 30000 | 100% | 1.95 | 0 | 10.3 |  |  |  |  | R-454B | 2.5 | Residential & Commercial | USHP | Ducted CEE Tier 1
214442025 | Central HP <5.4 tons | BRYANT HEATING AND COOLING SYSTEMS | HRCU-A-CB (Split System: Heat Pump with Remote Outdoor Unit-Air-Source) | 288BNV037*0**B* | ADP |  | V,C36H175P459 | 88*TB48090C17*** | 32400 | 18 | 8.5 | 31200 | 24400 | 78.21% | 1.96 | 0 | 11.7 |  |  |  |  | R-410A | 2.7 | Residential & Commercial | USHP | Ducted CEE Tier 1
213785535 | Central HP <5.4 tons | BRYANT HEATING AND COOLING SYSTEMS | HRCU-A-CB (Split System: Heat Pump with Remote Outdoor Unit-Air-Source) | 284ANV036*0**B* |  |  | CAP**6121AL*+UI | 88*TB48070C17*** | 34000 | 19.5 | 9 | 36000 | 25200 | 70% | 2 | 0 | 12 |  |  |  |  | R-410A | 2.8333 | Residential & Commercial | USHP | Ducted CEE Tier 1
213785537 | Central HP <5.4 tons | BRYANT HEATING AND COOLING SYSTEMS | HRCU-A-CB (Split System: Heat Pump with Remote Outdoor Unit-Air-Source) | 284ANV036*0**B* |  |  | CAP**6121AL*+UI | 88*TB48090C17*** | 34200 | 19.5 | 9 | 35800 | 25200 | 70.39% | 2 | 0 | 12 |  |  |  |  | R-410A | 2.85 | Residential & Commercial | USHP | Ducted CEE Tier 1
214081304 | Central HP <5.4 tons | ARMSTRONG AIR | HRCU-A-CB (Split System: Heat Pump with Remote Outdoor Unit-Air-Source) | 4SHP18LX136P | ADP |  | H,A,DP18936 | A96DS2V045B12 | 23600 | 19 | 8.5 | 22400 | 16100 | 71.88% | 2.18 | 0 | 12 |  |  |  |  | R-410A | 1.9667 | Residential & Commercial | USHP | Ducted CEE Tier 1
214081306 | Central HP <5.4 tons | ARMSTRONG AIR | HRCU-A-CB (Split System: Heat Pump with Remote Outdoor Unit-Air-Source) | 4SHP18LX136P | ADP |  | H,A,DP18936 | A96DS2V070B16 | 23600 | 18 | 8.5 | 22400 | 16200 | 72.32% | 2.16 | 0 | 12 |  |  |  |  | R-410A | 1.9667 | Residential & Commercial | USHP | Ducted CEE Tier 1
214627820 | Central HP <5.4 tons | CARRIER | HRCU-A-CB (Split System: Heat Pump with Remote Outdoor Unit-Air-Source) | 38MURAQ18AB3* | ADP |  | C36A***L139 | 59SU5B060M17**16 | 17200 | 16 | 8.5 | 16600 | 19000 | 114.5% | 2.34 | 0 | 10.5 |  |  |  |  | R-410A | 1.4333 | Residential & Commercial | USHP | Ducted CEE Tier 1
213312032 | Central HP <5.4 tons | BRYANT HEATING AND COOLING SYSTEMS | HRCU-A-CB (Split System: Heat Pump with Remote Outdoor Unit-Air-Source) | 38MURAQ36AB3* | ADP |  | C36A***L159+CBPE4B* | 0 | 37000 | 16 | 8.1 | 36800 | 34400 | 93.48% | 2 | 0 | 10 |  |  |  |  | R-410A | 3.0833 | Residential & Commercial | USHP | Ducted CEE Tier 1
211242100 | Central HP <5.4 tons | COMFORTMAKER | HRCU-A-CB (Split System: Heat Pump with Remote Outdoor Unit-Air-Source) | DLCURAH24ABK |  |  | EA*4X36L17A* | *80ES(N,L)0701712A* | 24400 | 16.5 | 8.5 | 26400 | 22400 | 84.85% | 1.84 | 0 | 10 |  |  |  |  | R-410A | 2.0333 | Residential & Commercial | USHP | Ducted CEE Tier 1
211242334 | Central HP <5.4 tons | COMFORTMAKER | HRCU-A-CB (Split System: Heat Pump with Remote Outdoor Unit-Air-Source) | DLCURAH24ABK |  |  | EA*4X36L21A* | *80ES(N,L)0701716A* | 25000 | 16.5 | 8.5 | 26800 | 21800 | 81.34% | 1.8 | 0 | 10 |  |  |  |  | R-410A | 2.0833 | Residential & Commercial | USHP | Ducted CEE Tier 1
211242450 | Central HP <5.4 tons | COMFORTMAKER | HRCU-A-CB (Split System: Heat Pump with Remote Outdoor Unit-Air-Source) | DLCURAH24ABK |  |  | EA*4X36L21A* | *80VTL0902120A* | 24200 | 17 | 8.5 | 26000 | 22800 | 87.69% | 1.88 | 0 | 10 |  |  |  |  | R-410A | 2.0167 | Residential & Commercial | USHP | Ducted CEE Tier 1
211242552 | Central HP <5.4 tons | COMFORTMAKER | HRCU-A-CB (Split System: Heat Pump with Remote Outdoor Unit-Air-Source) | DLCURAH24ABK |  |  | EA*4X36L21A* | *80ES(N,L)0451712A* | 24200 | 17 | 8.5 | 26200 | 22600 | 86.26% | 1.86 | 0 | 10 |  |  |  |  | R-410A | 2.0167 | Residential & Commercial | USHP | Ducted CEE Tier 1
211242891 | Central HP <5.4 tons | COMFORTMAKER | HRCU-A-CB (Split System: Heat Pump with Remote Outdoor Unit-Air-Source) | DLCURAH24ABK |  |  | EA*4X37L17A* | *80ESU0401712A* | 24400 | 17.5 | 8.5 | 25400 | 21800 | 85.83% | 1.82 | 0 | 10.5 |  |  |  |  | R-410A | 2.0333 | Residential & Commercial | USHP | Ducted CEE Tier 1
216676431 | Central HP <5.4 tons | TEMPSTAR | HRCU-A-CB (Split System: Heat Pump with Remote Outdoor Unit-Air-Source) | D5CURAH24AAK |  |  | EA*5X30M17A* | *80MSU0601716A* | 23400 | 15.5 | 8.5 | 24000 | 19400 | 80.83% | 1.9 | 0 | 9.8 |  |  |  |  | R-454B | 1.95 | Residential & Commercial | USHP
216676547 | Central HP <5.4 tons | TEMPSTAR | HRCU-A-CB (Split System: Heat Pump with Remote Outdoor Unit-Air-Source) | D5CURAH24AAK |  |  | EA*5X30M17A* | *80VTL0451412B* | 23400 | 15.2 | 8.5 | 24000 | 19400 | 80.83% | 1.9 | 0 | 9.8 |  |  |  |  | R-454B | 1.95 | Residential & Commercial | USHP
216677956 | Central HP <5.4 tons | TEMPSTAR | HRCU-A-CB (Split System: Heat Pump with Remote Outdoor Unit-Air-Source) | D5CURAH24AAK |  |  | EA*5X37M17A* | *96VTN0401712B* | 24200 | 15.2 | 8.5 | 23600 | 19300 | 81.78% | 1.96 | 0 | 9.8 |  |  |  |  | R-454B | 2.0167 | Residential & Commercial | USHP
216678279 | Central HP <5.4 tons | TEMPSTAR | HRCU-A-CB (Split System: Heat Pump with Remote Outdoor Unit-Air-Source) | D5CURAH24AAK |  |  | EA*5X37M21A* | *97VTN0601716A* | 24400 | 15.5 | 8.5 | 23000 | 19000 | 82.61% | 1.96 | 0 | 10 |  |  |  |  | R-454B | 2.0333 | Residential & Commercial | USHP | Ducted CEE Tier 1
216487407 | Central HP <5.4 tons | BRYANT HEATING AND COOLING SYSTEMS | HRCU-A-CB (Split System: Heat Pump with Remote Outdoor Unit-Air-Source) | 290VAN036**AA* | ADP |  | CE(P,V)3614G34*+TXV | 88*TB60070C21*** | 33200 | 18 | 9 | 33400 | 24600 | 73.65% | 1.88 | 0 | 9.5 |  |  |  |  | R-454B | 2.7667 | Residential & Commercial | USHP
216487826 | Central HP <5.4 tons | BRYANT HEATING AND COOLING SYSTEMS | HRCU-A-CB (Split System: Heat Pump with Remote Outdoor Unit-Air-Source) | 290VAN036**AA* | ADP |  | CE(P,V)3617G34*+TXV | 986TD30040C14*** | 31600 | 16 | 8.5 | 34600 | 25200 | 72.83% | 1.76 | 0 | 9 |  |  |  |  | R-454B | 2.6333 | Residential & Commercial | USHP
214441911 | Central HP <5.4 tons | BRYANT HEATING AND COOLING SYSTEMS | HRCU-A-CB (Split System: Heat Pump with Remote Outdoor Unit-Air-Source) | 284ANV048*0**B* | ADP |  | V,C48H175P159 | 88*TB48070C17*** | 43500 | 20 | 9 | 45000 | 36600 | 81.33% | 2.14 | 0 | 11 |  |  |  |  | R-410A | 3.625 | Residential & Commercial | USHP | Ducted CEE Tier 1
216487449 | Central HP <5.4 tons | BRYANT HEATING AND COOLING SYSTEMS | HRCU-A-CB (Split System: Heat Pump with Remote Outdoor Unit-Air-Source) | 290VAN048**AA* | ADP |  | CE(P,V)4817G1K*+TXV | 88*TB36045C17*** | 43500 | 17 | 9 | 47000 | 34600 | 73.62% | 2.02 | 0 | 9 |  |  |  |  | R-454B | 3.625 | Residential & Commercial | USHP
216487490 | Central HP <5.4 tons | BRYANT HEATING AND COOLING SYSTEMS | HRCU-A-CB (Split System: Heat Pump with Remote Outdoor Unit-Air-Source) | 290VAN048**AA* | ADP |  | CE(P,V)4817G1K*+TXV | 88*TB60090C21*** | 44500 | 18 | 9 | 46500 | 33600 | 72.26% | 2.06 | 0 | 9.5 |  |  |  |  | R-454B | 3.7083 | Residential & Commercial | USHP
211242776 | Central HP <5.4 tons | COMFORTMAKER | HRCU-A-CB (Split System: Heat Pump with Remote Outdoor Unit-Air-Source) | DLCURAH24ABK |  |  | EA*4X37L17A* | *96VSN0601714A* | 24600 | 16.5 | 8.5 | 25600 | 21600 | 84.38% | 1.8 | 0 | 10 |  |  |  |  | R-410A | 2.05 | Residential & Commercial | USHP | Ducted CEE Tier 1
211243176 | Central HP <5.4 tons | COMFORTMAKER | HRCU-A-CB (Split System: Heat Pump with Remote Outdoor Unit-Air-Source) | DLCURAH24ABK |  |  | EA*4X37L17A* | OLV098A12* | 23800 | 16.5 | 8.1 | 25200 | 22200 | 88.1% | 1.84 | 0 | 10 |  |  |  |  | R-410A | 1.9833 | Residential & Commercial | USHP | Ducted CEE Tier 1
211243435 | Central HP <5.4 tons | COMFORTMAKER | HRCU-A-CB (Split System: Heat Pump with Remote Outdoor Unit-Air-Source) | DLCURAH24ABK |  |  | EA*4X37L21A* | *80VTL0701716A* | 24800 | 17 | 8.5 | 25400 | 20800 | 81.89% | 1.76 | 0 | 10.5 |  |  |  |  | R-410A | 2.0667 | Residential & Commercial | USHP | Ducted CEE Tier 1
211244239 | Central HP <5.4 tons | COMFORTMAKER | HRCU-A-CB (Split System: Heat Pump with Remote Outdoor Unit-Air-Source) | DLCURAH24ABK |  |  | EN(A,D)4X24L17** | *80ESU0601716A | 24400 | 16 | 8.5 | 27200 | 22600 | 83.09% | 1.86 | 0 | 10 |  |  |  |  | R-410A | 2.0333 | Residential & Commercial | USHP | Ducted CEE Tier 1
215289673 | Central HP <5.4 tons | AIRQUEST | HRCU-A-CB (Split System: Heat Pump with Remote Outdoor Unit-Air-Source) | DLCURAH18ABK | ADP |  | H,GG35936 | *92MSN0601714A* | 17600 | 16 | 8.1 | 16700 | 18200 | 109% | 2.24 | 0 | 11 |  |  |  |  | R-410A | 1.4667 | Residential & Commercial | USHP | Ducted CEE Tier 1
216677885 | Central HP <5.4 tons | TEMPSTAR | HRCU-A-CB (Split System: Heat Pump with Remote Outdoor Unit-Air-Source) | D5CURAH24AAK |  |  | ESH5X30M12A* | *95MSU0802120A* | 24200 | 15.2 | 8.5 | 24400 | 19600 | 80.33% | 1.9 | 0 | 9.8 |  |  |  |  | R-454B | 2.0167 | Residential & Commercial | USHP
215289691 | Central HP <5.4 tons | AIRQUEST | HRCU-A-CB (Split System: Heat Pump with Remote Outdoor Unit-Air-Source) | DLCURAH18ABK | ADP |  | HG80936 | *92MSN0601714A* | 17600 | 16 | 8.1 | 16700 | 18200 | 109% | 2.24 | 0 | 11 |  |  |  |  | R-410A | 1.4667 | Residential & Commercial | USHP | Ducted CEE Tier 1
215289707 | Central HP <5.4 tons | AIRQUEST | HRCU-A-CB (Split System: Heat Pump with Remote Outdoor Unit-Air-Source) | DLCURAH18ABK | ADP |  | H,GE32930 | *92MSN0801716A* | 17400 | 16 | 8.5 | 17100 | 18700 | 109.4% | 2.3 | 0 | 10.5 |  |  |  |  | R-410A | 1.45 | Residential & Commercial | USHP | Ducted CEE Tier 1
215289718 | Central HP <5.4 tons | AIRQUEST | HRCU-A-CB (Split System: Heat Pump with Remote Outdoor Unit-Air-Source) | DLCURAH18ABK | ADP |  | H,GG35936 | *92MSN0801716A* | 17700 | 16 | 8.5 | 17100 | 18700 | 109.4% | 2.3 | 0 | 11 |  |  |  |  | R-410A | 1.475 | Residential & Commercial | USHP | Ducted CEE Tier 1
215289734 | Central HP <5.4 tons | AIRQUEST | HRCU-A-CB (Split System: Heat Pump with Remote Outdoor Unit-Air-Source) | DLCURAH18ABK | ADP |  | H,GE9J936 | *92MSN0801716A* | 17700 | 16 | 8.5 | 17100 | 18700 | 109.4% | 2.3 | 0 | 11 |  |  |  |  | R-410A | 1.475 | Residential & Commercial | USHP | Ducted CEE Tier 1
215289782 | Central HP <5.4 tons | AIRQUEST | HRCU-A-CB (Split System: Heat Pump with Remote Outdoor Unit-Air-Source) | DLCURAH18ABK | ADP |  | H,GE22936 | *96MSN0401410A* | 16800 | 15.2 | 8.5 | 16900 | 19100 | 113% | 2.34 | 0 | 10 |  |  |  |  | R-410A | 1.4 | Residential & Commercial | USHP | Ducted CEE Tier 1
215289800 | Central HP <5.4 tons | AIRQUEST | HRCU-A-CB (Split System: Heat Pump with Remote Outdoor Unit-Air-Source) | DLCURAH18ABK | ADP |  | H,GG33936 | *96MSN0401410A* | 17400 | 16 | 8.5 | 16900 | 19100 | 113% | 2.34 | 0 | 10.5 |  |  |  |  | R-410A | 1.45 | Residential & Commercial | USHP | Ducted CEE Tier 1
215289816 | Central HP <5.4 tons | AIRQUEST | HRCU-A-CB (Split System: Heat Pump with Remote Outdoor Unit-Air-Source) | DLCURAH18ABK | ADP |  | H,GE7J924 | *96MSN0401410A* | 17200 | 16 | 8.5 | 16900 | 19100 | 113% | 2.34 | 0 | 10 |  |  |  |  | R-410A | 1.4333 | Residential & Commercial | USHP | Ducted CEE Tier 1
215289825 | Central HP <5.4 tons | AIRQUEST | HRCU-A-CB (Split System: Heat Pump with Remote Outdoor Unit-Air-Source) | DLCURAH18ABK | ADP |  | H,GG80936 | *96MSN0401410A* | 17500 | 16 | 8.5 | 16700 | 18500 | 110.8% | 2.26 | 0 | 10.5 |  |  |  |  | R-410A | 1.4583 | Residential & Commercial | USHP | Ducted CEE Tier 1
204456534 | Central HP <5.4 tons | TEMPSTAR | HRCU-A-CB (Split System: Heat Pump with Remote Outdoor Unit-Air-Source) | TVH825GKA2* |  |  | EA*4X30L17A*+WALLCON | *80CTL0701716A* | 23400 | 16.5 | 8.1 | 21600 | 16700 | 77.31% | 1.92 | 11 | 11 |  |  |  |  | R-410A | 1.95 | Residential & Commercial | USHP | Ducted CEE Tier 1
204456615 | Central HP <5.4 tons | TEMPSTAR | HRCU-A-CB (Split System: Heat Pump with Remote Outdoor Unit-Air-Source) | TVH825GKA2* |  |  | EA*4X36L17A*+WALLCON | *96CTN0601714A* | 23400 | 16 | 8.1 | 21600 | 16800 | 77.78% | 1.92 | 11 | 10.5 |  |  |  |  | R-410A | 1.95 | Residential & Commercial | USHP | Ducted CEE Tier 1
216676363 | Central HP <5.4 tons | TEMPSTAR | HRCU-A-CB (Split System: Heat Pump with Remote Outdoor Unit-Air-Source) | D5CURAH24AAK |  |  | ESH5X24M12A* | *80CSU0401712A* | 24400 | 15.2 | 8.5 | 24800 | 19700 | 79.44% | 1.88 | 0 | 9.8 |  |  |  |  | R-454B | 2.0333 | Residential & Commercial | USHP
215289827 | Central HP <5.4 tons | AIRQUEST | HRCU-A-CB (Split System: Heat Pump with Remote Outdoor Unit-Air-Source) | DLCURAH18ABK | ADP |  | H,GE22936 | *96MSN0401712A* | 16600 | 15.2 | 8.5 | 16700 | 19000 | 113.8% | 2.32 | 0 | 9.5 |  |  |  |  | R-410A | 1.3833 | Residential & Commercial | USHP
215289834 | Central HP <5.4 tons | AIRQUEST | HRCU-A-CB (Split System: Heat Pump with Remote Outdoor Unit-Air-Source) | DLCURAH18ABK | ADP |  | H,GE31924 | *96MSN0401712A* | 16600 | 15.2 | 8.5 | 16700 | 19000 | 113.8% | 2.32 | 0 | 9.5 |  |  |  |  | R-410A | 1.3833 | Residential & Commercial | USHP
215289841 | Central HP <5.4 tons | AIRQUEST | HRCU-A-CB (Split System: Heat Pump with Remote Outdoor Unit-Air-Source) | DLCURAH18ABK | ADP |  | HG32936 | *96MSN0401712A* | 17200 | 15.2 | 8.5 | 17100 | 18800 | 109.9% | 2.3 | 0 | 10 |  |  |  |  | R-410A | 1.4333 | Residential & Commercial | USHP | Ducted CEE Tier 1
215289882 | Central HP <5.4 tons | AIRQUEST | HRCU-A-CB (Split System: Heat Pump with Remote Outdoor Unit-Air-Source) | DLCURAH18ABK | ADP |  | HE31930 | *96MSN0601412A* | 17100 | 16 | 8.5 | 17000 | 19400 | 114.1% | 2.38 | 0 | 10 |  |  |  |  | R-410A | 1.425 | Residential & Commercial | USHP | Ducted CEE Tier 1
215289884 | Central HP <5.4 tons | AIRQUEST | HRCU-A-CB (Split System: Heat Pump with Remote Outdoor Unit-Air-Source) | DLCURAH18ABK | ADP |  | H,GG32936 | *96MSN0601412A* | 17400 | 16 | 8.5 | 17000 | 19400 | 114.1% | 2.38 | 0 | 10.5 |  |  |  |  | R-410A | 1.45 | Residential & Commercial | USHP | Ducted CEE Tier 1
215289902 | Central HP <5.4 tons | AIRQUEST | HRCU-A-CB (Split System: Heat Pump with Remote Outdoor Unit-Air-Source) | DLCURAH18ABK | ADP |  | H,GE30924 | *96MSN0601412A* | 16200 | 16 | 8.5 | 16500 | 18300 | 110.9% | 2.26 | 0 | 9.5 |  |  |  |  | R-410A | 1.35 | Residential & Commercial | USHP
215289907 | Central HP <5.4 tons | AIRQUEST | HRCU-A-CB (Split System: Heat Pump with Remote Outdoor Unit-Air-Source) | DLCURAH18ABK | ADP |  | H,GE7J936 | *96MSN0601412A* | 17400 | 16 | 8.5 | 17000 | 19400 | 114.1% | 2.38 | 0 | 10.5 |  |  |  |  | R-410A | 1.45 | Residential & Commercial | USHP | Ducted CEE Tier 1
215289918 | Central HP <5.4 tons | AIRQUEST | HRCU-A-CB (Split System: Heat Pump with Remote Outdoor Unit-Air-Source) | DLCURAH18ABK | ADP |  | H,GE23936 | *96MSN0601716A* | 17000 | 16 | 8.5 | 16500 | 19000 | 115.2% | 2.32 | 0 | 10 |  |  |  |  | R-410A | 1.4167 | Residential & Commercial | USHP | Ducted CEE Tier 1
216487441 | Central HP <5.4 tons | BRYANT HEATING AND COOLING SYSTEMS | HRCU-A-CB (Split System: Heat Pump with Remote Outdoor Unit-Air-Source) | 290VAN036**AA* | ADP |  | CE(P,V)3614G34*+TXV | 987MC66120C24*** | 32600 | 18 | 9 | 32600 | 24400 | 74.85% | 1.9 | 0 | 9.5 |  |  |  |  | R-454B | 2.7167 | Residential & Commercial | USHP
213785244 | Central HP <5.4 tons | BRYANT HEATING AND COOLING SYSTEMS | HRCU-A-CB (Split System: Heat Pump with Remote Outdoor Unit-Air-Source) | 284ANV024*0**B* |  |  | CSPH*3612AL*+UI | 986TD66120C24*** | 23800 | 19 | 10 | 26600 | 19700 | 74.06% | 2.48 | 0 | 13 |  |  |  |  | R-410A | 1.9833 | Residential & Commercial | USHP | Ducted CEE Tier 1
216487464 | Central HP <5.4 tons | BRYANT HEATING AND COOLING SYSTEMS | HRCU-A-CB (Split System: Heat Pump with Remote Outdoor Unit-Air-Source) | 290VAN048**AA* | ADP |  | CE(P,V)6024G48*+TXV | 88*TB48070C17*** | 44000 | 17 | 9 | 47000 | 34000 | 72.34% | 2.04 | 0 | 9.5 |  |  |  |  | R-454B | 3.6667 | Residential & Commercial | USHP
213367380 | Central HP <5.4 tons | CARRIER | HRCU-A-CB (Split System: Heat Pump with Remote Outdoor Unit-Air-Source) | 38MURAQ24AB3* | ADP |  | H,PG31930 | 59TP6C100V21**20 | 22600 | 17 | 8.5 | 24600 | 23400 | 95.12% | 1.98 | 0 | 9.5 |  |  |  |  | R-410A | 1.8833 | Residential & Commercial | USHP
215588422 | Central HP <5.4 tons | BRYANT HEATING AND COOLING SYSTEMS | HRCU-A-CB (Split System: Heat Pump with Remote Outdoor Unit-Air-Source) | 291VAN054**AA* |  |  | CAA**4821AM*+UI | 987TA42080C17*** | 47000 | 18 | 10.5 | 51500 | 51000 | 99.03% | 2 | 0 | 11 |  |  |  |  | R-454B | 3.9167 | Residential & Commercial | USHP | Ducted CEE Tier 1
215588454 | Central HP <5.4 tons | BRYANT HEATING AND COOLING SYSTEMS | HRCU-A-CB (Split System: Heat Pump with Remote Outdoor Unit-Air-Source) | 291VAN054**AA* |  |  | CSAH*6012AM*+UI | 83*CB60080C21*** | 50000 | 19 | 10 | 52000 | 52500 | 101% | 1.88 | 0 | 11.7 |  |  |  |  | R-454B | 4.1667 | Residential & Commercial | USHP | Ducted CEE Tier 1
215588522 | Central HP <5.4 tons | BRYANT HEATING AND COOLING SYSTEMS | HRCU-A-CB (Split System: Heat Pump with Remote Outdoor Unit-Air-Source) | 291VAN054**AA* |  |  | CVAVA4924XMA*+UI | 987TA66100C21*** | 52000 | 19 | 8.1 | 52500 | 46500 | 88.57% | 1.85 | 0 | 11.5 |  |  |  |  | R-454B | 4.3333 | Residential & Commercial | USHP | Ducted CEE Tier 1
215588558 | Central HP <5.4 tons | BRYANT HEATING AND COOLING SYSTEMS | HRCU-A-CB (Split System: Heat Pump with Remote Outdoor Unit-Air-Source) | 291VAN054**AA* |  |  | CVAVA6124XMA*+UI | 987TA66100C21*** | 53000 | 19.5 | 8.5 | 53500 | 46500 | 86.92% | 1.95 | 0 | 12 |  |  |  |  | R-454B | 4.4167 | Residential & Commercial | USHP | Ducted CEE Tier 1
215290091 | Central HP <5.4 tons | AIRQUEST | HRCU-A-CB (Split System: Heat Pump with Remote Outdoor Unit-Air-Source) | DLCURAH18ABK | ADP |  | H,GG80936 | *96VTN0401410B* | 17200 | 16 | 8.5 | 16600 | 19000 | 114.5% | 2.34 | 0 | 10 |  |  |  |  | R-410A | 1.4333 | Residential & Commercial | USHP | Ducted CEE Tier 1
216776016 | Central HP <5.4 tons | LENNOX | HRCU-A-CB (Split System: Heat Pump with Remote Outdoor Unit-Air-Source) | SL22KLV-024-230A** |  |  | CK40[C,U]T-36B-**+TDR | SL280UH090V36B* | 22600 | 19 | 8.5 | 23400 | 21800 | 93.16% | 2.08 | 0 | 12.8 |  |  |  |  | R-454B | 1.8833 | Residential & Commercial | USHP | Ducted CEE Tier 1
216776030 | Central HP <5.4 tons | LENNOX | HRCU-A-CB (Split System: Heat Pump with Remote Outdoor Unit-Air-Source) | SL22KLV-024-230A** |  |  | CK40[C,U]T-30B-**+TDR | SL297UH060NV36B* | 22200 | 19 | 8.2 | 24000 | 22800 | 95% | 1.78 | 0 | 12.2 |  |  |  |  | R-454B | 1.85 | Residential & Commercial | USHP | Ducted CEE Tier 1
216776041 | Central HP <5.4 tons | LENNOX | HRCU-A-CB (Split System: Heat Pump with Remote Outdoor Unit-Air-Source) | SL22KLV-024-230A** |  |  | CK40HT-42C-**+TDR | SL280UH080NV48B* | 23000 | 20.5 | 9.6 | 21800 | 22200 | 101.8% | 2.08 | 0 | 13 |  |  |  |  | R-454B | 1.9167 | Residential & Commercial | USHP | Ducted CEE Tier 1
216776055 | Central HP <5.4 tons | LENNOX | HRCU-A-CB (Split System: Heat Pump with Remote Outdoor Unit-Air-Source) | SL22KLV-024-230A** |  |  | CK40HT-42C-**+TDR | SL297UH080NV48C* | 22800 | 20 | 9.5 | 22000 | 22400 | 101.8% | 2.06 | 0 | 12.6 |  |  |  |  | R-454B | 1.9 | Residential & Commercial | USHP | Ducted CEE Tier 1
216487357 | Central HP <5.4 tons | BRYANT HEATING AND COOLING SYSTEMS | HRCU-A-CB (Split System: Heat Pump with Remote Outdoor Unit-Air-Source) | 290VAN024**AA* | ADP |  | CE(P,V)3614G34*+TXV | 88*TB66135C24*** | 23400 | 16 | 8.5 | 22400 | 16000 | 71.43% | 1.88 | 0 | 10 |  |  |  |  | R-454B | 1.95 | Residential & Commercial | USHP | Ducted CEE Tier 1
216487366 | Central HP <5.4 tons | BRYANT HEATING AND COOLING SYSTEMS | HRCU-A-CB (Split System: Heat Pump with Remote Outdoor Unit-Air-Source) | 290VAN024**AA* | ADP |  | CE(P,V)3614G34*+TXV | 987MC42060C17*** | 23000 | 17 | 9 | 22600 | 16300 | 72.12% | 1.98 | 0 | 10 |  |  |  |  | R-454B | 1.9167 | Residential & Commercial | USHP | Ducted CEE Tier 1
211243020 | Central HP <5.4 tons | COMFORTMAKER | HRCU-A-CB (Split System: Heat Pump with Remote Outdoor Unit-Air-Source) | DLCURAH24ABK |  |  | EA*4X37L17A* | *80ES(N,L)0451412A* | 25200 | 16 | 8.5 | 26200 | 21000 | 80.15% | 1.76 | 0 | 10 |  |  |  |  | R-410A | 2.1 | Residential & Commercial | USHP | Ducted CEE Tier 1
204298984 | Central HP <5.4 tons | TEMPSTAR | HRCU-A-CB (Split System: Heat Pump with Remote Outdoor Unit-Air-Source) | TVH837GKA** |  |  | EA*4X42L21A*+WALLCON | *97CMN0801714A* | 31600 | 17 | 8.1 | 33400 | 24800 | 74.25% | 1.86 | 11.5 | 11 |  |  |  |  | R-410A | 2.6333 | Residential & Commercial | USHP | Ducted CEE Tier 1
211198238 | Central HP <5.4 tons | CARRIER | HRCU-A-CB (Split System: Heat Pump with Remote Outdoor Unit-Air-Source) | 25VNA436A*031* | ADP |  | H,PG9J936 | 59MN7B060C21**20 | 33200 | 19 | 9 | 33400 | 25400 | 76.05% | 2.02 | 0 | 11.7 |  |  |  |  | R-410A | 2.7667 | Residential & Commercial | USHP | Ducted CEE Tier 1
215290111 | Central HP <5.4 tons | AIRQUEST | HRCU-A-CB (Split System: Heat Pump with Remote Outdoor Unit-Air-Source) | DLCURAH18ABK | ADP |  | HG33936 | *96VTN0401712A* | 17700 | 15.2 | 8.5 | 17100 | 18700 | 109.4% | 2.28 | 0 | 10.5 |  |  |  |  | R-410A | 1.475 | Residential & Commercial | USHP | Ducted CEE Tier 1
215290209 | Central HP <5.4 tons | AIRQUEST | HRCU-A-CB (Split System: Heat Pump with Remote Outdoor Unit-Air-Source) | DLCURAH18ABK | ADP |  | HG7J924 | *96VTN0601412A* | 17800 | 16 | 8.5 | 17200 | 18600 | 108.1% | 2.28 | 0 | 10.5 |  |  |  |  | R-410A | 1.4833 | Residential & Commercial | USHP | Ducted CEE Tier 1
215290211 | Central HP <5.4 tons | AIRQUEST | HRCU-A-CB (Split System: Heat Pump with Remote Outdoor Unit-Air-Source) | DLCURAH18ABK | ADP |  | H,GE7J936 | *96VTN0601412A* | 17800 | 16 | 8.5 | 17200 | 18600 | 108.1% | 2.28 | 0 | 10.5 |  |  |  |  | R-410A | 1.4833 | Residential & Commercial | USHP | Ducted CEE Tier 1
215290225 | Central HP <5.4 tons | AIRQUEST | HRCU-A-CB (Split System: Heat Pump with Remote Outdoor Unit-Air-Source) | DLCURAH18ABK | ADP |  | H,GG31930 | *96VTN0601412B* | 17000 | 16 | 8.5 | 16900 | 19400 | 114.8% | 2.38 | 0 | 10 |  |  |  |  | R-410A | 1.4167 | Residential & Commercial | USHP | Ducted CEE Tier 1
215290234 | Central HP <5.4 tons | AIRQUEST | HRCU-A-CB (Split System: Heat Pump with Remote Outdoor Unit-Air-Source) | DLCURAH18ABK | ADP |  | HG32936 | *96VTN0601412B* | 17200 | 16 | 8.5 | 16900 | 19400 | 114.8% | 2.38 | 0 | 10.5 |  |  |  |  | R-410A | 1.4333 | Residential & Commercial | USHP | Ducted CEE Tier 1
215290243 | Central HP <5.4 tons | AIRQUEST | HRCU-A-CB (Split System: Heat Pump with Remote Outdoor Unit-Air-Source) | DLCURAH18ABK | ADP |  | HG34936 | *96VTN0601412B* | 17500 | 16 | 8.5 | 16900 | 18800 | 111.2% | 2.3 | 0 | 10.5 |  |  |  |  | R-410A | 1.4583 | Residential & Commercial | USHP | Ducted CEE Tier 1
215290245 | Central HP <5.4 tons | AIRQUEST | HRCU-A-CB (Split System: Heat Pump with Remote Outdoor Unit-Air-Source) | DLCURAH18ABK | ADP |  | HE34936 | *96VTN0601412B* | 17500 | 16 | 8.5 | 16900 | 18800 | 111.2% | 2.3 | 0 | 10.5 |  |  |  |  | R-410A | 1.4583 | Residential & Commercial | USHP | Ducted CEE Tier 1
216487501 | Central HP <5.4 tons | BRYANT HEATING AND COOLING SYSTEMS | HRCU-A-CB (Split System: Heat Pump with Remote Outdoor Unit-Air-Source) | 290VAN048**AA* | ADP |  | CE(P,V)4821G1K*+TXV | 88*TB60110C21*** | 44500 | 18 | 9 | 46500 | 33600 | 72.26% | 2.06 | 0 | 9.5 |  |  |  |  | R-454B | 3.7083 | Residential & Commercial | USHP
216487517 | Central HP <5.4 tons | BRYANT HEATING AND COOLING SYSTEMS | HRCU-A-CB (Split System: Heat Pump with Remote Outdoor Unit-Air-Source) | 290VAN048**AA* | ADP |  | CE(P,V)4821G1K*+TXV | 987MC42080C17*** | 44000 | 17 | 9 | 47000 | 34200 | 72.77% | 2.04 | 0 | 9 |  |  |  |  | R-454B | 3.6667 | Residential & Commercial | USHP
216487533 | Central HP <5.4 tons | BRYANT HEATING AND COOLING SYSTEMS | HRCU-A-CB (Split System: Heat Pump with Remote Outdoor Unit-Air-Source) | 290VAN048**AA* | ADP |  | CE(P,V)4821G1K*+TXV | 987MC60080C21*** | 44000 | 17 | 9 | 45500 | 33200 | 72.97% | 2.06 | 0 | 9.5 |  |  |  |  | R-454B | 3.6667 | Residential & Commercial | USHP
212578251 | Central HP <5.4 tons | CARRIER | HRCU-A-CB (Split System: Heat Pump with Remote Outdoor Unit-Air-Source) | 25VNA436A*031* | ADP |  | H,PG53936 | 59MN7B120C24**22 | 34000 | 20 | 9 | 33200 | 25200 | 75.9% | 2.02 | 0 | 12.5 |  |  |  |  | R-410A | 2.8333 | Residential & Commercial | USHP | Ducted CEE Tier 1
212578246 | Central HP <5.4 tons | CARRIER | HRCU-A-CB (Split System: Heat Pump with Remote Outdoor Unit-Air-Source) | 25VNA436A*031* | ADP |  | H,PG53936 | 58TN*A070C17**16 | 33800 | 19 | 9 | 33600 | 25600 | 76.19% | 2.02 | 0 | 12.5 |  |  |  |  | R-410A | 2.8167 | Residential & Commercial | USHP | Ducted CEE Tier 1
212578269 | Central HP <5.4 tons | CARRIER | HRCU-A-CB (Split System: Heat Pump with Remote Outdoor Unit-Air-Source) | 25VNA848A*031* | ADP |  | H,PG3K960 | 58TN*A110C21**20 | 45500 | 17 | 8.1 | 44000 | 31600 | 71.82% | 2.26 | 0 | 9.5 |  |  |  |  | R-410A | 3.7917 | Residential & Commercial | USHP
212578271 | Central HP <5.4 tons | CARRIER | HRCU-A-CB (Split System: Heat Pump with Remote Outdoor Unit-Air-Source) | 25VNA848A*031* | ADP |  | H,PG3K960 | 58TN*A135C24**22 | 45000 | 17 | 8.5 | 45000 | 32400 | 72% | 2.28 | 0 | 10 |  |  |  |  | R-410A | 3.75 | Residential & Commercial | USHP | Ducted CEE Tier 1
214626974 | Central HP <5.4 tons | CARRIER | HRCU-A-CB (Split System: Heat Pump with Remote Outdoor Unit-Air-Source) | 25VNA436A*031* | ADP |  | PL36H175P149 | 58CU*A060C17**16 | 33000 | 19 | 9 | 33800 | 26200 | 77.51% | 1.98 | 0 | 12 |  |  |  |  | R-410A | 2.75 | Residential & Commercial | USHP | Ducted CEE Tier 1
216776034 | Central HP <5.4 tons | LENNOX | HRCU-A-CB (Split System: Heat Pump with Remote Outdoor Unit-Air-Source) | SL22KLV-024-230A** |  |  | CK40HT-42B-**+TDR | SL280UH080NV48B* | 23200 | 19.5 | 9.8 | 23200 | 22400 | 96.55% | 2.26 | 0 | 11.7 |  |  |  |  | R-454B | 1.9333 | Residential & Commercial | USHP | Ducted CEE Tier 1
216776035 | Central HP <5.4 tons | LENNOX | HRCU-A-CB (Split System: Heat Pump with Remote Outdoor Unit-Air-Source) | SL22KLV-024-230A** |  |  | CK40HT-42B-**+TDR | SL280UH090V36B* | 23200 | 20 | 9.8 | 23200 | 22400 | 96.55% | 2.26 | 0 | 11.7 |  |  |  |  | R-454B | 1.9333 | Residential & Commercial | USHP | Ducted CEE Tier 1
216678600 | Central HP <5.4 tons | TEMPSTAR | HRCU-A-CB (Split System: Heat Pump with Remote Outdoor Unit-Air-Source) | D5CURAH24AAK |  |  | FHMA5*30L*B* | 0 | 25000 | 15.2 | 9 | 24000 | 19400 | 80.83% | 2.04 | 0 | 10 |  |  |  |  | R-454B | 2.0833 | Residential & Commercial | USHP | Ducted CEE Tier 1
213296766 | Central HP <5.4 tons | YORK | HRCU-A-CB (Split System: Heat Pump with Remote Outdoor Unit-Air-Source) | HMH72B341 |  |  | XAFC36DBCN1 | Y81E080C16SMPS1 | 34000 | 18 | 8.5 | 33400 | 24200 | 72.46% | 2.14 | 0 | 10 |  |  |  |  | R-410A | 2.8333 | Residential & Commercial | USHP | Ducted CEE Tier 1
213296767 | Central HP <5.4 tons | YORK | HRCU-A-CB (Split System: Heat Pump with Remote Outdoor Unit-Air-Source) | HMH72B341 |  |  | XAFC36DBCN1 | Y81E080C16LMPS1 | 34000 | 18 | 8.5 | 33400 | 24200 | 72.46% | 2.14 | 0 | 10 |  |  |  |  | R-410A | 2.8333 | Residential & Commercial | USHP | Ducted CEE Tier 1
214441921 | Central HP <5.4 tons | BRYANT HEATING AND COOLING SYSTEMS | HRCU-A-CB (Split System: Heat Pump with Remote Outdoor Unit-Air-Source) | 284ANV048*0**B* | ADP |  | V,C48H210P169 | 986TD66100C21*** | 44000 | 21 | 9 | 44500 | 36000 | 80.9% | 2.18 | 0 | 12 |  |  |  |  | R-410A | 3.6667 | Residential & Commercial | USHP | Ducted CEE Tier 1
214441924 | Central HP <5.4 tons | BRYANT HEATING AND COOLING SYSTEMS | HRCU-A-CB (Split System: Heat Pump with Remote Outdoor Unit-Air-Source) | 284ANV048*0**B* | ADP |  | V,C48H210P169 | 987MC66100C21*** | 44000 | 21 | 9 | 44500 | 36000 | 80.9% | 2.18 | 0 | 12 |  |  |  |  | R-410A | 3.6667 | Residential & Commercial | USHP | Ducted CEE Tier 1
211262392 | Central HP <5.4 tons | TEMPSTAR | HRCU-A-CB (Split System: Heat Pump with Remote Outdoor Unit-Air-Source) | DLCURAH18ABK |  |  | EN(A,D)4X18L14** | *96VTN0601412A* | 17600 | 15.5 | 8.5 | 18700 | 19300 | 103.2% | 2.32 | 0 | 10.5 |  |  |  |  | R-410A | 1.4667 | Residential & Commercial | USHP | Ducted CEE Tier 1
211262626 | Central HP <5.4 tons | TEMPSTAR | HRCU-A-CB (Split System: Heat Pump with Remote Outdoor Unit-Air-Source) | DLCURAH18ABK |  |  | EN(A,D)4X24L14** | *95ESN0601412A* | 17800 | 16 | 8.5 | 18700 | 18800 | 100.5% | 2.26 | 0 | 11 |  |  |  |  | R-410A | 1.4833 | Residential & Commercial | USHP | Ducted CEE Tier 1
211262875 | Central HP <5.4 tons | TEMPSTAR | HRCU-A-CB (Split System: Heat Pump with Remote Outdoor Unit-Air-Source) | DLCURAH18ABK |  |  | EN(A,D)4X24L17** | *96VSN0401712A* | 17700 | 15.5 | 8.5 | 18700 | 18800 | 100.5% | 2.26 | 0 | 10.5 |  |  |  |  | R-410A | 1.475 | Residential & Commercial | USHP | Ducted CEE Tier 1
207683184 | Central HP <5.4 tons | LENNOX | HRCU-A-CB (Split System: Heat Pump with Remote Outdoor Unit-Air-Source) | SL25XPV-024-230A** | ADP |  | LP36/37R9 | EL296UH070XV36B* | 22800 | 22 | 10.1 | 19600 | 19600 | 100% | 1.96 | 14 | 14.5 |  |  |  |  | R-410A | 1.9 | Residential & Commercial | USHP | Ducted CEE Tier 1
216487484 | Central HP <5.4 tons | BRYANT HEATING AND COOLING SYSTEMS | HRCU-A-CB (Split System: Heat Pump with Remote Outdoor Unit-Air-Source) | 290VAN048**AA* | ADP |  | CE(P,V)4821G1K*+TXV | 88*TB60070C21*** | 44000 | 17 | 9 | 46500 | 33800 | 72.69% | 2.06 | 0 | 9.5 |  |  |  |  | R-454B | 3.6667 | Residential & Commercial | USHP
216487507 | Central HP <5.4 tons | BRYANT HEATING AND COOLING SYSTEMS | HRCU-A-CB (Split System: Heat Pump with Remote Outdoor Unit-Air-Source) | 290VAN048**AA* | ADP |  | CE(P,V)4817G1K*+TXV | 88*TB66135C24*** | 43500 | 18 | 9 | 45500 | 33200 | 72.97% | 2.08 | 0 | 9.5 |  |  |  |  | R-454B | 3.625 | Residential & Commercial | USHP
216487509 | Central HP <5.4 tons | BRYANT HEATING AND COOLING SYSTEMS | HRCU-A-CB (Split System: Heat Pump with Remote Outdoor Unit-Air-Source) | 290VAN048**AA* | ADP |  | CE(P,V)4821G1K*+TXV | 88*TB66135C24*** | 43500 | 18 | 9 | 45500 | 33200 | 72.97% | 2.08 | 0 | 9.5 |  |  |  |  | R-454B | 3.625 | Residential & Commercial | USHP
215290400 | Central HP <5.4 tons | AIRQUEST | HRCU-A-CB (Split System: Heat Pump with Remote Outdoor Unit-Air-Source) | DLCURAH18ABK | ADP |  | H,GE31930 | *96VTN0801716B* | 17100 | 15.2 | 8.5 | 17100 | 18700 | 109.4% | 2.3 | 0 | 10.5 |  |  |  |  | R-410A | 1.425 | Residential & Commercial | USHP | Ducted CEE Tier 1
216440558 | Central HP <5.4 tons | MIDEA | HRCU-A-CB (Split System: Heat Pump with Remote Outdoor Unit-Air-Source) | MDV-V18WMN10T |  |  | MPCE18A1MN10TA | 0 | 18000 | 16 | 8.7 | 18000 | 14400 | 80% | 1.8 | 0 | 11 |  |  |  |  | R-454B | 1.5 | Residential & Commercial | USHP | Ducted CEE Tier 1
216374505 | Central HP <5.4 tons | YORK | HRCU-A-CB (Split System: Heat Pump with Remote Outdoor Unit-Air-Source) | HH836E2S11 |  |  | CTF36C5CDS1 | Y92E100C20SMPS1 | 33600 | 17 | 8.5 | 31000 | 23600 | 76.13% | 2 | 0 | 11.7 |  |  |  |  | R-454B | 2.8 | Residential & Commercial | USHP | Ducted CEE Tier 1
216776123 | Central HP <5.4 tons | LENNOX | HRCU-A-CB (Split System: Heat Pump with Remote Outdoor Unit-Air-Source) | SL22KLV-060-230A** |  |  | CK40[C,U]T-60C-**+TDR | SL280UH100NV60C* | 56000 | 20.5 | 9.5 | 52000 | 42000 | 80.77% | 1.96 | 0 | 11.7 |  |  |  |  | R-454B | 4.6667 | Residential & Commercial | USHP | Ducted CEE Tier 1
216776125 | Central HP <5.4 tons | LENNOX | HRCU-A-CB (Split System: Heat Pump with Remote Outdoor Unit-Air-Source) | SL22KLV-060-230A** |  |  | CK40[C,U]T-60C-**+TDR | SL280UH110XV60C* | 56000 | 20 | 8.5 | 52000 | 42500 | 81.73% | 1.94 | 0 | 11.5 |  |  |  |  | R-454B | 4.6667 | Residential & Commercial | USHP | Ducted CEE Tier 1
216776139 | Central HP <5.4 tons | LENNOX | HRCU-A-CB (Split System: Heat Pump with Remote Outdoor Unit-Air-Source) | SL22KLV-060-230A** |  |  | CK40[C,U]T-49C-**+TDR | SLP99UH110XV60C* | 55500 | 19.5 | 8.2 | 51500 | 41500 | 80.58% | 1.84 | 0 | 11.5 |  |  |  |  | R-454B | 4.625 | Residential & Commercial | USHP | Ducted CEE Tier 1
210597139 | Central HP <5.4 tons | COMFORTMAKER | HRCU-A-CB (Split System: Heat Pump with Remote Outdoor Unit-Air-Source) | CVH825GKA2* |  |  | END4X42L17**+WALLCON | *80CTL0901716A* | 24000 | 17 | 8.1 | 21400 | 16600 | 77.57% | 2 | 0 | 11.5 |  |  |  |  | R-410A | 2 | Residential & Commercial | USHP | Ducted CEE Tier 1
214010081 | Central HP <5.4 tons | MIDEA | HRCU-A-CB (Split System: Heat Pump with Remote Outdoor Unit-Air-Source) | MOVB-36HDN1-M20G |  |  | MC**3036CNTD | MGH96M080C4A | 33600 | 17.5 | 9 | 34200 | 24000 | 70.18% | 1.88 | 0 | 11 |  |  |  |  | R-410A | 2.8 | Residential & Commercial | USHP | Ducted CEE Tier 1
215935727 | Central HP <5.4 tons | AIRQUEST | HRCU-A-CB (Split System: Heat Pump with Remote Outdoor Unit-Air-Source) | H5H3V36*K*AAA* |  |  | EVD5X36M21A*+WALLCON | *97CMN0801714B* | 34200 | 20.5 | 8.5 | 39000 | 28600 | 73.33% | 2.02 | 0 | 11.5 |  |  |  |  | R-454B | 2.85 | Residential & Commercial | USHP | Ducted CEE Tier 1
211712873 | Central HP <5.4 tons | COMFORTMAKER | HRCU-A-CB (Split System: Heat Pump with Remote Outdoor Unit-Air-Source) | DLCURAH30ABK |  |  | EA*4X42L24A* | *80ES(N,L)1102420A* | 30000 | 15.2 | 8.1 | 33800 | 27200 | 80.47% | 1.8 | 0 | 9 |  |  |  |  | R-410A | 2.5 | Residential & Commercial | USHP
216487532 | Central HP <5.4 tons | BRYANT HEATING AND COOLING SYSTEMS | HRCU-A-CB (Split System: Heat Pump with Remote Outdoor Unit-Air-Source) | 290VAN048**AA* | ADP |  | CE(P,V)4817G1K*+TXV | 987MC60080C21*** | 44000 | 17 | 9 | 45500 | 33200 | 72.97% | 2.06 | 0 | 9.5 |  |  |  |  | R-454B | 3.6667 | Residential & Commercial | USHP
213782016 | Central HP <5.4 tons | BRYANT HEATING AND COOLING SYSTEMS | HRCU-A-CB (Split System: Heat Pump with Remote Outdoor Unit-Air-Source) | 288BNV037*0**B* |  |  | CSPH*4212AL*+UI | 986TD42080C17*** | 32400 | 16 | 8.1 | 33000 | 24800 | 75.15% | 1.92 | 0 | 11 |  |  |  |  | R-410A | 2.7 | Residential & Commercial | USHP | Ducted CEE Tier 1
216487548 | Central HP <5.4 tons | BRYANT HEATING AND COOLING SYSTEMS | HRCU-A-CB (Split System: Heat Pump with Remote Outdoor Unit-Air-Source) | 290VAN048**AA* | ADP |  | CE(P,V)4821G1K*+TXV | 987MC66120C24*** | 44000 | 17 | 9 | 45500 | 33200 | 72.97% | 2.06 | 0 | 9.5 |  |  |  |  | R-454B | 3.6667 | Residential & Commercial | USHP
216487525 | Central HP <5.4 tons | BRYANT HEATING AND COOLING SYSTEMS | HRCU-A-CB (Split System: Heat Pump with Remote Outdoor Unit-Air-Source) | 290VAN048**AA* | ADP |  | CE(P,V)4821G1K*+TXV | 987MC60060C21*** | 44000 | 17 | 9 | 47000 | 34200 | 72.77% | 2.04 | 0 | 9.5 |  |  |  |  | R-454B | 3.6667 | Residential & Commercial | USHP
216487907 | Central HP <5.4 tons | BRYANT HEATING AND COOLING SYSTEMS | HRCU-A-CB (Split System: Heat Pump with Remote Outdoor Unit-Air-Source) | 291VAN054**AA* | ADP |  | CE(P,V)6024G48*+TXV | 986TD60080C21*** | 49000 | 19 | 10.5 | 50500 | 53000 | 105% | 1.94 | 0 | 11 |  |  |  |  | R-454B | 4.0833 | Residential & Commercial | USHP | Ducted CEE Tier 1
214626958 | Central HP <5.4 tons | CARRIER | HRCU-A-CB (Split System: Heat Pump with Remote Outdoor Unit-Air-Source) | 25VNA436A*031* | ADP |  | C36A***L159 | 58CU*A040C17**12 | 33600 | 20 | 9.5 | 33200 | 25400 | 76.51% | 2.04 | 0 | 12 |  |  |  |  | R-410A | 2.8 | Residential & Commercial | USHP | Ducted CEE Tier 1
214626985 | Central HP <5.4 tons | CARRIER | HRCU-A-CB (Split System: Heat Pump with Remote Outdoor Unit-Air-Source) | 25VNA436A*031* | ADP |  | V,C36H175P159 | 58CU*A060C17**16 | 33600 | 19 | 9.5 | 33400 | 25400 | 76.05% | 2.04 | 0 | 12 |  |  |  |  | R-410A | 2.8 | Residential & Commercial | USHP | Ducted CEE Tier 1
214626990 | Central HP <5.4 tons | CARRIER | HRCU-A-CB (Split System: Heat Pump with Remote Outdoor Unit-Air-Source) | 25VNA436A*031* | ADP |  | C36A***L159 | 58CU*A060C17**16 | 33400 | 19 | 9.5 | 33400 | 25400 | 76.05% | 2.04 | 0 | 12 |  |  |  |  | R-410A | 2.7833 | Residential & Commercial | USHP | Ducted CEE Tier 1
216487810 | Central HP <5.4 tons | BRYANT HEATING AND COOLING SYSTEMS | HRCU-A-CB (Split System: Heat Pump with Remote Outdoor Unit-Air-Source) | 290VAN024**AA* | ADP |  | CE(P,V)2417G31*+TXV | 986TD66100C21*** | 21800 | 16 | 8.7 | 22000 | 15900 | 72.27% | 1.96 | 0 | 9.5 |  |  |  |  | R-454B | 1.8167 | Residential & Commercial | USHP
216487323 | Central HP <5.4 tons | BRYANT HEATING AND COOLING SYSTEMS | HRCU-A-CB (Split System: Heat Pump with Remote Outdoor Unit-Air-Source) | 290VAN024**AA* | ADP |  | CE(P,V)3617G34*+TXV | 88*TB48070C17*** | 23200 | 17 | 9 | 22600 | 16200 | 71.68% | 1.98 | 0 | 10 |  |  |  |  | R-454B | 1.9333 | Residential & Commercial | USHP | Ducted CEE Tier 1
216440560 | Central HP <5.4 tons | MIDEA | HRCU-A-CB (Split System: Heat Pump with Remote Outdoor Unit-Air-Source) | MDV-V30WMN10T |  |  | MHVE30B1MN10TB | 0 | 30000 | 16 | 9.4 | 30000 | 24000 | 80% | 1.8 | 0 | 11.7 |  |  |  |  | R-454B | 2.5 | Residential & Commercial | USHP | Ducted CEE Tier 1
211243145 | Central HP <5.4 tons | COMFORTMAKER | HRCU-A-CB (Split System: Heat Pump with Remote Outdoor Unit-Air-Source) | DLCURAH24ABK |  |  | EA*4X37L17A* | *80ES(N,L)0701412A* | 24800 | 17 | 8.5 | 25800 | 21400 | 82.95% | 1.8 | 0 | 10.5 |  |  |  |  | R-410A | 2.0667 | Residential & Commercial | USHP | Ducted CEE Tier 1
211243520 | Central HP <5.4 tons | COMFORTMAKER | HRCU-A-CB (Split System: Heat Pump with Remote Outdoor Unit-Air-Source) | DLCURAH24ABK |  |  | EA*4X37L21A* | *80ES(N,L)0702116A* | 25000 | 17 | 8.5 | 25600 | 20800 | 81.25% | 1.76 | 0 | 10.5 |  |  |  |  | R-410A | 2.0833 | Residential & Commercial | USHP | Ducted CEE Tier 1
211243645 | Central HP <5.4 tons | COMFORTMAKER | HRCU-A-CB (Split System: Heat Pump with Remote Outdoor Unit-Air-Source) | DLCURAH24ABK |  |  | EA*4X37L21A* | *80ESU0802120A | 25000 | 17.5 | 8.5 | 25600 | 20800 | 81.25% | 1.76 | 0 | 10.5 |  |  |  |  | R-410A | 2.0833 | Residential & Commercial | USHP | Ducted CEE Tier 1
211244061 | Central HP <5.4 tons | COMFORTMAKER | HRCU-A-CB (Split System: Heat Pump with Remote Outdoor Unit-Air-Source) | DLCURAH24ABK |  |  | EN(A,D)4X24L17** | *96VTN0401410A* | 23400 | 15.5 | 8.5 | 26600 | 24000 | 90.23% | 1.96 | 0 | 10 |  |  |  |  | R-410A | 1.95 | Residential & Commercial | USHP | Ducted CEE Tier 1
216032525 | Central HP <5.4 tons | MIDEA | HRCU-A-CB (Split System: Heat Pump with Remote Outdoor Unit-Air-Source) | MDV-V24WMN10T |  |  | MCPM3036BN10OH+TXV | MGV96U080B3C | 23000 | 16 | 8.9 | 24000 | 20000 | 83.33% | 1.85 | 0 | 10.1 |  |  |  |  | R-454B | 1.9167 | Residential & Commercial | USHP | Ducted CEE Tier 1
215290431 | Central HP <5.4 tons | AIRQUEST | HRCU-A-CB (Split System: Heat Pump with Remote Outdoor Unit-Air-Source) | DLCURAH18ABK | ADP |  | HE8J936 | *96VTN0801716B* | 17700 | 16 | 8.5 | 17100 | 18700 | 109.4% | 2.3 | 0 | 11 |  |  |  |  | R-410A | 1.475 | Residential & Commercial | USHP | Ducted CEE Tier 1
215290432 | Central HP <5.4 tons | AIRQUEST | HRCU-A-CB (Split System: Heat Pump with Remote Outdoor Unit-Air-Source) | DLCURAH18ABK | ADP |  | H,GG9J936 | *96VTN0801716B* | 17700 | 16 | 8.5 | 17100 | 18700 | 109.4% | 2.3 | 0 | 11 |  |  |  |  | R-410A | 1.475 | Residential & Commercial | USHP | Ducted CEE Tier 1
216051346 | Central HP <5.4 tons | MIDEA | HRCU-A-CB (Split System: Heat Pump with Remote Outdoor Unit-Air-Source) | MDV-V60WMN10T |  |  | MVME60C2MN10TB | 0 | 52000 | 16 | 9.3 | 54000 | 45000 | 83.33% | 1.95 | 0 | 10 |  |  |  |  | R-454B | 4.3333 | Residential & Commercial | USHP | Ducted CEE Tier 1
211241396 | Central HP <5.4 tons | COMFORTMAKER | HRCU-A-CB (Split System: Heat Pump with Remote Outdoor Unit-Air-Source) | DLCURAH24ABK |  |  | EA*4X30L17A* | *96VSN0601714A* | 23400 | 16.5 | 8.5 | 25800 | 24200 | 93.8% | 2.02 | 0 | 10 |  |  |  |  | R-410A | 1.95 | Residential & Commercial | USHP | Ducted CEE Tier 1
211241405 | Central HP <5.4 tons | COMFORTMAKER | HRCU-A-CB (Split System: Heat Pump with Remote Outdoor Unit-Air-Source) | DLCURAH24ABK |  |  | EA*4X30L17A* | *96VSN0401410A* | 23200 | 16 | 8.5 | 25800 | 24200 | 93.8% | 2.02 | 0 | 10 |  |  |  |  | R-410A | 1.9333 | Residential & Commercial | USHP | Ducted CEE Tier 1
211241423 | Central HP <5.4 tons | COMFORTMAKER | HRCU-A-CB (Split System: Heat Pump with Remote Outdoor Unit-Air-Source) | DLCURAH24ABK |  |  | EA*4X30L17A* | *96VSN0601412A* | 23400 | 16.5 | 8.5 | 26000 | 24000 | 92.31% | 1.98 | 0 | 10 |  |  |  |  | R-410A | 1.95 | Residential & Commercial | USHP | Ducted CEE Tier 1
211243720 | Central HP <5.4 tons | COMFORTMAKER | HRCU-A-CB (Split System: Heat Pump with Remote Outdoor Unit-Air-Source) | DLCURAH24ABK |  |  | EN(A,D)4X24L14** | *96VSN0601412A* | 23200 | 16 | 8.5 | 26400 | 24600 | 93.18% | 2.04 | 0 | 10 |  |  |  |  | R-410A | 1.9333 | Residential & Commercial | USHP | Ducted CEE Tier 1
211244138 | Central HP <5.4 tons | COMFORTMAKER | HRCU-A-CB (Split System: Heat Pump with Remote Outdoor Unit-Air-Source) | DLCURAH24ABK |  |  | EN(A,D)4X24L17** | *80ES(N,L)0901714A* | 24000 | 16 | 8.5 | 27000 | 23000 | 85.19% | 1.9 | 0 | 10 |  |  |  |  | R-410A | 2 | Residential & Commercial | USHP | Ducted CEE Tier 1
211244172 | Central HP <5.4 tons | COMFORTMAKER | HRCU-A-CB (Split System: Heat Pump with Remote Outdoor Unit-Air-Source) | DLCURAH24ABK |  |  | EN(A,D)4X24L17** | *92ESN0801716A* | 23800 | 16.5 | 8.5 | 26800 | 23200 | 86.57% | 1.92 | 0 | 10 |  |  |  |  | R-410A | 1.9833 | Residential & Commercial | USHP | Ducted CEE Tier 1
211244338 | Central HP <5.4 tons | COMFORTMAKER | HRCU-A-CB (Split System: Heat Pump with Remote Outdoor Unit-Air-Source) | DLCURAH24ABK |  |  | EN(A,D)4X30L14** | *96VTN0401410A* | 23600 | 15.5 | 8.1 | 26200 | 23600 | 90.08% | 1.92 | 0 | 10 |  |  |  |  | R-410A | 1.9667 | Residential & Commercial | USHP | Ducted CEE Tier 1
207683185 | Central HP <5.4 tons | LENNOX | HRCU-A-CB (Split System: Heat Pump with Remote Outdoor Unit-Air-Source) | SL25XPV-024-230A** | ADP |  | LP36/37R9 | SL280UH060NV36A* | 22400 | 22 | 9.2 | 19800 | 20000 | 101% | 1.84 | 14 | 14.5 |  |  |  |  | R-410A | 1.8667 | Residential & Commercial | USHP | Ducted CEE Tier 1
216487598 | Central HP <5.4 tons | BRYANT HEATING AND COOLING SYSTEMS | HRCU-A-CB (Split System: Heat Pump with Remote Outdoor Unit-Air-Source) | 293VAN036**AA* | ADP |  | CE(P,V)3614G34*+TXV | 88*TB60090C21*** | 32800 | 20 | 9.5 | 33000 | 26000 | 78.79% | 2.04 | 0 | 11.5 |  |  |  |  | R-454B | 2.7333 | Residential & Commercial | USHP | Ducted CEE Tier 1
216487934 | Central HP <5.4 tons | BRYANT HEATING AND COOLING SYSTEMS | HRCU-A-CB (Split System: Heat Pump with Remote Outdoor Unit-Air-Source) | 293VAN036**AA* | ADP |  | CE(P,V)3614G34*+TXV | 986TD60080C21*** | 32800 | 20 | 9.5 | 33000 | 26000 | 78.79% | 2.04 | 0 | 11 |  |  |  |  | R-454B | 2.7333 | Residential & Commercial | USHP | Ducted CEE Tier 1
216487866 | Central HP <5.4 tons | BRYANT HEATING AND COOLING SYSTEMS | HRCU-A-CB (Split System: Heat Pump with Remote Outdoor Unit-Air-Source) | 290VAN048**AA* | ADP |  | CE(P,V)4821G1K*+TXV | 986TD42080C17*** | 44000 | 17 | 9 | 47000 | 33600 | 71.49% | 2.04 | 0 | 9.5 |  |  |  |  | R-454B | 3.6667 | Residential & Commercial | USHP
216487382 | Central HP <5.4 tons | BRYANT HEATING AND COOLING SYSTEMS | HRCU-A-CB (Split System: Heat Pump with Remote Outdoor Unit-Air-Source) | 290VAN024**AA* | ADP |  | CE(P,V)3617G34*+TXV | 987MC60060C21*** | 22600 | 16 | 9 | 22200 | 16000 | 72.07% | 2.02 | 0 | 9.5 |  |  |  |  | R-454B | 1.8833 | Residential & Commercial | USHP
211241222 | Central HP <5.4 tons | COMFORTMAKER | HRCU-A-CB (Split System: Heat Pump with Remote Outdoor Unit-Air-Source) | DLCURAH24ABK |  |  | EA*4X25L17A* | OLV098A12* | 24000 | 16.5 | 8.1 | 25000 | 21800 | 87.2% | 1.82 | 0 | 10 |  |  |  |  | R-410A | 2 | Residential & Commercial | USHP | Ducted CEE Tier 1
211241490 | Central HP <5.4 tons | COMFORTMAKER | HRCU-A-CB (Split System: Heat Pump with Remote Outdoor Unit-Air-Source) | DLCURAH24ABK |  |  | EA*4X30L17A* | *80VSL0701716A* | 23800 | 16.5 | 8.5 | 26200 | 23400 | 89.31% | 1.94 | 0 | 10 |  |  |  |  | R-410A | 1.9833 | Residential & Commercial | USHP | Ducted CEE Tier 1
211241522 | Central HP <5.4 tons | COMFORTMAKER | HRCU-A-CB (Split System: Heat Pump with Remote Outdoor Unit-Air-Source) | DLCURAH24ABK |  |  | EA*4X30L17A* | *80VTL0451412A* | 24200 | 16.5 | 8.5 | 26400 | 23000 | 87.12% | 1.9 | 0 | 10 |  |  |  |  | R-410A | 2.0167 | Residential & Commercial | USHP | Ducted CEE Tier 1
211241599 | Central HP <5.4 tons | COMFORTMAKER | HRCU-A-CB (Split System: Heat Pump with Remote Outdoor Unit-Air-Source) | DLCURAH24ABK |  |  | EA*4X30L17A* | *96VTN0401410A* | 23200 | 16 | 8.5 | 25800 | 24200 | 93.8% | 2.02 | 0 | 10 |  |  |  |  | R-410A | 1.9333 | Residential & Commercial | USHP | Ducted CEE Tier 1
211241640 | Central HP <5.4 tons | COMFORTMAKER | HRCU-A-CB (Split System: Heat Pump with Remote Outdoor Unit-Air-Source) | DLCURAH24ABK |  |  | EA*4X30L17A* | *80ES(N,L)0451412A* | 24600 | 16 | 8.5 | 26600 | 22600 | 84.96% | 1.84 | 0 | 10 |  |  |  |  | R-410A | 2.05 | Residential & Commercial | USHP | Ducted CEE Tier 1
215936857 | Central HP <5.4 tons | AIRQUEST | HRCU-A-CB (Split System: Heat Pump with Remote Outdoor Unit-Air-Source) | H5H3V36*K*AAA* |  |  | EVD5X60M24A*+WALLCON | *96CTN1202422B* | 35600 | 22 | 8.5 | 38000 | 28400 | 74.74% | 2.04 | 0 | 12.5 |  |  |  |  | R-454B | 2.9667 | Residential & Commercial | USHP | Ducted CEE Tier 1
215935587 | Central HP <5.4 tons | AIRQUEST | HRCU-A-CB (Split System: Heat Pump with Remote Outdoor Unit-Air-Source) | H5H3V36*K*AAA* |  |  | EVD5X36M21A*+WALLCON | *80CSU0401712A* | 34400 | 21 | 8.5 | 38500 | 28400 | 73.77% | 2.04 | 0 | 11.7 |  |  |  |  | R-454B | 2.8667 | Residential & Commercial | USHP | Ducted CEE Tier 1
216733339 | Central HP <5.4 tons | AIRQUEST | HRCU-A-CB (Split System: Heat Pump with Remote Outdoor Unit-Air-Source) | D5CUHAH24AAK |  |  | EA*5X25M17A* | *95CSU0601716B* | 23000 | 16.5 | 8.5 | 20600 | 18400 | 89.32% | 1.96 | 0 | 11 |  |  |  |  | R-454B | 1.9167 | Residential & Commercial | USHP | Ducted CEE Tier 1
216732746 | Central HP <5.4 tons | AIRQUEST | HRCU-A-CB (Split System: Heat Pump with Remote Outdoor Unit-Air-Source) | D5CUHAH24AAK |  |  | EA*5X24M17A* | *80VSL0901716B* | 21800 | 16 | 8.5 | 21000 | 19100 | 90.95% | 1.98 | 0 | 10.5 |  |  |  |  | R-454B | 1.8167 | Residential & Commercial | USHP | Ducted CEE Tier 1
216732828 | Central HP <5.4 tons | AIRQUEST | HRCU-A-CB (Split System: Heat Pump with Remote Outdoor Unit-Air-Source) | D5CUHAH24AAK |  |  | EA*5X24M17A* | *80VTL0701716B* | 22000 | 16 | 8.5 | 21000 | 19200 | 91.43% | 1.96 | 0 | 10.5 |  |  |  |  | R-454B | 1.8333 | Residential & Commercial | USHP | Ducted CEE Tier 1
214491792 | Central HP <5.4 tons | AMANA | HRCU-A-CB (Split System: Heat Pump with Remote Outdoor Unit-Air-Source) | ASZS601810A* |  |  | CA*EA2422*4B* | A*VM970603BNB* | 16600 | 17.5 | 8.5 | 17400 | 13000 | 74.71% | 2.1 | 0 | 10.9 |  |  |  |  | R-410A | 1.3833 | Residential & Commercial | USHP | Ducted CEE Tier 1
211713393 | Central HP <5.4 tons | CARRIER | HRCU-A-CB (Split System: Heat Pump with Remote Outdoor Unit-Air-Source) | 38MURAQ30AB3* |  |  | CAP**4321AL* | 58SU*A060E17**16 | 31200 | 15.2 | 8.5 | 33400 | 26000 | 77.84% | 1.86 | 0 | 9 |  |  |  |  | R-410A | 2.6 | Residential & Commercial | USHP
214075420 | Central HP <5.4 tons | SURE | HRCU-A-CB (Split System: Heat Pump with Remote Outdoor Unit-Air-Source) | RD17AZ24AJ3N |  |  | TCFZ2417MTANM | S802V0754A17UHS | 22600 | 18 | 9.5 | 22600 | 16800 | 74.34% | 2.1 | 0 | 11.2 |  |  |  |  | R-410A | 1.8833 | Residential & Commercial | USHP | Ducted CEE Tier 1
214075454 | Central HP <5.4 tons | SURE | HRCU-A-CB (Split System: Heat Pump with Remote Outdoor Unit-Air-Source) | RD17AZ24AJ3N |  |  | TCFZ2417MTANM | S98MV0603A17UPS | 22600 | 18 | 9.5 | 22600 | 16900 | 74.78% | 2 | 0 | 11.2 |  |  |  |  | R-410A | 1.8833 | Residential & Commercial | USHP | Ducted CEE Tier 1
205750710 | Central HP <5.4 tons | TEMPSTAR | HRCU-A-CB (Split System: Heat Pump with Remote Outdoor Unit-Air-Source) | TVH825GKA2* |  |  | EA*4X37L21A*+WALLCON | *97CMN1002122A* | 24400 | 16.5 | 8.5 | 21200 | 16600 | 78.3% | 2.04 | 11 | 11 |  |  |  |  | R-410A | 2.0333 | Residential & Commercial | USHP | Ducted CEE Tier 1
216732928 | Central HP <5.4 tons | AIRQUEST | HRCU-A-CB (Split System: Heat Pump with Remote Outdoor Unit-Air-Source) | D5CUHAH24AAK |  |  | EA*5X24M17A* | *96MSM0601716A* | 22200 | 15.2 | 8.5 | 21200 | 19300 | 91.04% | 1.98 | 0 | 10.5 |  |  |  |  | R-454B | 1.85 | Residential & Commercial | USHP | Ducted CEE Tier 1
216733255 | Central HP <5.4 tons | AIRQUEST | HRCU-A-CB (Split System: Heat Pump with Remote Outdoor Unit-Air-Source) | D5CUHAH24AAK |  |  | EA*5X25M17A* | *80MSU0401712A* | 23000 | 17 | 8.5 | 20600 | 18400 | 89.32% | 1.96 | 0 | 11 |  |  |  |  | R-454B | 1.9167 | Residential & Commercial | USHP | Ducted CEE Tier 1
216733266 | Central HP <5.4 tons | AIRQUEST | HRCU-A-CB (Split System: Heat Pump with Remote Outdoor Unit-Air-Source) | D5CUHAH24AAK |  |  | EA*5X25M17A* | *80MSU0601716A* | 23400 | 17 | 8.5 | 21000 | 18600 | 88.57% | 1.96 | 0 | 11 |  |  |  |  | R-454B | 1.95 | Residential & Commercial | USHP | Ducted CEE Tier 1
213372388 | Central HP <5.4 tons | SURE | HRCU-A-CB (Split System: Heat Pump with Remote Outdoor Unit-Air-Source) | SP18AZ36AJVC |  |  | TCFZ6021SEAAM | S951V0603A17UHU | 34200 | 19 | 8.5 | 34200 | 43500 | 127.2% | 2.2 | 0 | 12.5 |  |  |  |  | R-410A | 2.85 | Residential & Commercial | USHP | Ducted CEE Tier 1
216801768 | Central HP <5.4 tons | YORK | HRCU-A-CB (Split System: Heat Pump with Remote Outdoor Unit-Air-Source) | HH860E2S11 |  |  | CTF60C5CGS1 | Y82E100C16LMPS1 | 45000 | 17 | 9 | 45500 | 32600 | 71.65% | 2 | 0 | 11 |  |  |  |  | R-454B | 3.75 | Residential & Commercial | USHP | Ducted CEE Tier 1
210532990 | Central HP <5.4 tons | CARRIER | HRCU-A-CB (Split System: Heat Pump with Remote Outdoor Unit-Air-Source) | 25VNA424A*031* |  |  | CAP**3721AL*+UI | 59CU5A060C17**16 | 24000 | 20 | 10.5 | 26600 | 19800 | 74.44% | 2.52 | 0 | 13 |  |  |  |  | R-410A | 2 | Residential & Commercial | USHP | Ducted CEE Tier 1
211240281 | Central HP <5.4 tons | COMFORTMAKER | HRCU-A-CB (Split System: Heat Pump with Remote Outdoor Unit-Air-Source) | DLCURAH24ABK |  |  | EA*4X24L14A* | *95ESN0601412A* | 24000 | 15.5 | 8.5 | 27200 | 23600 | 86.76% | 1.92 | 0 | 10 |  |  |  |  | R-410A | 2 | Residential & Commercial | USHP | Ducted CEE Tier 1
211241500 | Central HP <5.4 tons | COMFORTMAKER | HRCU-A-CB (Split System: Heat Pump with Remote Outdoor Unit-Air-Source) | DLCURAH24ABK |  |  | EA*4X30L17A* | *95ESU0601716A* | 24200 | 16.5 | 8.5 | 26400 | 23000 | 87.12% | 1.9 | 0 | 10 |  |  |  |  | R-410A | 2.0167 | Residential & Commercial | USHP | Ducted CEE Tier 1
211242035 | Central HP <5.4 tons | COMFORTMAKER | HRCU-A-CB (Split System: Heat Pump with Remote Outdoor Unit-Air-Source) | DLCURAH24ABK |  |  | EA*4X36L17A* | *96VTN0401410A* | 23400 | 16 | 8.5 | 25600 | 23800 | 92.97% | 1.96 | 0 | 10 |  |  |  |  | R-410A | 1.95 | Residential & Commercial | USHP | Ducted CEE Tier 1
211242437 | Central HP <5.4 tons | COMFORTMAKER | HRCU-A-CB (Split System: Heat Pump with Remote Outdoor Unit-Air-Source) | DLCURAH24ABK |  |  | EA*4X36L21A* | *80ESU0401712A* | 24200 | 17.5 | 8.5 | 26000 | 22800 | 87.69% | 1.9 | 0 | 10 |  |  |  |  | R-410A | 2.0167 | Residential & Commercial | USHP | Ducted CEE Tier 1
205750726 | Central HP <5.4 tons | TEMPSTAR | HRCU-A-CB (Split System: Heat Pump with Remote Outdoor Unit-Air-Source) | TVH825GKA2* |  |  | EA*4X37L21A*+WALLCON | *96CTN1002122A* | 24400 | 16.5 | 8.5 | 21200 | 16600 | 78.3% | 2.04 | 11 | 11 |  |  |  |  | R-410A | 2.0333 | Residential & Commercial | USHP | Ducted CEE Tier 1
203118194 | Central HP <5.4 tons | TRANE | HRCU-A-CB (Split System: Heat Pump with Remote Outdoor Unit-Air-Source) | 4TWA7048A3 |  |  | 4PX*DU60BS3 | S8X2D120M5PTA | 47500 | 16.5 | 8.1 | 48000 | 48000 | 100% | 3.6 | 13 | 12 |  |  |  |  | R-410A | 3.9583 | Residential & Commercial | USHP | Ducted CEE Tier 1
211243010 | Central HP <5.4 tons | COMFORTMAKER | HRCU-A-CB (Split System: Heat Pump with Remote Outdoor Unit-Air-Source) | DLCURAH24ABK |  |  | EA*4X37L17A* | *96VTN0601714A* | 24400 | 16.5 | 8.5 | 25600 | 21600 | 84.38% | 1.8 | 0 | 10 |  |  |  |  | R-410A | 2.0333 | Residential & Commercial | USHP | Ducted CEE Tier 1
211243267 | Central HP <5.4 tons | COMFORTMAKER | HRCU-A-CB (Split System: Heat Pump with Remote Outdoor Unit-Air-Source) | DLCURAH24ABK |  |  | EA*4X37L21A* | *95ESU0401712A* | 24400 | 17 | 8.5 | 25200 | 21200 | 84.13% | 1.78 | 0 | 10 |  |  |  |  | R-410A | 2.0333 | Residential & Commercial | USHP | Ducted CEE Tier 1
211243360 | Central HP <5.4 tons | COMFORTMAKER | HRCU-A-CB (Split System: Heat Pump with Remote Outdoor Unit-Air-Source) | DLCURAH24ABK |  |  | EA*4X37L21A* | *80VSL0902120A* | 24600 | 17 | 8.5 | 25400 | 21200 | 83.46% | 1.78 | 0 | 10.5 |  |  |  |  | R-410A | 2.05 | Residential & Commercial | USHP | Ducted CEE Tier 1
211243394 | Central HP <5.4 tons | COMFORTMAKER | HRCU-A-CB (Split System: Heat Pump with Remote Outdoor Unit-Air-Source) | DLCURAH24ABK |  |  | EA*4X37L21A* | *80VTL0902120A* | 24600 | 17 | 8.5 | 25400 | 21200 | 83.46% | 1.78 | 0 | 10.5 |  |  |  |  | R-410A | 2.05 | Residential & Commercial | USHP | Ducted CEE Tier 1
211243476 | Central HP <5.4 tons | COMFORTMAKER | HRCU-A-CB (Split System: Heat Pump with Remote Outdoor Unit-Air-Source) | DLCURAH24ABK |  |  | EA*4X37L21A* | *96VTN1002120A* | 24400 | 17 | 8.5 | 25200 | 21200 | 84.13% | 1.78 | 0 | 10.5 |  |  |  |  | R-410A | 2.0333 | Residential & Commercial | USHP | Ducted CEE Tier 1
211243496 | Central HP <5.4 tons | COMFORTMAKER | HRCU-A-CB (Split System: Heat Pump with Remote Outdoor Unit-Air-Source) | DLCURAH24ABK |  |  | EA*4X37L21A* | *80ES(N,L)0451712A* | 24800 | 17 | 8.5 | 25400 | 21000 | 82.68% | 1.76 | 0 | 10.5 |  |  |  |  | R-410A | 2.0667 | Residential & Commercial | USHP | Ducted CEE Tier 1
211243730 | Central HP <5.4 tons | COMFORTMAKER | HRCU-A-CB (Split System: Heat Pump with Remote Outdoor Unit-Air-Source) | DLCURAH24ABK |  |  | EN(A,D)4X24L14** | *80VTL0451412A* | 23800 | 16 | 8.5 | 26800 | 23200 | 86.57% | 1.92 | 0 | 10 |  |  |  |  | R-410A | 1.9833 | Residential & Commercial | USHP | Ducted CEE Tier 1
211244489 | Central HP <5.4 tons | COMFORTMAKER | HRCU-A-CB (Split System: Heat Pump with Remote Outdoor Unit-Air-Source) | DLCURAH24ABK |  |  | EN(A,D)4X30L17** | *80ES(N,L)0701716A* | 24800 | 16 | 8.1 | 26800 | 22200 | 82.84% | 1.82 | 0 | 10.5 |  |  |  |  | R-410A | 2.0667 | Residential & Commercial | USHP | Ducted CEE Tier 1
211240357 | Central HP <5.4 tons | COMFORTMAKER | HRCU-A-CB (Split System: Heat Pump with Remote Outdoor Unit-Air-Source) | DLCURAH24ABK |  |  | EA*4X24L14A* | *80ES(N,L)0701412A* | 24000 | 16.5 | 8.5 | 26800 | 24000 | 89.55% | 1.98 | 0 | 10 |  |  |  |  | R-410A | 2 | Residential & Commercial | USHP | Ducted CEE Tier 1
216732573 | Central HP <5.4 tons | AIRQUEST | HRCU-A-CB (Split System: Heat Pump with Remote Outdoor Unit-Air-Source) | D5CUHAH24AAK |  |  | EA*5X24M14A* | *92MSN0601412A* | 22200 | 15.5 | 8.5 | 21200 | 19200 | 90.57% | 1.98 | 0 | 10.5 |  |  |  |  | R-454B | 1.85 | Residential & Commercial | USHP | Ducted CEE Tier 1
216732627 | Central HP <5.4 tons | AIRQUEST | HRCU-A-CB (Split System: Heat Pump with Remote Outdoor Unit-Air-Source) | D5CUHAH24AAK |  |  | EA*5X24M14A* | *96VTN0401410B* | 21800 | 15.2 | 8.1 | 21000 | 19200 | 91.43% | 1.9 | 0 | 10 |  |  |  |  | R-454B | 1.8167 | Residential & Commercial | USHP | Ducted CEE Tier 1
211240689 | Central HP <5.4 tons | COMFORTMAKER | HRCU-A-CB (Split System: Heat Pump with Remote Outdoor Unit-Air-Source) | DLCURAH24ABK |  |  | EA*4X24L17A* | *92ESN0601714A* | 24000 | 16.5 | 8.5 | 26800 | 23800 | 88.81% | 1.96 | 0 | 10 |  |  |  |  | R-410A | 2 | Residential & Commercial | USHP | Ducted CEE Tier 1
215289968 | Central HP <5.4 tons | AIRQUEST | HRCU-A-CB (Split System: Heat Pump with Remote Outdoor Unit-Air-Source) | DLCURAH18ABK | ADP |  | HG31930 | *96MSN0801716A* | 17200 | 16 | 8.5 | 17000 | 19000 | 111.8% | 2.32 | 0 | 10 |  |  |  |  | R-410A | 1.4333 | Residential & Commercial | USHP | Ducted CEE Tier 1
214626891 | Central HP <5.4 tons | CARRIER | HRCU-A-CB (Split System: Heat Pump with Remote Outdoor Unit-Air-Source) | 25VNA424A*031* | ADP |  | C36A***L129 | 59CU5A060C17**16 | 23000 | 20 | 10 | 25000 | 19500 | 78% | 2.4 | 0 | 13 |  |  |  |  | R-410A | 1.9167 | Residential & Commercial | USHP | Ducted CEE Tier 1
214626932 | Central HP <5.4 tons | CARRIER | HRCU-A-CB (Split System: Heat Pump with Remote Outdoor Unit-Air-Source) | 25VNA424A*031* | ADP |  | C36A***L539 | 59CU5A060C17**16 | 24000 | 20 | 10.5 | 24800 | 19400 | 78.23% | 2.52 | 0 | 13 |  |  |  |  | R-410A | 2 | Residential & Commercial | USHP | Ducted CEE Tier 1
216676407 | Central HP <5.4 tons | TEMPSTAR | HRCU-A-CB (Split System: Heat Pump with Remote Outdoor Unit-Air-Source) | D5CURAH24AAK |  |  | EA*5X24M17A* | *80MSU0401712A* | 23400 | 15.2 | 9 | 24600 | 19600 | 79.67% | 2 | 0 | 9.8 |  |  |  |  | R-454B | 1.95 | Residential & Commercial | USHP
214066612 | Central HP <5.4 tons | SURE | HRCU-A-CB (Split System: Heat Pump with Remote Outdoor Unit-Air-Source) | RD17AZ36AJ3N |  |  | TCFZ3621MTANM | S962V0703A17M4S | 34200 | 18 | 8.1 | 34200 | 29600 | 86.55% | 1.9 | 0 | 10 |  |  |  |  | R-410A | 2.85 | Residential & Commercial | USHP | Ducted CEE Tier 1
216677729 | Central HP <5.4 tons | TEMPSTAR | HRCU-A-CB (Split System: Heat Pump with Remote Outdoor Unit-Air-Source) | D5CURAH24AAK |  |  | EA*5X37M21A* | *95MSU0401712A* | 24400 | 15.5 | 8.5 | 23000 | 19100 | 83.04% | 1.96 | 0 | 10 |  |  |  |  | R-454B | 2.0333 | Residential & Commercial | USHP | Ducted CEE Tier 1
215289984 | Central HP <5.4 tons | AIRQUEST | HRCU-A-CB (Split System: Heat Pump with Remote Outdoor Unit-Air-Source) | DLCURAH18ABK | ADP |  | H,GG34936 | *96MSN0801716A* | 17600 | 16 | 8.5 | 17000 | 18700 | 110% | 2.3 | 0 | 11 |  |  |  |  | R-410A | 1.4667 | Residential & Commercial | USHP | Ducted CEE Tier 1
215290016 | Central HP <5.4 tons | AIRQUEST | HRCU-A-CB (Split System: Heat Pump with Remote Outdoor Unit-Air-Source) | DLCURAH18ABK | ADP |  | HE31930 | *96VTN0401410A* | 16800 | 15.2 | 8.5 | 16700 | 18800 | 112.6% | 2.3 | 0 | 10 |  |  |  |  | R-410A | 1.4 | Residential & Commercial | USHP | Ducted CEE Tier 1
211244432 | Central HP <5.4 tons | COMFORTMAKER | HRCU-A-CB (Split System: Heat Pump with Remote Outdoor Unit-Air-Source) | DLCURAH24ABK |  |  | EN(A,D)4X30L17** | *96VSN0601714A* | 23400 | 16.5 | 8.1 | 25800 | 24000 | 93.02% | 2 | 0 | 10 |  |  |  |  | R-410A | 1.95 | Residential & Commercial | USHP | Ducted CEE Tier 1
212980590 | Central HP <5.4 tons | COMFORTMAKER | HRCU-A-CB (Split System: Heat Pump with Remote Outdoor Unit-Air-Source) | DLCURAH24ABK |  |  | EA*4X37L21A* | *80MS(N,L)0902120A* | 24000 | 17.5 | 8.5 | 25200 | 21800 | 86.51% | 1.82 | 0 | 10 |  |  |  |  | R-410A | 2 | Residential & Commercial | USHP | Ducted CEE Tier 1
213613302 | Central HP <5.4 tons | AMANA | HRCU-A-CB (Split System: Heat Pump with Remote Outdoor Unit-Air-Source) | ASZS60361EA* |  |  | AHVE48DP1400B* | 0 | 34200 | 17.5 | 8.6 | 34200 | 30000 | 87.72% | 2 | 0 | 10 |  |  |  |  | R-410A | 2.85 | Residential & Commercial | USHP | Ducted CEE Tier 1
215931835 | Central HP <5.4 tons | BRYANT HEATING AND COOLING SYSTEMS | HRCU-A-CB (Split System: Heat Pump with Remote Outdoor Unit-Air-Source) | 293VAN060**AA* |  |  | CSAH*6012AM*+UI | 88*TB60110C21*** | 56500 | 18 | 8.1 | 61000 | 46000 | 75.41% | 2 | 0 | 11.5 |  |  |  |  | R-454B | 4.7083 | Residential & Commercial | USHP | Ducted CEE Tier 1
215931515 | Central HP <5.4 tons | BRYANT HEATING AND COOLING SYSTEMS | HRCU-A-CB (Split System: Heat Pump with Remote Outdoor Unit-Air-Source) | 293VAN060**AA* |  |  | CAA**6024AM*+UI | 83*CA60080C21*** | 56000 | 19 | 8.5 | 60500 | 45500 | 75.21% | 2.06 | 0 | 11.5 |  |  |  |  | R-454B | 4.6667 | Residential & Commercial | USHP | Ducted CEE Tier 1
216677786 | Central HP <5.4 tons | TEMPSTAR | HRCU-A-CB (Split System: Heat Pump with Remote Outdoor Unit-Air-Source) | D5CURAH24AAK |  |  | EA*5X37M21A* | *95MSU0601716A* | 24400 | 15.5 | 8.5 | 23000 | 19000 | 82.61% | 1.96 | 0 | 10 |  |  |  |  | R-454B | 2.0333 | Residential & Commercial | USHP | Ducted CEE Tier 1
216678113 | Central HP <5.4 tons | TEMPSTAR | HRCU-A-CB (Split System: Heat Pump with Remote Outdoor Unit-Air-Source) | D5CURAH24AAK |  |  | EA*5X36M17A* | *96VTN0801716B* | 23600 | 15.2 | 8.5 | 24000 | 19400 | 80.83% | 1.9 | 0 | 9.8 |  |  |  |  | R-454B | 1.9667 | Residential & Commercial | USHP
214771663 | Central HP <5.4 tons | MIDEA | HRCU-A-CB (Split System: Heat Pump with Remote Outdoor Unit-Air-Source) | MOVB-60HDN10-M20G |  |  | MC**4860CN10TH | MGV96U100C5C | 51500 | 17.5 | 8.5 | 53500 | 37600 | 70.28% | 1.8 | 0 | 11.4 |  |  |  |  | R-454B | 4.2917 | Residential & Commercial | USHP | Ducted CEE Tier 1
213353811 | Central HP <5.4 tons | COMFORTMAKER | HRCU-A-CB (Split System: Heat Pump with Remote Outdoor Unit-Air-Source) | DLCURAH30ABK |  |  | F5MA4*30L*B* | 0 | 30000 | 15.2 | 8.5 | 33600 | 27200 | 80.95% | 1.8 | 0 | 9 |  |  |  |  | R-410A | 2.5 | Residential & Commercial | USHP
211243056 | Central HP <5.4 tons | COMFORTMAKER | HRCU-A-CB (Split System: Heat Pump with Remote Outdoor Unit-Air-Source) | DLCURAH24ABK |  |  | EA*4X37L17A* | *80ES(N,L)0901714A* | 25000 | 16.5 | 8.5 | 25800 | 21200 | 82.17% | 1.78 | 0 | 10.5 |  |  |  |  | R-410A | 2.0833 | Residential & Commercial | USHP | Ducted CEE Tier 1
211243456 | Central HP <5.4 tons | COMFORTMAKER | HRCU-A-CB (Split System: Heat Pump with Remote Outdoor Unit-Air-Source) | DLCURAH24ABK |  |  | EA*4X37L21A* | *96VTN0601714A* | 24600 | 16.5 | 8.5 | 25400 | 21000 | 82.68% | 1.78 | 0 | 10 |  |  |  |  | R-410A | 2.05 | Residential & Commercial | USHP | Ducted CEE Tier 1
212609363 | Central HP <5.4 tons | SURE | HRCU-A-CB (Split System: Heat Pump with Remote Outdoor Unit-Air-Source) | SP18AZ36AJVC |  |  | TCFZ6021SEAAM | S802V0754A17DZ | 34200 | 19 | 8.5 | 34200 | 43500 | 127.2% | 2.2 | 0 | 12.5 |  |  |  |  | R-410A | 2.85 | Residential & Commercial | USHP | Ducted CEE Tier 1
204456435 | Central HP <5.4 tons | TEMPSTAR | HRCU-A-CB (Split System: Heat Pump with Remote Outdoor Unit-Air-Source) | TVH825GKA2* |  |  | EA*4X24L17A*+WALLCON | *80CTL0901716A* | 23400 | 17 | 8.1 | 21800 | 16700 | 76.61% | 1.9 | 11.5 | 11 |  |  |  |  | R-410A | 1.95 | Residential & Commercial | USHP | Ducted CEE Tier 1
211240907 | Central HP <5.4 tons | COMFORTMAKER | HRCU-A-CB (Split System: Heat Pump with Remote Outdoor Unit-Air-Source) | DLCURAH24ABK |  |  | EA*4X25L17A* | *80VSL0451716A* | 24800 | 16.5 | 8.5 | 25600 | 21200 | 82.81% | 1.78 | 0 | 10 |  |  |  |  | R-410A | 2.0667 | Residential & Commercial | USHP | Ducted CEE Tier 1
215936007 | Central HP <5.4 tons | AIRQUEST | HRCU-A-CB (Split System: Heat Pump with Remote Outdoor Unit-Air-Source) | H5H3V36*K*AAA* |  |  | EVD5X42M21A*+WALLCON | *80CTL0901716B* | 34400 | 21 | 8.5 | 38500 | 28200 | 73.25% | 2.04 | 0 | 11.7 |  |  |  |  | R-454B | 2.8667 | Residential & Commercial | USHP | Ducted CEE Tier 1
214229126 | Central HP <5.4 tons | AIRQUEST | HRCU-A-CB (Split System: Heat Pump with Remote Outdoor Unit-Air-Source) | DLCURAH24ABK |  |  | EA*4X24L17A* | *80MSU0601716A* | 23400 | 17 | 9 | 26200 | 26000 | 99.24% | 2.2 | 0 | 10 |  |  |  |  | R-410A | 1.95 | Residential & Commercial | USHP | Ducted CEE Tier 1
213353771 | Central HP <5.4 tons | COMFORTMAKER | HRCU-A-CB (Split System: Heat Pump with Remote Outdoor Unit-Air-Source) | DLCURAH24ABK |  |  | F5MA4*24L*B* | 0 | 24400 | 17 | 9.5 | 26600 | 22800 | 85.71% | 1.9 | 0 | 10 |  |  |  |  | R-410A | 2.0333 | Residential & Commercial | USHP | Ducted CEE Tier 1
216801771 | Central HP <5.4 tons | YORK | HRCU-A-CB (Split System: Heat Pump with Remote Outdoor Unit-Air-Source) | HH860E2S11 |  |  | CTU60C5XGS1+TXV | Y82E100C20LMPS1 | 45500 | 17 | 9 | 46500 | 33400 | 71.83% | 2 | 0 | 11 |  |  |  |  | R-454B | 3.7917 | Residential & Commercial | USHP | Ducted CEE Tier 1
204456489 | Central HP <5.4 tons | TEMPSTAR | HRCU-A-CB (Split System: Heat Pump with Remote Outdoor Unit-Air-Source) | TVH825GKA2* |  |  | EA*4X25L17A*+WALLCON | *97CMN0801714A* | 24200 | 16.5 | 8.1 | 21400 | 16700 | 78.04% | 2 | 11 | 11 |  |  |  |  | R-410A | 2.0167 | Residential & Commercial | USHP | Ducted CEE Tier 1
204456606 | Central HP <5.4 tons | TEMPSTAR | HRCU-A-CB (Split System: Heat Pump with Remote Outdoor Unit-Air-Source) | TVH825GKA2* |  |  | EA*4X36L17A*+WALLCON | *80CTL0701716A* | 23600 | 16.5 | 8.1 | 21400 | 16700 | 78.04% | 1.94 | 11.5 | 11 |  |  |  |  | R-410A | 1.9667 | Residential & Commercial | USHP | Ducted CEE Tier 1
210474399 | Central HP <5.4 tons | COMFORTMAKER | HRCU-A-CB (Split System: Heat Pump with Remote Outdoor Unit-Air-Source) | CVH825GKA3* |  |  | EHD4X42AAL+WALLCON | *96CTN1002122A* | 24200 | 16 | 8.1 | 21400 | 16600 | 77.57% | 2 | 0 | 10.5 |  |  |  |  | R-410A | 2.0167 | Residential & Commercial | USHP | Ducted CEE Tier 1
211712911 | Central HP <5.4 tons | COMFORTMAKER | HRCU-A-CB (Split System: Heat Pump with Remote Outdoor Unit-Air-Source) | DLCURAH30ABK |  |  | EA*4X42L24A* | *92ESN1002120A* | 30600 | 15.2 | 8.1 | 34200 | 27000 | 78.95% | 1.82 | 0 | 9 |  |  |  |  | R-410A | 2.55 | Residential & Commercial | USHP
214075540 | Central HP <5.4 tons | SURE | HRCU-A-CB (Split System: Heat Pump with Remote Outdoor Unit-Air-Source) | RD17AZ24AJ3N |  |  | TCFZ2417MTANM | S801V0504A17UHS | 22600 | 17 | 9.5 | 22600 | 16900 | 74.78% | 2 | 0 | 11.2 |  |  |  |  | R-410A | 1.8833 | Residential & Commercial | USHP | Ducted CEE Tier 1
211222068 | Central HP <5.4 tons | COMFORTMAKER | HRCU-A-CB (Split System: Heat Pump with Remote Outdoor Unit-Air-Source) | DLCURAH30ABK |  |  | EA*4X36L21A* | *80ESU0802120A | 29600 | 15.2 | 8.1 | 33800 | 27600 | 81.66% | 1.76 | 0 | 9 |  |  |  |  | R-410A | 2.4667 | Residential & Commercial | USHP
214814476 | Central HP <5.4 tons | MIDEA | HRCU-A-CB (Split System: Heat Pump with Remote Outdoor Unit-Air-Source) | MOVA-60HDN10-M20G |  |  | MVME48C2MN10TA | 0 | 48500 | 19 | 10 | 48500 | 48500 | 100% | 2.1 | 0 | 12 |  |  |  |  | R-454B | 4.0417 | Residential & Commercial | USHP | Ducted CEE Tier 1
214066545 | Central HP <5.4 tons | SURE | HRCU-A-CB (Split System: Heat Pump with Remote Outdoor Unit-Air-Source) | RD17AZ36AJ3N |  |  | TCFZ3621MTANM | S801V0754A17DZ | 34200 | 18 | 8.1 | 34200 | 29600 | 86.55% | 1.9 | 0 | 10 |  |  |  |  | R-410A | 2.85 | Residential & Commercial | USHP | Ducted CEE Tier 1
212578265 | Central HP <5.4 tons | CARRIER | HRCU-A-CB (Split System: Heat Pump with Remote Outdoor Unit-Air-Source) | 25VNA837A*031* | ADP |  | H,PG53936 | 59MN7B100C21**22 | 32400 | 18 | 8.5 | 30400 | 24400 | 80.26% | 2 | 0 | 11.7 |  |  |  |  | R-410A | 2.7 | Residential & Commercial | USHP | Ducted CEE Tier 1
214628605 | Central HP <5.4 tons | CARRIER | HRCU-A-CB (Split System: Heat Pump with Remote Outdoor Unit-Air-Source) | 38MURAQ30AB3* | ADP |  | C36A***L159 | 58S(B,C)*B070M17**12 | 29800 | 15.2 | 8.1 | 32600 | 27200 | 83.44% | 1.8 | 0 | 9 |  |  |  |  | R-410A | 2.4833 | Residential & Commercial | USHP
214628664 | Central HP <5.4 tons | CARRIER | HRCU-A-CB (Split System: Heat Pump with Remote Outdoor Unit-Air-Source) | 38MURAQ30AB3* | ADP |  | C36A***L159 | 58S(B,C)*B090M17**14 | 30000 | 15.2 | 8.1 | 32600 | 27200 | 83.44% | 1.8 | 0 | 9 |  |  |  |  | R-410A | 2.5 | Residential & Commercial | USHP
204299004 | Central HP <5.4 tons | TEMPSTAR | HRCU-A-CB (Split System: Heat Pump with Remote Outdoor Unit-Air-Source) | TVH837GKA** |  |  | EA*4X42L21A*+WALLCON | *97CMN1002122A* | 31800 | 17 | 8.1 | 33000 | 24400 | 73.94% | 1.9 | 11.5 | 11.5 |  |  |  |  | R-410A | 2.65 | Residential & Commercial | USHP | Ducted CEE Tier 1
214628650 | Central HP <5.4 tons | CARRIER | HRCU-A-CB (Split System: Heat Pump with Remote Outdoor Unit-Air-Source) | 38MURAQ30AB3* | ADP |  | PL36H175P149 | 58S(B,C)*B090M17**14 | 29800 | 15.2 | 8.1 | 32600 | 27200 | 83.44% | 1.8 | 0 | 9 |  |  |  |  | R-410A | 2.4833 | Residential & Commercial | USHP
211222533 | Central HP <5.4 tons | COMFORTMAKER | HRCU-A-CB (Split System: Heat Pump with Remote Outdoor Unit-Air-Source) | DLCURAH30ABK |  |  | EA*4X37L21A* | *80ESU0601716A | 31200 | 15.2 | 8.5 | 33400 | 26000 | 77.84% | 1.86 | 0 | 9 |  |  |  |  | R-410A | 2.6 | Residential & Commercial | USHP
214814477 | Central HP <5.4 tons | MIDEA | HRCU-A-CB (Split System: Heat Pump with Remote Outdoor Unit-Air-Source) | MOVA-60HDN10-M20G |  |  | MVME60C2MN10TA | 0 | 53500 | 19 | 10 | 55000 | 55000 | 100% | 2.1 | 0 | 11.7 |  |  |  |  | R-454B | 4.4583 | Residential & Commercial | USHP | Ducted CEE Tier 1
213785106 | Central HP <5.4 tons | BRYANT HEATING AND COOLING SYSTEMS | HRCU-A-CB (Split System: Heat Pump with Remote Outdoor Unit-Air-Source) | 284ANV024*0**B* |  |  | CAP**3621AL*+UI | 986TD66100C21*** | 23400 | 20 | 10 | 26600 | 19800 | 74.44% | 2.42 | 0 | 13 |  |  |  |  | R-410A | 1.95 | Residential & Commercial | USHP | Ducted CEE Tier 1
213785222 | Central HP <5.4 tons | BRYANT HEATING AND COOLING SYSTEMS | HRCU-A-CB (Split System: Heat Pump with Remote Outdoor Unit-Air-Source) | 284ANV024*0**B* |  |  | CSPH*3612AL*+UI | 88*TB48090C17*** | 23400 | 19 | 9.5 | 26400 | 19800 | 75% | 2.48 | 0 | 12.5 |  |  |  |  | R-410A | 1.95 | Residential & Commercial | USHP | Ducted CEE Tier 1
211902762 | Central HP <5.4 tons | SURE | HRCU-A-CB (Split System: Heat Pump with Remote Outdoor Unit-Air-Source) | SP18AZ60AJVC |  |  | TCFZ6021SEAAM | S802VA100521M | 53000 | 19 | 8.1 | 52500 | 50000 | 95.24% | 1.9 | 0 | 10 |  |  |  |  | R-410A | 4.4167 | Residential & Commercial | USHP | Ducted CEE Tier 1
214010072 | Central HP <5.4 tons | MIDEA | HRCU-A-CB (Split System: Heat Pump with Remote Outdoor Unit-Air-Source) | MOVB-36HDN1-M20G |  |  | MVME36B2MN1TA | 0 | 34200 | 19 | 9.5 | 34200 | 24000 | 70.18% | 1.9 | 0 | 12 |  |  |  |  | R-410A | 2.85 | Residential & Commercial | USHP | Ducted CEE Tier 1
212578213 | Central HP <5.4 tons | CARRIER | HRCU-A-CB (Split System: Heat Pump with Remote Outdoor Unit-Air-Source) | 25VNA424A*031* | ADP |  | H,PG34936 | 58TN*A070C17**16 | 23400 | 20 | 9.5 | 25000 | 19400 | 77.6% | 2.46 | 0 | 13.5 |  |  |  |  | R-410A | 1.95 | Residential & Commercial | USHP | Ducted CEE Tier 1
212578231 | Central HP <5.4 tons | CARRIER | HRCU-A-CB (Split System: Heat Pump with Remote Outdoor Unit-Air-Source) | 25VNA424A*031* | ADP |  | H,PG32936 | 59MN7B080C17**14 | 23200 | 20 | 10 | 25200 | 19600 | 77.78% | 2.36 | 0 | 13 |  |  |  |  | R-410A | 1.9333 | Residential & Commercial | USHP | Ducted CEE Tier 1
212578208 | Central HP <5.4 tons | CARRIER | HRCU-A-CB (Split System: Heat Pump with Remote Outdoor Unit-Air-Source) | 25VNA424A*031* | ADP |  | H,PG32936 | 58TN*A070C14**12 | 23200 | 21 | 9.5 | 25000 | 19400 | 77.6% | 2.42 | 0 | 13.5 |  |  |  |  | R-410A | 1.9333 | Residential & Commercial | USHP | Ducted CEE Tier 1
212578240 | Central HP <5.4 tons | CARRIER | HRCU-A-CB (Split System: Heat Pump with Remote Outdoor Unit-Air-Source) | 25VNA424A*031* | ADP |  | H,PG32936 | 59TN6B080C17**14 | 23200 | 20 | 10 | 25200 | 19600 | 77.78% | 2.36 | 0 | 13 |  |  |  |  | R-410A | 1.9333 | Residential & Commercial | USHP | Ducted CEE Tier 1
216032524 | Central HP <5.4 tons | MIDEA | HRCU-A-CB (Split System: Heat Pump with Remote Outdoor Unit-Air-Source) | MDV-V18WMN10T |  |  | MCPM3036BN10OH+TXV | MGV96U080B3C | 18000 | 15.2 | 9.1 | 18000 | 18000 | 100% | 1.9 | 0 | 10.5 |  |  |  |  | R-454B | 1.5 | Residential & Commercial | USHP | Ducted CEE Tier 1
204299124 | Central HP <5.4 tons | TEMPSTAR | HRCU-A-CB (Split System: Heat Pump with Remote Outdoor Unit-Air-Source) | TVH837GKA** |  |  | EA*4X42L24A*+WALLCON | *97CMN1202422A* | 31800 | 17 | 8.1 | 33200 | 24400 | 73.49% | 1.88 | 11.5 | 11 |  |  |  |  | R-410A | 2.65 | Residential & Commercial | USHP | Ducted CEE Tier 1
216776069 | Central HP <5.4 tons | LENNOX | HRCU-A-CB (Split System: Heat Pump with Remote Outdoor Unit-Air-Source) | SL22KLV-036-230A** |  |  | CK40[C,U]T-49C-**+TDR | SL280UH090V60C* | 35400 | 19 | 9 | 32000 | 31400 | 98.12% | 2.06 | 0 | 13 |  |  |  |  | R-454B | 2.95 | Residential & Commercial | USHP | Ducted CEE Tier 1
215936207 | Central HP <5.4 tons | AIRQUEST | HRCU-A-CB (Split System: Heat Pump with Remote Outdoor Unit-Air-Source) | H5H3V36*K*AAA* |  |  | EVD5X42M24A*+WALLCON | *95CSU1002122B* | 35600 | 22 | 8.5 | 38000 | 28400 | 74.74% | 2.06 | 0 | 12.5 |  |  |  |  | R-454B | 2.9667 | Residential & Commercial | USHP | Ducted CEE Tier 1
215936277 | Central HP <5.4 tons | AIRQUEST | HRCU-A-CB (Split System: Heat Pump with Remote Outdoor Unit-Air-Source) | H5H3V36*K*AAA* |  |  | EVD5X48M21A*+WALLCON | *97CMN0601714B* | 34400 | 20.5 | 8.5 | 38000 | 27600 | 72.63% | 2.08 | 0 | 11 |  |  |  |  | R-454B | 2.8667 | Residential & Commercial | USHP | Ducted CEE Tier 1
215936777 | Central HP <5.4 tons | AIRQUEST | HRCU-A-CB (Split System: Heat Pump with Remote Outdoor Unit-Air-Source) | H5H3V36*K*AAA* |  |  | EVD5X60M24A*+WALLCON | *80CTL1352422B* | 35600 | 22 | 8.5 | 38000 | 28400 | 74.74% | 2.04 | 0 | 12.5 |  |  |  |  | R-454B | 2.9667 | Residential & Commercial | USHP | Ducted CEE Tier 1
215935607 | Central HP <5.4 tons | AIRQUEST | HRCU-A-CB (Split System: Heat Pump with Remote Outdoor Unit-Air-Source) | H5H3V36*K*AAA* |  |  | EVD5X36M21A*+WALLCON | *80CSU1002120A* | 34400 | 20.5 | 8.5 | 38500 | 28200 | 73.25% | 2.04 | 0 | 11.7 |  |  |  |  | R-454B | 2.8667 | Residential & Commercial | USHP | Ducted CEE Tier 1
203120248 | Central HP <5.4 tons | AMERICAN STANDARD | HRCU-A-CB (Split System: Heat Pump with Remote Outdoor Unit-Air-Source) | 4A6C7048A3 |  |  | 4PX*DU60BS3 | S8X1D120M5PTA | 47500 | 16.5 | 8.1 | 48000 | 48000 | 100% | 3.6 | 13 | 12 |  |  |  |  | R-410A | 3.9583 | Residential & Commercial | USHP | Ducted CEE Tier 1
214075412 | Central HP <5.4 tons | SURE | HRCU-A-CB (Split System: Heat Pump with Remote Outdoor Unit-Air-Source) | RD17AZ24AJ3N |  |  | TCFZ2417MTANM | S962V0703A17M4S | 22600 | 17 | 9.5 | 22600 | 16900 | 74.78% | 2 | 0 | 11.2 |  |  |  |  | R-410A | 1.8833 | Residential & Commercial | USHP | Ducted CEE Tier 1
204459240 | Central HP <5.4 tons | TEMPSTAR | HRCU-A-CB (Split System: Heat Pump with Remote Outdoor Unit-Air-Source) | TVH825GKA2* |  |  | EHD4X30AAL+WALLCON | *80CTL0701412A* | 23800 | 16 | 8.1 | 21800 | 16700 | 76.61% | 1.98 | 11 | 10.5 |  |  |  |  | R-410A | 1.9833 | Residential & Commercial | USHP | Ducted CEE Tier 1
211902757 | Central HP <5.4 tons | SURE | HRCU-A-CB (Split System: Heat Pump with Remote Outdoor Unit-Air-Source) | SP18AZ36AJVC |  |  | TCFZ6021SEAAM | S802VA075317M | 34200 | 20 | 8.5 | 34200 | 43000 | 125.7% | 2.2 | 0 | 12.5 |  |  |  |  | R-410A | 2.85 | Residential & Commercial | USHP | Ducted CEE Tier 1
214010082 | Central HP <5.4 tons | MIDEA | HRCU-A-CB (Split System: Heat Pump with Remote Outdoor Unit-Air-Source) | MOVB-36HDN1-M20G |  |  | MC**3036CNTD | MGH96M100C5A | 33200 | 17.5 | 9 | 34200 | 24000 | 70.18% | 1.88 | 0 | 11.2 |  |  |  |  | R-410A | 2.7667 | Residential & Commercial | USHP | Ducted CEE Tier 1
213319265 | Central HP <5.4 tons | LENNOX | HRCU-A-CB (Split System: Heat Pump with Remote Outdoor Unit-Air-Source) | SL25XPV-036-230A** |  |  | CRX35-50/60C-**-*+TDR | EL297DF110XV60C* | 34200 | 21 | 9.3 | 36000 | 29000 | 80.56% | 1.86 | 0 | 13.5 |  |  |  |  | R-410A | 2.85 | Residential & Commercial | USHP | Ducted CEE Tier 1
216776066 | Central HP <5.4 tons | LENNOX | HRCU-A-CB (Split System: Heat Pump with Remote Outdoor Unit-Air-Source) | SL22KLV-036-230A** |  |  | CBK48MVT-048-230-** | 0 | 35200 | 18.5 | 8.2 | 32400 | 30400 | 93.83% | 2.18 | 0 | 12.8 |  |  |  |  | R-454B | 2.9333 | Residential & Commercial | USHP | Ducted CEE Tier 1
216776075 | Central HP <5.4 tons | LENNOX | HRCU-A-CB (Split System: Heat Pump with Remote Outdoor Unit-Air-Source) | SL22KLV-036-230A** |  |  | CK40[C,U]T-49C-**+TDR | SL297UH080NV60C* | 35200 | 18 | 9 | 32200 | 31600 | 98.14% | 2.04 | 0 | 12.6 |  |  |  |  | R-454B | 2.9333 | Residential & Commercial | USHP | Ducted CEE Tier 1
214628190 | Central HP <5.4 tons | CARRIER | HRCU-A-CB (Split System: Heat Pump with Remote Outdoor Unit-Air-Source) | 38MURAQ24AB3* | ADP |  | C36A***L129 | 58S(B,C)*B070M17**12 | 23600 | 17 | 9 | 25400 | 25400 | 100% | 2.16 | 0 | 10 |  |  |  |  | R-410A | 1.9667 | Residential & Commercial | USHP | Ducted CEE Tier 1
214628191 | Central HP <5.4 tons | CARRIER | HRCU-A-CB (Split System: Heat Pump with Remote Outdoor Unit-Air-Source) | 38MURAQ24AB3* | ADP |  | C36A***L139 | 58S(B,C)*B070M17**12 | 23600 | 17 | 9 | 25400 | 25400 | 100% | 2.16 | 0 | 10 |  |  |  |  | R-410A | 1.9667 | Residential & Commercial | USHP | Ducted CEE Tier 1
213785553 | Central HP <5.4 tons | BRYANT HEATING AND COOLING SYSTEMS | HRCU-A-CB (Split System: Heat Pump with Remote Outdoor Unit-Air-Source) | 284ANV036*0**B* |  |  | CAP**6121AL*+UI | 986TD42080C17*** | 34000 | 19.5 | 9 | 36000 | 25200 | 70% | 2 | 0 | 12 |  |  |  |  | R-410A | 2.8333 | Residential & Commercial | USHP | Ducted CEE Tier 1
212380985 | Central HP <5.4 tons | CARRIER | HRCU-A-CB (Split System: Heat Pump with Remote Outdoor Unit-Air-Source) | 25VNA448A*031* | ADP |  | C60A***L199 | 58TN*A090C21**20 | 45000 | 21 | 8.5 | 44000 | 35800 | 81.36% | 2.36 | 0 | 12 |  |  |  |  | R-410A | 3.75 | Residential & Commercial | USHP | Ducted CEE Tier 1
214075450 | Central HP <5.4 tons | SURE | HRCU-A-CB (Split System: Heat Pump with Remote Outdoor Unit-Air-Source) | RD17AZ24AJ3N |  |  | TCFZ2417MTANM | S802V0503A14UHS | 22600 | 17 | 9.5 | 22600 | 16900 | 74.78% | 2 | 0 | 11.2 |  |  |  |  | R-410A | 1.8833 | Residential & Commercial | USHP | Ducted CEE Tier 1
211713398 | Central HP <5.4 tons | COMFORTMAKER | HRCU-A-CB (Split System: Heat Pump with Remote Outdoor Unit-Air-Source) | DLCURAH30ABK |  |  | EA*4X43L21A* | *80ESU0601716A | 31200 | 15.2 | 8.5 | 33400 | 26000 | 77.84% | 1.86 | 0 | 9 |  |  |  |  | R-410A | 2.6 | Residential & Commercial | USHP
214628292 | Central HP <5.4 tons | CARRIER | HRCU-A-CB (Split System: Heat Pump with Remote Outdoor Unit-Air-Source) | 38MURAQ24AB3* | ADP |  | PL36H210P299 | 58TP*B070V17**16 | 23600 | 17 | 8.5 | 24800 | 23800 | 95.97% | 2.02 | 0 | 10.5 |  |  |  |  | R-410A | 1.9667 | Residential & Commercial | USHP | Ducted CEE Tier 1
214080893 | Central HP <5.4 tons | ARMSTRONG AIR | HRCU-A-CB (Split System: Heat Pump with Remote Outdoor Unit-Air-Source) | 4SHP18LX136P | ADP |  | H,A,DP15936 | A97DSMV070B12 | 23600 | 19 | 8.5 | 22400 | 16100 | 71.88% | 2.18 | 0 | 12 |  |  |  |  | R-410A | 1.9667 | Residential & Commercial | USHP | Ducted CEE Tier 1
214081311 | Central HP <5.4 tons | ARMSTRONG AIR | HRCU-A-CB (Split System: Heat Pump with Remote Outdoor Unit-Air-Source) | 4SHP18LX136P | ADP |  | H,A,DP06936 | A97DF2E045B12 | 23400 | 17 | 8.35 | 22400 | 16900 | 75.45% | 2.18 | 0 | 12 |  |  |  |  | R-410A | 1.95 | Residential & Commercial | USHP | Ducted CEE Tier 1
207455340 | Central HP <5.4 tons | LENNOX | HRCU-A-CB (Split System: Heat Pump with Remote Outdoor Unit-Air-Source) | SL25XPV-048-230A** | ADP |  | LH42/62W9 | EL296UH090XV48C* | 45500 | 20 | 9.4 | 42000 | 36000 | 85.71% | 1.88 | 12 | 12 |  |  |  |  | R-410A | 3.7917 | Residential & Commercial | USHP | Ducted CEE Tier 1
207455388 | Central HP <5.4 tons | LENNOX | HRCU-A-CB (Split System: Heat Pump with Remote Outdoor Unit-Air-Source) | SL25XPV-048-230A** | ADP |  | LH42/62W9 | SL280UH090V60C* | 45000 | 21 | 9.2 | 43500 | 36800 | 84.6% | 1.84 | 12.5 | 12.5 |  |  |  |  | R-410A | 3.75 | Residential & Commercial | USHP | Ducted CEE Tier 1
212384305 | Central HP <5.4 tons | COMFORTMAKER | HRCU-A-CB (Split System: Heat Pump with Remote Outdoor Unit-Air-Source) | DLCURAH36ABK |  |  | END4X42L17** | *92ESN0601412A* | 36000 | 15.2 | 8.1 | 39500 | 35000 | 88.61% | 1.96 | 0 | 10 |  |  |  |  | R-410A | 3 | Residential & Commercial | USHP | Ducted CEE Tier 1
213785034 | Central HP <5.4 tons | BRYANT HEATING AND COOLING SYSTEMS | HRCU-A-CB (Split System: Heat Pump with Remote Outdoor Unit-Air-Source) | 284ANV024*0**B* |  |  | CAP**2517AL*+UI | 88*TB48090C17*** | 23800 | 20 | 10.5 | 26400 | 19800 | 75% | 2.52 | 0 | 13 |  |  |  |  | R-410A | 1.9833 | Residential & Commercial | USHP | Ducted CEE Tier 1
211717271 | Central HP <5.4 tons | MIDEA | HRCU-A-CB (Split System: Heat Pump with Remote Outdoor Unit-Air-Source) | MOVA-24HDN1-M16G |  |  | MHVE24A1MN1TA | 0 | 23800 | 15.2 | 9 | 23800 | 16800 | 70.59% | 1.8 | 0 | 10.5 |  |  |  |  | R-410A | 1.9833 | Residential & Commercial | USHP | Ducted CEE Tier 1
215290270 | Central HP <5.4 tons | AIRQUEST | HRCU-A-CB (Split System: Heat Pump with Remote Outdoor Unit-Air-Source) | DLCURAH18ABK | ADP |  | H,GG31930 | *96VTN0601714A* | 17100 | 15.2 | 8.5 | 17000 | 18700 | 110% | 2.3 | 0 | 10 |  |  |  |  | R-410A | 1.425 | Residential & Commercial | USHP | Ducted CEE Tier 1
215290293 | Central HP <5.4 tons | AIRQUEST | HRCU-A-CB (Split System: Heat Pump with Remote Outdoor Unit-Air-Source) | DLCURAH18ABK | ADP |  | H,GE30924 | *96VTN0601714A* | 16800 | 15.2 | 8.5 | 17000 | 18700 | 110% | 2.3 | 0 | 10 |  |  |  |  | R-410A | 1.4 | Residential & Commercial | USHP | Ducted CEE Tier 1
214066664 | Central HP <5.4 tons | SURE | HRCU-A-CB (Split System: Heat Pump with Remote Outdoor Unit-Air-Source) | RD17AZ36AJ3N |  |  | TCFZ3621MTANM | S801V0755A21UHN | 34200 | 18 | 8.1 | 34200 | 29400 | 85.96% | 2 | 0 | 11.7 |  |  |  |  | R-410A | 2.85 | Residential & Commercial | USHP | Ducted CEE Tier 1
215290302 | Central HP <5.4 tons | AIRQUEST | HRCU-A-CB (Split System: Heat Pump with Remote Outdoor Unit-Air-Source) | DLCURAH18ABK | ADP |  | H,GG9J936 | *96VTN0601714A* | 17700 | 16 | 8.5 | 16800 | 18100 | 107.7% | 2.22 | 0 | 10.5 |  |  |  |  | R-410A | 1.475 | Residential & Commercial | USHP | Ducted CEE Tier 1
215290311 | Central HP <5.4 tons | AIRQUEST | HRCU-A-CB (Split System: Heat Pump with Remote Outdoor Unit-Air-Source) | DLCURAH18ABK | ADP |  | H,GG31930 | *96VTN0601716B* | 16800 | 15.2 | 8.5 | 16800 | 19100 | 113.7% | 2.34 | 0 | 10 |  |  |  |  | R-410A | 1.4 | Residential & Commercial | USHP | Ducted CEE Tier 1
211712803 | Central HP <5.4 tons | CARRIER | HRCU-A-CB (Split System: Heat Pump with Remote Outdoor Unit-Air-Source) | 38MURAQ30AB3* |  |  | CAP**4224AL* | 58S(B,C)*A070E21**16 | 29600 | 15.2 | 8.1 | 33800 | 27400 | 81.07% | 1.78 | 0 | 9 |  |  |  |  | R-410A | 2.4667 | Residential & Commercial | USHP
215218935 | Central HP <5.4 tons | MIDEA | HRCU-A-CB (Split System: Heat Pump with Remote Outdoor Unit-Air-Source) | MOVB-24HDN10-M16G |  |  | MVMP24B2MN10TA | 0 | 24000 | 15.2 | 8.5 | 24000 | 17000 | 70.83% | 1.8 | 0 | 10.6 |  |  |  |  | R-454B | 2 | Residential & Commercial | USHP | Ducted CEE Tier 1
212609333 | Central HP <5.4 tons | SURE | HRCU-A-CB (Split System: Heat Pump with Remote Outdoor Unit-Air-Source) | SP18AZ24AJVC |  |  | TCFZ2421HEAAM | S802V0754A17DZ | 22800 | 20 | 8.5 | 22800 | 26000 | 114% | 2.1 | 0 | 12.5 |  |  |  |  | R-410A | 1.9 | Residential & Commercial | USHP | Ducted CEE Tier 1
213311997 | Central HP <5.4 tons | BRYANT HEATING AND COOLING SYSTEMS | HRCU-A-CB (Split System: Heat Pump with Remote Outdoor Unit-Air-Source) | 38MURAQ24AB3* | ADP |  | V36H***P429+CBPE3A* | 0 | 23600 | 18 | 8.7 | 24800 | 22600 | 91.13% | 1.86 | 0 | 10 |  |  |  |  | R-410A | 1.9667 | Residential & Commercial | USHP | Ducted CEE Tier 1
214066507 | Central HP <5.4 tons | SURE | HRCU-A-CB (Split System: Heat Pump with Remote Outdoor Unit-Air-Source) | RD17AZ36AJ3N |  |  | TCFZ3621MTANM | S98MV0603A17UPS | 34200 | 18 | 8.1 | 34200 | 29800 | 87.13% | 1.9 | 0 | 10 |  |  |  |  | R-410A | 2.85 | Residential & Commercial | USHP | Ducted CEE Tier 1
215937327 | Central HP <5.4 tons | AIRQUEST | HRCU-A-CB (Split System: Heat Pump with Remote Outdoor Unit-Air-Source) | H5H3V48*K*AAA* |  |  | EVM5X60M21A*+WALLCON | *80CTL0901716B* | 44500 | 20.5 | 8.1 | 53500 | 37600 | 70.28% | 1.95 | 0 | 11.5 |  |  |  |  | R-454B | 3.7083 | Residential & Commercial | USHP | Ducted CEE Tier 1
215937847 | Central HP <5.4 tons | AIRQUEST | HRCU-A-CB (Split System: Heat Pump with Remote Outdoor Unit-Air-Source) | H5H3V48*K*AAA* |  |  | EVD5X48M21A*+WALLCON | *96CTN0801714B* | 43000 | 19 | 8.1 | 53000 | 37600 | 70.94% | 2 | 0 | 11 |  |  |  |  | R-454B | 3.5833 | Residential & Commercial | USHP | Ducted CEE Tier 1
212614998 | Central HP <5.4 tons | AMANA | HRCU-A-CB (Split System: Heat Pump with Remote Outdoor Unit-Air-Source) | ASZS60361EA* |  |  | CA*EA6030*4A* | A*VC800805D*A* | 34200 | 17.5 | 8.6 | 34200 | 30000 | 87.72% | 2 | 0 | 10 |  |  |  |  | R-410A | 2.85 | Residential & Commercial | USHP | Ducted CEE Tier 1
207683199 | Central HP <5.4 tons | LENNOX | HRCU-A-CB (Split System: Heat Pump with Remote Outdoor Unit-Air-Source) | SL25XPV-048-230A** | ADP |  | LP42/62W9 | SL280UH110V60C* | 46000 | 20 | 9.4 | 42000 | 35800 | 85.24% | 1.9 | 12.5 | 12.5 |  |  |  |  | R-410A | 3.8333 | Residential & Commercial | USHP | Ducted CEE Tier 1
214505308 | Central HP <5.4 tons | AMANA | HRCU-A-CB (Split System: Heat Pump with Remote Outdoor Unit-Air-Source) | ASZS60241EA* |  |  | CA*EA2422*4B* | A*VS960603BUA* | 23000 | 17 | 8.6 | 23000 | 16100 | 70% | 2 | 0 | 10 |  |  |  |  | R-410A | 1.9167 | Residential & Commercial | USHP | Ducted CEE Tier 1
216776054 | Central HP <5.4 tons | LENNOX | HRCU-A-CB (Split System: Heat Pump with Remote Outdoor Unit-Air-Source) | SL22KLV-024-230A** |  |  | CK40HT-42C-**+TDR | SL297UH080NV60C* | 22800 | 18 | 9.4 | 22000 | 22400 | 101.8% | 2.06 | 0 | 12.6 |  |  |  |  | R-454B | 1.9 | Residential & Commercial | USHP | Ducted CEE Tier 1
216968294 | Central HP <5.4 tons | LENNOX | HRCU-A-CB (Split System: Heat Pump with Remote Outdoor Unit-Air-Source) | SL22KLV-024-230A** |  |  | CK40[C,U]T-48C-**+TDR | EL297UH090XV48C* | 22600 | 19.5 | 8.5 | 23600 | 17800 | 75.42% | 1.88 | 0 | 13 |  |  |  |  | R-454B | 1.8833 | Residential & Commercial | USHP | Ducted CEE Tier 1
215290361 | Central HP <5.4 tons | AIRQUEST | HRCU-A-CB (Split System: Heat Pump with Remote Outdoor Unit-Air-Source) | DLCURAH18ABK | ADP |  | H,GG32930 | *96VTN0801716A* | 17100 | 16 | 8.5 | 16700 | 18800 | 112.6% | 2.3 | 0 | 10 |  |  |  |  | R-410A | 1.425 | Residential & Commercial | USHP | Ducted CEE Tier 1
215290384 | Central HP <5.4 tons | AIRQUEST | HRCU-A-CB (Split System: Heat Pump with Remote Outdoor Unit-Air-Source) | DLCURAH18ABK | ADP |  | HE7J936 | *96VTN0801716A* | 17200 | 16 | 8.5 | 16700 | 18800 | 112.6% | 2.3 | 0 | 10 |  |  |  |  | R-410A | 1.4333 | Residential & Commercial | USHP | Ducted CEE Tier 1
214066850 | Central HP <5.4 tons | SURE | HRCU-A-CB (Split System: Heat Pump with Remote Outdoor Unit-Air-Source) | RD17AZ36AJ3N |  |  | TCFZ3621MTANM | S98MV0855A21UPS | 34200 | 18 | 8.1 | 34200 | 29400 | 85.96% | 1.9 | 0 | 10 |  |  |  |  | R-410A | 2.85 | Residential & Commercial | USHP | Ducted CEE Tier 1
214066798 | Central HP <5.4 tons | SURE | HRCU-A-CB (Split System: Heat Pump with Remote Outdoor Unit-Air-Source) | RD17AZ36AJ3N |  |  | TCFZ3621MTANM | S802VA075317M | 34200 | 18 | 8.1 | 34200 | 29400 | 85.96% | 2 | 0 | 10 |  |  |  |  | R-410A | 2.85 | Residential & Commercial | USHP | Ducted CEE Tier 1
215290418 | Central HP <5.4 tons | AIRQUEST | HRCU-A-CB (Split System: Heat Pump with Remote Outdoor Unit-Air-Source) | DLCURAH18ABK | ADP |  | H,GG35936 | *96VTN0801716B* | 17700 | 16 | 8.5 | 17100 | 18700 | 109.4% | 2.3 | 0 | 11 |  |  |  |  | R-410A | 1.475 | Residential & Commercial | USHP | Ducted CEE Tier 1
215290425 | Central HP <5.4 tons | AIRQUEST | HRCU-A-CB (Split System: Heat Pump with Remote Outdoor Unit-Air-Source) | DLCURAH18ABK | ADP |  | HG7J936 | *96VTN0801716B* | 17500 | 16 | 8.5 | 17100 | 18700 | 109.4% | 2.3 | 0 | 10.5 |  |  |  |  | R-410A | 1.4583 | Residential & Commercial | USHP | Ducted CEE Tier 1
216487982 | Central HP <5.4 tons | BRYANT HEATING AND COOLING SYSTEMS | HRCU-A-CB (Split System: Heat Pump with Remote Outdoor Unit-Air-Source) | 293VAN060**AA* | ADP |  | CE(P,V)6024G48*+TXV | 986TD66100C21*** | 55500 | 18 | 8.5 | 58500 | 46000 | 78.63% | 2.02 | 0 | 11 |  |  |  |  | R-454B | 4.625 | Residential & Commercial | USHP | Ducted CEE Tier 1
216487698 | Central HP <5.4 tons | BRYANT HEATING AND COOLING SYSTEMS | HRCU-A-CB (Split System: Heat Pump with Remote Outdoor Unit-Air-Source) | 293VAN048**AA* | ADP |  | CE(P,V)4821G1K*+TXV | 987MC42080C17*** | 42500 | 20 | 9.5 | 47000 | 36200 | 77.02% | 2 | 0 | 10.5 |  |  |  |  | R-454B | 3.5417 | Residential & Commercial | USHP | Ducted CEE Tier 1
216487707 | Central HP <5.4 tons | BRYANT HEATING AND COOLING SYSTEMS | HRCU-A-CB (Split System: Heat Pump with Remote Outdoor Unit-Air-Source) | 293VAN048**AA* | ADP |  | CE(P,V)4821G1K*+TXV | 987MC60060C21*** | 43000 | 20 | 9.5 | 46500 | 36800 | 79.14% | 1.88 | 0 | 10 |  |  |  |  | R-454B | 3.5833 | Residential & Commercial | USHP | Ducted CEE Tier 1
213785120 | Central HP <5.4 tons | BRYANT HEATING AND COOLING SYSTEMS | HRCU-A-CB (Split System: Heat Pump with Remote Outdoor Unit-Air-Source) | 284ANV024*0**B* |  |  | CAP**3721AL*+UI | 987MC42080C17*** | 24000 | 20 | 10.5 | 26400 | 19800 | 75% | 2.52 | 0 | 13 |  |  |  |  | R-410A | 2 | Residential & Commercial | USHP | Ducted CEE Tier 1
213785170 | Central HP <5.4 tons | BRYANT HEATING AND COOLING SYSTEMS | HRCU-A-CB (Split System: Heat Pump with Remote Outdoor Unit-Air-Source) | 284ANV024*0**B* |  |  | CAP**4321AL*+UI | 88*TB60090C21*** | 24200 | 20 | 10.5 | 26400 | 19700 | 74.62% | 2.54 | 0 | 13 |  |  |  |  | R-410A | 2.0167 | Residential & Commercial | USHP | Ducted CEE Tier 1
214066697 | Central HP <5.4 tons | SURE | HRCU-A-CB (Split System: Heat Pump with Remote Outdoor Unit-Air-Source) | RD17AZ36AJ3N |  |  | TCFZ3621MTANM | S802VA075421M | 34200 | 18 | 8.1 | 34200 | 29400 | 85.96% | 2 | 0 | 10 |  |  |  |  | R-410A | 2.85 | Residential & Commercial | USHP | Ducted CEE Tier 1
214066915 | Central HP <5.4 tons | SURE | HRCU-A-CB (Split System: Heat Pump with Remote Outdoor Unit-Air-Source) | RD17AZ36AJ3N |  |  | TCFZ3621MTANM | S801V0755A21DZ | 34200 | 17 | 8.1 | 34200 | 29400 | 85.96% | 2 | 0 | 11.7 |  |  |  |  | R-410A | 2.85 | Residential & Commercial | USHP | Ducted CEE Tier 1
213785036 | Central HP <5.4 tons | BRYANT HEATING AND COOLING SYSTEMS | HRCU-A-CB (Split System: Heat Pump with Remote Outdoor Unit-Air-Source) | 284ANV024*0**B* |  |  | CAP**2517AL*+UI | 987MC42060C17*** | 24000 | 19.5 | 10.5 | 26600 | 19900 | 74.81% | 2.48 | 0 | 12.5 |  |  |  |  | R-410A | 2 | Residential & Commercial | USHP | Ducted CEE Tier 1
214066796 | Central HP <5.4 tons | SURE | HRCU-A-CB (Split System: Heat Pump with Remote Outdoor Unit-Air-Source) | RD17AZ36AJ3N |  |  | TCFZ3621MTANM | S962V0855A21M4S | 34200 | 18 | 8.1 | 34200 | 29600 | 86.55% | 1.9 | 0 | 10 |  |  |  |  | R-410A | 2.85 | Residential & Commercial | USHP | Ducted CEE Tier 1
213785254 | Central HP <5.4 tons | BRYANT HEATING AND COOLING SYSTEMS | HRCU-A-CB (Split System: Heat Pump with Remote Outdoor Unit-Air-Source) | 284ANV024*0**B* |  |  | CSPH*4212AL*+UI | 88*TB60090C21*** | 23800 | 19 | 10 | 26400 | 19700 | 74.62% | 2.52 | 0 | 13 |  |  |  |  | R-410A | 1.9833 | Residential & Commercial | USHP | Ducted CEE Tier 1
213785256 | Central HP <5.4 tons | BRYANT HEATING AND COOLING SYSTEMS | HRCU-A-CB (Split System: Heat Pump with Remote Outdoor Unit-Air-Source) | 284ANV024*0**B* |  |  | CSPH*4212AL*+UI | 88*TB60110C21*** | 23600 | 19 | 10 | 26400 | 19700 | 74.62% | 2.52 | 0 | 13 |  |  |  |  | R-410A | 1.9667 | Residential & Commercial | USHP | Ducted CEE Tier 1
210595935 | Central HP <5.4 tons | CARRIER | HRCU-A-CB (Split System: Heat Pump with Remote Outdoor Unit-Air-Source) | 25VNA825A*031* |  |  | CAP**4221AL*+UI | 58CU*A040C17**12 | 23800 | 17 | 8.1 | 21400 | 16600 | 77.57% | 1.96 | 0 | 11 |  |  |  |  | R-410A | 1.9833 | Residential & Commercial | USHP | Ducted CEE Tier 1
210595946 | Central HP <5.4 tons | CARRIER | HRCU-A-CB (Split System: Heat Pump with Remote Outdoor Unit-Air-Source) | 25VNA825A*031* |  |  | CAP**4221AL*+UI | 59MN7B080C17**14 | 23600 | 16.5 | 8.1 | 21400 | 16700 | 78.04% | 1.96 | 0 | 11 |  |  |  |  | R-410A | 1.9667 | Residential & Commercial | USHP | Ducted CEE Tier 1
210595955 | Central HP <5.4 tons | CARRIER | HRCU-A-CB (Split System: Heat Pump with Remote Outdoor Unit-Air-Source) | 25VNA825A*031* |  |  | CAP**4224AL*+UI | 59MN7B060C21**20 | 23600 | 16.5 | 8.1 | 21400 | 16700 | 78.04% | 1.96 | 0 | 11 |  |  |  |  | R-410A | 1.9667 | Residential & Commercial | USHP | Ducted CEE Tier 1
210595960 | Central HP <5.4 tons | CARRIER | HRCU-A-CB (Split System: Heat Pump with Remote Outdoor Unit-Air-Source) | 25VNA825A*031* |  |  | CAP**4321AL*+UI | 58CU*A040C17**12 | 24400 | 17 | 8.5 | 21200 | 16600 | 78.3% | 2.04 | 0 | 11 |  |  |  |  | R-410A | 2.0333 | Residential & Commercial | USHP | Ducted CEE Tier 1
216776105 | Central HP <5.4 tons | LENNOX | HRCU-A-CB (Split System: Heat Pump with Remote Outdoor Unit-Air-Source) | SL22KLV-048-230A** |  |  | CK40HT-42B-**+TDR | EL297UH110XV60C* | 45500 | 20 | 10 | 44500 | 45000 | 101.1% | 2.08 | 0 | 12.2 |  |  |  |  | R-454B | 3.7917 | Residential & Commercial | USHP | Ducted CEE Tier 1
210596046 | Central HP <5.4 tons | CARRIER | HRCU-A-CB (Split System: Heat Pump with Remote Outdoor Unit-Air-Source) | 25VNA825A*031* |  |  | CNPV*4824AL*+UI | 59CU5A080C21**20 | 24200 | 17 | 8.1 | 21200 | 16600 | 78.3% | 2.02 | 0 | 11.5 |  |  |  |  | R-410A | 2.0167 | Residential & Commercial | USHP | Ducted CEE Tier 1
210596053 | Central HP <5.4 tons | CARRIER | HRCU-A-CB (Split System: Heat Pump with Remote Outdoor Unit-Air-Source) | 25VNA825A*031* |  |  | CSPH*4212AL*+UI | 58CU*A040C17**12 | 24200 | 16.5 | 8.1 | 21400 | 16600 | 77.57% | 2 | 0 | 11 |  |  |  |  | R-410A | 2.0167 | Residential & Commercial | USHP | Ducted CEE Tier 1
216487438 | Central HP <5.4 tons | BRYANT HEATING AND COOLING SYSTEMS | HRCU-A-CB (Split System: Heat Pump with Remote Outdoor Unit-Air-Source) | 290VAN036**AA* | ADP |  | CE(P,V)3614G34*+TXV | 987MC66100C21*** | 33200 | 18 | 9 | 33400 | 24600 | 73.65% | 1.9 | 0 | 9.5 |  |  |  |  | R-454B | 2.7667 | Residential & Commercial | USHP
214814489 | Central HP <5.4 tons | MIDEA | HRCU-A-CB (Split System: Heat Pump with Remote Outdoor Unit-Air-Source) | MOVA-60HDN10-M20G |  |  | MC**4860DN10TH | MGV96U120D5C | 52500 | 18 | 9.5 | 55000 | 48000 | 87.27% | 1.94 | 0 | 11.7 |  |  |  |  | R-454B | 4.375 | Residential & Commercial | USHP | Ducted CEE Tier 1
214814480 | Central HP <5.4 tons | MIDEA | HRCU-A-C (Split System: Heat Pump with Remote Outdoor Unit with No Indoor Fan --Air Source) | MOVA-60HDN10-M20G |  |  | MC**4248DN10TH | 0 | 43500 | 15.2 | 8.5 | 46000 | 40500 | 88.04% | 1.8 | 0 | 11.7 |  |  |  |  | R-454B | 3.625 | Residential & Commercial | USHP | Ducted CEE Tier 1
214814482 | Central HP <5.4 tons | MIDEA | HRCU-A-C (Split System: Heat Pump with Remote Outdoor Unit with No Indoor Fan --Air Source) | MOVA-60HDN10-M20G |  |  | MC**4860DN10TH | 0 | 52000 | 15.2 | 8.5 | 55000 | 47000 | 85.45% | 1.8 | 0 | 11.2 |  |  |  |  | R-454B | 4.3333 | Residential & Commercial | USHP | Ducted CEE Tier 1
216487405 | Central HP <5.4 tons | BRYANT HEATING AND COOLING SYSTEMS | HRCU-A-CB (Split System: Heat Pump with Remote Outdoor Unit-Air-Source) | 290VAN036**AA* | ADP |  | CE(P,V)3617G34*+TXV | 88*TB48090C17*** | 33200 | 18 | 9 | 34200 | 25200 | 73.68% | 1.86 | 0 | 10 |  |  |  |  | R-454B | 2.7667 | Residential & Commercial | USHP | Ducted CEE Tier 1
216487432 | Central HP <5.4 tons | BRYANT HEATING AND COOLING SYSTEMS | HRCU-A-CB (Split System: Heat Pump with Remote Outdoor Unit-Air-Source) | 290VAN036**AA* | ADP |  | CE(P,V)3617G34*+TXV | 987MC60060C21*** | 32400 | 17 | 9 | 32800 | 24600 | 75% | 1.9 | 0 | 9.5 |  |  |  |  | R-454B | 2.7 | Residential & Commercial | USHP
216487748 | Central HP <5.4 tons | BRYANT HEATING AND COOLING SYSTEMS | HRCU-A-CB (Split System: Heat Pump with Remote Outdoor Unit-Air-Source) | 293VAN060**AA* | ADP |  | CE(P,V)6021G48*+TXV | 987MC60060C21*** | 54500 | 18 | 8.5 | 59000 | 47000 | 79.66% | 2 | 0 | 10 |  |  |  |  | R-454B | 4.5417 | Residential & Commercial | USHP | Ducted CEE Tier 1
216487759 | Central HP <5.4 tons | BRYANT HEATING AND COOLING SYSTEMS | HRCU-A-CB (Split System: Heat Pump with Remote Outdoor Unit-Air-Source) | 293VAN060**AA* | ADP |  | CE(P,V)6021G48*+TXV | 987MC66120C24*** | 55500 | 18 | 8.5 | 58500 | 45500 | 77.78% | 2.06 | 0 | 11 |  |  |  |  | R-454B | 4.625 | Residential & Commercial | USHP | Ducted CEE Tier 1
214240066 | Central HP <5.4 tons | AIRQUEST | HRCU-A-CB (Split System: Heat Pump with Remote Outdoor Unit-Air-Source) | HVH837GKA** |  |  | EN(A,D,W)4X60L24**+WALLCON | *97CMN1002122B* | 32800 | 17.5 | 8.1 | 32200 | 24600 | 76.4% | 1.96 | 0 | 12 |  |  |  |  | R-410A | 2.7333 | Residential & Commercial | USHP | Ducted CEE Tier 1
210596062 | Central HP <5.4 tons | CARRIER | HRCU-A-CB (Split System: Heat Pump with Remote Outdoor Unit-Air-Source) | 25VNA825A*031* |  |  | CSPH*4212AL*+UI | 59CU5A080C21**20 | 24200 | 16 | 8.1 | 21400 | 16600 | 77.57% | 2 | 0 | 11 |  |  |  |  | R-410A | 2.0167 | Residential & Commercial | USHP | Ducted CEE Tier 1
210596087 | Central HP <5.4 tons | CARRIER | HRCU-A-CB (Split System: Heat Pump with Remote Outdoor Unit-Air-Source) | 25VNA825A*031* |  |  | CSPH*4812AL*+UI | 59MN7B100C21**22 | 24200 | 16 | 8.1 | 21200 | 16700 | 78.77% | 2.04 | 0 | 11 |  |  |  |  | R-410A | 2.0167 | Residential & Commercial | USHP | Ducted CEE Tier 1
210596180 | Central HP <5.4 tons | CARRIER | HRCU-A-CB (Split System: Heat Pump with Remote Outdoor Unit-Air-Source) | 25VNA837A*030* |  |  | CAP**6024AL*+UI | 59TN6B120C24**22 | 32800 | 18 | 8.5 | 31800 | 24800 | 77.99% | 2 | 0 | 11.7 |  |  |  |  | R-410A | 2.7333 | Residential & Commercial | USHP | Ducted CEE Tier 1
210596189 | Central HP <5.4 tons | CARRIER | HRCU-A-CB (Split System: Heat Pump with Remote Outdoor Unit-Air-Source) | 25VNA837A*030* |  |  | CAP**6121AL*+UI | 59CU5A100C21**22 | 33200 | 18 | 8.5 | 32000 | 24800 | 77.5% | 2 | 0 | 11.5 |  |  |  |  | R-410A | 2.7667 | Residential & Commercial | USHP | Ducted CEE Tier 1
210596219 | Central HP <5.4 tons | CARRIER | HRCU-A-CB (Split System: Heat Pump with Remote Outdoor Unit-Air-Source) | 25VNA837A*030* |  |  | CNPV*4824AL*+UI | 58CU*A100C21**20 | 32400 | 17 | 8.1 | 33000 | 24800 | 75.15% | 1.94 | 0 | 11.5 |  |  |  |  | R-410A | 2.7 | Residential & Commercial | USHP | Ducted CEE Tier 1
214066670 | Central HP <5.4 tons | SURE | HRCU-A-CB (Split System: Heat Pump with Remote Outdoor Unit-Air-Source) | RD17AZ36AJ3N |  |  | TCFZ3621MTANM | S951V0403A17M4S | 34200 | 18 | 8.1 | 34200 | 29600 | 86.55% | 1.9 | 0 | 10 |  |  |  |  | R-410A | 2.85 | Residential & Commercial | USHP | Ducted CEE Tier 1
212609322 | Central HP <5.4 tons | SURE | HRCU-A-CB (Split System: Heat Pump with Remote Outdoor Unit-Air-Source) | SP18AZ24AJVC |  |  | TCFZ2421HEAAM | S802V1004A17UHN | 22800 | 20 | 8.5 | 22800 | 26000 | 114% | 2.1 | 0 | 12.5 |  |  |  |  | R-410A | 1.9 | Residential & Commercial | USHP | Ducted CEE Tier 1
215937877 | Central HP <5.4 tons | AIRQUEST | HRCU-A-CB (Split System: Heat Pump with Remote Outdoor Unit-Air-Source) | H5H3V48*K*AAA* |  |  | EVD5X48M24A*+WALLCON | *80CTL0702120B* | 44500 | 20 | 8.1 | 52500 | 38500 | 73.33% | 1.9 | 0 | 11 |  |  |  |  | R-454B | 3.7083 | Residential & Commercial | USHP | Ducted CEE Tier 1
215218939 | Central HP <5.4 tons | MIDEA | HRCU-A-CB (Split System: Heat Pump with Remote Outdoor Unit-Air-Source) | MOVB-24HDN10-M16G |  |  | MC**2430BN10TH | MGV96U080B3C | 23600 | 16 | 8.5 | 24000 | 16800 | 70% | 1.8 | 0 | 10.6 |  |  |  |  | R-454B | 1.9667 | Residential & Commercial | USHP | Ducted CEE Tier 1
214628189 | Central HP <5.4 tons | CARRIER | HRCU-A-CB (Split System: Heat Pump with Remote Outdoor Unit-Air-Source) | 38MURAQ24AB3* | ADP |  | A36VCA+TXV | 58S(B,C)*B070M17**12 | 23200 | 17 | 8.5 | 24600 | 24200 | 98.37% | 2.06 | 0 | 10.5 |  |  |  |  | R-410A | 1.9333 | Residential & Commercial | USHP | Ducted CEE Tier 1
212380517 | Central HP <5.4 tons | CARRIER | HRCU-A-CB (Split System: Heat Pump with Remote Outdoor Unit-Air-Source) | 25VNA424A*031* | ADP |  | PL36H175P159 | 58TN*A045C17**12 | 23400 | 20 | 8.1 | 25000 | 19600 | 78.4% | 2.42 | 0 | 13 |  |  |  |  | R-410A | 1.95 | Residential & Commercial | USHP | Ducted CEE Tier 1
212380535 | Central HP <5.4 tons | CARRIER | HRCU-A-CB (Split System: Heat Pump with Remote Outdoor Unit-Air-Source) | 25VNA424A*031* | ADP |  | C36A***L139 | 58TN*A070C17**16 | 23200 | 20 | 8.5 | 25000 | 19400 | 77.6% | 2.46 | 0 | 13.5 |  |  |  |  | R-410A | 1.9333 | Residential & Commercial | USHP | Ducted CEE Tier 1
212380544 | Central HP <5.4 tons | CARRIER | HRCU-A-CB (Split System: Heat Pump with Remote Outdoor Unit-Air-Source) | 25VNA424A*031* | ADP |  | V,C36H175P459 | 58TN*A070C17**16 | 24000 | 20 | 8.5 | 24800 | 19400 | 78.23% | 2.52 | 0 | 13.5 |  |  |  |  | R-410A | 2 | Residential & Commercial | USHP | Ducted CEE Tier 1
212380553 | Central HP <5.4 tons | CARRIER | HRCU-A-CB (Split System: Heat Pump with Remote Outdoor Unit-Air-Source) | 25VNA424A*031* | ADP |  | C36A***L159 | 58TN*A090C17**16 | 23600 | 21 | 8.5 | 24800 | 19300 | 77.82% | 2.48 | 0 | 13.5 |  |  |  |  | R-410A | 1.9667 | Residential & Commercial | USHP | Ducted CEE Tier 1
212380560 | Central HP <5.4 tons | CARRIER | HRCU-A-CB (Split System: Heat Pump with Remote Outdoor Unit-Air-Source) | 25VNA424A*031* | ADP |  | PL36H175P149 | 59MN7B060C17**14 | 23200 | 19 | 8.1 | 25200 | 19600 | 77.78% | 2.42 | 0 | 12.5 |  |  |  |  | R-410A | 1.9333 | Residential & Commercial | USHP | Ducted CEE Tier 1
212380562 | Central HP <5.4 tons | CARRIER | HRCU-A-CB (Split System: Heat Pump with Remote Outdoor Unit-Air-Source) | 25VNA424A*031* | ADP |  | PL36H175P159 | 59MN7B060C17**14 | 23200 | 19 | 8.1 | 25200 | 19600 | 77.78% | 2.42 | 0 | 12.5 |  |  |  |  | R-410A | 1.9333 | Residential & Commercial | USHP | Ducted CEE Tier 1
214627555 | Central HP <5.4 tons | CARRIER | HRCU-A-CB (Split System: Heat Pump with Remote Outdoor Unit-Air-Source) | 38MURAQ18AB3* | ADP |  | PL36H175P149 | 58S(B,C)*B070M17**12 | 17400 | 16 | 8.5 | 16800 | 18800 | 111.9% | 2.32 | 0 | 11 |  |  |  |  | R-410A | 1.45 | Residential & Commercial | USHP | Ducted CEE Tier 1
214627572 | Central HP <5.4 tons | CARRIER | HRCU-A-CB (Split System: Heat Pump with Remote Outdoor Unit-Air-Source) | 38MURAQ18AB3* | ADP |  | V,C36H***P039 | 58TP*B070V14**12 | 16900 | 16 | 8.5 | 16900 | 18700 | 110.7% | 2.3 | 0 | 10.5 |  |  |  |  | R-410A | 1.4083 | Residential & Commercial | USHP | Ducted CEE Tier 1
214627639 | Central HP <5.4 tons | CARRIER | HRCU-A-CB (Split System: Heat Pump with Remote Outdoor Unit-Air-Source) | 38MURAQ18AB3* | ADP |  | C36A***L139 | 59SC6A026M14**10 | 17100 | 20 | 8.1 | 16700 | 18800 | 112.6% | 2.3 | 0 | 10 |  |  |  |  | R-410A | 1.425 | Residential & Commercial | USHP | Ducted CEE Tier 1
216487304 | Central HP <5.4 tons | BRYANT HEATING AND COOLING SYSTEMS | HRCU-A-CB (Split System: Heat Pump with Remote Outdoor Unit-Air-Source) | 290VAN024**AA* | ADP |  | CE(P,V)3614G34*+TXV | 88*TB36045C17*** | 23000 | 16 | 9 | 22600 | 16300 | 72.12% | 1.98 | 0 | 10 |  |  |  |  | R-454B | 1.9167 | Residential & Commercial | USHP | Ducted CEE Tier 1
216487319 | Central HP <5.4 tons | BRYANT HEATING AND COOLING SYSTEMS | HRCU-A-CB (Split System: Heat Pump with Remote Outdoor Unit-Air-Source) | 290VAN024**AA* | ADP |  | CE(P,V)2417G31*+TXV | 88*TB48070C17*** | 22800 | 17 | 9 | 22600 | 16200 | 71.68% | 1.98 | 0 | 9.5 |  |  |  |  | R-454B | 1.9 | Residential & Commercial | USHP
216487336 | Central HP <5.4 tons | BRYANT HEATING AND COOLING SYSTEMS | HRCU-A-CB (Split System: Heat Pump with Remote Outdoor Unit-Air-Source) | 290VAN024**AA* | ADP |  | CE(P,V)3617G34*+TXV | 88*TB60070C21*** | 22600 | 17 | 9 | 22000 | 15900 | 72.27% | 2.02 | 0 | 9.5 |  |  |  |  | R-454B | 1.8833 | Residential & Commercial | USHP
216487368 | Central HP <5.4 tons | BRYANT HEATING AND COOLING SYSTEMS | HRCU-A-CB (Split System: Heat Pump with Remote Outdoor Unit-Air-Source) | 290VAN024**AA* | ADP |  | CE(P,V)3617G34*+TXV | 987MC42060C17*** | 23000 | 17 | 9 | 22600 | 16300 | 72.12% | 1.98 | 0 | 10 |  |  |  |  | R-454B | 1.9167 | Residential & Commercial | USHP | Ducted CEE Tier 1
216487789 | Central HP <5.4 tons | BRYANT HEATING AND COOLING SYSTEMS | HRCU-A-CB (Split System: Heat Pump with Remote Outdoor Unit-Air-Source) | 290VAN024**AA* | ADP |  | CE(P,V)3617G34*+TXV | 986TD30040C14*** | 22600 | 16 | 8.5 | 23000 | 16600 | 72.17% | 1.84 | 0 | 9.5 |  |  |  |  | R-454B | 1.8833 | Residential & Commercial | USHP
212380594 | Central HP <5.4 tons | CARRIER | HRCU-A-CB (Split System: Heat Pump with Remote Outdoor Unit-Air-Source) | 25VNA424A*031* | ADP |  | C36A***L539 | 59TN6B060C17**14 | 24000 | 20 | 8.5 | 25000 | 19500 | 78% | 2.52 | 0 | 13 |  |  |  |  | R-410A | 2 | Residential & Commercial | USHP | Ducted CEE Tier 1
212380603 | Central HP <5.4 tons | CARRIER | HRCU-A-CB (Split System: Heat Pump with Remote Outdoor Unit-Air-Source) | 25VNA424A*031* | ADP |  | PL36H210P749 | 59TN6B080C17**14 | 23400 | 20 | 8.5 | 25000 | 19500 | 78% | 2.44 | 0 | 13 |  |  |  |  | R-410A | 1.95 | Residential & Commercial | USHP | Ducted CEE Tier 1
213356090 | Central HP <5.4 tons | CARRIER | HRCU-A-CB (Split System: Heat Pump with Remote Outdoor Unit-Air-Source) | 38MURAQ24AB3* | ADP |  | A24VBA+TXV+CBPE4B* | 0 | 23800 | 18 | 8.7 | 24800 | 22600 | 91.13% | 1.86 | 0 | 10 |  |  |  |  | R-410A | 1.9833 | Residential & Commercial | USHP | Ducted CEE Tier 1
212578273 | Central HP <5.4 tons | CARRIER | HRCU-A-CB (Split System: Heat Pump with Remote Outdoor Unit-Air-Source) | 25VNA848A*031* | ADP |  | H,PG1K948 | 59TN6B120C24**22 | 45000 | 17 | 8.5 | 45000 | 32600 | 72.44% | 2.28 | 0 | 10 |  |  |  |  | R-410A | 3.75 | Residential & Commercial | USHP | Ducted CEE Tier 1
214627073 | Central HP <5.4 tons | CARRIER | HRCU-A-CB (Split System: Heat Pump with Remote Outdoor Unit-Air-Source) | 25VNA436A*031* | ADP |  | C36A***L539 | 59CU5A080C21**20 | 34000 | 20 | 9 | 33200 | 25000 | 75.3% | 2.02 | 0 | 12.5 |  |  |  |  | R-410A | 2.8333 | Residential & Commercial | USHP | Ducted CEE Tier 1
216676455 | Central HP <5.4 tons | TEMPSTAR | HRCU-A-CB (Split System: Heat Pump with Remote Outdoor Unit-Air-Source) | D5CURAH24AAK |  |  | EA*5X25M17A* | *80MSU0601716A* | 25000 | 16 | 9 | 23400 | 19200 | 82.05% | 2.06 | 0 | 10 |  |  |  |  | R-454B | 2.0833 | Residential & Commercial | USHP | Ducted CEE Tier 1
212384292 | Central HP <5.4 tons | COMFORTMAKER | HRCU-A-CB (Split System: Heat Pump with Remote Outdoor Unit-Air-Source) | DLCURAH36ABK |  |  | END4X42L17** | *80ES(N,L)0901714A* | 36200 | 15.5 | 8.1 | 39500 | 35000 | 88.61% | 1.98 | 0 | 10 |  |  |  |  | R-410A | 3.0167 | Residential & Commercial | USHP | Ducted CEE Tier 1
210533092 | Central HP <5.4 tons | CARRIER | HRCU-A-CB (Split System: Heat Pump with Remote Outdoor Unit-Air-Source) | 25VNA424A*031* |  |  | CSPH*3012AL*+UI | 58TN*A070C17**16 | 23400 | 19.5 | 9 | 27000 | 19900 | 73.7% | 2.44 | 0 | 12.5 |  |  |  |  | R-410A | 1.95 | Residential & Commercial | USHP | Ducted CEE Tier 1
215218944 | Central HP <5.4 tons | MIDEA | HRCU-A-CB (Split System: Heat Pump with Remote Outdoor Unit-Air-Source) | MOVB-60HDN10-M16G |  |  | MC**4248DN10TH | MGV96U120D5C | 45500 | 16 | 8.5 | 47000 | 33000 | 70.21% | 1.85 | 0 | 10.5 |  |  |  |  | R-454B | 3.7917 | Residential & Commercial | USHP | Ducted CEE Tier 1
215290381 | Central HP <5.4 tons | AIRQUEST | HRCU-A-CB (Split System: Heat Pump with Remote Outdoor Unit-Air-Source) | DLCURAH18ABK | ADP |  | HG7J924 | *96VTN0801716A* | 17200 | 16 | 8.5 | 16700 | 18800 | 112.6% | 2.3 | 0 | 10 |  |  |  |  | R-410A | 1.4333 | Residential & Commercial | USHP | Ducted CEE Tier 1
215290397 | Central HP <5.4 tons | AIRQUEST | HRCU-A-CB (Split System: Heat Pump with Remote Outdoor Unit-Air-Source) | DLCURAH18ABK | ADP |  | H,GG31930 | *96VTN0801716B* | 17100 | 15.2 | 8.5 | 17100 | 18700 | 109.4% | 2.3 | 0 | 10.5 |  |  |  |  | R-410A | 1.425 | Residential & Commercial | USHP | Ducted CEE Tier 1
212498430 | Central HP <5.4 tons | CARRIER | HRCU-A-CB (Split System: Heat Pump with Remote Outdoor Unit-Air-Source) | 38MURAQ24AB3* | ADP |  | CP2301A+TXV+TD | 0 | 22600 | 15.2 | 8.8 | 25600 | 25200 | 98.44% | 2.1 | 0 | 9.5 |  |  |  |  | R-410A | 1.8833 | Residential & Commercial | USHP
214627817 | Central HP <5.4 tons | CARRIER | HRCU-A-CB (Split System: Heat Pump with Remote Outdoor Unit-Air-Source) | 38MURAQ18AB3* | ADP |  | C36A***L129 | 59SU5B060M17**16 | 16800 | 16 | 8.1 | 16500 | 18300 | 110.9% | 2.24 | 0 | 10.5 |  |  |  |  | R-410A | 1.4 | Residential & Commercial | USHP | Ducted CEE Tier 1
214075215 | Central HP <5.4 tons | SURE | HRCU-A-CB (Split System: Heat Pump with Remote Outdoor Unit-Air-Source) | RD17AZ60AJ3N |  |  | TCFZ6024STANM | S801V1255A24DZ | 55500 | 18 | 8.1 | 53500 | 49000 | 91.59% | 1.75 | 0 | 10 |  |  |  |  | R-410A | 4.625 | Residential & Commercial | USHP | Ducted CEE Tier 1
214075270 | Central HP <5.4 tons | SURE | HRCU-A-CB (Split System: Heat Pump with Remote Outdoor Unit-Air-Source) | RD17AZ60AJ3N |  |  | TCFZ6024STANM | S802V0755A21UHS | 55500 | 18 | 8.1 | 54000 | 49500 | 91.67% | 1.75 | 0 | 10 |  |  |  |  | R-410A | 4.625 | Residential & Commercial | USHP | Ducted CEE Tier 1
214075306 | Central HP <5.4 tons | SURE | HRCU-A-CB (Split System: Heat Pump with Remote Outdoor Unit-Air-Source) | RD17AZ60AJ3N |  |  | TCFZ6024STANM | S801V1005A21UHN | 55500 | 18 | 8.1 | 53500 | 49000 | 91.59% | 1.75 | 0 | 10 |  |  |  |  | R-410A | 4.625 | Residential & Commercial | USHP | Ducted CEE Tier 1
210533070 | Central HP <5.4 tons | CARRIER | HRCU-A-CB (Split System: Heat Pump with Remote Outdoor Unit-Air-Source) | 25VNA424A*031* |  |  | CNPV*4217AL*+UI | 58CU*A060C17**16 | 23600 | 20 | 10 | 26600 | 19800 | 74.44% | 2.48 | 0 | 13.5 |  |  |  |  | R-410A | 1.9667 | Residential & Commercial | USHP | Ducted CEE Tier 1
214066748 | Central HP <5.4 tons | SURE | HRCU-A-CB (Split System: Heat Pump with Remote Outdoor Unit-Air-Source) | RD17AZ36AJ3N |  |  | TCFZ3621MTANM | S951V0403A17UHU | 34200 | 18 | 8.1 | 34200 | 29800 | 87.13% | 1.9 | 0 | 10 |  |  |  |  | R-410A | 2.85 | Residential & Commercial | USHP | Ducted CEE Tier 1
214065603 | Central HP <5.4 tons | MIDEA | HRCU-A-CB (Split System: Heat Pump with Remote Outdoor Unit-Air-Source) | MDV-V24WMN1T |  |  | MHVE24A1MN1TA | 0 | 24000 | 15.2 | 8.1 | 24000 | 16800 | 70% | 1.8 | 0 | 10.6 |  |  |  |  | R-410A | 2 | Residential & Commercial | USHP | Ducted CEE Tier 1
210474520 | Central HP <5.4 tons | COMFORTMAKER | HRCU-A-CB (Split System: Heat Pump with Remote Outdoor Unit-Air-Source) | CVH825GKA3* |  |  | EHD4X48AAL+WALLCON | *80CTL0701716A* | 24200 | 16.5 | 8.1 | 21200 | 16600 | 78.3% | 2.02 | 0 | 10.5 |  |  |  |  | R-410A | 2.0167 | Residential & Commercial | USHP | Ducted CEE Tier 1
216046594 | Central HP <5.4 tons | MIDEA | HRCU-A-CB (Split System: Heat Pump with Remote Outdoor Unit-Air-Source) | MDV-V36WMN10T |  |  | MCPM3036BN10TH | MGV96U080B3C | 34000 | 16 | 8.9 | 36000 | 36000 | 100% | 1.9 | 0 | 10.2 |  |  |  |  | R-454B | 2.8333 | Residential & Commercial | USHP | Ducted CEE Tier 1
216487338 | Central HP <5.4 tons | BRYANT HEATING AND COOLING SYSTEMS | HRCU-A-CB (Split System: Heat Pump with Remote Outdoor Unit-Air-Source) | 290VAN024**AA* | ADP |  | CE(P,V)2414G31*+TXV | 88*TB60090C21*** | 21800 | 16 | 8.7 | 22000 | 15900 | 72.27% | 1.96 | 0 | 9.5 |  |  |  |  | R-454B | 1.8167 | Residential & Commercial | USHP
216487370 | Central HP <5.4 tons | BRYANT HEATING AND COOLING SYSTEMS | HRCU-A-CB (Split System: Heat Pump with Remote Outdoor Unit-Air-Source) | 290VAN024**AA* | ADP |  | CE(P,V)2414G31*+TXV | 987MC42080C17*** | 22600 | 17 | 9 | 22600 | 16300 | 72.12% | 1.98 | 0 | 9.5 |  |  |  |  | R-454B | 1.8833 | Residential & Commercial | USHP
216487820 | Central HP <5.4 tons | BRYANT HEATING AND COOLING SYSTEMS | HRCU-A-CB (Split System: Heat Pump with Remote Outdoor Unit-Air-Source) | 290VAN024**AA* | ADP |  | CE(P,V)3614G34*+TXV | 986TD66120C24*** | 23400 | 16 | 8.5 | 22400 | 16100 | 71.88% | 1.88 | 0 | 10 |  |  |  |  | R-454B | 1.95 | Residential & Commercial | USHP | Ducted CEE Tier 1
213782056 | Central HP <5.4 tons | BRYANT HEATING AND COOLING SYSTEMS | HRCU-A-CB (Split System: Heat Pump with Remote Outdoor Unit-Air-Source) | 288BNV037*0**B* |  |  | CSPH*4812AL*+UI | 88*TB36070C14*** | 32600 | 16.5 | 8.1 | 33200 | 25000 | 75.3% | 1.94 | 0 | 11 |  |  |  |  | R-410A | 2.7167 | Residential & Commercial | USHP | Ducted CEE Tier 1
204456426 | Central HP <5.4 tons | TEMPSTAR | HRCU-A-CB (Split System: Heat Pump with Remote Outdoor Unit-Air-Source) | TVH825GKA2* |  |  | EA*4X24L17A*+WALLCON | *80CTL0701412A* | 23400 | 17 | 8.1 | 22000 | 16700 | 75.91% | 1.9 | 11 | 11 |  |  |  |  | R-410A | 1.95 | Residential & Commercial | USHP | Ducted CEE Tier 1
216487841 | Central HP <5.4 tons | BRYANT HEATING AND COOLING SYSTEMS | HRCU-A-CB (Split System: Heat Pump with Remote Outdoor Unit-Air-Source) | 290VAN036**AA* | ADP |  | H,PG53*36+TXV | 986TD42080C17*** | 34400 | 18 | 9 | 33800 | 24800 | 73.37% | 1.9 | 0 | 10 |  |  |  |  | R-454B | 2.8667 | Residential & Commercial | USHP | Ducted CEE Tier 1
214066607 | Central HP <5.4 tons | SURE | HRCU-A-CB (Split System: Heat Pump with Remote Outdoor Unit-Air-Source) | RD17AZ36AJ3N |  |  | TCFZ3621MTANM | S802V1004A17UHS | 34200 | 18 | 8.1 | 34200 | 29400 | 85.96% | 1.9 | 0 | 10 |  |  |  |  | R-410A | 2.85 | Residential & Commercial | USHP | Ducted CEE Tier 1
214065602 | Central HP <5.4 tons | MIDEA | HRCU-A-CB (Split System: Heat Pump with Remote Outdoor Unit-Air-Source) | MDV-V36WMN1TE |  |  | MHVE30B1MN1TA | 0 | 30000 | 15.2 | 9 | 30000 | 21000 | 70% | 1.8 | 0 | 11 |  |  |  |  | R-410A | 2.5 | Residential & Commercial | USHP | Ducted CEE Tier 1
214628196 | Central HP <5.4 tons | CARRIER | HRCU-A-CB (Split System: Heat Pump with Remote Outdoor Unit-Air-Source) | 38MURAQ24AB3* | ADP |  | V,C36H175P159 | 58S(B,C)*B070M17**12 | 23400 | 17 | 8.5 | 24600 | 24200 | 98.37% | 2.06 | 0 | 10.5 |  |  |  |  | R-410A | 1.95 | Residential & Commercial | USHP | Ducted CEE Tier 1
214628280 | Central HP <5.4 tons | CARRIER | HRCU-A-CB (Split System: Heat Pump with Remote Outdoor Unit-Air-Source) | 38MURAQ24AB3* | ADP |  | PL36H175P159 | 58TP*B070V14**12 | 23800 | 17 | 8.5 | 24800 | 23600 | 95.16% | 2 | 0 | 10.5 |  |  |  |  | R-410A | 1.9833 | Residential & Commercial | USHP | Ducted CEE Tier 1
214628289 | Central HP <5.4 tons | CARRIER | HRCU-A-CB (Split System: Heat Pump with Remote Outdoor Unit-Air-Source) | 38MURAQ24AB3* | ADP |  | PL36H***P449 | 58TP*B070V14**12 | 23800 | 17 | 8.5 | 24800 | 23600 | 95.16% | 2 | 0 | 10.5 |  |  |  |  | R-410A | 1.9833 | Residential & Commercial | USHP | Ducted CEE Tier 1
214628346 | Central HP <5.4 tons | CARRIER | HRCU-A-CB (Split System: Heat Pump with Remote Outdoor Unit-Air-Source) | 38MURAQ24AB3* | ADP |  | PL36H175P149 | 59SC6A040M14**10 | 23600 | 16 | 8.5 | 24600 | 23600 | 95.93% | 1.98 | 0 | 10 |  |  |  |  | R-410A | 1.9667 | Residential & Commercial | USHP | Ducted CEE Tier 1
214628414 | Central HP <5.4 tons | CARRIER | HRCU-A-CB (Split System: Heat Pump with Remote Outdoor Unit-Air-Source) | 38MURAQ24AB3* | ADP |  | V,C36H***P219 | 59SC6A060M14**12 | 23600 | 16 | 8.5 | 24600 | 23800 | 96.75% | 2 | 0 | 10 |  |  |  |  | R-410A | 1.9667 | Residential & Commercial | USHP | Ducted CEE Tier 1
214628446 | Central HP <5.4 tons | CARRIER | HRCU-A-CB (Split System: Heat Pump with Remote Outdoor Unit-Air-Source) | 38MURAQ24AB3* | ADP |  | PL36H210P749 | 59SC6A060M17**16 | 23400 | 17 | 9 | 24200 | 23200 | 95.87% | 1.96 | 0 | 10 |  |  |  |  | R-410A | 1.95 | Residential & Commercial | USHP | Ducted CEE Tier 1
207455431 | Central HP <5.4 tons | LENNOX | HRCU-A-CB (Split System: Heat Pump with Remote Outdoor Unit-Air-Source) | SL25XPV-048-230A** | ADP |  | LD42/61Z9 | SLP99DF090XV48C* | 45000 | 20 | 9.1 | 42000 | 35200 | 83.81% | 1.84 | 12 | 11.7 |  |  |  |  | R-410A | 3.75 | Residential & Commercial | USHP | Ducted CEE Tier 1
214627219 | Central HP <5.4 tons | CARRIER | HRCU-A-CB (Split System: Heat Pump with Remote Outdoor Unit-Air-Source) | 25VNA448A*031* | ADP |  | V,C48H210P169 | 59CU5A100C21**22 | 44000 | 21 | 9.5 | 44500 | 35800 | 80.45% | 2.28 | 0 | 12 |  |  |  |  | R-410A | 3.6667 | Residential & Commercial | USHP | Ducted CEE Tier 1
212578278 | Central HP <5.4 tons | CARRIER | HRCU-A-CB (Split System: Heat Pump with Remote Outdoor Unit-Air-Source) | 25VNA448A*031* | ADP |  | H,PG3K960 | 59TN6B100C21**22 | 44000 | 21 | 9.5 | 44500 | 36000 | 80.9% | 2.28 | 0 | 12 |  |  |  |  | R-410A | 3.6667 | Residential & Commercial | USHP | Ducted CEE Tier 1
212578221 | Central HP <5.4 tons | CARRIER | HRCU-A-CB (Split System: Heat Pump with Remote Outdoor Unit-Air-Source) | 25VNA424A*031* | ADP |  | H,PG24936 | 59MN7B060C17**14 | 22200 | 19 | 10.5 | 25200 | 19600 | 77.78% | 2.42 | 0 | 12.5 |  |  |  |  | R-410A | 1.85 | Residential & Commercial | USHP | Ducted CEE Tier 1
212578226 | Central HP <5.4 tons | CARRIER | HRCU-A-CB (Split System: Heat Pump with Remote Outdoor Unit-Air-Source) | 25VNA424A*031* | ADP |  | H,PG32936 | 59MN7B060C21**20 | 23000 | 20 | 10 | 25000 | 19500 | 78% | 2.4 | 0 | 13 |  |  |  |  | R-410A | 1.9167 | Residential & Commercial | USHP | Ducted CEE Tier 1
214626910 | Central HP <5.4 tons | CARRIER | HRCU-A-CB (Split System: Heat Pump with Remote Outdoor Unit-Air-Source) | 25VNA424A*031* | ADP |  | PL36H175P159 | 59CU5A060C17**16 | 23400 | 20 | 10.5 | 25000 | 19500 | 78% | 2.44 | 0 | 13 |  |  |  |  | R-410A | 1.95 | Residential & Commercial | USHP | Ducted CEE Tier 1
214010075 | Central HP <5.4 tons | MIDEA | HRCU-A-CB (Split System: Heat Pump with Remote Outdoor Unit-Air-Source) | MOVB-36HDN1-M20G |  |  | MC**2430BNTF | MGH96M060B3A | 24000 | 18.5 | 9 | 24000 | 17400 | 72.5% | 1.9 | 0 | 12 |  |  |  |  | R-410A | 2 | Residential & Commercial | USHP | Ducted CEE Tier 1
212498429 | Central HP <5.4 tons | CARRIER | HRCU-A-CB (Split System: Heat Pump with Remote Outdoor Unit-Air-Source) | 38MURAQ18AB3* | ADP |  | CP2403A+TXV+TD | 0 | 17400 | 15.2 | 8.7 | 17000 | 19400 | 114.1% | 2.32 | 0 | 10.5 |  |  |  |  | R-410A | 1.45 | Residential & Commercial | USHP | Ducted CEE Tier 1
216487527 | Central HP <5.4 tons | BRYANT HEATING AND COOLING SYSTEMS | HRCU-A-CB (Split System: Heat Pump with Remote Outdoor Unit-Air-Source) | 290VAN048**AA* | ADP |  | CE(P,V)6021G48*+TXV | 987MC60080C21*** | 45000 | 18 | 9 | 45500 | 33200 | 72.97% | 2.06 | 0 | 10 |  |  |  |  | R-454B | 3.75 | Residential & Commercial | USHP | Ducted CEE Tier 1
216487529 | Central HP <5.4 tons | BRYANT HEATING AND COOLING SYSTEMS | HRCU-A-CB (Split System: Heat Pump with Remote Outdoor Unit-Air-Source) | 290VAN048**AA* | ADP |  | CE(P,V)6024G48*+TXV | 987MC60080C21*** | 45000 | 18 | 9 | 45500 | 33200 | 72.97% | 2.06 | 0 | 10 |  |  |  |  | R-454B | 3.75 | Residential & Commercial | USHP | Ducted CEE Tier 1
213739955 | Central HP <5.4 tons | DAY & NIGHT | HRCU-A-CB (Split System: Heat Pump with Remote Outdoor Unit-Air-Source) | DLCURAH24ABK | ADP |  | PL36H175P069 | *96VSN0401410B* | 23600 | 16 | 8.5 | 24600 | 23600 | 95.93% | 1.98 | 0 | 10 |  |  |  |  | R-410A | 1.9667 | Residential & Commercial | USHP | Ducted CEE Tier 1
213739957 | Central HP <5.4 tons | DAY & NIGHT | HRCU-A-CB (Split System: Heat Pump with Remote Outdoor Unit-Air-Source) | DLCURAH24ABK | ADP |  | FG33936 | *96VSN0401410B* | 23200 | 16 | 8.5 | 24800 | 24400 | 98.39% | 2.04 | 0 | 10 |  |  |  |  | R-410A | 1.9333 | Residential & Commercial | USHP | Ducted CEE Tier 1
213739974 | Central HP <5.4 tons | DAY & NIGHT | HRCU-A-CB (Split System: Heat Pump with Remote Outdoor Unit-Air-Source) | DLCURAH24ABK | ADP |  | PL36H175P069 | *96VSN0601412B* | 23600 | 17 | 8.5 | 24600 | 23600 | 95.93% | 2 | 0 | 10 |  |  |  |  | R-410A | 1.9667 | Residential & Commercial | USHP | Ducted CEE Tier 1
213739990 | Central HP <5.4 tons | DAY & NIGHT | HRCU-A-CB (Split System: Heat Pump with Remote Outdoor Unit-Air-Source) | DLCURAH24ABK | ADP |  | FG80936 | *96VTN0401410B* | 23400 | 16 | 8.5 | 24600 | 23800 | 96.75% | 2 | 0 | 10 |  |  |  |  | R-410A | 1.95 | Residential & Commercial | USHP | Ducted CEE Tier 1
213740007 | Central HP <5.4 tons | DAY & NIGHT | HRCU-A-CB (Split System: Heat Pump with Remote Outdoor Unit-Air-Source) | DLCURAH24ABK | ADP |  | FG35936 | *96VTN0601412B* | 23600 | 17 | 8.5 | 24600 | 23600 | 95.93% | 2 | 0 | 10 |  |  |  |  | R-410A | 1.9667 | Residential & Commercial | USHP | Ducted CEE Tier 1
213740009 | Central HP <5.4 tons | DAY & NIGHT | HRCU-A-CB (Split System: Heat Pump with Remote Outdoor Unit-Air-Source) | DLCURAH24ABK | ADP |  | FG80936 | *96VTN0601412B* | 23600 | 17 | 8.5 | 24600 | 23600 | 95.93% | 2 | 0 | 10 |  |  |  |  | R-410A | 1.9667 | Residential & Commercial | USHP | Ducted CEE Tier 1
216487332 | Central HP <5.4 tons | BRYANT HEATING AND COOLING SYSTEMS | HRCU-A-CB (Split System: Heat Pump with Remote Outdoor Unit-Air-Source) | 290VAN024**AA* | ADP |  | CE(P,V)2414G31*+TXV | 88*TB60070C21*** | 21800 | 16 | 8.7 | 22000 | 15900 | 72.27% | 1.96 | 0 | 9.5 |  |  |  |  | R-454B | 1.8167 | Residential & Commercial | USHP
202902844 | Central HP <5.4 tons | MIDEA | HRCU-A-CB (Split System: Heat Pump with Remote Outdoor Unit-Air-Source) | MOVA-60HDN1-M20G |  |  | MC**4248BNTF | MGH96M080B3A | 42500 | 17 | 8.8 | 43500 | 31000 | 71.26% | 1.9 | 11.2 | 11.7 |  |  |  |  | R-410A | 3.5417 | Residential & Commercial | USHP | Ducted CEE Tier 1
214627123 | Central HP <5.4 tons | CARRIER | HRCU-A-CB (Split System: Heat Pump with Remote Outdoor Unit-Air-Source) | 25VNA436A*031* | ADP |  | C36A***L159 | 59CU5B060C17**16 | 32800 | 19 | 9 | 35000 | 27400 | 78.29% | 2.02 | 0 | 12 |  |  |  |  | R-410A | 2.7333 | Residential & Commercial | USHP | Ducted CEE Tier 1
216487468 | Central HP <5.4 tons | BRYANT HEATING AND COOLING SYSTEMS | HRCU-A-CB (Split System: Heat Pump with Remote Outdoor Unit-Air-Source) | 290VAN048**AA* | ADP |  | CE(P,V)4821G1K*+TXV | 88*TB48070C17*** | 44000 | 17 | 9 | 47000 | 34000 | 72.34% | 2.04 | 0 | 9.5 |  |  |  |  | R-454B | 3.6667 | Residential & Commercial | USHP
214771649 | Central HP <5.4 tons | MIDEA | HRCU-A-C (Split System: Heat Pump with Remote Outdoor Unit with No Indoor Fan --Air Source) | MOVB-36HDN10-M20G |  |  | MC**2430AN10TH | 0 | 23000 | 15.2 | 9 | 24000 | 16800 | 70% | 1.9 | 0 | 11.7 |  |  |  |  | R-454B | 1.9167 | Residential & Commercial | USHP | Ducted CEE Tier 1
216487555 | Central HP <5.4 tons | BRYANT HEATING AND COOLING SYSTEMS | HRCU-A-CB (Split System: Heat Pump with Remote Outdoor Unit-Air-Source) | 290VAN060**AA* | ADP |  | CE(P,V)6024G48*+TXV | 88*TB60070C21*** | 54500 | 18 | 8.5 | 57500 | 41500 | 72.17% | 1.88 | 0 | 8.5 |  |  |  |  | R-454B | 4.5417 | Residential & Commercial | USHP
207436148 | Central HP <5.4 tons | LENNOX | HRCU-A-CB (Split System: Heat Pump with Remote Outdoor Unit-Air-Source) | SL25XPV-024-230A** |  |  | C35-36B+TDR+TXV | EL296UH045XV36B* | 22200 | 22.4 | 9.1 | 21600 | 20600 | 95.37% | 1.84 | 15 | 14 |  |  |  |  | R-410A | 1.85 | Residential & Commercial | USHP | Ducted CEE Tier 1
213146413 | Central HP <5.4 tons | BRYANT HEATING AND COOLING SYSTEMS | HRCU-A-CB (Split System: Heat Pump with Remote Outdoor Unit-Air-Source) | 38MURAQ30AB3* | ADP |  | PL36H***P449+AEFE3A* | 0 | 30400 | 15.2 | 8.5 | 33400 | 27000 | 80.84% | 1.82 | 0 | 9 |  |  |  |  | R-410A | 2.5333 | Residential & Commercial | USHP
212578442 | Central HP <5.4 tons | CARRIER | HRCU-A-CB (Split System: Heat Pump with Remote Outdoor Unit-Air-Source) | 25VNA848A*030* | ADP |  | H,PG1K948 | 59TN6B120C24**22 | 45000 | 17 | 8.5 | 45000 | 32600 | 72.44% | 2.28 | 0 | 10 |  |  |  |  | R-410A | 3.75 | Residential & Commercial | USHP | Ducted CEE Tier 1
214442005 | Central HP <5.4 tons | BRYANT HEATING AND COOLING SYSTEMS | HRCU-A-CB (Split System: Heat Pump with Remote Outdoor Unit-Air-Source) | 288BNV037*0**A* | ADP |  | V,C36H175P159 | 88*TB48070C17*** | 31000 | 17 | 8.5 | 30600 | 24600 | 80.39% | 1.98 | 0 | 11 |  |  |  |  | R-410A | 2.5833 | Residential & Commercial | USHP | Ducted CEE Tier 1
215434291 | Central HP <5.4 tons | AMANA | HRCU-A-CB (Split System: Heat Pump with Remote Outdoor Unit-Air-Source) | AZV7SA4210A* |  |  | CHPEA4830*3A* | A*VT801005C*A* | 40500 | 17 | 8.6 | 41000 | 31000 | 75.61% | 2 | 0 | 10 |  |  |  |  | R-32 | 3.375 | Residential & Commercial | USHP | Ducted CEE Tier 1
213739849 | Central HP <5.4 tons | DAY & NIGHT | HRCU-A-CB (Split System: Heat Pump with Remote Outdoor Unit-Air-Source) | DLCURAH24ABK | ADP |  | FG80936 | *80MS(N,L)0701412A* | 23600 | 17 | 8.5 | 24600 | 24200 | 98.37% | 2.04 | 0 | 10.5 |  |  |  |  | R-410A | 1.9667 | Residential & Commercial | USHP | Ducted CEE Tier 1
213739867 | Central HP <5.4 tons | DAY & NIGHT | HRCU-A-CB (Split System: Heat Pump with Remote Outdoor Unit-Air-Source) | DLCURAH24ABK | ADP |  | FG35936 | *80MSU0401712A* | 23600 | 17 | 8.5 | 24600 | 24000 | 97.56% | 2.02 | 0 | 10.5 |  |  |  |  | R-410A | 1.9667 | Residential & Commercial | USHP | Ducted CEE Tier 1
213739897 | Central HP <5.4 tons | DAY & NIGHT | HRCU-A-CB (Split System: Heat Pump with Remote Outdoor Unit-Air-Source) | DLCURAH24ABK | ADP |  | FG81936 | *92MSN0401712A* | 23600 | 16 | 8.5 | 24800 | 23600 | 95.16% | 1.96 | 0 | 10 |  |  |  |  | R-410A | 1.9667 | Residential & Commercial | USHP | Ducted CEE Tier 1
214075186 | Central HP <5.4 tons | SURE | HRCU-A-CB (Split System: Heat Pump with Remote Outdoor Unit-Air-Source) | RD17AZ60AJ3N |  |  | TCFZ6024STANM | S802VA125524M | 55500 | 19 | 8.1 | 53500 | 49000 | 91.59% | 1.75 | 0 | 10 |  |  |  |  | R-410A | 4.625 | Residential & Commercial | USHP | Ducted CEE Tier 1
214075267 | Central HP <5.4 tons | SURE | HRCU-A-CB (Split System: Heat Pump with Remote Outdoor Unit-Air-Source) | RD17AZ60AJ3N |  |  | TCFZ6024STANM | S802V1005A21UHN | 55500 | 18 | 8.1 | 53500 | 49000 | 91.59% | 1.75 | 0 | 10 |  |  |  |  | R-410A | 4.625 | Residential & Commercial | USHP | Ducted CEE Tier 1
216487308 | Central HP <5.4 tons | BRYANT HEATING AND COOLING SYSTEMS | HRCU-A-CB (Split System: Heat Pump with Remote Outdoor Unit-Air-Source) | 290VAN024**AA* | ADP |  | CE(P,V)2414G31*+TXV | 88*TB36070C14*** | 22800 | 17 | 9 | 23000 | 16400 | 71.3% | 1.96 | 0 | 10 |  |  |  |  | R-454B | 1.9 | Residential & Commercial | USHP | Ducted CEE Tier 1
216487643 | Central HP <5.4 tons | BRYANT HEATING AND COOLING SYSTEMS | HRCU-A-CB (Split System: Heat Pump with Remote Outdoor Unit-Air-Source) | 293VAN048**AA* | ADP |  | CE(P,V)4821G1K*+TXV | 88*TB36070C14*** | 43000 | 19 | 8.5 | 47000 | 35000 | 74.47% | 1.8 | 0 | 11 |  |  |  |  | R-454B | 3.5833 | Residential & Commercial | USHP | Ducted CEE Tier 1
216487355 | Central HP <5.4 tons | BRYANT HEATING AND COOLING SYSTEMS | HRCU-A-CB (Split System: Heat Pump with Remote Outdoor Unit-Air-Source) | 290VAN024**AA* | ADP |  | CE(P,V)2417G31*+TXV | 88*TB66135C24*** | 23000 | 15.2 | 8.5 | 23000 | 16400 | 71.3% | 1.86 | 0 | 9.5 |  |  |  |  | R-454B | 1.9167 | Residential & Commercial | USHP
216487359 | Central HP <5.4 tons | BRYANT HEATING AND COOLING SYSTEMS | HRCU-A-CB (Split System: Heat Pump with Remote Outdoor Unit-Air-Source) | 290VAN024**AA* | ADP |  | CE(P,V)3617G34*+TXV | 88*TB66135C24*** | 23400 | 16 | 8.5 | 22400 | 16000 | 71.43% | 1.88 | 0 | 10 |  |  |  |  | R-454B | 1.95 | Residential & Commercial | USHP | Ducted CEE Tier 1
207454760 | Central HP <5.4 tons | LENNOX | HRCU-A-CB (Split System: Heat Pump with Remote Outdoor Unit-Air-Source) | SL25XPV-024-230A** | ADP |  | L*23/37Z9 | EL296UH110XV48C* | 22200 | 21 | 9.3 | 19800 | 19800 | 100% | 1.9 | 14 | 14.5 |  |  |  |  | R-410A | 1.85 | Residential & Commercial | USHP | Ducted CEE Tier 1
213739855 | Central HP <5.4 tons | DAY & NIGHT | HRCU-A-CB (Split System: Heat Pump with Remote Outdoor Unit-Air-Source) | DLCURAH24ABK | ADP |  | V,G36H175P159 | *80MS(N,L)0701712A* | 23400 | 17 | 8.5 | 24600 | 24200 | 98.37% | 2.06 | 0 | 10.5 |  |  |  |  | R-410A | 1.95 | Residential & Commercial | USHP | Ducted CEE Tier 1
213739872 | Central HP <5.4 tons | DAY & NIGHT | HRCU-A-CB (Split System: Heat Pump with Remote Outdoor Unit-Air-Source) | DLCURAH24ABK | ADP |  | FG32936 | *80VSL0451412B* | 23200 | 17 | 8.5 | 25400 | 24600 | 96.85% | 2.08 | 0 | 10 |  |  |  |  | R-410A | 1.9333 | Residential & Commercial | USHP | Ducted CEE Tier 1
210533108 | Central HP <5.4 tons | CARRIER | HRCU-A-CB (Split System: Heat Pump with Remote Outdoor Unit-Air-Source) | 25VNA424A*031* |  |  | CSPH*4212AL*+UI | 59CU5A080C21**20 | 24000 | 20 | 9.5 | 26400 | 19600 | 74.24% | 2.54 | 0 | 13 |  |  |  |  | R-410A | 2 | Residential & Commercial | USHP | Ducted CEE Tier 1
212578217 | Central HP <5.4 tons | CARRIER | HRCU-A-CB (Split System: Heat Pump with Remote Outdoor Unit-Air-Source) | 25VNA424A*031* | ADP |  | H,PG32936 | 58TN*A090C17**16 | 23200 | 21 | 9.5 | 25000 | 19300 | 77.2% | 2.44 | 0 | 13.5 |  |  |  |  | R-410A | 1.9333 | Residential & Commercial | USHP | Ducted CEE Tier 1
212578219 | Central HP <5.4 tons | CARRIER | HRCU-A-CB (Split System: Heat Pump with Remote Outdoor Unit-Air-Source) | 25VNA424A*031* | ADP |  | H,PG9J936 | 58TN*A090C17**16 | 23600 | 21 | 9.5 | 24800 | 19300 | 77.82% | 2.48 | 0 | 13.5 |  |  |  |  | R-410A | 1.9667 | Residential & Commercial | USHP | Ducted CEE Tier 1
212578237 | Central HP <5.4 tons | CARRIER | HRCU-A-CB (Split System: Heat Pump with Remote Outdoor Unit-Air-Source) | 25VNA424A*031* | ADP |  | H,PG9J936 | 59TN6B060C17**14 | 23400 | 20 | 10.5 | 25000 | 19500 | 78% | 2.44 | 0 | 13 |  |  |  |  | R-410A | 1.95 | Residential & Commercial | USHP | Ducted CEE Tier 1
212578242 | Central HP <5.4 tons | CARRIER | HRCU-A-CB (Split System: Heat Pump with Remote Outdoor Unit-Air-Source) | 25VNA424A*031* | ADP |  | H,PG9J936 | 59TN6B080C17**14 | 23400 | 20 | 10.5 | 25000 | 19500 | 78% | 2.44 | 0 | 13 |  |  |  |  | R-410A | 1.95 | Residential & Commercial | USHP | Ducted CEE Tier 1
214626833 | Central HP <5.4 tons | CARRIER | HRCU-A-CB (Split System: Heat Pump with Remote Outdoor Unit-Air-Source) | 25VNA424A*031* | ADP |  | C36A***L129 | 58CU*A060C17**16 | 22800 | 20 | 10.5 | 25000 | 19300 | 77.2% | 2.46 | 0 | 13 |  |  |  |  | R-410A | 1.9 | Residential & Commercial | USHP | Ducted CEE Tier 1
213785220 | Central HP <5.4 tons | BRYANT HEATING AND COOLING SYSTEMS | HRCU-A-CB (Split System: Heat Pump with Remote Outdoor Unit-Air-Source) | 284ANV024*0**B* |  |  | CSPH*3612AL*+UI | 88*TB48070C17*** | 23400 | 19 | 9 | 26600 | 19800 | 74.44% | 2.48 | 0 | 12.5 |  |  |  |  | R-410A | 1.95 | Residential & Commercial | USHP | Ducted CEE Tier 1
214627044 | Central HP <5.4 tons | CARRIER | HRCU-A-CB (Split System: Heat Pump with Remote Outdoor Unit-Air-Source) | 25VNA436A*031* | ADP |  | C36A***L159 | 59CU5A060C17**16 | 33200 | 19 | 9 | 33800 | 25800 | 76.33% | 2.02 | 0 | 11.7 |  |  |  |  | R-410A | 2.7667 | Residential & Commercial | USHP | Ducted CEE Tier 1
214075221 | Central HP <5.4 tons | SURE | HRCU-A-CB (Split System: Heat Pump with Remote Outdoor Unit-Air-Source) | RD17AZ60AJ3N |  |  | TCFZ6024STANM | S802V1005A21DZ | 55500 | 18 | 8.1 | 53500 | 49000 | 91.59% | 1.75 | 0 | 10 |  |  |  |  | R-410A | 4.625 | Residential & Commercial | USHP | Ducted CEE Tier 1
214075418 | Central HP <5.4 tons | SURE | HRCU-A-CB (Split System: Heat Pump with Remote Outdoor Unit-Air-Source) | RD17AZ24AJ3N |  |  | TCFZ2417MTANM | S921V0603A17M4S | 22600 | 17 | 9.5 | 22600 | 17000 | 75.22% | 2 | 0 | 10 |  |  |  |  | R-410A | 1.8833 | Residential & Commercial | USHP | Ducted CEE Tier 1
207454969 | Central HP <5.4 tons | LENNOX | HRCU-A-CB (Split System: Heat Pump with Remote Outdoor Unit-Air-Source) | SL25XPV-024-230A** | ADP |  | LH23/37W9 | SLP99UH090XV36C* | 22200 | 22 | 9.3 | 19800 | 19800 | 100% | 1.9 | 14 | 14.5 |  |  |  |  | R-410A | 1.85 | Residential & Commercial | USHP | Ducted CEE Tier 1
216487389 | Central HP <5.4 tons | BRYANT HEATING AND COOLING SYSTEMS | HRCU-A-CB (Split System: Heat Pump with Remote Outdoor Unit-Air-Source) | 290VAN024**AA* | ADP |  | CE(P,V)3617G34*+TXV | 987MC66100C21*** | 22600 | 17 | 9 | 22000 | 15900 | 72.27% | 2.02 | 0 | 9.5 |  |  |  |  | R-454B | 1.8833 | Residential & Commercial | USHP
216487791 | Central HP <5.4 tons | BRYANT HEATING AND COOLING SYSTEMS | HRCU-A-CB (Split System: Heat Pump with Remote Outdoor Unit-Air-Source) | 290VAN024**AA* | ADP |  | CE(P,V)2414G31*+TXV | 986TD42060C17*** | 22600 | 17 | 9 | 22400 | 16300 | 72.77% | 1.96 | 0 | 9.5 |  |  |  |  | R-454B | 1.8833 | Residential & Commercial | USHP
216487798 | Central HP <5.4 tons | BRYANT HEATING AND COOLING SYSTEMS | HRCU-A-CB (Split System: Heat Pump with Remote Outdoor Unit-Air-Source) | 290VAN024**AA* | ADP |  | CE(P,V)3617G34*+TXV | 986TD42060C17*** | 23000 | 17 | 9 | 22400 | 16300 | 72.77% | 1.96 | 0 | 10 |  |  |  |  | R-454B | 1.9167 | Residential & Commercial | USHP | Ducted CEE Tier 1
216487816 | Central HP <5.4 tons | BRYANT HEATING AND COOLING SYSTEMS | HRCU-A-CB (Split System: Heat Pump with Remote Outdoor Unit-Air-Source) | 290VAN024**AA* | ADP |  | CE(P,V)2414G31*+TXV | 986TD66120C24*** | 23000 | 16 | 8.5 | 22800 | 16200 | 71.05% | 1.98 | 0 | 9 |  |  |  |  | R-454B | 1.9167 | Residential & Commercial | USHP
214628310 | Central HP <5.4 tons | CARRIER | HRCU-A-CB (Split System: Heat Pump with Remote Outdoor Unit-Air-Source) | 38MURAQ24AB3* | ADP |  | C36A***L159 | 58TP*B070V17**16 | 23600 | 17 | 8.5 | 24800 | 23800 | 95.97% | 2.02 | 0 | 10.5 |  |  |  |  | R-410A | 1.9667 | Residential & Commercial | USHP | Ducted CEE Tier 1
216487503 | Central HP <5.4 tons | BRYANT HEATING AND COOLING SYSTEMS | HRCU-A-CB (Split System: Heat Pump with Remote Outdoor Unit-Air-Source) | 290VAN048**AA* | ADP |  | CE(P,V)6021G48*+TXV | 88*TB66135C24*** | 45000 | 18 | 9 | 45500 | 33000 | 72.53% | 2.08 | 0 | 10 |  |  |  |  | R-454B | 3.75 | Residential & Commercial | USHP | Ducted CEE Tier 1
216487906 | Central HP <5.4 tons | BRYANT HEATING AND COOLING SYSTEMS | HRCU-A-CB (Split System: Heat Pump with Remote Outdoor Unit-Air-Source) | 291VAN054**AA* | ADP |  | CE(P,V)6021G48*+TXV | 986TD60080C21*** | 49000 | 19 | 10.5 | 50500 | 53000 | 105% | 1.94 | 0 | 11 |  |  |  |  | R-454B | 4.0833 | Residential & Commercial | USHP | Ducted CEE Tier 1
214627204 | Central HP <5.4 tons | CARRIER | HRCU-A-CB (Split System: Heat Pump with Remote Outdoor Unit-Air-Source) | 25VNA448A*031* | ADP |  | C60A***L199 | 59CU5A080C21**20 | 44000 | 21 | 8.5 | 44500 | 36000 | 80.9% | 2.18 | 0 | 12 |  |  |  |  | R-410A | 3.6667 | Residential & Commercial | USHP | Ducted CEE Tier 1
214627238 | Central HP <5.4 tons | CARRIER | HRCU-A-CB (Split System: Heat Pump with Remote Outdoor Unit-Air-Source) | 25VNA448A*031* | ADP |  | C60A***L189 | 59CU5A100C21**22 | 45000 | 21 | 9.5 | 43500 | 35600 | 81.84% | 2.36 | 0 | 12 |  |  |  |  | R-410A | 3.75 | Residential & Commercial | USHP | Ducted CEE Tier 1
213739899 | Central HP <5.4 tons | DAY & NIGHT | HRCU-A-CB (Split System: Heat Pump with Remote Outdoor Unit-Air-Source) | DLCURAH24ABK | ADP |  | PL36H175P069 | *92MSN0601412A* | 23800 | 17 | 8.5 | 24800 | 23400 | 94.35% | 1.98 | 0 | 10.5 |  |  |  |  | R-410A | 1.9833 | Residential & Commercial | USHP | Ducted CEE Tier 1
213739930 | Central HP <5.4 tons | DAY & NIGHT | HRCU-A-CB (Split System: Heat Pump with Remote Outdoor Unit-Air-Source) | DLCURAH24ABK | ADP |  | PL36H175P159 | *96MSN0401410A* | 23600 | 16 | 8.5 | 24600 | 23600 | 95.93% | 1.98 | 0 | 10 |  |  |  |  | R-410A | 1.9667 | Residential & Commercial | USHP | Ducted CEE Tier 1
213739931 | Central HP <5.4 tons | DAY & NIGHT | HRCU-A-CB (Split System: Heat Pump with Remote Outdoor Unit-Air-Source) | DLCURAH24ABK | ADP |  | PL36H175P789 | *96MSN0401410A* | 23600 | 16 | 8.5 | 24600 | 23600 | 95.93% | 1.98 | 0 | 10 |  |  |  |  | R-410A | 1.9667 | Residential & Commercial | USHP | Ducted CEE Tier 1
213739932 | Central HP <5.4 tons | DAY & NIGHT | HRCU-A-CB (Split System: Heat Pump with Remote Outdoor Unit-Air-Source) | DLCURAH24ABK | ADP |  | FG35936 | *96MSN0401410A* | 23600 | 16 | 8.5 | 24600 | 23600 | 95.93% | 1.98 | 0 | 10 |  |  |  |  | R-410A | 1.9667 | Residential & Commercial | USHP | Ducted CEE Tier 1
213739948 | Central HP <5.4 tons | DAY & NIGHT | HRCU-A-CB (Split System: Heat Pump with Remote Outdoor Unit-Air-Source) | DLCURAH24ABK | ADP |  | FG33936 | *96MSN0601412A* | 23400 | 16 | 8.5 | 25400 | 26000 | 102.4% | 2.22 | 0 | 10 |  |  |  |  | R-410A | 1.95 | Residential & Commercial | USHP | Ducted CEE Tier 1
216487670 | Central HP <5.4 tons | BRYANT HEATING AND COOLING SYSTEMS | HRCU-A-CB (Split System: Heat Pump with Remote Outdoor Unit-Air-Source) | 293VAN048**AA* | ADP |  | CE(P,V)6024G48*+TXV | 88*TB60090C21*** | 44500 | 21 | 9.5 | 46500 | 36200 | 77.85% | 2 | 0 | 11 |  |  |  |  | R-454B | 3.7083 | Residential & Commercial | USHP | Ducted CEE Tier 1
216487672 | Central HP <5.4 tons | BRYANT HEATING AND COOLING SYSTEMS | HRCU-A-CB (Split System: Heat Pump with Remote Outdoor Unit-Air-Source) | 293VAN048**AA* | ADP |  | CE(P,V)4817G1K*+TXV | 88*TB60090C21*** | 44000 | 21 | 9.5 | 46000 | 35800 | 77.83% | 1.92 | 0 | 11 |  |  |  |  | R-454B | 3.6667 | Residential & Commercial | USHP | Ducted CEE Tier 1
216487889 | Central HP <5.4 tons | BRYANT HEATING AND COOLING SYSTEMS | HRCU-A-CB (Split System: Heat Pump with Remote Outdoor Unit-Air-Source) | 290VAN060**AA* | ADP |  | CE(P,V)6021G48*+TXV | 986TD60080C21*** | 55000 | 18 | 9 | 58000 | 41500 | 71.55% | 2.02 | 0 | 8.5 |  |  |  |  | R-454B | 4.5833 | Residential & Commercial | USHP
214626806 | Central HP <5.4 tons | CARRIER | HRCU-A-CB (Split System: Heat Pump with Remote Outdoor Unit-Air-Source) | 25VNA424A*031* | ADP |  | PL36H175P149 | 58CU*A040C17**12 | 23400 | 21 | 10.5 | 25000 | 19400 | 77.6% | 2.44 | 0 | 13.5 |  |  |  |  | R-410A | 1.95 | Residential & Commercial | USHP | Ducted CEE Tier 1
212614360 | Central HP <5.4 tons | DAY & NIGHT | HRCU-A-CB (Split System: Heat Pump with Remote Outdoor Unit-Air-Source) | DLCURAH24ABK | ADP |  | F,PE*G33925 | 0 | 23800 | 18 | 8.75 | 25000 | 22600 | 90.4% | 1.88 | 0 | 10 |  |  |  |  | R-410A | 1.9833 | Residential & Commercial | USHP | Ducted CEE Tier 1
213739846 | Central HP <5.4 tons | DAY & NIGHT | HRCU-A-CB (Split System: Heat Pump with Remote Outdoor Unit-Air-Source) | DLCURAH24ABK | ADP |  | PL36H175P789 | *80MS(N,L)0701412A* | 23600 | 17 | 8.5 | 24600 | 24200 | 98.37% | 2.04 | 0 | 10.5 |  |  |  |  | R-410A | 1.9667 | Residential & Commercial | USHP | Ducted CEE Tier 1
216051344 | Central HP <5.4 tons | MIDEA | HRCU-A-CB (Split System: Heat Pump with Remote Outdoor Unit-Air-Source) | MDV-V36WMN10T |  |  | MVME36B2MN10TB | 0 | 34000 | 17.2 | 9.4 | 36000 | 36000 | 100% | 1.9 | 0 | 11.7 |  |  |  |  | R-454B | 2.8333 | Residential & Commercial | USHP | Ducted CEE Tier 1
213739835 | Central HP <5.4 tons | DAY & NIGHT | HRCU-A-CB (Split System: Heat Pump with Remote Outdoor Unit-Air-Source) | DLCURAH24ABK | ADP |  | FG33936 | *80MS(N,L)0451412A* | 23400 | 17 | 9 | 25400 | 25800 | 101.6% | 2.2 | 0 | 10 |  |  |  |  | R-410A | 1.95 | Residential & Commercial | USHP | Ducted CEE Tier 1
213739992 | Central HP <5.4 tons | DAY & NIGHT | HRCU-A-CB (Split System: Heat Pump with Remote Outdoor Unit-Air-Source) | DLCURAH24ABK | ADP |  | PL36H210P299 | *96VTN0401712B* | 24200 | 16 | 8.5 | 23800 | 21200 | 89.08% | 1.8 | 0 | 10 |  |  |  |  | R-410A | 2.0167 | Residential & Commercial | USHP | Ducted CEE Tier 1
213740008 | Central HP <5.4 tons | DAY & NIGHT | HRCU-A-CB (Split System: Heat Pump with Remote Outdoor Unit-Air-Source) | DLCURAH24ABK | ADP |  | V,G36H***P449 | *96VTN0601412B* | 23600 | 17 | 8.5 | 24600 | 23600 | 95.93% | 2 | 0 | 10 |  |  |  |  | R-410A | 1.9667 | Residential & Commercial | USHP | Ducted CEE Tier 1
213739841 | Central HP <5.4 tons | DAY & NIGHT | HRCU-A-CB (Split System: Heat Pump with Remote Outdoor Unit-Air-Source) | DLCURAH24ABK | ADP |  | PL36H***P039 | *80MS(N,L)0701412A* | 22200 | 17 | 8.5 | 24600 | 23400 | 95.12% | 2 | 0 | 9.5 |  |  |  |  | R-410A | 1.85 | Residential & Commercial | USHP
213739858 | Central HP <5.4 tons | DAY & NIGHT | HRCU-A-CB (Split System: Heat Pump with Remote Outdoor Unit-Air-Source) | DLCURAH24ABK | ADP |  | FG80936 | *80MS(N,L)0701712A* | 23400 | 17 | 8.5 | 24600 | 24200 | 98.37% | 2.06 | 0 | 10.5 |  |  |  |  | R-410A | 1.95 | Residential & Commercial | USHP | Ducted CEE Tier 1
213739873 | Central HP <5.4 tons | DAY & NIGHT | HRCU-A-CB (Split System: Heat Pump with Remote Outdoor Unit-Air-Source) | DLCURAH24ABK | ADP |  | FG33936 | *80VSL0451412B* | 23400 | 17 | 8.5 | 25400 | 24600 | 96.85% | 2.08 | 0 | 10 |  |  |  |  | R-410A | 1.95 | Residential & Commercial | USHP | Ducted CEE Tier 1
213739874 | Central HP <5.4 tons | DAY & NIGHT | HRCU-A-CB (Split System: Heat Pump with Remote Outdoor Unit-Air-Source) | DLCURAH24ABK | ADP |  | PL36H175P159 | *80VSL0451412B* | 23600 | 17 | 8.5 | 24600 | 24200 | 98.37% | 2.04 | 0 | 10.5 |  |  |  |  | R-410A | 1.9667 | Residential & Commercial | USHP | Ducted CEE Tier 1
213739851 | Central HP <5.4 tons | DAY & NIGHT | HRCU-A-CB (Split System: Heat Pump with Remote Outdoor Unit-Air-Source) | DLCURAH24ABK | ADP |  | PL36H210P299 | *80MS(N,L)0701712A* | 24400 | 17 | 8.5 | 23600 | 20800 | 88.14% | 1.8 | 0 | 10.5 |  |  |  |  | R-410A | 2.0333 | Residential & Commercial | USHP | Ducted CEE Tier 1
213739869 | Central HP <5.4 tons | DAY & NIGHT | HRCU-A-CB (Split System: Heat Pump with Remote Outdoor Unit-Air-Source) | DLCURAH24ABK | ADP |  | FG81936 | *80MSU0401712A* | 23600 | 17 | 8.5 | 24600 | 24000 | 97.56% | 2.02 | 0 | 10.5 |  |  |  |  | R-410A | 1.9667 | Residential & Commercial | USHP | Ducted CEE Tier 1
213739894 | Central HP <5.4 tons | DAY & NIGHT | HRCU-A-CB (Split System: Heat Pump with Remote Outdoor Unit-Air-Source) | DLCURAH24ABK | ADP |  | PL36H175P789 | *92MSN0401712A* | 23600 | 16 | 8.5 | 24800 | 23600 | 95.16% | 1.96 | 0 | 10 |  |  |  |  | R-410A | 1.9667 | Residential & Commercial | USHP | Ducted CEE Tier 1
213739892 | Central HP <5.4 tons | DAY & NIGHT | HRCU-A-CB (Split System: Heat Pump with Remote Outdoor Unit-Air-Source) | DLCURAH24ABK | ADP |  | PL36H175P159 | *92MSN0401712A* | 23600 | 16 | 8.5 | 24800 | 23600 | 95.16% | 1.96 | 0 | 10 |  |  |  |  | R-410A | 1.9667 | Residential & Commercial | USHP | Ducted CEE Tier 1
213739908 | Central HP <5.4 tons | DAY & NIGHT | HRCU-A-CB (Split System: Heat Pump with Remote Outdoor Unit-Air-Source) | DLCURAH24ABK | ADP |  | PL36H210P299 | *95MSU0401712A* | 24200 | 17 | 8.5 | 23600 | 21000 | 88.98% | 1.8 | 0 | 10 |  |  |  |  | R-410A | 2.0167 | Residential & Commercial | USHP | Ducted CEE Tier 1
213739924 | Central HP <5.4 tons | DAY & NIGHT | HRCU-A-CB (Split System: Heat Pump with Remote Outdoor Unit-Air-Source) | DLCURAH24ABK | ADP |  | V,G36H***P449 | *96MSN0261410A* | 23400 | 16 | 8.5 | 25400 | 25800 | 101.6% | 2.2 | 0 | 10 |  |  |  |  | R-410A | 1.95 | Residential & Commercial | USHP | Ducted CEE Tier 1
213739939 | Central HP <5.4 tons | DAY & NIGHT | HRCU-A-CB (Split System: Heat Pump with Remote Outdoor Unit-Air-Source) | DLCURAH24ABK | ADP |  | PL36H175P159 | *96MSN0401712A* | 23400 | 16 | 8.5 | 24600 | 23800 | 96.75% | 2 | 0 | 9.5 |  |  |  |  | R-410A | 1.95 | Residential & Commercial | USHP
213739940 | Central HP <5.4 tons | DAY & NIGHT | HRCU-A-CB (Split System: Heat Pump with Remote Outdoor Unit-Air-Source) | DLCURAH24ABK | ADP |  | V,G36H175P159 | *96MSN0401712A* | 23400 | 16 | 8.5 | 24600 | 23800 | 96.75% | 2 | 0 | 9.5 |  |  |  |  | R-410A | 1.95 | Residential & Commercial | USHP
213739935 | Central HP <5.4 tons | DAY & NIGHT | HRCU-A-CB (Split System: Heat Pump with Remote Outdoor Unit-Air-Source) | DLCURAH24ABK | ADP |  | PL36H175P069 | *96MSN0401712A* | 23400 | 16 | 8.5 | 24600 | 24000 | 97.56% | 2 | 0 | 9.5 |  |  |  |  | R-410A | 1.95 | Residential & Commercial | USHP
213739951 | Central HP <5.4 tons | DAY & NIGHT | HRCU-A-CB (Split System: Heat Pump with Remote Outdoor Unit-Air-Source) | DLCURAH24ABK | ADP |  | FG35936 | *96MSN0601412A* | 23600 | 16 | 8.5 | 24600 | 23400 | 95.12% | 1.98 | 0 | 10 |  |  |  |  | R-410A | 1.9667 | Residential & Commercial | USHP | Ducted CEE Tier 1
214627551 | Central HP <5.4 tons | CARRIER | HRCU-A-CB (Split System: Heat Pump with Remote Outdoor Unit-Air-Source) | 38MURAQ18AB3* | ADP |  | PL36H210P299 | 58S(B,C)*B070M17**12 | 18000 | 17 | 8.5 | 16200 | 17300 | 106.8% | 2.14 | 0 | 11 |  |  |  |  | R-410A | 1.5 | Residential & Commercial | USHP | Ducted CEE Tier 1
214627553 | Central HP <5.4 tons | CARRIER | HRCU-A-CB (Split System: Heat Pump with Remote Outdoor Unit-Air-Source) | 38MURAQ18AB3* | ADP |  | C36A***L129 | 58S(B,C)*B070M17**12 | 17000 | 16 | 8.5 | 16800 | 18800 | 111.9% | 2.32 | 0 | 10.5 |  |  |  |  | R-410A | 1.4167 | Residential & Commercial | USHP | Ducted CEE Tier 1
214627610 | Central HP <5.4 tons | CARRIER | HRCU-A-CB (Split System: Heat Pump with Remote Outdoor Unit-Air-Source) | 38MURAQ18AB3* | ADP |  | V,C36H175P149 | 58TP*B070V17**16 | 17500 | 16 | 8.5 | 16900 | 19100 | 113% | 2.34 | 0 | 10.5 |  |  |  |  | R-410A | 1.4583 | Residential & Commercial | USHP | Ducted CEE Tier 1
214627667 | Central HP <5.4 tons | CARRIER | HRCU-A-CB (Split System: Heat Pump with Remote Outdoor Unit-Air-Source) | 38MURAQ18AB3* | ADP |  | C36A***L129 | 59SC6A040M14**10 | 17100 | 16 | 8.5 | 16900 | 19100 | 113% | 2.34 | 0 | 10 |  |  |  |  | R-410A | 1.425 | Residential & Commercial | USHP | Ducted CEE Tier 1
214627710 | Central HP <5.4 tons | CARRIER | HRCU-A-CB (Split System: Heat Pump with Remote Outdoor Unit-Air-Source) | 38MURAQ18AB3* | ADP |  | PL36H210P749 | 59SC6A040M17**12 | 17500 | 15.2 | 8.5 | 17100 | 18800 | 109.9% | 2.3 | 0 | 10.5 |  |  |  |  | R-410A | 1.4583 | Residential & Commercial | USHP | Ducted CEE Tier 1
214627719 | Central HP <5.4 tons | CARRIER | HRCU-A-CB (Split System: Heat Pump with Remote Outdoor Unit-Air-Source) | 38MURAQ18AB3* | ADP |  | V,C36H***P039 | 59SC6A060M14**12 | 17100 | 16 | 8.5 | 17000 | 19400 | 114.1% | 2.38 | 0 | 10 |  |  |  |  | R-410A | 1.425 | Residential & Commercial | USHP | Ducted CEE Tier 1
214627796 | Central HP <5.4 tons | CARRIER | HRCU-A-CB (Split System: Heat Pump with Remote Outdoor Unit-Air-Source) | 38MURAQ18AB3* | ADP |  | PL36H175P159 | 59SU5B040M17**12 | 17400 | 16 | 8.1 | 16400 | 18300 | 111.6% | 2.24 | 0 | 11 |  |  |  |  | R-410A | 1.45 | Residential & Commercial | USHP | Ducted CEE Tier 1
213739971 | Central HP <5.4 tons | DAY & NIGHT | HRCU-A-CB (Split System: Heat Pump with Remote Outdoor Unit-Air-Source) | DLCURAH24ABK | ADP |  | FG80936 | *96VSN0401712B* | 23400 | 16 | 8.5 | 24600 | 23800 | 96.75% | 2 | 0 | 10 |  |  |  |  | R-410A | 1.95 | Residential & Commercial | USHP | Ducted CEE Tier 1
213739978 | Central HP <5.4 tons | DAY & NIGHT | HRCU-A-CB (Split System: Heat Pump with Remote Outdoor Unit-Air-Source) | DLCURAH24ABK | ADP |  | PL36H175P789 | *96VSN0601412B* | 23600 | 17 | 8.5 | 24600 | 23600 | 95.93% | 2 | 0 | 10 |  |  |  |  | R-410A | 1.9667 | Residential & Commercial | USHP | Ducted CEE Tier 1
215434270 | Central HP <5.4 tons | AMANA | HRCU-A-CB (Split System: Heat Pump with Remote Outdoor Unit-Air-Source) | AZV7SA4210A* |  |  | CA*EA6030*3A* | A*VM970804CNA* | 40500 | 16.5 | 8.8 | 41000 | 31000 | 75.61% | 2 | 0 | 10 |  |  |  |  | R-32 | 3.375 | Residential & Commercial | USHP | Ducted CEE Tier 1
215290032 | Central HP <5.4 tons | AIRQUEST | HRCU-A-CB (Split System: Heat Pump with Remote Outdoor Unit-Air-Source) | DLCURAH18ABK | ADP |  | H,GG35936 | *96VTN0401410A* | 17400 | 16 | 8.5 | 16500 | 18200 | 110.3% | 2.24 | 0 | 10.5 |  |  |  |  | R-410A | 1.45 | Residential & Commercial | USHP | Ducted CEE Tier 1
215290050 | Central HP <5.4 tons | AIRQUEST | HRCU-A-CB (Split System: Heat Pump with Remote Outdoor Unit-Air-Source) | DLCURAH18ABK | ADP |  | H,GG24936 | *96VTN0401410B* | 17200 | 16 | 8.5 | 16600 | 19000 | 114.5% | 2.34 | 0 | 10 |  |  |  |  | R-410A | 1.4333 | Residential & Commercial | USHP | Ducted CEE Tier 1
215290068 | Central HP <5.4 tons | AIRQUEST | HRCU-A-CB (Split System: Heat Pump with Remote Outdoor Unit-Air-Source) | DLCURAH18ABK | ADP |  | H,GE33936 | *96VTN0401410B* | 17100 | 16 | 8.5 | 16600 | 19000 | 114.5% | 2.34 | 0 | 10 |  |  |  |  | R-410A | 1.425 | Residential & Commercial | USHP | Ducted CEE Tier 1
215290102 | Central HP <5.4 tons | AIRQUEST | HRCU-A-CB (Split System: Heat Pump with Remote Outdoor Unit-Air-Source) | DLCURAH18ABK | ADP |  | HE31930 | *96VTN0401712A* | 17200 | 15.2 | 8.5 | 17100 | 18700 | 109.4% | 2.28 | 0 | 10 |  |  |  |  | R-410A | 1.4333 | Residential & Commercial | USHP | Ducted CEE Tier 1
216487737 | Central HP <5.4 tons | BRYANT HEATING AND COOLING SYSTEMS | HRCU-A-CB (Split System: Heat Pump with Remote Outdoor Unit-Air-Source) | 293VAN060**AA* | ADP |  | CE(P,V)6024G48*+TXV | 88*TB60070C21*** | 55500 | 18 | 8.1 | 58500 | 46000 | 78.63% | 1.95 | 0 | 11 |  |  |  |  | R-454B | 4.625 | Residential & Commercial | USHP | Ducted CEE Tier 1
207454841 | Central HP <5.4 tons | LENNOX | HRCU-A-CB (Split System: Heat Pump with Remote Outdoor Unit-Air-Source) | SL25XPV-024-230A** | ADP |  | LH35/36F9 | SL280UH090XV48B* | 22400 | 22 | 9.3 | 20000 | 20000 | 100% | 1.84 | 14 | 14.5 |  |  |  |  | R-410A | 1.8667 | Residential & Commercial | USHP | Ducted CEE Tier 1
207454906 | Central HP <5.4 tons | LENNOX | HRCU-A-CB (Split System: Heat Pump with Remote Outdoor Unit-Air-Source) | SL25XPV-024-230A** | ADP |  | L*19/36S9 | SL297UH060NV36B* | 22000 | 21 | 9.75 | 20000 | 20000 | 100% | 1.8 | 14 | 14 |  |  |  |  | R-410A | 1.8333 | Residential & Commercial | USHP | Ducted CEE Tier 1
207454958 | Central HP <5.4 tons | LENNOX | HRCU-A-CB (Split System: Heat Pump with Remote Outdoor Unit-Air-Source) | SL25XPV-024-230A** | ADP |  | L*19/36S9 | SLP99UH070XV36B* | 22000 | 22 | 9.85 | 20000 | 20000 | 100% | 1.82 | 14 | 14 |  |  |  |  | R-410A | 1.8333 | Residential & Commercial | USHP | Ducted CEE Tier 1
213770738 | Central HP <5.4 tons | AIRQUEST | HRCU-A-CB (Split System: Heat Pump with Remote Outdoor Unit-Air-Source) | HVH825GKA2* |  |  | EA*4X30L17A*+WALLCON | *80CTL0901716B* | 23600 | 16.5 | 8.1 | 21400 | 16700 | 78.04% | 1.92 | 0 | 11 |  |  |  |  | R-410A | 1.9667 | Residential & Commercial | USHP | Ducted CEE Tier 1
213770788 | Central HP <5.4 tons | AIRQUEST | HRCU-A-CB (Split System: Heat Pump with Remote Outdoor Unit-Air-Source) | HVH825GKA2* |  |  | EA*4X30L17A*+WALLCON | *96CTN0601714B* | 23400 | 16 | 8.1 | 21600 | 16800 | 77.78% | 1.9 | 0 | 10.5 |  |  |  |  | R-410A | 1.95 | Residential & Commercial | USHP | Ducted CEE Tier 1
204298644 | Central HP <5.4 tons | TEMPSTAR | HRCU-A-CB (Split System: Heat Pump with Remote Outdoor Unit-Air-Source) | TVH837GKA** |  |  | EA*4X36L17A*+WALLCON | *80CTL0901716A* | 31600 | 17.5 | 8.1 | 33200 | 24200 | 72.89% | 1.86 | 11 | 11 |  |  |  |  | R-410A | 2.6333 | Residential & Commercial | USHP | Ducted CEE Tier 1
204298664 | Central HP <5.4 tons | TEMPSTAR | HRCU-A-CB (Split System: Heat Pump with Remote Outdoor Unit-Air-Source) | TVH837GKA** |  |  | EA*4X36L21A*+WALLCON | *80CTL0701716A* | 31400 | 17 | 8.1 | 33400 | 24400 | 73.05% | 1.84 | 11.5 | 11 |  |  |  |  | R-410A | 2.6167 | Residential & Commercial | USHP | Ducted CEE Tier 1
204299934 | Central HP <5.4 tons | TEMPSTAR | HRCU-A-CB (Split System: Heat Pump with Remote Outdoor Unit-Air-Source) | TVH837GKA** |  |  | EN(A,D)4X48L24**+WALLCON | *97CMN1202422A* | 32400 | 17.5 | 8.1 | 33000 | 24800 | 75.15% | 1.96 | 12 | 11.5 |  |  |  |  | R-410A | 2.7 | Residential & Commercial | USHP | Ducted CEE Tier 1
215290125 | Central HP <5.4 tons | AIRQUEST | HRCU-A-CB (Split System: Heat Pump with Remote Outdoor Unit-Air-Source) | DLCURAH18ABK | ADP |  | H,GE7J936 | *96VTN0401712A* | 17600 | 15.2 | 8.5 | 17100 | 18700 | 109.4% | 2.28 | 0 | 10.5 |  |  |  |  | R-410A | 1.4667 | Residential & Commercial | USHP | Ducted CEE Tier 1
215290150 | Central HP <5.4 tons | AIRQUEST | HRCU-A-CB (Split System: Heat Pump with Remote Outdoor Unit-Air-Source) | DLCURAH18ABK | ADP |  | H,GE32936 | *96VTN0401712B* | 16900 | 16 | 8.5 | 16600 | 19000 | 114.5% | 2.34 | 0 | 10 |  |  |  |  | R-410A | 1.4083 | Residential & Commercial | USHP | Ducted CEE Tier 1
215290166 | Central HP <5.4 tons | AIRQUEST | HRCU-A-CB (Split System: Heat Pump with Remote Outdoor Unit-Air-Source) | DLCURAH18ABK | ADP |  | HG7J924 | *96VTN0401712B* | 16900 | 16 | 8.5 | 16600 | 19000 | 114.5% | 2.34 | 0 | 10 |  |  |  |  | R-410A | 1.4083 | Residential & Commercial | USHP | Ducted CEE Tier 1
215290318 | Central HP <5.4 tons | AIRQUEST | HRCU-A-CB (Split System: Heat Pump with Remote Outdoor Unit-Air-Source) | DLCURAH18ABK | ADP |  | H,GG32936 | *96VTN0601716B* | 17100 | 16 | 8.5 | 16800 | 19100 | 113.7% | 2.34 | 0 | 10 |  |  |  |  | R-410A | 1.425 | Residential & Commercial | USHP | Ducted CEE Tier 1
204456462 | Central HP <5.4 tons | TEMPSTAR | HRCU-A-CB (Split System: Heat Pump with Remote Outdoor Unit-Air-Source) | TVH825GKA2* |  |  | EA*4X25L17A*+WALLCON | *96CTN0601714A* | 24200 | 16.5 | 8.1 | 21400 | 16700 | 78.04% | 2 | 11 | 11 |  |  |  |  | R-410A | 2.0167 | Residential & Commercial | USHP | Ducted CEE Tier 1
216487410 | Central HP <5.4 tons | BRYANT HEATING AND COOLING SYSTEMS | HRCU-A-CB (Split System: Heat Pump with Remote Outdoor Unit-Air-Source) | 290VAN036**AA* | ADP |  | CE(P,V)3617G34*+TXV | 88*TB60070C21*** | 33200 | 18 | 9 | 33400 | 24600 | 73.65% | 1.88 | 0 | 9.5 |  |  |  |  | R-454B | 2.7667 | Residential & Commercial | USHP
216487391 | Central HP <5.4 tons | BRYANT HEATING AND COOLING SYSTEMS | HRCU-A-CB (Split System: Heat Pump with Remote Outdoor Unit-Air-Source) | 290VAN036**AA* | ADP |  | CE(P,V)3614G34*+TXV | 88*TB36045C17*** | 32800 | 17 | 9 | 33600 | 25000 | 74.4% | 1.88 | 0 | 9 |  |  |  |  | R-454B | 2.7333 | Residential & Commercial | USHP
216487414 | Central HP <5.4 tons | BRYANT HEATING AND COOLING SYSTEMS | HRCU-A-CB (Split System: Heat Pump with Remote Outdoor Unit-Air-Source) | 290VAN036**AA* | ADP |  | CE(P,V)3617G34*+TXV | 88*TB60090C21*** | 33200 | 18 | 9 | 34200 | 25200 | 73.68% | 1.86 | 0 | 10 |  |  |  |  | R-454B | 2.7667 | Residential & Commercial | USHP | Ducted CEE Tier 1
216487868 | Central HP <5.4 tons | BRYANT HEATING AND COOLING SYSTEMS | HRCU-A-CB (Split System: Heat Pump with Remote Outdoor Unit-Air-Source) | 290VAN048**AA* | ADP |  | CE(P,V)6021G48*+TXV | 986TD60080C21*** | 45000 | 18 | 9 | 45500 | 33200 | 72.97% | 2.06 | 0 | 10 |  |  |  |  | R-454B | 3.75 | Residential & Commercial | USHP | Ducted CEE Tier 1
216487456 | Central HP <5.4 tons | BRYANT HEATING AND COOLING SYSTEMS | HRCU-A-CB (Split System: Heat Pump with Remote Outdoor Unit-Air-Source) | 290VAN048**AA* | ADP |  | CE(P,V)6024G48*+TXV | 88*TB36070C14*** | 45000 | 16 | 8.5 | 46500 | 33200 | 71.4% | 1.96 | 0 | 9 |  |  |  |  | R-454B | 3.75 | Residential & Commercial | USHP
216487497 | Central HP <5.4 tons | BRYANT HEATING AND COOLING SYSTEMS | HRCU-A-CB (Split System: Heat Pump with Remote Outdoor Unit-Air-Source) | 290VAN048**AA* | ADP |  | CE(P,V)6024G48*+TXV | 88*TB60110C21*** | 45000 | 18 | 9 | 45500 | 33000 | 72.53% | 2.08 | 0 | 10 |  |  |  |  | R-454B | 3.75 | Residential & Commercial | USHP | Ducted CEE Tier 1
216487499 | Central HP <5.4 tons | BRYANT HEATING AND COOLING SYSTEMS | HRCU-A-CB (Split System: Heat Pump with Remote Outdoor Unit-Air-Source) | 290VAN048**AA* | ADP |  | CE(P,V)4817G1K*+TXV | 88*TB60110C21*** | 44500 | 18 | 9 | 46500 | 33600 | 72.26% | 2.06 | 0 | 9.5 |  |  |  |  | R-454B | 3.7083 | Residential & Commercial | USHP
213739875 | Central HP <5.4 tons | DAY & NIGHT | HRCU-A-CB (Split System: Heat Pump with Remote Outdoor Unit-Air-Source) | DLCURAH24ABK | ADP |  | PL36H175P789 | *80VSL0451412B* | 23600 | 17 | 8.5 | 24600 | 24200 | 98.37% | 2.04 | 0 | 10.5 |  |  |  |  | R-410A | 1.9667 | Residential & Commercial | USHP | Ducted CEE Tier 1
213739888 | Central HP <5.4 tons | DAY & NIGHT | HRCU-A-CB (Split System: Heat Pump with Remote Outdoor Unit-Air-Source) | DLCURAH24ABK | ADP |  | PL36H175P069 | *92MSN0401712A* | 23600 | 16 | 8.5 | 24800 | 23600 | 95.16% | 1.96 | 0 | 10 |  |  |  |  | R-410A | 1.9667 | Residential & Commercial | USHP | Ducted CEE Tier 1
213739889 | Central HP <5.4 tons | DAY & NIGHT | HRCU-A-CB (Split System: Heat Pump with Remote Outdoor Unit-Air-Source) | DLCURAH24ABK | ADP |  | PL36H210P299 | *92MSN0401712A* | 23800 | 16 | 8.5 | 24200 | 22200 | 91.74% | 1.86 | 0 | 10 |  |  |  |  | R-410A | 1.9833 | Residential & Commercial | USHP | Ducted CEE Tier 1
213739890 | Central HP <5.4 tons | DAY & NIGHT | HRCU-A-CB (Split System: Heat Pump with Remote Outdoor Unit-Air-Source) | DLCURAH24ABK | ADP |  | FG32936 | *92MSN0401712A* | 23000 | 16 | 8.5 | 24800 | 23600 | 95.16% | 1.96 | 0 | 9.5 |  |  |  |  | R-410A | 1.9167 | Residential & Commercial | USHP
213739891 | Central HP <5.4 tons | DAY & NIGHT | HRCU-A-CB (Split System: Heat Pump with Remote Outdoor Unit-Air-Source) | DLCURAH24ABK | ADP |  | FG33936 | *92MSN0401712A* | 23200 | 16 | 8.5 | 24800 | 23600 | 95.16% | 1.96 | 0 | 9.5 |  |  |  |  | R-410A | 1.9333 | Residential & Commercial | USHP
213739905 | Central HP <5.4 tons | DAY & NIGHT | HRCU-A-CB (Split System: Heat Pump with Remote Outdoor Unit-Air-Source) | DLCURAH24ABK | ADP |  | V,G36H***P449 | *92MSN0601412A* | 23800 | 17 | 8.5 | 24800 | 23400 | 94.35% | 1.98 | 0 | 10.5 |  |  |  |  | R-410A | 1.9833 | Residential & Commercial | USHP | Ducted CEE Tier 1
213770688 | Central HP <5.4 tons | AIRQUEST | HRCU-A-CB (Split System: Heat Pump with Remote Outdoor Unit-Air-Source) | HVH825GKA2* |  |  | EA*4X30L14A*+WALLCON | *80CTL0701412B* | 23400 | 16.5 | 8.1 | 21600 | 16700 | 77.31% | 1.92 | 0 | 11 |  |  |  |  | R-410A | 1.95 | Residential & Commercial | USHP | Ducted CEE Tier 1
213386675 | Central HP <5.4 tons | MIDEA | HRCU-A-CB (Split System: Heat Pump with Remote Outdoor Unit-Air-Source) | MOVB-60HDN1-M18M |  |  | MC**3036BNTD | MGH96M080B3A | 34200 | 16.5 | 8.5 | 34600 | 24400 | 70.52% | 1.82 | 0 | 11.7 |  |  |  |  | R-410A | 2.85 | Residential & Commercial | USHP | Ducted CEE Tier 1
213778828 | Central HP <5.4 tons | AIRQUEST | HRCU-A-CB (Split System: Heat Pump with Remote Outdoor Unit-Air-Source) | HVH837GKA** |  |  | EA*4X36L21A*+WALLCON | *80CTL0701716B* | 31400 | 16.5 | 8.1 | 33000 | 24400 | 73.94% | 1.84 | 0 | 10.5 |  |  |  |  | R-410A | 2.6167 | Residential & Commercial | USHP | Ducted CEE Tier 1
215290350 | Central HP <5.4 tons | AIRQUEST | HRCU-A-CB (Split System: Heat Pump with Remote Outdoor Unit-Air-Source) | DLCURAH18ABK | ADP |  | HG80936 | *96VTN0601716B* | 17400 | 16 | 8.5 | 16800 | 19100 | 113.7% | 2.34 | 0 | 10.5 |  |  |  |  | R-410A | 1.45 | Residential & Commercial | USHP | Ducted CEE Tier 1
215290393 | Central HP <5.4 tons | AIRQUEST | HRCU-A-CB (Split System: Heat Pump with Remote Outdoor Unit-Air-Source) | DLCURAH18ABK | ADP |  | H,GE23936 | *96VTN0801716B* | 17400 | 16 | 8.5 | 17100 | 18700 | 109.4% | 2.3 | 0 | 10.5 |  |  |  |  | R-410A | 1.45 | Residential & Commercial | USHP | Ducted CEE Tier 1
212978482 | Central HP <5.4 tons | COMFORTMAKER | HRCU-A-CB (Split System: Heat Pump with Remote Outdoor Unit-Air-Source) | DLCURAH36ABK |  |  | EA*4X48L21A* | *80MS(N,L)0701712A* | 35400 | 16.5 | 8.1 | 37800 | 34600 | 91.53% | 2 | 0 | 10 |  |  |  |  | R-410A | 2.95 | Residential & Commercial | USHP | Ducted CEE Tier 1
215290411 | Central HP <5.4 tons | AIRQUEST | HRCU-A-CB (Split System: Heat Pump with Remote Outdoor Unit-Air-Source) | DLCURAH18ABK | ADP |  | HG33936 | *96VTN0801716B* | 17600 | 16 | 8.5 | 17100 | 18700 | 109.4% | 2.3 | 0 | 11 |  |  |  |  | R-410A | 1.4667 | Residential & Commercial | USHP | Ducted CEE Tier 1
215290436 | Central HP <5.4 tons | AIRQUEST | HRCU-A-CB (Split System: Heat Pump with Remote Outdoor Unit-Air-Source) | DLCURAH18ABK | ADP |  | HG80936 | *96VTN0801716B* | 17700 | 16 | 8.5 | 17100 | 18700 | 109.4% | 2.3 | 0 | 11 |  |  |  |  | R-410A | 1.475 | Residential & Commercial | USHP | Ducted CEE Tier 1
208128205 | Central HP <5.4 tons | MIDEA | HRCU-A-CB (Split System: Heat Pump with Remote Outdoor Unit-Air-Source) | MOVA-60HDN1-M16G |  |  | MVME36B2MN1TA | 0 | 34200 | 16.3 | 8.5 | 34200 | 24000 | 70.18% | 2 | 11.5 | 10.4 |  |  |  |  | R-410A | 2.85 | Residential & Commercial | USHP | Ducted CEE Tier 1
214771642 | Central HP <5.4 tons | MIDEA | HRCU-A-CB (Split System: Heat Pump with Remote Outdoor Unit-Air-Source) | MOVB-36HDN10-M20G |  |  | MC**3036AN10TH | MGV96U080B3C | 32800 | 17 | 9 | 34000 | 23800 | 70% | 1.85 | 0 | 10.6 |  |  |  |  | R-454B | 2.7333 | Residential & Commercial | USHP | Ducted CEE Tier 1
211263044 | Central HP <5.4 tons | TEMPSTAR | HRCU-A-CB (Split System: Heat Pump with Remote Outdoor Unit-Air-Source) | DLCURAH18ABK |  |  | EN(A,D)4X24L17** | *80ESU0401712A* | 18400 | 16 | 8.5 | 19200 | 18500 | 96.35% | 2.24 | 0 | 11 |  |  |  |  | R-410A | 1.5333 | Residential & Commercial | USHP | Ducted CEE Tier 1
211263430 | Central HP <5.4 tons | TEMPSTAR | HRCU-A-CB (Split System: Heat Pump with Remote Outdoor Unit-Air-Source) | DLCURAH18ABK |  |  | EN(A,D)4X24L17** | *92ESN0801716A* | 18500 | 16 | 8.5 | 19500 | 18400 | 94.36% | 2.24 | 0 | 11 |  |  |  |  | R-410A | 1.5417 | Residential & Commercial | USHP | Ducted CEE Tier 1
211263545 | Central HP <5.4 tons | TEMPSTAR | HRCU-A-CB (Split System: Heat Pump with Remote Outdoor Unit-Air-Source) | DLCURAH18ABK |  |  | EN(A,D)4X24L17** | OMV098J12* | 18300 | 15.5 | 8.5 | 19300 | 18600 | 96.37% | 2.24 | 0 | 11 |  |  |  |  | R-410A | 1.525 | Residential & Commercial | USHP | Ducted CEE Tier 1
211263795 | Central HP <5.4 tons | TEMPSTAR | HRCU-A-CB (Split System: Heat Pump with Remote Outdoor Unit-Air-Source) | DLCURAH18ABK |  |  | EN(A,D)4X30L14** | *80ES(N,L)0451412A* | 18200 | 16 | 8.5 | 18600 | 18400 | 98.92% | 2.22 | 0 | 11 |  |  |  |  | R-410A | 1.5167 | Residential & Commercial | USHP | Ducted CEE Tier 1
211262580 | Central HP <5.4 tons | TEMPSTAR | HRCU-A-CB (Split System: Heat Pump with Remote Outdoor Unit-Air-Source) | DLCURAH18ABK |  |  | EN(A,D)4X24L14** | *80VTL0451412A* | 17600 | 16 | 8.5 | 18500 | 18800 | 101.6% | 2.26 | 0 | 11 |  |  |  |  | R-410A | 1.4667 | Residential & Commercial | USHP | Ducted CEE Tier 1
211264688 | Central HP <5.4 tons | TEMPSTAR | HRCU-A-CB (Split System: Heat Pump with Remote Outdoor Unit-Air-Source) | DLCURAH18ABK |  |  | EN(A,D)4X30L17** | OMV098J12* | 18400 | 16 | 8.5 | 18900 | 18300 | 96.83% | 2.2 | 0 | 11 |  |  |  |  | R-410A | 1.5333 | Residential & Commercial | USHP | Ducted CEE Tier 1
215936577 | Central HP <5.4 tons | AIRQUEST | HRCU-A-CB (Split System: Heat Pump with Remote Outdoor Unit-Air-Source) | H5H3V36*K*AAA* |  |  | EVD5X60M21A*+WALLCON | *80CSU1002120A* | 35600 | 21.5 | 8.5 | 38000 | 28600 | 75.26% | 2.02 | 0 | 12 |  |  |  |  | R-454B | 2.9667 | Residential & Commercial | USHP | Ducted CEE Tier 1
213778878 | Central HP <5.4 tons | AIRQUEST | HRCU-A-CB (Split System: Heat Pump with Remote Outdoor Unit-Air-Source) | HVH837GKA** |  |  | EA*4X36L21A*+WALLCON | *97CMN0601714B* | 31200 | 16.5 | 8.1 | 33200 | 24600 | 74.1% | 1.82 | 0 | 10.5 |  |  |  |  | R-410A | 2.6 | Residential & Commercial | USHP | Ducted CEE Tier 1
211264820 | Central HP <5.4 tons | TEMPSTAR | HRCU-A-CB (Split System: Heat Pump with Remote Outdoor Unit-Air-Source) | DLCURAH18ABK |  |  | FEM4X18**BL | 0 | 17400 | 16 | 8.5 | 18300 | 19400 | 106% | 2.34 | 0 | 10.5 |  |  |  |  | R-410A | 1.45 | Residential & Commercial | USHP | Ducted CEE Tier 1
211265004 | Central HP <5.4 tons | TEMPSTAR | HRCU-A-CB (Split System: Heat Pump with Remote Outdoor Unit-Air-Source) | DLCURAH18ABK |  |  | FM(C,U)4Z24**AL* | 0 | 17800 | 17 | 9 | 18700 | 19800 | 105.9% | 2.4 | 0 | 11 |  |  |  |  | R-410A | 1.4833 | Residential & Commercial | USHP | Ducted CEE Tier 1
213779178 | Central HP <5.4 tons | AIRQUEST | HRCU-A-CB (Split System: Heat Pump with Remote Outdoor Unit-Air-Source) | HVH837GKA** |  |  | EA*4X42L24A*+WALLCON | *80CTL0902120B* | 31800 | 17 | 8.1 | 32800 | 24200 | 73.78% | 1.88 | 0 | 11 |  |  |  |  | R-410A | 2.65 | Residential & Commercial | USHP | Ducted CEE Tier 1
213779228 | Central HP <5.4 tons | AIRQUEST | HRCU-A-CB (Split System: Heat Pump with Remote Outdoor Unit-Air-Source) | HVH837GKA** |  |  | EA*4X42L24A*+WALLCON | *96CTN1002122B* | 31800 | 17 | 8.1 | 33000 | 24200 | 73.33% | 1.88 | 0 | 11 |  |  |  |  | R-410A | 2.65 | Residential & Commercial | USHP | Ducted CEE Tier 1
215223184 | Central HP <5.4 tons | BRYANT HEATING AND COOLING SYSTEMS | HRCU-A-CB (Split System: Heat Pump with Remote Outdoor Unit-Air-Source) | 288BNV037*0**A* | ADP |  | H,PG35936 | 987MB60060C21*** | 31600 | 17 | 8.1 | 31800 | 24200 | 76.1% | 1.88 | 0 | 11 |  |  |  |  | R-410A | 2.6333 | Residential & Commercial | USHP | Ducted CEE Tier 1
214628487 | Central HP <5.4 tons | CARRIER | HRCU-A-CB (Split System: Heat Pump with Remote Outdoor Unit-Air-Source) | 38MURAQ24AB3* | ADP |  | PL36H175P149 | 59SU5B060M17**16 | 23600 | 17 | 8.5 | 24800 | 24000 | 96.77% | 2.02 | 0 | 10.5 |  |  |  |  | R-410A | 1.9667 | Residential & Commercial | USHP | Ducted CEE Tier 1
216487540 | Central HP <5.4 tons | BRYANT HEATING AND COOLING SYSTEMS | HRCU-A-CB (Split System: Heat Pump with Remote Outdoor Unit-Air-Source) | 290VAN048**AA* | ADP |  | CE(P,V)4821G1K*+TXV | 987MC66100C21*** | 43500 | 18 | 9 | 45500 | 33200 | 72.97% | 2.06 | 0 | 9.5 |  |  |  |  | R-454B | 3.625 | Residential & Commercial | USHP
213386676 | Central HP <5.4 tons | MIDEA | HRCU-A-CB (Split System: Heat Pump with Remote Outdoor Unit-Air-Source) | MOVB-60HDN1-M18M |  |  | MC**3036CNTD | MGH96M080C4A | 34400 | 16.5 | 8.5 | 34600 | 24400 | 70.52% | 1.82 | 0 | 11.7 |  |  |  |  | R-410A | 2.8667 | Residential & Commercial | USHP | Ducted CEE Tier 1
211264917 | Central HP <5.4 tons | TEMPSTAR | HRCU-A-CB (Split System: Heat Pump with Remote Outdoor Unit-Air-Source) | DLCURAH18ABK |  |  | FXM4X30**AL | 0 | 18100 | 16 | 8.5 | 18400 | 18200 | 98.91% | 2.18 | 0 | 10.5 |  |  |  |  | R-410A | 1.5083 | Residential & Commercial | USHP | Ducted CEE Tier 1
215434023 | Central HP <5.4 tons | AMANA | HRCU-A-CB (Split System: Heat Pump with Remote Outdoor Unit-Air-Source) | AZV7SA2410A* |  |  | CA*EA3022*3A* | A*VM970603BNA* | 23200 | 19 | 8.6 | 23200 | 17000 | 73.28% | 2 | 0 | 11 |  |  |  |  | R-32 | 1.9333 | Residential & Commercial | USHP | Ducted CEE Tier 1
215434026 | Central HP <5.4 tons | AMANA | HRCU-A-CB (Split System: Heat Pump with Remote Outdoor Unit-Air-Source) | AZV7SA2410A* |  |  | CA*EA3022*3A* | A*VM971005CNA* | 23200 | 19 | 8.6 | 23200 | 17000 | 73.28% | 2 | 0 | 11 |  |  |  |  | R-32 | 1.9333 | Residential & Commercial | USHP | Ducted CEE Tier 1
215434056 | Central HP <5.4 tons | AMANA | HRCU-A-CB (Split System: Heat Pump with Remote Outdoor Unit-Air-Source) | AZV7SA2410A* |  |  | CA*EA3626*3A* | A*VT960603BNA* | 23200 | 19 | 8.6 | 23200 | 17000 | 73.28% | 2 | 0 | 11 |  |  |  |  | R-32 | 1.9333 | Residential & Commercial | USHP | Ducted CEE Tier 1
215434073 | Central HP <5.4 tons | AMANA | HRCU-A-CB (Split System: Heat Pump with Remote Outdoor Unit-Air-Source) | AZV7SA2410A* |  |  | CHPEA3026*3A* | A*VT801005C*A* | 23200 | 19 | 8.6 | 23200 | 17000 | 73.28% | 2 | 0 | 11 |  |  |  |  | R-32 | 1.9333 | Residential & Commercial | USHP | Ducted CEE Tier 1
212979436 | Central HP <5.4 tons | COMFORTMAKER | HRCU-A-CB (Split System: Heat Pump with Remote Outdoor Unit-Air-Source) | DLCURAH30ABK |  |  | EA*4X37L21A* | *80MS(N,L)0702116A* | 30400 | 15.2 | 8.1 | 33400 | 26400 | 79.04% | 1.84 | 0 | 9 |  |  |  |  | R-410A | 2.5333 | Residential & Commercial | USHP
211264938 | Central HP <5.4 tons | TEMPSTAR | HRCU-A-CB (Split System: Heat Pump with Remote Outdoor Unit-Air-Source) | DLCURAH18ABK |  |  | FMA4X18**AL* | 0 | 17400 | 16 | 8.5 | 18500 | 20000 | 108.1% | 2.44 | 0 | 10.5 |  |  |  |  | R-410A | 1.45 | Residential & Commercial | USHP | Ducted CEE Tier 1
215936217 | Central HP <5.4 tons | AIRQUEST | HRCU-A-CB (Split System: Heat Pump with Remote Outdoor Unit-Air-Source) | H5H3V36*K*AAA* |  |  | EVD5X42M24A*+WALLCON | *97CMN0602120B* | 35200 | 21 | 8.5 | 38500 | 28800 | 74.81% | 2.02 | 0 | 12 |  |  |  |  | R-454B | 2.9333 | Residential & Commercial | USHP | Ducted CEE Tier 1
214390530 | Central HP <5.4 tons | DAY & NIGHT | HRCU-A-CB (Split System: Heat Pump with Remote Outdoor Unit-Air-Source) | DLCURAH24ABK | ADP |  | H,GE32936 | *96VTN0601714A* | 23600 | 16 | 8.5 | 25200 | 24000 | 95.24% | 2.02 | 0 | 10 |  |  |  |  | R-410A | 1.9667 | Residential & Commercial | USHP | Ducted CEE Tier 1
216487434 | Central HP <5.4 tons | BRYANT HEATING AND COOLING SYSTEMS | HRCU-A-CB (Split System: Heat Pump with Remote Outdoor Unit-Air-Source) | 290VAN036**AA* | ADP |  | CE(P,V)3614G34*+TXV | 987MC60080C21*** | 33200 | 18 | 9 | 33400 | 24600 | 73.65% | 1.88 | 0 | 9.5 |  |  |  |  | R-454B | 2.7667 | Residential & Commercial | USHP
216487732 | Central HP <5.4 tons | BRYANT HEATING AND COOLING SYSTEMS | HRCU-A-CB (Split System: Heat Pump with Remote Outdoor Unit-Air-Source) | 293VAN060**AA* | ADP |  | CE(P,V)6021G48*+TXV | 88*TB48070C17*** | 54500 | 17 | 8.5 | 59000 | 45000 | 76.27% | 2.1 | 0 | 10.5 |  |  |  |  | R-454B | 4.5417 | Residential & Commercial | USHP | Ducted CEE Tier 1
215290434 | Central HP <5.4 tons | AIRQUEST | HRCU-A-CB (Split System: Heat Pump with Remote Outdoor Unit-Air-Source) | DLCURAH18ABK | ADP |  | H,GE9J936 | *96VTN0801716B* | 17700 | 16 | 8.5 | 17100 | 18700 | 109.4% | 2.3 | 0 | 11 |  |  |  |  | R-410A | 1.475 | Residential & Commercial | USHP | Ducted CEE Tier 1
216487734 | Central HP <5.4 tons | BRYANT HEATING AND COOLING SYSTEMS | HRCU-A-CB (Split System: Heat Pump with Remote Outdoor Unit-Air-Source) | 293VAN060**AA* | ADP |  | CE(P,V)6024G48*+TXV | 88*TB48070C17*** | 54500 | 17 | 8.5 | 59000 | 45000 | 76.27% | 2.1 | 0 | 10.5 |  |  |  |  | R-454B | 4.5417 | Residential & Commercial | USHP | Ducted CEE Tier 1
216487750 | Central HP <5.4 tons | BRYANT HEATING AND COOLING SYSTEMS | HRCU-A-CB (Split System: Heat Pump with Remote Outdoor Unit-Air-Source) | 293VAN060**AA* | ADP |  | CE(P,V)6024G48*+TXV | 987MC60060C21*** | 54500 | 18 | 8.5 | 59000 | 47000 | 79.66% | 2 | 0 | 10 |  |  |  |  | R-454B | 4.5417 | Residential & Commercial | USHP | Ducted CEE Tier 1
213774448 | Central HP <5.4 tons | AIRQUEST | HRCU-A-CB (Split System: Heat Pump with Remote Outdoor Unit-Air-Source) | HVH825GKA3* |  |  | EHD4X42AAL+WALLCON | *80CTL1352422B* | 24200 | 16 | 8.1 | 21400 | 16600 | 77.57% | 2 | 0 | 10.5 |  |  |  |  | R-410A | 2.0167 | Residential & Commercial | USHP | Ducted CEE Tier 1
214807389 | Central HP <5.4 tons | YORK | HRCU-A-CB (Split System: Heat Pump with Remote Outdoor Unit-Air-Source) | HH860E2S11 |  |  | CTU60D5XHS1+JMVT20DC2N1+TXV | 0 | 54500 | 19 | 9 | 53500 | 38500 | 71.96% | 2 | 0 | 12 |  |  |  |  | R-454B | 4.5417 | Residential & Commercial | USHP | Ducted CEE Tier 1
216574984 | Central HP <5.4 tons | MIDEA | HRCU-A-CB (Split System: Heat Pump with Remote Outdoor Unit-Air-Source) | MOVB-36HDN10-M16G |  |  | MHVE30B1MN10TB | 0 | 28600 | 16 | 8.5 | 29400 | 21000 | 71.43% | 1.8 | 0 | 11.7 |  |  |  |  | R-454B | 2.3833 | Residential & Commercial | USHP | Ducted CEE Tier 1
210470490 | Central HP <5.4 tons | COMFORTMAKER | HRCU-A-CB (Split System: Heat Pump with Remote Outdoor Unit-Air-Source) | CVH837GKA2* |  |  | EA*4X61L21A*+WALLCON | *96CTN1002122A* | 33200 | 17.5 | 8.5 | 32000 | 24800 | 77.5% | 2 | 0 | 12 |  |  |  |  | R-410A | 2.7667 | Residential & Commercial | USHP | Ducted CEE Tier 1
210470523 | Central HP <5.4 tons | COMFORTMAKER | HRCU-A-CB (Split System: Heat Pump with Remote Outdoor Unit-Air-Source) | CVH837GKA2* |  |  | EA*4X61L24A*+WALLCON | *95CSU0802120A* | 33200 | 18 | 8.5 | 32000 | 24800 | 77.5% | 2 | 0 | 11.5 |  |  |  |  | R-410A | 2.7667 | Residential & Commercial | USHP | Ducted CEE Tier 1
215434276 | Central HP <5.4 tons | AMANA | HRCU-A-CB (Split System: Heat Pump with Remote Outdoor Unit-Air-Source) | AZV7SA4210A* |  |  | CA*EA6030*3A* | A*VT800805C*A* | 40500 | 17 | 8.8 | 41000 | 31000 | 75.61% | 2 | 0 | 10 |  |  |  |  | R-32 | 3.375 | Residential & Commercial | USHP | Ducted CEE Tier 1
214771658 | Central HP <5.4 tons | MIDEA | HRCU-A-CB (Split System: Heat Pump with Remote Outdoor Unit-Air-Source) | MOVB-60HDN10-M20G |  |  | MC**4248BN10TH | MGV96U080B3C | 42500 | 16 | 8.8 | 43500 | 31000 | 71.26% | 1.8 | 0 | 11.7 |  |  |  |  | R-454B | 3.5417 | Residential & Commercial | USHP | Ducted CEE Tier 1
214626926 | Central HP <5.4 tons | CARRIER | HRCU-A-CB (Split System: Heat Pump with Remote Outdoor Unit-Air-Source) | 25VNA424A*031* | ADP |  | C36A***L159 | 59CU5A060C17**16 | 23400 | 20 | 10.5 | 25000 | 19500 | 78% | 2.44 | 0 | 13 |  |  |  |  | R-410A | 1.95 | Residential & Commercial | USHP | Ducted CEE Tier 1
213739508 | Central HP <5.4 tons | DAY & NIGHT | HRCU-A-CB (Split System: Heat Pump with Remote Outdoor Unit-Air-Source) | DLCURAH18ABK | ADP |  | FG35936 | *80MS(N,L)0701712A* | 17400 | 16 | 8.5 | 16800 | 18800 | 111.9% | 2.32 | 0 | 11 |  |  |  |  | R-410A | 1.45 | Residential & Commercial | USHP | Ducted CEE Tier 1
213739578 | Central HP <5.4 tons | DAY & NIGHT | HRCU-A-CB (Split System: Heat Pump with Remote Outdoor Unit-Air-Source) | DLCURAH18ABK | ADP |  | PL36H175P789 | *96MSN0401410A* | 17600 | 16 | 8.1 | 16600 | 18300 | 110.2% | 2.24 | 0 | 11 |  |  |  |  | R-410A | 1.4667 | Residential & Commercial | USHP | Ducted CEE Tier 1
213739585 | Central HP <5.4 tons | DAY & NIGHT | HRCU-A-CB (Split System: Heat Pump with Remote Outdoor Unit-Air-Source) | DLCURAH18ABK | ADP |  | FG33936 | *96MSN0401712A* | 17400 | 15.2 | 8.5 | 17100 | 18800 | 109.9% | 2.3 | 0 | 10.5 |  |  |  |  | R-410A | 1.45 | Residential & Commercial | USHP | Ducted CEE Tier 1
213739601 | Central HP <5.4 tons | DAY & NIGHT | HRCU-A-CB (Split System: Heat Pump with Remote Outdoor Unit-Air-Source) | DLCURAH18ABK | ADP |  | PL36H175P069 | *96VSN0401410B* | 17200 | 17 | 8.5 | 16600 | 19000 | 114.5% | 2.34 | 0 | 10.5 |  |  |  |  | R-410A | 1.4333 | Residential & Commercial | USHP | Ducted CEE Tier 1
214242038 | Central HP <5.4 tons | AIRQUEST | HRCU-A-CB (Split System: Heat Pump with Remote Outdoor Unit-Air-Source) | HVH825GKA3* |  |  | END4X42L17**+WALLCON | *97CMN0601714B* | 23800 | 16 | 8.1 | 21400 | 16700 | 78.04% | 1.96 | 0 | 11 |  |  |  |  | R-410A | 1.9833 | Residential & Commercial | USHP | Ducted CEE Tier 1
216574980 | Central HP <5.4 tons | MIDEA | HRCU-A-CB (Split System: Heat Pump with Remote Outdoor Unit-Air-Source) | MOVB-24HDN10-M16G |  |  | MHVE18A1MN10TB | 0 | 18000 | 16 | 9 | 18000 | 12800 | 71.11% | 1.81 | 0 | 11.7 |  |  |  |  | R-454B | 1.5 | Residential & Commercial | USHP | Ducted CEE Tier 1
213739844 | Central HP <5.4 tons | DAY & NIGHT | HRCU-A-CB (Split System: Heat Pump with Remote Outdoor Unit-Air-Source) | DLCURAH24ABK | ADP |  | FG33936 | *80MS(N,L)0701412A* | 23400 | 17 | 9 | 25200 | 26000 | 103.2% | 2.24 | 0 | 10 |  |  |  |  | R-410A | 1.95 | Residential & Commercial | USHP | Ducted CEE Tier 1
213739853 | Central HP <5.4 tons | DAY & NIGHT | HRCU-A-CB (Split System: Heat Pump with Remote Outdoor Unit-Air-Source) | DLCURAH24ABK | ADP |  | FG33936 | *80MS(N,L)0701712A* | 23600 | 17 | 9 | 25400 | 25400 | 100% | 2.16 | 0 | 10 |  |  |  |  | R-410A | 1.9667 | Residential & Commercial | USHP | Ducted CEE Tier 1
213739860 | Central HP <5.4 tons | DAY & NIGHT | HRCU-A-CB (Split System: Heat Pump with Remote Outdoor Unit-Air-Source) | DLCURAH24ABK | ADP |  | PL36H175P069 | *80MSU0401712A* | 23600 | 17 | 8.5 | 24600 | 24000 | 97.56% | 2.02 | 0 | 10.5 |  |  |  |  | R-410A | 1.9667 | Residential & Commercial | USHP | Ducted CEE Tier 1
213739878 | Central HP <5.4 tons | DAY & NIGHT | HRCU-A-CB (Split System: Heat Pump with Remote Outdoor Unit-Air-Source) | DLCURAH24ABK | ADP |  | FG80936 | *80VSL0451412B* | 23600 | 17 | 8.5 | 24600 | 24200 | 98.37% | 2.04 | 0 | 10.5 |  |  |  |  | R-410A | 1.9667 | Residential & Commercial | USHP | Ducted CEE Tier 1
213739910 | Central HP <5.4 tons | DAY & NIGHT | HRCU-A-CB (Split System: Heat Pump with Remote Outdoor Unit-Air-Source) | DLCURAH24ABK | ADP |  | FG33936 | *95MSU0401712A* | 23000 | 17 | 8.5 | 24400 | 24000 | 98.36% | 2.02 | 0 | 9.5 |  |  |  |  | R-410A | 1.9167 | Residential & Commercial | USHP
213739946 | Central HP <5.4 tons | DAY & NIGHT | HRCU-A-CB (Split System: Heat Pump with Remote Outdoor Unit-Air-Source) | DLCURAH24ABK | ADP |  | PL36H175P069 | *96MSN0601412A* | 23600 | 16 | 8.5 | 24600 | 23800 | 96.75% | 2 | 0 | 10 |  |  |  |  | R-410A | 1.9667 | Residential & Commercial | USHP | Ducted CEE Tier 1
213739960 | Central HP <5.4 tons | DAY & NIGHT | HRCU-A-CB (Split System: Heat Pump with Remote Outdoor Unit-Air-Source) | DLCURAH24ABK | ADP |  | FG35936 | *96VSN0401410B* | 23600 | 16 | 8.5 | 24600 | 23600 | 95.93% | 1.98 | 0 | 10 |  |  |  |  | R-410A | 1.9667 | Residential & Commercial | USHP | Ducted CEE Tier 1
213739876 | Central HP <5.4 tons | DAY & NIGHT | HRCU-A-CB (Split System: Heat Pump with Remote Outdoor Unit-Air-Source) | DLCURAH24ABK | ADP |  | FG35936 | *80VSL0451412B* | 23600 | 17 | 8.5 | 24600 | 24200 | 98.37% | 2.04 | 0 | 10.5 |  |  |  |  | R-410A | 1.9667 | Residential & Commercial | USHP | Ducted CEE Tier 1
213739885 | Central HP <5.4 tons | DAY & NIGHT | HRCU-A-CB (Split System: Heat Pump with Remote Outdoor Unit-Air-Source) | DLCURAH24ABK | ADP |  | FG35936 | *80VTL0451412B* | 23600 | 17 | 8.5 | 24600 | 24200 | 98.37% | 2.04 | 0 | 10.5 |  |  |  |  | R-410A | 1.9667 | Residential & Commercial | USHP | Ducted CEE Tier 1
213739617 | Central HP <5.4 tons | DAY & NIGHT | HRCU-A-CB (Split System: Heat Pump with Remote Outdoor Unit-Air-Source) | DLCURAH18ABK | ADP |  | FG80936 | *96VSN0401712B* | 17200 | 16 | 8.5 | 16600 | 19000 | 114.5% | 2.34 | 0 | 10.5 |  |  |  |  | R-410A | 1.4333 | Residential & Commercial | USHP | Ducted CEE Tier 1
213739635 | Central HP <5.4 tons | DAY & NIGHT | HRCU-A-CB (Split System: Heat Pump with Remote Outdoor Unit-Air-Source) | DLCURAH18ABK | ADP |  | FG80936 | *96VTN0401410B* | 17200 | 16 | 8.5 | 16600 | 19000 | 114.5% | 2.34 | 0 | 10 |  |  |  |  | R-410A | 1.4333 | Residential & Commercial | USHP | Ducted CEE Tier 1
213739896 | Central HP <5.4 tons | DAY & NIGHT | HRCU-A-CB (Split System: Heat Pump with Remote Outdoor Unit-Air-Source) | DLCURAH24ABK | ADP |  | FG80936 | *92MSN0401712A* | 23600 | 16 | 8.5 | 24800 | 23600 | 95.16% | 1.96 | 0 | 10 |  |  |  |  | R-410A | 1.9667 | Residential & Commercial | USHP | Ducted CEE Tier 1
213739901 | Central HP <5.4 tons | DAY & NIGHT | HRCU-A-CB (Split System: Heat Pump with Remote Outdoor Unit-Air-Source) | DLCURAH24ABK | ADP |  | FG33936 | *92MSN0601412A* | 23600 | 17 | 8.5 | 24800 | 23400 | 94.35% | 1.98 | 0 | 10.5 |  |  |  |  | R-410A | 1.9667 | Residential & Commercial | USHP | Ducted CEE Tier 1
211262282 | Central HP <5.4 tons | TEMPSTAR | HRCU-A-CB (Split System: Heat Pump with Remote Outdoor Unit-Air-Source) | DLCURAH18ABK |  |  | EN(A,D)4X18L14** | *96VSN0601412A* | 17600 | 15.5 | 8.5 | 18700 | 19300 | 103.2% | 2.32 | 0 | 10.5 |  |  |  |  | R-410A | 1.4667 | Residential & Commercial | USHP | Ducted CEE Tier 1
214065601 | Central HP <5.4 tons | MIDEA | HRCU-A-CB (Split System: Heat Pump with Remote Outdoor Unit-Air-Source) | MDV-V36WMN1TE |  |  | MHVE36B1MN1TA | 0 | 36000 | 15.2 | 9 | 36000 | 25200 | 70% | 1.8 | 0 | 10.6 |  |  |  |  | R-410A | 3 | Residential & Commercial | USHP | Ducted CEE Tier 1
216487822 | Central HP <5.4 tons | BRYANT HEATING AND COOLING SYSTEMS | HRCU-A-CB (Split System: Heat Pump with Remote Outdoor Unit-Air-Source) | 290VAN024**AA* | ADP |  | CE(P,V)3617G34*+TXV | 986TD66120C24*** | 23400 | 16 | 8.5 | 22400 | 16100 | 71.88% | 1.88 | 0 | 10 |  |  |  |  | R-454B | 1.95 | Residential & Commercial | USHP | Ducted CEE Tier 1
213386672 | Central HP <5.4 tons | MIDEA | HRCU-A-CB (Split System: Heat Pump with Remote Outdoor Unit-Air-Source) | MOVB-60HDN1-M18M |  |  | MC**3036ANTD | MGH96M060B3A | 34000 | 16.5 | 8.5 | 34400 | 24200 | 70.35% | 1.8 | 0 | 11.7 |  |  |  |  | R-410A | 2.8333 | Residential & Commercial | USHP | Ducted CEE Tier 1
213778758 | Central HP <5.4 tons | AIRQUEST | HRCU-A-CB (Split System: Heat Pump with Remote Outdoor Unit-Air-Source) | HVH837GKA** |  |  | EA*4X36L17A*+WALLCON | *80CTL0901716B* | 31200 | 16.5 | 8.1 | 33200 | 24200 | 72.89% | 1.84 | 0 | 10.5 |  |  |  |  | R-410A | 2.6 | Residential & Commercial | USHP | Ducted CEE Tier 1
213779428 | Central HP <5.4 tons | AIRQUEST | HRCU-A-CB (Split System: Heat Pump with Remote Outdoor Unit-Air-Source) | HVH837GKA** |  |  | EA*4X48L21A*+WALLCON | *97CMN0601714B* | 32000 | 16.5 | 8.1 | 32800 | 25200 | 76.83% | 1.94 | 0 | 10.5 |  |  |  |  | R-410A | 2.6667 | Residential & Commercial | USHP | Ducted CEE Tier 1
213779778 | Central HP <5.4 tons | AIRQUEST | HRCU-A-CB (Split System: Heat Pump with Remote Outdoor Unit-Air-Source) | HVH837GKA** |  |  | EA*4X61L24A*+WALLCON | *97CMN1002122B* | 33200 | 17.5 | 8.5 | 32000 | 24800 | 77.5% | 2 | 0 | 11.7 |  |  |  |  | R-410A | 2.7667 | Residential & Commercial | USHP | Ducted CEE Tier 1
213780178 | Central HP <5.4 tons | AIRQUEST | HRCU-A-CB (Split System: Heat Pump with Remote Outdoor Unit-Air-Source) | HVH837GKA** |  |  | EHD4X48AAL+WALLCON | *80CTL0902120B* | 32600 | 16.5 | 8.1 | 33000 | 24800 | 75.15% | 1.96 | 0 | 11 |  |  |  |  | R-410A | 2.7167 | Residential & Commercial | USHP | Ducted CEE Tier 1
213780248 | Central HP <5.4 tons | AIRQUEST | HRCU-A-CB (Split System: Heat Pump with Remote Outdoor Unit-Air-Source) | HVH837GKA** |  |  | EHD4X48AAL+WALLCON | *97CMN1202422B* | 32600 | 16.5 | 8.1 | 33000 | 24800 | 75.15% | 1.96 | 0 | 11 |  |  |  |  | R-410A | 2.7167 | Residential & Commercial | USHP | Ducted CEE Tier 1
213780278 | Central HP <5.4 tons | AIRQUEST | HRCU-A-CB (Split System: Heat Pump with Remote Outdoor Unit-Air-Source) | HVH837GKA** |  |  | EHD4X48AAL+WALLCON | *96CTN1002122B* | 32600 | 16.5 | 8.1 | 33000 | 24800 | 75.15% | 1.96 | 0 | 11 |  |  |  |  | R-410A | 2.7167 | Residential & Commercial | USHP | Ducted CEE Tier 1
213780348 | Central HP <5.4 tons | AIRQUEST | HRCU-A-CB (Split System: Heat Pump with Remote Outdoor Unit-Air-Source) | HVH837GKA** |  |  | EHD4X60AAL+WALLCON | *80CTL1102120B* | 33000 | 16.5 | 8.1 | 32200 | 25400 | 78.88% | 2.04 | 0 | 11.5 |  |  |  |  | R-410A | 2.75 | Residential & Commercial | USHP | Ducted CEE Tier 1
214239266 | Central HP <5.4 tons | AIRQUEST | HRCU-A-CB (Split System: Heat Pump with Remote Outdoor Unit-Air-Source) | HVH837GKA2* |  |  | EN(A,D,W)4X48L21**+WALLCON | *96CTN0801714B* | 32200 | 17 | 8.1 | 32800 | 24800 | 75.61% | 1.94 | 0 | 11.5 |  |  |  |  | R-410A | 2.6833 | Residential & Commercial | USHP | Ducted CEE Tier 1
214239366 | Central HP <5.4 tons | AIRQUEST | HRCU-A-CB (Split System: Heat Pump with Remote Outdoor Unit-Air-Source) | HVH837GKA2* |  |  | EN(A,D,W)4X60L24**+WALLCON | *80CTL1102120B* | 32800 | 17.5 | 8.1 | 32200 | 24600 | 76.4% | 1.96 | 0 | 12 |  |  |  |  | R-410A | 2.7333 | Residential & Commercial | USHP | Ducted CEE Tier 1
212603115 | Central HP <5.4 tons | DAY & NIGHT | HRCU-A-CB (Split System: Heat Pump with Remote Outdoor Unit-Air-Source) | DLCURAH24ABK | ADP |  | PL36H175P069 | *80ES(N,L)0901714A* | 24800 | 17 | 8.5 | 24800 | 21600 | 87.1% | 1.84 | 0 | 10 |  |  |  |  | R-410A | 2.0667 | Residential & Commercial | USHP | Ducted CEE Tier 1
213739834 | Central HP <5.4 tons | DAY & NIGHT | HRCU-A-CB (Split System: Heat Pump with Remote Outdoor Unit-Air-Source) | DLCURAH24ABK | ADP |  | FG32936 | *80MS(N,L)0451412A* | 23400 | 17 | 9 | 25400 | 25800 | 101.6% | 2.2 | 0 | 10 |  |  |  |  | R-410A | 1.95 | Residential & Commercial | USHP | Ducted CEE Tier 1
213739877 | Central HP <5.4 tons | DAY & NIGHT | HRCU-A-CB (Split System: Heat Pump with Remote Outdoor Unit-Air-Source) | DLCURAH24ABK | ADP |  | V,G36H***P449 | *80VSL0451412B* | 23600 | 17 | 8.5 | 24600 | 24200 | 98.37% | 2.04 | 0 | 10.5 |  |  |  |  | R-410A | 1.9667 | Residential & Commercial | USHP | Ducted CEE Tier 1
213739884 | Central HP <5.4 tons | DAY & NIGHT | HRCU-A-CB (Split System: Heat Pump with Remote Outdoor Unit-Air-Source) | DLCURAH24ABK | ADP |  | PL36H175P789 | *80VTL0451412B* | 23600 | 17 | 8.5 | 24600 | 24200 | 98.37% | 2.04 | 0 | 10.5 |  |  |  |  | R-410A | 1.9667 | Residential & Commercial | USHP | Ducted CEE Tier 1
213739969 | Central HP <5.4 tons | DAY & NIGHT | HRCU-A-CB (Split System: Heat Pump with Remote Outdoor Unit-Air-Source) | DLCURAH24ABK | ADP |  | PL36H175P789 | *96VSN0401712B* | 23400 | 16 | 8.5 | 24600 | 24000 | 97.56% | 2.02 | 0 | 10 |  |  |  |  | R-410A | 1.95 | Residential & Commercial | USHP | Ducted CEE Tier 1
213739976 | Central HP <5.4 tons | DAY & NIGHT | HRCU-A-CB (Split System: Heat Pump with Remote Outdoor Unit-Air-Source) | DLCURAH24ABK | ADP |  | FG33936 | *96VSN0601412B* | 23200 | 17 | 8.5 | 24600 | 23600 | 95.93% | 2 | 0 | 9.5 |  |  |  |  | R-410A | 1.9333 | Residential & Commercial | USHP
213739987 | Central HP <5.4 tons | DAY & NIGHT | HRCU-A-CB (Split System: Heat Pump with Remote Outdoor Unit-Air-Source) | DLCURAH24ABK | ADP |  | PL36H175P789 | *96VTN0401410B* | 23400 | 16 | 8.5 | 24800 | 24400 | 98.39% | 2.06 | 0 | 10 |  |  |  |  | R-410A | 1.95 | Residential & Commercial | USHP | Ducted CEE Tier 1
213739492 | Central HP <5.4 tons | DAY & NIGHT | HRCU-A-CB (Split System: Heat Pump with Remote Outdoor Unit-Air-Source) | DLCURAH18ABK | ADP |  | PL36H***P039 | *80MS(N,L)0701412A* | 16900 | 16 | 8.5 | 16900 | 18700 | 110.7% | 2.3 | 0 | 10.5 |  |  |  |  | R-410A | 1.4083 | Residential & Commercial | USHP | Ducted CEE Tier 1
213739494 | Central HP <5.4 tons | DAY & NIGHT | HRCU-A-CB (Split System: Heat Pump with Remote Outdoor Unit-Air-Source) | DLCURAH18ABK | ADP |  | FG32936 | *80MS(N,L)0701412A* | 17400 | 16 | 8.5 | 16900 | 19300 | 114.2% | 2.38 | 0 | 10.5 |  |  |  |  | R-410A | 1.45 | Residential & Commercial | USHP | Ducted CEE Tier 1
213739501 | Central HP <5.4 tons | DAY & NIGHT | HRCU-A-CB (Split System: Heat Pump with Remote Outdoor Unit-Air-Source) | DLCURAH18ABK | ADP |  | PL36H175P069 | *80MS(N,L)0701712A* | 17500 | 17 | 8.5 | 16300 | 17400 | 106.7% | 2.16 | 0 | 10.5 |  |  |  |  | R-410A | 1.4583 | Residential & Commercial | USHP | Ducted CEE Tier 1
213739544 | Central HP <5.4 tons | DAY & NIGHT | HRCU-A-CB (Split System: Heat Pump with Remote Outdoor Unit-Air-Source) | DLCURAH18ABK | ADP |  | FG35936 | *92MSN0401712A* | 17200 | 15.2 | 8.5 | 16500 | 18400 | 111.5% | 2.24 | 0 | 10.5 |  |  |  |  | R-410A | 1.4333 | Residential & Commercial | USHP | Ducted CEE Tier 1
213739569 | Central HP <5.4 tons | DAY & NIGHT | HRCU-A-CB (Split System: Heat Pump with Remote Outdoor Unit-Air-Source) | DLCURAH18ABK | ADP |  | PL36H175P789 | *96MSN0261410A* | 17300 | 20 | 8.1 | 16700 | 18800 | 112.6% | 2.3 | 0 | 10.5 |  |  |  |  | R-410A | 1.4417 | Residential & Commercial | USHP | Ducted CEE Tier 1
213739583 | Central HP <5.4 tons | DAY & NIGHT | HRCU-A-CB (Split System: Heat Pump with Remote Outdoor Unit-Air-Source) | DLCURAH18ABK | ADP |  | PL36H210P299 | *96MSN0401712A* | 17500 | 15.2 | 8.5 | 17100 | 18800 | 109.9% | 2.3 | 0 | 10.5 |  |  |  |  | R-410A | 1.4583 | Residential & Commercial | USHP | Ducted CEE Tier 1
213739628 | Central HP <5.4 tons | DAY & NIGHT | HRCU-A-CB (Split System: Heat Pump with Remote Outdoor Unit-Air-Source) | DLCURAH18ABK | ADP |  | PL36H175P069 | *96VTN0401410B* | 17300 | 16 | 8.5 | 16500 | 18500 | 112.1% | 2.26 | 0 | 10.5 |  |  |  |  | R-410A | 1.4417 | Residential & Commercial | USHP | Ducted CEE Tier 1
213739958 | Central HP <5.4 tons | DAY & NIGHT | HRCU-A-CB (Split System: Heat Pump with Remote Outdoor Unit-Air-Source) | DLCURAH24ABK | ADP |  | PL36H175P159 | *96VSN0401410B* | 23600 | 16 | 8.5 | 24600 | 23600 | 95.93% | 1.98 | 0 | 10 |  |  |  |  | R-410A | 1.9667 | Residential & Commercial | USHP | Ducted CEE Tier 1
212603123 | Central HP <5.4 tons | DAY & NIGHT | HRCU-A-CB (Split System: Heat Pump with Remote Outdoor Unit-Air-Source) | DLCURAH24ABK | ADP |  | FG80936 | *80ES(N,L)0901714A* | 24800 | 17 | 8.5 | 24800 | 21600 | 87.1% | 1.84 | 0 | 10 |  |  |  |  | R-410A | 2.0667 | Residential & Commercial | USHP | Ducted CEE Tier 1
212603125 | Central HP <5.4 tons | DAY & NIGHT | HRCU-A-CB (Split System: Heat Pump with Remote Outdoor Unit-Air-Source) | DLCURAH24ABK | ADP |  | FG80936 | *80ESU0401712A* | 24000 | 17 | 8.1 | 24400 | 22800 | 93.44% | 1.94 | 0 | 10.5 |  |  |  |  | R-410A | 2 | Residential & Commercial | USHP | Ducted CEE Tier 1
212603208 | Central HP <5.4 tons | DAY & NIGHT | HRCU-A-CB (Split System: Heat Pump with Remote Outdoor Unit-Air-Source) | DLCURAH24ABK | ADP |  | FG80936 | *96VSN0601714A* | 23800 | 16 | 8.5 | 25200 | 23600 | 93.65% | 1.98 | 0 | 10 |  |  |  |  | R-410A | 1.9833 | Residential & Commercial | USHP | Ducted CEE Tier 1
212603210 | Central HP <5.4 tons | DAY & NIGHT | HRCU-A-CB (Split System: Heat Pump with Remote Outdoor Unit-Air-Source) | DLCURAH24ABK | ADP |  | PL36H210P299 | *96VSN0801716A* | 24800 | 17 | 8.5 | 24000 | 20600 | 85.83% | 1.76 | 0 | 10.5 |  |  |  |  | R-410A | 2.0667 | Residential & Commercial | USHP | Ducted CEE Tier 1
215434297 | Central HP <5.4 tons | AMANA | HRCU-A-CB (Split System: Heat Pump with Remote Outdoor Unit-Air-Source) | AZV7SA4210A* |  |  | CHPEA6030*3A* | A*VM971005CNA* | 40500 | 16.5 | 8.6 | 41000 | 31000 | 75.61% | 2 | 0 | 10 |  |  |  |  | R-32 | 3.375 | Residential & Commercial | USHP | Ducted CEE Tier 1
212609312 | Central HP <5.4 tons | SURE | HRCU-A-CB (Split System: Heat Pump with Remote Outdoor Unit-Air-Source) | SP18AZ24AJVC |  |  | TCFZ2421HEAAM | S802V0504A17UHS | 22800 | 20 | 8.5 | 22800 | 26000 | 114% | 2.1 | 0 | 12.5 |  |  |  |  | R-410A | 1.9 | Residential & Commercial | USHP | Ducted CEE Tier 1
216738673 | Central HP <5.4 tons | BRYANT HEATING AND COOLING SYSTEMS | HRCU-A-CB (Split System: Heat Pump with Remote Outdoor Unit-Air-Source) | 37MUHAQ24AA3 |  |  | CSAH*3612AM* | 926SB60100V21*** | 23200 | 16 | 8.1 | 21000 | 18700 | 89.05% | 1.85 | 0 | 11 |  |  |  |  | R-454B | 1.9333 | Residential & Commercial | USHP | Ducted CEE Tier 1
212979718 | Central HP <5.4 tons | COMFORTMAKER | HRCU-A-CB (Split System: Heat Pump with Remote Outdoor Unit-Air-Source) | DLCURAH30ABK |  |  | EA*4X37L21A* | *80MS(N,L)0901714A* | 30400 | 15.2 | 8.1 | 33200 | 26400 | 79.52% | 1.84 | 0 | 9 |  |  |  |  | R-410A | 2.5333 | Residential & Commercial | USHP
212980227 | Central HP <5.4 tons | COMFORTMAKER | HRCU-A-CB (Split System: Heat Pump with Remote Outdoor Unit-Air-Source) | DLCURAH30ABK |  |  | EA*4X43L21A* | *80MS(N,L)0902116A* | 30600 | 15.2 | 8.1 | 33400 | 26400 | 79.04% | 1.86 | 0 | 9 |  |  |  |  | R-410A | 2.55 | Residential & Commercial | USHP
212980915 | Central HP <5.4 tons | COMFORTMAKER | HRCU-A-CB (Split System: Heat Pump with Remote Outdoor Unit-Air-Source) | DLCURAH30ABK |  |  | EA*4X37L21A* | *80MS(N,L)1102120A* | 30800 | 15.2 | 8.5 | 33400 | 26200 | 78.44% | 1.86 | 0 | 9 |  |  |  |  | R-410A | 2.5667 | Residential & Commercial | USHP
212603117 | Central HP <5.4 tons | DAY & NIGHT | HRCU-A-CB (Split System: Heat Pump with Remote Outdoor Unit-Air-Source) | DLCURAH24ABK | ADP |  | FG32936 | *80ES(N,L)0901714A* | 24400 | 17 | 8.5 | 24800 | 21600 | 87.1% | 1.84 | 0 | 9.5 |  |  |  |  | R-410A | 2.0333 | Residential & Commercial | USHP
212603118 | Central HP <5.4 tons | DAY & NIGHT | HRCU-A-CB (Split System: Heat Pump with Remote Outdoor Unit-Air-Source) | DLCURAH24ABK | ADP |  | FG33936 | *80ES(N,L)0901714A* | 24800 | 17 | 8.5 | 24800 | 21600 | 87.1% | 1.84 | 0 | 10 |  |  |  |  | R-410A | 2.0667 | Residential & Commercial | USHP | Ducted CEE Tier 1
212603184 | Central HP <5.4 tons | DAY & NIGHT | HRCU-A-CB (Split System: Heat Pump with Remote Outdoor Unit-Air-Source) | DLCURAH24ABK | ADP |  | PL36H175P069 | *95ESN0801716A* | 24800 | 15.2 | 8.5 | 25200 | 21600 | 85.71% | 1.8 | 0 | 10 |  |  |  |  | R-410A | 2.0667 | Residential & Commercial | USHP | Ducted CEE Tier 1
212603216 | Central HP <5.4 tons | DAY & NIGHT | HRCU-A-CB (Split System: Heat Pump with Remote Outdoor Unit-Air-Source) | DLCURAH24ABK | ADP |  | FG35936 | *96VSN0801716A* | 24200 | 16 | 8.1 | 24600 | 22600 | 91.87% | 1.9 | 0 | 10.5 |  |  |  |  | R-410A | 2.0167 | Residential & Commercial | USHP | Ducted CEE Tier 1
216676279 | Central HP <5.4 tons | TEMPSTAR | HRCU-A-CB (Split System: Heat Pump with Remote Outdoor Unit-Air-Source) | D5CURAH24AAK |  |  | EA*5X37M17A* | *80VSL0701716B* | 24800 | 15.5 | 9 | 23600 | 19300 | 81.78% | 2.04 | 0 | 10 |  |  |  |  | R-454B | 2.0667 | Residential & Commercial | USHP | Ducted CEE Tier 1
213739651 | Central HP <5.4 tons | DAY & NIGHT | HRCU-A-CB (Split System: Heat Pump with Remote Outdoor Unit-Air-Source) | DLCURAH18ABK | ADP |  | FG35936 | *96VTN0601412B* | 17500 | 16 | 8.5 | 16900 | 18800 | 111.2% | 2.3 | 0 | 10.5 |  |  |  |  | R-410A | 1.4583 | Residential & Commercial | USHP | Ducted CEE Tier 1
214626992 | Central HP <5.4 tons | CARRIER | HRCU-A-CB (Split System: Heat Pump with Remote Outdoor Unit-Air-Source) | 25VNA436A*031* | ADP |  | C36A***L539 | 58CU*A060C17**16 | 34200 | 20 | 9 | 33000 | 24800 | 75.15% | 2.02 | 0 | 11.7 |  |  |  |  | R-410A | 2.85 | Residential & Commercial | USHP | Ducted CEE Tier 1
213872258 | Central HP <5.4 tons | AMANA | HRCU-A-CB (Split System: Heat Pump with Remote Outdoor Unit-Air-Source) | ASZS60421EA* |  |  | CA*EA6030*4A* | A*VC800805C*A* | 40000 | 17 | 8.6 | 40000 | 30600 | 76.5% | 2.2 | 0 | 10 |  |  |  |  | R-410A | 3.3333 | Residential & Commercial | USHP | Ducted CEE Tier 1
204300158 | Central HP <5.4 tons | TEMPSTAR | HRCU-A-CB (Split System: Heat Pump with Remote Outdoor Unit-Air-Source) | TVH837GKA** |  |  | EHD4X36AAL+WALLCON | *97CMN1002122A* | 32200 | 16.5 | 8.1 | 33200 | 24800 | 74.7% | 1.94 | 11.5 | 11 |  |  |  |  | R-410A | 2.6833 | Residential & Commercial | USHP | Ducted CEE Tier 1
204300208 | Central HP <5.4 tons | TEMPSTAR | HRCU-A-CB (Split System: Heat Pump with Remote Outdoor Unit-Air-Source) | TVH837GKA** |  |  | EHD4X36AAL+WALLCON | *80CTL0901716A* | 32400 | 17 | 8.1 | 33200 | 24600 | 74.1% | 1.94 | 12 | 11 |  |  |  |  | R-410A | 2.7 | Residential & Commercial | USHP | Ducted CEE Tier 1
214628153 | Central HP <5.4 tons | CARRIER | HRCU-A-CB (Split System: Heat Pump with Remote Outdoor Unit-Air-Source) | 38MURAQ24AB3* | ADP |  | PL36H175P149 | 58S(B,C)*B045M14**12 | 23600 | 17 | 8.5 | 24800 | 23800 | 95.97% | 2 | 0 | 10.5 |  |  |  |  | R-410A | 1.9667 | Residential & Commercial | USHP | Ducted CEE Tier 1
214628194 | Central HP <5.4 tons | CARRIER | HRCU-A-CB (Split System: Heat Pump with Remote Outdoor Unit-Air-Source) | 38MURAQ24AB3* | ADP |  | V,C36H175P149 | 58S(B,C)*B070M17**12 | 23200 | 17 | 8.5 | 24600 | 24200 | 98.37% | 2.06 | 0 | 10.5 |  |  |  |  | R-410A | 1.9333 | Residential & Commercial | USHP | Ducted CEE Tier 1
213739928 | Central HP <5.4 tons | DAY & NIGHT | HRCU-A-CB (Split System: Heat Pump with Remote Outdoor Unit-Air-Source) | DLCURAH24ABK | ADP |  | FG32936 | *96MSN0401410A* | 23000 | 16 | 8.5 | 25400 | 24800 | 97.64% | 2.1 | 0 | 10 |  |  |  |  | R-410A | 1.9167 | Residential & Commercial | USHP | Ducted CEE Tier 1
213739937 | Central HP <5.4 tons | DAY & NIGHT | HRCU-A-CB (Split System: Heat Pump with Remote Outdoor Unit-Air-Source) | DLCURAH24ABK | ADP |  | FG32936 | *96MSN0401712A* | 22600 | 16 | 8.5 | 24800 | 24600 | 99.19% | 2.08 | 0 | 9 |  |  |  |  | R-410A | 1.8833 | Residential & Commercial | USHP
213739944 | Central HP <5.4 tons | DAY & NIGHT | HRCU-A-CB (Split System: Heat Pump with Remote Outdoor Unit-Air-Source) | DLCURAH24ABK | ADP |  | FG81936 | *96MSN0401712A* | 23400 | 16 | 8.5 | 24600 | 23800 | 96.75% | 2 | 0 | 9.5 |  |  |  |  | R-410A | 1.95 | Residential & Commercial | USHP
213739994 | Central HP <5.4 tons | DAY & NIGHT | HRCU-A-CB (Split System: Heat Pump with Remote Outdoor Unit-Air-Source) | DLCURAH24ABK | ADP |  | FG33936 | *96VTN0401712B* | 23400 | 16 | 8.5 | 25400 | 25800 | 101.6% | 2.18 | 0 | 9.5 |  |  |  |  | R-410A | 1.95 | Residential & Commercial | USHP
214627176 | Central HP <5.4 tons | CARRIER | HRCU-A-CB (Split System: Heat Pump with Remote Outdoor Unit-Air-Source) | 25VNA448A*031* | ADP |  | V,C60H210P299 | 59CU5A080C21**20 | 44000 | 21 | 8.5 | 44500 | 36000 | 80.9% | 2.18 | 0 | 12 |  |  |  |  | R-410A | 3.6667 | Residential & Commercial | USHP | Ducted CEE Tier 1
216676340 | Central HP <5.4 tons | TEMPSTAR | HRCU-A-CB (Split System: Heat Pump with Remote Outdoor Unit-Air-Source) | D5CURAH24AAK |  |  | EA*5X36M17A* | *80MSU0401712A* | 23800 | 15.5 | 8.5 | 24000 | 19300 | 80.42% | 1.92 | 0 | 10 |  |  |  |  | R-454B | 1.9833 | Residential & Commercial | USHP | Ducted CEE Tier 1
216676467 | Central HP <5.4 tons | TEMPSTAR | HRCU-A-CB (Split System: Heat Pump with Remote Outdoor Unit-Air-Source) | D5CURAH24AAK |  |  | EA*5X37M21A* | *80MSU0601716A* | 24200 | 15.5 | 8.5 | 22800 | 19000 | 83.33% | 1.96 | 0 | 10 |  |  |  |  | R-454B | 2.0167 | Residential & Commercial | USHP | Ducted CEE Tier 1
216676535 | Central HP <5.4 tons | TEMPSTAR | HRCU-A-CB (Split System: Heat Pump with Remote Outdoor Unit-Air-Source) | D5CURAH24AAK |  |  | ESH5X36M12A* | *80MS(N,L)0701712A* | 23800 | 15.2 | 8.5 | 23600 | 19200 | 81.36% | 1.94 | 0 | 9.8 |  |  |  |  | R-454B | 1.9833 | Residential & Commercial | USHP
216676772 | Central HP <5.4 tons | TEMPSTAR | HRCU-A-CB (Split System: Heat Pump with Remote Outdoor Unit-Air-Source) | D5CURAH24AAK |  |  | ESH5X30M12A* | *80MSU0601716A* | 24200 | 15.2 | 8.5 | 24400 | 19500 | 79.92% | 1.92 | 0 | 9.8 |  |  |  |  | R-454B | 2.0167 | Residential & Commercial | USHP
216487638 | Central HP <5.4 tons | BRYANT HEATING AND COOLING SYSTEMS | HRCU-A-CB (Split System: Heat Pump with Remote Outdoor Unit-Air-Source) | 293VAN048**AA* | ADP |  | CE(P,V)6021G48*+TXV | 88*TB36070C14*** | 43500 | 19 | 9 | 47500 | 35200 | 74.11% | 1.9 | 0 | 11 |  |  |  |  | R-454B | 3.625 | Residential & Commercial | USHP | Ducted CEE Tier 1
204300248 | Central HP <5.4 tons | TEMPSTAR | HRCU-A-CB (Split System: Heat Pump with Remote Outdoor Unit-Air-Source) | TVH837GKA** |  |  | EHD4X42AAL+WALLCON | *80CTL0701716A* | 32400 | 16.5 | 8.1 | 33200 | 25000 | 75.3% | 1.94 | 11.5 | 11 |  |  |  |  | R-410A | 2.7 | Residential & Commercial | USHP | Ducted CEE Tier 1
204300268 | Central HP <5.4 tons | TEMPSTAR | HRCU-A-CB (Split System: Heat Pump with Remote Outdoor Unit-Air-Source) | TVH837GKA** |  |  | EHD4X42AAL+WALLCON | *80CTL0902120A* | 32400 | 16.5 | 8.1 | 33200 | 24800 | 74.7% | 1.96 | 12 | 11 |  |  |  |  | R-410A | 2.7 | Residential & Commercial | USHP | Ducted CEE Tier 1
216487566 | Central HP <5.4 tons | BRYANT HEATING AND COOLING SYSTEMS | HRCU-A-CB (Split System: Heat Pump with Remote Outdoor Unit-Air-Source) | 290VAN060**AA* | ADP |  | CE(P,V)6021G48*+TXV | 987MC60060C21*** | 54000 | 17 | 8.5 | 58500 | 42000 | 71.79% | 1.86 | 0 | 8 |  |  |  |  | R-454B | 4.5 | Residential & Commercial | USHP
207454713 | Central HP <5.4 tons | LENNOX | HRCU-A-CB (Split System: Heat Pump with Remote Outdoor Unit-Air-Source) | SL25XPV-024-230A** | ADP |  | L*23/37Z9 | EL296UH045XV36B* | 22800 | 22 | 10 | 19600 | 19600 | 100% | 1.96 | 14 | 14.5 |  |  |  |  | R-410A | 1.9 | Residential & Commercial | USHP | Ducted CEE Tier 1
207454897 | Central HP <5.4 tons | LENNOX | HRCU-A-CB (Split System: Heat Pump with Remote Outdoor Unit-Air-Source) | SL25XPV-024-230A** | ADP |  | L*19/36S9 | SL297UH040NV36B* | 22000 | 22 | 9.75 | 19800 | 20000 | 101% | 1.82 | 14 | 14 |  |  |  |  | R-410A | 1.8333 | Residential & Commercial | USHP | Ducted CEE Tier 1
207454970 | Central HP <5.4 tons | LENNOX | HRCU-A-CB (Split System: Heat Pump with Remote Outdoor Unit-Air-Source) | SL25XPV-024-230A** | ADP |  | L*23/37Z9 | SLP99UH090XV36C* | 22200 | 22 | 9.3 | 19800 | 19800 | 100% | 1.9 | 14 | 14.5 |  |  |  |  | R-410A | 1.85 | Residential & Commercial | USHP | Ducted CEE Tier 1
216441714 | Central HP <5.4 tons | MIDEA | HRCU-A-CB (Split System: Heat Pump with Remote Outdoor Unit-Air-Source) | MDV-V18WMN10T |  |  | MIH18VMN10 | 0 | 18000 | 17 | 9.25 | 18000 | 18000 | 100% | 1.95 | 0 | 12 |  |  |  |  | R-454B | 1.5 | Residential & Commercial | USHP | Ducted CEE Tier 1
204298684 | Central HP <5.4 tons | TEMPSTAR | HRCU-A-CB (Split System: Heat Pump with Remote Outdoor Unit-Air-Source) | TVH837GKA** |  |  | EA*4X36L21A*+WALLCON | *80CTL0902120A* | 31600 | 17 | 8.1 | 33200 | 24200 | 72.89% | 1.86 | 11 | 11 |  |  |  |  | R-410A | 2.6333 | Residential & Commercial | USHP | Ducted CEE Tier 1
202461029 | Central HP <5.4 tons | AMERICAN STANDARD | HRCU-A-CB (Split System: Heat Pump with Remote Outdoor Unit-Air-Source) | 4A6C7048A3 |  |  | 4PX*DU60BS3 | S8X2D120M5PSA | 47500 | 16.5 | 8.1 | 48000 | 48000 | 100% | 3.6 | 13 | 12 |  |  |  |  | R-410A | 3.9583 | Residential & Commercial | USHP | Ducted CEE Tier 1
214628330 | Central HP <5.4 tons | CARRIER | HRCU-A-CB (Split System: Heat Pump with Remote Outdoor Unit-Air-Source) | 38MURAQ24AB3* | ADP |  | PL36H***P449 | 59SC6A026M14**10 | 23400 | 16 | 8.5 | 25400 | 25800 | 101.6% | 2.2 | 0 | 10 |  |  |  |  | R-410A | 1.95 | Residential & Commercial | USHP | Ducted CEE Tier 1
214628448 | Central HP <5.4 tons | CARRIER | HRCU-A-CB (Split System: Heat Pump with Remote Outdoor Unit-Air-Source) | 38MURAQ24AB3* | ADP |  | C36A***L159 | 59SC6A060M17**16 | 23600 | 17 | 9 | 24200 | 23200 | 95.87% | 1.96 | 0 | 10 |  |  |  |  | R-410A | 1.9667 | Residential & Commercial | USHP | Ducted CEE Tier 1
213785427 | Central HP <5.4 tons | BRYANT HEATING AND COOLING SYSTEMS | HRCU-A-CB (Split System: Heat Pump with Remote Outdoor Unit-Air-Source) | 284ANV036*0**B* |  |  | CAP**4221AL*+UI | 88*TB60110C21*** | 32600 | 19 | 9 | 37800 | 26600 | 70.37% | 1.98 | 0 | 11.7 |  |  |  |  | R-410A | 2.7167 | Residential & Commercial | USHP | Ducted CEE Tier 1
214628478 | Central HP <5.4 tons | CARRIER | HRCU-A-CB (Split System: Heat Pump with Remote Outdoor Unit-Air-Source) | 38MURAQ24AB3* | ADP |  | PL36H210P299 | 59SU5B060M17**16 | 24200 | 17 | 8.5 | 23600 | 21200 | 89.83% | 1.82 | 0 | 10.5 |  |  |  |  | R-410A | 2.0167 | Residential & Commercial | USHP | Ducted CEE Tier 1
214628505 | Central HP <5.4 tons | CARRIER | HRCU-A-CB (Split System: Heat Pump with Remote Outdoor Unit-Air-Source) | 38MURAQ24AB3* | ADP |  | V,C36H175P139 | 59SU5B060M17**16 | 23400 | 17 | 8.5 | 24800 | 24000 | 96.77% | 2.02 | 0 | 10.5 |  |  |  |  | R-410A | 1.95 | Residential & Commercial | USHP | Ducted CEE Tier 1
212981113 | Central HP <5.4 tons | COMFORTMAKER | HRCU-A-CB (Split System: Heat Pump with Remote Outdoor Unit-Air-Source) | DLCURAH30ABK |  |  | EA*4X42L24A* | *80MS(N,L)1102420A* | 30000 | 15.5 | 8.1 | 34200 | 27600 | 80.7% | 1.8 | 0 | 9 |  |  |  |  | R-410A | 2.5 | Residential & Commercial | USHP
214771662 | Central HP <5.4 tons | MIDEA | HRCU-A-CB (Split System: Heat Pump with Remote Outdoor Unit-Air-Source) | MOVB-60HDN10-M20G |  |  | MC**4248DN10TH | MGV96U120D5C | 44500 | 17 | 9 | 47000 | 33000 | 70.21% | 1.9 | 0 | 11.7 |  |  |  |  | R-454B | 3.7083 | Residential & Commercial | USHP | Ducted CEE Tier 1
214771664 | Central HP <5.4 tons | MIDEA | HRCU-A-CB (Split System: Heat Pump with Remote Outdoor Unit-Air-Source) | MOVB-60HDN10-M20G |  |  | MC**4860DN10TH | MGV96U100D5C | 51500 | 18 | 8.5 | 54000 | 37800 | 70% | 1.9 | 0 | 11.7 |  |  |  |  | R-454B | 4.2917 | Residential & Commercial | USHP | Ducted CEE Tier 1
216487623 | Central HP <5.4 tons | BRYANT HEATING AND COOLING SYSTEMS | HRCU-A-CB (Split System: Heat Pump with Remote Outdoor Unit-Air-Source) | 293VAN036**AA* | ADP |  | CE(P,V)3617G34*+TXV | 987MC60080C21*** | 32800 | 20 | 9.5 | 33000 | 26000 | 78.79% | 2.02 | 0 | 11 |  |  |  |  | R-454B | 2.7333 | Residential & Commercial | USHP | Ducted CEE Tier 1
216487916 | Central HP <5.4 tons | BRYANT HEATING AND COOLING SYSTEMS | HRCU-A-CB (Split System: Heat Pump with Remote Outdoor Unit-Air-Source) | 293VAN036**AA* | ADP |  | CE(P,V)3614G34*+TXV | 986TD30040C14*** | 31600 | 17 | 9 | 32400 | 25800 | 79.63% | 1.94 | 0 | 10.5 |  |  |  |  | R-454B | 2.6333 | Residential & Commercial | USHP | Ducted CEE Tier 1
216487918 | Central HP <5.4 tons | BRYANT HEATING AND COOLING SYSTEMS | HRCU-A-CB (Split System: Heat Pump with Remote Outdoor Unit-Air-Source) | 293VAN036**AA* | ADP |  | CE(P,V)3617G34*+TXV | 986TD30040C14*** | 31600 | 17 | 9 | 32400 | 25800 | 79.63% | 1.94 | 0 | 10.5 |  |  |  |  | R-454B | 2.6333 | Residential & Commercial | USHP | Ducted CEE Tier 1
216676329 | Central HP <5.4 tons | TEMPSTAR | HRCU-A-CB (Split System: Heat Pump with Remote Outdoor Unit-Air-Source) | D5CURAH24AAK |  |  | EA*5X37M21A* | *80VSL0902120B* | 25000 | 15.2 | 8.5 | 23200 | 19100 | 82.33% | 1.96 | 0 | 10 |  |  |  |  | R-454B | 2.0833 | Residential & Commercial | USHP | Ducted CEE Tier 1
216676813 | Central HP <5.4 tons | TEMPSTAR | HRCU-A-CB (Split System: Heat Pump with Remote Outdoor Unit-Air-Source) | D5CURAH24AAK |  |  | EA*5X37M21A* | *95CSU0802120B* | 25200 | 15.2 | 9 | 23400 | 19200 | 82.05% | 2.1 | 0 | 10 |  |  |  |  | R-454B | 2.1 | Residential & Commercial | USHP | Ducted CEE Tier 1
216732548 | Central HP <5.4 tons | AIRQUEST | HRCU-A-CB (Split System: Heat Pump with Remote Outdoor Unit-Air-Source) | D5CUHAH24AAK |  |  | EA*5X24M14A* | *80VTL0451412B* | 21800 | 16 | 8.5 | 21000 | 19100 | 90.95% | 1.98 | 0 | 10.5 |  |  |  |  | R-454B | 1.8167 | Residential & Commercial | USHP | Ducted CEE Tier 1
216732666 | Central HP <5.4 tons | AIRQUEST | HRCU-A-CB (Split System: Heat Pump with Remote Outdoor Unit-Air-Source) | D5CUHAH24AAK |  |  | EA*5X24M17A* | *80MS(N,L)0451412A* | 22000 | 16 | 8.5 | 21000 | 19200 | 91.43% | 1.96 | 0 | 10.5 |  |  |  |  | R-454B | 1.8333 | Residential & Commercial | USHP | Ducted CEE Tier 1
215936717 | Central HP <5.4 tons | AIRQUEST | HRCU-A-CB (Split System: Heat Pump with Remote Outdoor Unit-Air-Source) | H5H3V36*K*AAA* |  |  | EVD5X60M21A*+WALLCON | *96CTN0801714B* | 35400 | 21.5 | 8.5 | 38000 | 28800 | 75.79% | 2.02 | 0 | 12 |  |  |  |  | R-454B | 2.95 | Residential & Commercial | USHP | Ducted CEE Tier 1
215936787 | Central HP <5.4 tons | AIRQUEST | HRCU-A-CB (Split System: Heat Pump with Remote Outdoor Unit-Air-Source) | H5H3V36*K*AAA* |  |  | EVD5X60M24A*+WALLCON | *95CSU0802120B* | 35400 | 21.5 | 8.5 | 38000 | 28600 | 75.26% | 2.04 | 0 | 12 |  |  |  |  | R-454B | 2.95 | Residential & Commercial | USHP | Ducted CEE Tier 1
215936887 | Central HP <5.4 tons | AIRQUEST | HRCU-A-CB (Split System: Heat Pump with Remote Outdoor Unit-Air-Source) | H5H3V36*K*AAA* |  |  | EVD5X61M21A*+WALLCON | *95CSU1002122B* | 36000 | 22 | 8.5 | 37600 | 28400 | 75.53% | 2.04 | 0 | 12.5 |  |  |  |  | R-454B | 3 | Residential & Commercial | USHP | Ducted CEE Tier 1
215936937 | Central HP <5.4 tons | AIRQUEST | HRCU-A-CB (Split System: Heat Pump with Remote Outdoor Unit-Air-Source) | H5H3V36*K*AAA* |  |  | EVD5X61M24A*+WALLCON | *80CTL1102120B* | 36000 | 22.5 | 8.5 | 37600 | 28200 | 75% | 2.06 | 0 | 12.5 |  |  |  |  | R-454B | 3 | Residential & Commercial | USHP | Ducted CEE Tier 1
215218931 | Central HP <5.4 tons | MIDEA | HRCU-A-CB (Split System: Heat Pump with Remote Outdoor Unit-Air-Source) | MOVB-24HDN10-M16G |  |  | MVME24B2MN10TB | 0 | 24000 | 18 | 8.5 | 24000 | 17200 | 71.67% | 1.84 | 0 | 11.7 |  |  |  |  | R-454B | 2 | Residential & Commercial | USHP | Ducted CEE Tier 1
214491771 | Central HP <5.4 tons | AMANA | HRCU-A-CB (Split System: Heat Pump with Remote Outdoor Unit-Air-Source) | ASZS601810A* |  |  | CA*EA1818*4B* | A*VC800803B*A* | 16600 | 17.5 | 8.5 | 17400 | 13000 | 74.71% | 2.1 | 0 | 10.9 |  |  |  |  | R-410A | 1.3833 | Residential & Commercial | USHP | Ducted CEE Tier 1
213739949 | Central HP <5.4 tons | DAY & NIGHT | HRCU-A-CB (Split System: Heat Pump with Remote Outdoor Unit-Air-Source) | DLCURAH24ABK | ADP |  | PL36H175P159 | *96MSN0601412A* | 23600 | 16 | 8.5 | 24600 | 23800 | 96.75% | 2 | 0 | 10 |  |  |  |  | R-410A | 1.9667 | Residential & Commercial | USHP | Ducted CEE Tier 1
213739950 | Central HP <5.4 tons | DAY & NIGHT | HRCU-A-CB (Split System: Heat Pump with Remote Outdoor Unit-Air-Source) | DLCURAH24ABK | ADP |  | PL36H175P789 | *96MSN0601412A* | 23600 | 17 | 8.5 | 23600 | 21400 | 90.68% | 1.82 | 0 | 9.5 |  |  |  |  | R-410A | 1.9667 | Residential & Commercial | USHP
213739966 | Central HP <5.4 tons | DAY & NIGHT | HRCU-A-CB (Split System: Heat Pump with Remote Outdoor Unit-Air-Source) | DLCURAH24ABK | ADP |  | FG33936 | *96VSN0401712B* | 23400 | 16 | 8.5 | 25400 | 25800 | 101.6% | 2.18 | 0 | 9.5 |  |  |  |  | R-410A | 1.95 | Residential & Commercial | USHP
213739983 | Central HP <5.4 tons | DAY & NIGHT | HRCU-A-CB (Split System: Heat Pump with Remote Outdoor Unit-Air-Source) | DLCURAH24ABK | ADP |  | PL36H175P069 | *96VTN0401410B* | 23400 | 16 | 8.5 | 24600 | 23800 | 96.75% | 2 | 0 | 10 |  |  |  |  | R-410A | 1.95 | Residential & Commercial | USHP | Ducted CEE Tier 1
215434407 | Central HP <5.4 tons | AMANA | HRCU-A-CB (Split System: Heat Pump with Remote Outdoor Unit-Air-Source) | AZV7SA4810A* |  |  | CHPEA4830*3A* | A*VM970804CNA* | 45500 | 16.2 | 8.5 | 46000 | 33600 | 73.04% | 2 | 0 | 10 |  |  |  |  | R-32 | 3.7917 | Residential & Commercial | USHP | Ducted CEE Tier 1
215434410 | Central HP <5.4 tons | AMANA | HRCU-A-CB (Split System: Heat Pump with Remote Outdoor Unit-Air-Source) | AZV7SA4810A* |  |  | CHPEA4830*3A* | A*VT961005DNA* | 45500 | 16.5 | 8.5 | 46000 | 33600 | 73.04% | 2 | 0 | 10 |  |  |  |  | R-32 | 3.7917 | Residential & Commercial | USHP | Ducted CEE Tier 1
213785443 | Central HP <5.4 tons | BRYANT HEATING AND COOLING SYSTEMS | HRCU-A-CB (Split System: Heat Pump with Remote Outdoor Unit-Air-Source) | 284ANV036*0**B* |  |  | CAP**4224AL*+UI | 88*TB60090C21*** | 32600 | 19 | 9 | 37800 | 26600 | 70.37% | 1.98 | 0 | 11.7 |  |  |  |  | R-410A | 2.7167 | Residential & Commercial | USHP | Ducted CEE Tier 1
213785461 | Central HP <5.4 tons | BRYANT HEATING AND COOLING SYSTEMS | HRCU-A-CB (Split System: Heat Pump with Remote Outdoor Unit-Air-Source) | 284ANV036*0**B* |  |  | CAP**4321AL*+UI | 88*TB48090C17*** | 33800 | 19.5 | 9 | 36400 | 25600 | 70.33% | 2.04 | 0 | 12 |  |  |  |  | R-410A | 2.8167 | Residential & Commercial | USHP | Ducted CEE Tier 1
213785493 | Central HP <5.4 tons | BRYANT HEATING AND COOLING SYSTEMS | HRCU-A-CB (Split System: Heat Pump with Remote Outdoor Unit-Air-Source) | 284ANV036*0**B* |  |  | CAP**4821AL*+UI | 987MC42060C17*** | 33000 | 18.5 | 9 | 36800 | 26000 | 70.65% | 2 | 0 | 11.5 |  |  |  |  | R-410A | 2.75 | Residential & Commercial | USHP | Ducted CEE Tier 1
203120249 | Central HP <5.4 tons | AMERICAN STANDARD | HRCU-A-CB (Split System: Heat Pump with Remote Outdoor Unit-Air-Source) | 4A6C7048A3 |  |  | 4PX*DU60BS3 | S8X2D120M5PTA | 47500 | 16.5 | 8.1 | 48000 | 48000 | 100% | 3.6 | 13 | 12 |  |  |  |  | R-410A | 3.9583 | Residential & Commercial | USHP | Ducted CEE Tier 1
203119231 | Central HP <5.4 tons | TRANE | HRCU-A-CB (Split System: Heat Pump with Remote Outdoor Unit-Air-Source) | 4TWA7048A4 |  |  | 4TXFH064AZ3 | S8X1D120M5PTA | 47500 | 16.5 | 8.1 | 48000 | 48000 | 100% | 3.6 | 13 | 12 |  |  |  |  | R-410A | 3.9583 | Residential & Commercial | USHP | Ducted CEE Tier 1
213785655 | Central HP <5.4 tons | BRYANT HEATING AND COOLING SYSTEMS | HRCU-A-CB (Split System: Heat Pump with Remote Outdoor Unit-Air-Source) | 284ANV036*0**B* |  |  | CSPH*3612AL*+UI | 987MC66100C21*** | 33200 | 18 | 8.5 | 37000 | 26200 | 70.81% | 2.02 | 0 | 11.7 |  |  |  |  | R-410A | 2.7667 | Residential & Commercial | USHP | Ducted CEE Tier 1
214505282 | Central HP <5.4 tons | AMANA | HRCU-A-CB (Split System: Heat Pump with Remote Outdoor Unit-Air-Source) | ASZS60241EA* |  |  | CA*EA2422*4B* | A*VC800604B*A* | 23000 | 17 | 8.6 | 23000 | 16100 | 70% | 2 | 0 | 10 |  |  |  |  | R-410A | 1.9167 | Residential & Commercial | USHP | Ducted CEE Tier 1
214491773 | Central HP <5.4 tons | AMANA | HRCU-A-CB (Split System: Heat Pump with Remote Outdoor Unit-Air-Source) | ASZS601810A* |  |  | CA*EA1818*4B* | A*VC960403BNB* | 16600 | 17.5 | 8.5 | 17400 | 13000 | 74.71% | 2.1 | 0 | 10.9 |  |  |  |  | R-410A | 1.3833 | Residential & Commercial | USHP | Ducted CEE Tier 1
214491789 | Central HP <5.4 tons | AMANA | HRCU-A-CB (Split System: Heat Pump with Remote Outdoor Unit-Air-Source) | ASZS601810A* |  |  | CA*EA2422*4B* | A*VC960403BNB* | 16600 | 17.5 | 8.5 | 17400 | 13000 | 74.71% | 2.1 | 0 | 10.9 |  |  |  |  | R-410A | 1.3833 | Residential & Commercial | USHP | Ducted CEE Tier 1
214505375 | Central HP <5.4 tons | AMANA | HRCU-A-CB (Split System: Heat Pump with Remote Outdoor Unit-Air-Source) | ASZS60241EA* |  |  | CA*EA3026*4B* | A*VS960805CUA* | 23000 | 17 | 8.6 | 23000 | 16100 | 70% | 2 | 0 | 10 |  |  |  |  | R-410A | 1.9167 | Residential & Commercial | USHP | Ducted CEE Tier 1
207454710 | Central HP <5.4 tons | LENNOX | HRCU-A-CB (Split System: Heat Pump with Remote Outdoor Unit-Air-Source) | SL25XPV-024-230A** | ADP |  | L*35/36S9 | EL296UH045XV36B* | 22200 | 22 | 9.8 | 20000 | 20200 | 101% | 1.84 | 14 | 14 |  |  |  |  | R-410A | 1.85 | Residential & Commercial | USHP | Ducted CEE Tier 1
207454753 | Central HP <5.4 tons | LENNOX | HRCU-A-CB (Split System: Heat Pump with Remote Outdoor Unit-Air-Source) | SL25XPV-024-230A** | ADP |  | LH35/38X9 | EL296UH110XV48C* | 22200 | 21 | 9.3 | 19800 | 19800 | 100% | 1.9 | 14 | 14.5 |  |  |  |  | R-410A | 1.85 | Residential & Commercial | USHP | Ducted CEE Tier 1
203120266 | Central HP <5.4 tons | AMERICAN STANDARD | HRCU-A-CB (Split System: Heat Pump with Remote Outdoor Unit-Air-Source) | 4A6C7048A3 |  |  | 4TXCD010DS3 | S8X2D120M5PTA | 47500 | 16.5 | 8.1 | 48000 | 48000 | 100% | 3.6 | 13 | 12 |  |  |  |  | R-410A | 3.9583 | Residential & Commercial | USHP | Ducted CEE Tier 1
216676669 | Central HP <5.4 tons | TEMPSTAR | HRCU-A-CB (Split System: Heat Pump with Remote Outdoor Unit-Air-Source) | D5CURAH24AAK |  |  | EA*5X36M17A* | *80VTL0701716B* | 23800 | 15.2 | 8.5 | 24000 | 19400 | 80.83% | 1.9 | 0 | 9.8 |  |  |  |  | R-454B | 1.9833 | Residential & Commercial | USHP
215218941 | Central HP <5.4 tons | MIDEA | HRCU-A-CB (Split System: Heat Pump with Remote Outdoor Unit-Air-Source) | MOVB-60HDN10-M16G |  |  | MC**4248CN10TH | MGV96U080C4C | 43000 | 16 | 8.5 | 45000 | 31600 | 70.22% | 1.85 | 0 | 10.5 |  |  |  |  | R-454B | 3.5833 | Residential & Commercial | USHP | Ducted CEE Tier 1
203119245 | Central HP <5.4 tons | TRANE | HRCU-A-CB (Split System: Heat Pump with Remote Outdoor Unit-Air-Source) | 4TWA7048A4 |  |  | 4TXFH064AZ3 | S8X2D120M5PTA | 47500 | 16.5 | 8.1 | 48000 | 48000 | 100% | 3.6 | 13 | 12 |  |  |  |  | R-410A | 3.9583 | Residential & Commercial | USHP | Ducted CEE Tier 1
215434425 | Central HP <5.4 tons | AMANA | HRCU-A-CB (Split System: Heat Pump with Remote Outdoor Unit-Air-Source) | AZV7SA4810A* |  |  | CHPEA6030*3A* | A*VM971205DNA* | 45500 | 16.5 | 8.5 | 46500 | 33600 | 72.26% | 2 | 0 | 10 |  |  |  |  | R-32 | 3.7917 | Residential & Commercial | USHP | Ducted CEE Tier 1
213739499 | Central HP <5.4 tons | DAY & NIGHT | HRCU-A-CB (Split System: Heat Pump with Remote Outdoor Unit-Air-Source) | DLCURAH18ABK | ADP |  | V,G36H***P449 | *80MS(N,L)0701412A* | 17600 | 16 | 8.5 | 16900 | 18700 | 110.7% | 2.3 | 0 | 11 |  |  |  |  | R-410A | 1.4667 | Residential & Commercial | USHP | Ducted CEE Tier 1
213739515 | Central HP <5.4 tons | DAY & NIGHT | HRCU-A-CB (Split System: Heat Pump with Remote Outdoor Unit-Air-Source) | DLCURAH18ABK | ADP |  | V,G36H175P159 | *80MSU0401712A* | 17600 | 16 | 8.5 | 16900 | 18700 | 110.7% | 2.3 | 0 | 11 |  |  |  |  | R-410A | 1.4667 | Residential & Commercial | USHP | Ducted CEE Tier 1
212980172 | Central HP <5.4 tons | COMFORTMAKER | HRCU-A-CB (Split System: Heat Pump with Remote Outdoor Unit-Air-Source) | DLCURAH36ABK |  |  | EA*4X48L24A* | *80MS(N,L)0902116A* | 35600 | 16.5 | 8.5 | 37800 | 34600 | 91.53% | 2.02 | 0 | 10 |  |  |  |  | R-410A | 2.9667 | Residential & Commercial | USHP | Ducted CEE Tier 1
213361589 | Central HP <5.4 tons | CARRIER | HRCU-A-CB (Split System: Heat Pump with Remote Outdoor Unit-Air-Source) | 25VNA448A*031* |  |  | FE4BN(B,X)C48L*+UI | 0 | 45000 | 22 | 9.5 | 46000 | 36000 | 78.26% | 2.34 | 0 | 12 |  |  |  |  | R-410A | 3.75 | Residential & Commercial | USHP | Ducted CEE Tier 1
204300358 | Central HP <5.4 tons | TEMPSTAR | HRCU-A-CB (Split System: Heat Pump with Remote Outdoor Unit-Air-Source) | TVH837GKA** |  |  | EHD4X42AAL+WALLCON | *97CMN1202422A* | 32400 | 16.5 | 8.1 | 33200 | 25000 | 75.3% | 1.96 | 11.5 | 11 |  |  |  |  | R-410A | 2.7 | Residential & Commercial | USHP | Ducted CEE Tier 1
204300578 | Central HP <5.4 tons | TEMPSTAR | HRCU-A-CB (Split System: Heat Pump with Remote Outdoor Unit-Air-Source) | TVH837GKA** |  |  | EHD4X48AAL+WALLCON | *80CTL0701412A* | 32600 | 17 | 8.1 | 33200 | 25000 | 75.3% | 1.96 | 11.5 | 11 |  |  |  |  | R-410A | 2.7167 | Residential & Commercial | USHP | Ducted CEE Tier 1
215434388 | Central HP <5.4 tons | AMANA | HRCU-A-CB (Split System: Heat Pump with Remote Outdoor Unit-Air-Source) | AZV7SA4810A* |  |  | CA*EA6030*3A* | A*VT800804C*A* | 45500 | 16.5 | 8.8 | 47000 | 33600 | 71.49% | 2 | 0 | 10 |  |  |  |  | R-32 | 3.7917 | Residential & Commercial | USHP | Ducted CEE Tier 1
215434390 | Central HP <5.4 tons | AMANA | HRCU-A-CB (Split System: Heat Pump with Remote Outdoor Unit-Air-Source) | AZV7SA4810A* |  |  | CA*EA6030*3A* | A*VT801005C*A* | 45500 | 16.5 | 8.8 | 47000 | 33600 | 71.49% | 2 | 0 | 10 |  |  |  |  | R-32 | 3.7917 | Residential & Commercial | USHP | Ducted CEE Tier 1
215434411 | Central HP <5.4 tons | AMANA | HRCU-A-CB (Split System: Heat Pump with Remote Outdoor Unit-Air-Source) | AZV7SA4810A* |  |  | CHPEA4830*3A* | A*VT961205DNA* | 45500 | 16.5 | 8.5 | 46000 | 33600 | 73.04% | 2 | 0 | 10 |  |  |  |  | R-32 | 3.7917 | Residential & Commercial | USHP | Ducted CEE Tier 1
215434413 | Central HP <5.4 tons | AMANA | HRCU-A-CB (Split System: Heat Pump with Remote Outdoor Unit-Air-Source) | AZV7SA4810A* |  |  | CHPEA6030*3A* | A*VS800805CUA* | 45500 | 16.5 | 8.5 | 46500 | 33600 | 72.26% | 2 | 0 | 10 |  |  |  |  | R-32 | 3.7917 | Residential & Commercial | USHP | Ducted CEE Tier 1
215434415 | Central HP <5.4 tons | AMANA | HRCU-A-CB (Split System: Heat Pump with Remote Outdoor Unit-Air-Source) | AZV7SA4810A* |  |  | CHPEA6030*3A* | A*VT800805C*A* | 45500 | 16.5 | 8.5 | 46500 | 33600 | 72.26% | 2 | 0 | 10 |  |  |  |  | R-32 | 3.7917 | Residential & Commercial | USHP | Ducted CEE Tier 1
216487922 | Central HP <5.4 tons | BRYANT HEATING AND COOLING SYSTEMS | HRCU-A-CB (Split System: Heat Pump with Remote Outdoor Unit-Air-Source) | 293VAN036**AA* | ADP |  | CE(P,V)3614G34*+TXV | 986TD42060C17*** | 32400 | 19 | 9.5 | 32600 | 26000 | 79.75% | 2.02 | 0 | 10.5 |  |  |  |  | R-454B | 2.7 | Residential & Commercial | USHP | Ducted CEE Tier 1
213739504 | Central HP <5.4 tons | DAY & NIGHT | HRCU-A-CB (Split System: Heat Pump with Remote Outdoor Unit-Air-Source) | DLCURAH18ABK | ADP |  | FG33936 | *80MS(N,L)0701712A* | 17500 | 16 | 8.5 | 16800 | 19100 | 113.7% | 2.34 | 0 | 10.5 |  |  |  |  | R-410A | 1.4583 | Residential & Commercial | USHP | Ducted CEE Tier 1
213739522 | Central HP <5.4 tons | DAY & NIGHT | HRCU-A-CB (Split System: Heat Pump with Remote Outdoor Unit-Air-Source) | DLCURAH18ABK | ADP |  | FG33936 | *80VSL0451412B* | 17600 | 16 | 8.5 | 17100 | 18700 | 109.4% | 2.3 | 0 | 11 |  |  |  |  | R-410A | 1.4667 | Residential & Commercial | USHP | Ducted CEE Tier 1
213739541 | Central HP <5.4 tons | DAY & NIGHT | HRCU-A-CB (Split System: Heat Pump with Remote Outdoor Unit-Air-Source) | DLCURAH18ABK | ADP |  | PL36H175P159 | *92MSN0401712A* | 17300 | 15.2 | 8.5 | 16500 | 18400 | 111.5% | 2.24 | 0 | 10.5 |  |  |  |  | R-410A | 1.4417 | Residential & Commercial | USHP | Ducted CEE Tier 1
213739556 | Central HP <5.4 tons | DAY & NIGHT | HRCU-A-CB (Split System: Heat Pump with Remote Outdoor Unit-Air-Source) | DLCURAH18ABK | ADP |  | PL36H210P299 | *95MSU0401712A* | 17500 | 16 | 8.1 | 16400 | 18300 | 111.6% | 2.24 | 0 | 11 |  |  |  |  | R-410A | 1.4583 | Residential & Commercial | USHP | Ducted CEE Tier 1
216487719 | Central HP <5.4 tons | BRYANT HEATING AND COOLING SYSTEMS | HRCU-A-CB (Split System: Heat Pump with Remote Outdoor Unit-Air-Source) | 293VAN048**AA* | ADP |  | CE(P,V)6024G48*+TXV | 987MC66100C21*** | 44500 | 21 | 9.5 | 46500 | 36400 | 78.28% | 2 | 0 | 10.5 |  |  |  |  | R-454B | 3.7083 | Residential & Commercial | USHP | Ducted CEE Tier 1
213739895 | Central HP <5.4 tons | DAY & NIGHT | HRCU-A-CB (Split System: Heat Pump with Remote Outdoor Unit-Air-Source) | DLCURAH24ABK | ADP |  | FG35936 | *92MSN0401712A* | 23600 | 16 | 8.5 | 24800 | 23600 | 95.16% | 1.96 | 0 | 10 |  |  |  |  | R-410A | 1.9667 | Residential & Commercial | USHP | Ducted CEE Tier 1
213739911 | Central HP <5.4 tons | DAY & NIGHT | HRCU-A-CB (Split System: Heat Pump with Remote Outdoor Unit-Air-Source) | DLCURAH24ABK | ADP |  | PL36H175P159 | *95MSU0401712A* | 23400 | 17 | 8.5 | 24400 | 24000 | 98.36% | 2.02 | 0 | 10 |  |  |  |  | R-410A | 1.95 | Residential & Commercial | USHP | Ducted CEE Tier 1
213739936 | Central HP <5.4 tons | DAY & NIGHT | HRCU-A-CB (Split System: Heat Pump with Remote Outdoor Unit-Air-Source) | DLCURAH24ABK | ADP |  | PL36H210P299 | *96MSN0401712A* | 24000 | 16 | 8.1 | 23600 | 21600 | 91.53% | 1.82 | 0 | 10 |  |  |  |  | R-410A | 2 | Residential & Commercial | USHP | Ducted CEE Tier 1
216676727 | Central HP <5.4 tons | TEMPSTAR | HRCU-A-CB (Split System: Heat Pump with Remote Outdoor Unit-Air-Source) | D5CURAH24AAK |  |  | EA*5X37M21A* | *80VTL0902120B* | 25000 | 15.2 | 8.5 | 23200 | 19100 | 82.33% | 1.96 | 0 | 10 |  |  |  |  | R-454B | 2.0833 | Residential & Commercial | USHP | Ducted CEE Tier 1
215434042 | Central HP <5.4 tons | AMANA | HRCU-A-CB (Split System: Heat Pump with Remote Outdoor Unit-Air-Source) | AZV7SA2410A* |  |  | CA*EA3626*3A* | A*VM970803BNA* | 23200 | 19 | 8.6 | 23200 | 17000 | 73.28% | 2 | 0 | 11 |  |  |  |  | R-32 | 1.9333 | Residential & Commercial | USHP | Ducted CEE Tier 1
215434075 | Central HP <5.4 tons | AMANA | HRCU-A-CB (Split System: Heat Pump with Remote Outdoor Unit-Air-Source) | AZV7SA2410A* |  |  | CHPEA3026*3A* | A*VT960603BNA* | 23200 | 19 | 8.6 | 23200 | 17000 | 73.28% | 2 | 0 | 11 |  |  |  |  | R-32 | 1.9333 | Residential & Commercial | USHP | Ducted CEE Tier 1
204300468 | Central HP <5.4 tons | TEMPSTAR | HRCU-A-CB (Split System: Heat Pump with Remote Outdoor Unit-Air-Source) | TVH837GKA** |  |  | EHD4X48AAL+WALLCON | *80CTL1352422A* | 32600 | 17 | 8.1 | 33000 | 24800 | 75.15% | 1.98 | 11 | 11 |  |  |  |  | R-410A | 2.7167 | Residential & Commercial | USHP | Ducted CEE Tier 1
216677774 | Central HP <5.4 tons | TEMPSTAR | HRCU-A-CB (Split System: Heat Pump with Remote Outdoor Unit-Air-Source) | D5CURAH24AAK |  |  | EA*5X36M17A* | *95MSU0601716A* | 23800 | 15.5 | 8.5 | 24000 | 19400 | 80.83% | 1.9 | 0 | 9.8 |  |  |  |  | R-454B | 1.9833 | Residential & Commercial | USHP
215218940 | Central HP <5.4 tons | MIDEA | HRCU-A-CB (Split System: Heat Pump with Remote Outdoor Unit-Air-Source) | MOVB-60HDN10-M16G |  |  | MC**4248BN10TH | MGV96U080B3C | 43000 | 16 | 8.5 | 44000 | 31000 | 70.45% | 1.85 | 0 | 10.5 |  |  |  |  | R-454B | 3.5833 | Residential & Commercial | USHP | Ducted CEE Tier 1
213739493 | Central HP <5.4 tons | DAY & NIGHT | HRCU-A-CB (Split System: Heat Pump with Remote Outdoor Unit-Air-Source) | DLCURAH18ABK | ADP |  | PL36H175P069 | *80MS(N,L)0701412A* | 17700 | 17 | 8.5 | 16500 | 17300 | 104.8% | 2.16 | 0 | 10.5 |  |  |  |  | R-410A | 1.475 | Residential & Commercial | USHP | Ducted CEE Tier 1
214491768 | Central HP <5.4 tons | AMANA | HRCU-A-CB (Split System: Heat Pump with Remote Outdoor Unit-Air-Source) | ASZS601810A* |  |  | CA*EA1818*4B* | A*VS800604BUA* | 16600 | 17.5 | 8.5 | 17400 | 13000 | 74.71% | 2.1 | 0 | 10.9 |  |  |  |  | R-410A | 1.3833 | Residential & Commercial | USHP | Ducted CEE Tier 1
214491782 | Central HP <5.4 tons | AMANA | HRCU-A-CB (Split System: Heat Pump with Remote Outdoor Unit-Air-Source) | ASZS601810A* |  |  | CA*EA1818*4B* | A*VC960804CNB* | 16600 | 17.5 | 8.5 | 17400 | 13000 | 74.71% | 2.1 | 0 | 10.9 |  |  |  |  | R-410A | 1.3833 | Residential & Commercial | USHP | Ducted CEE Tier 1
216487955 | Central HP <5.4 tons | BRYANT HEATING AND COOLING SYSTEMS | HRCU-A-CB (Split System: Heat Pump with Remote Outdoor Unit-Air-Source) | 293VAN048**AA* | ADP |  | CE(P,V)4817G1K*+TXV | 986TD42080C17*** | 42500 | 20 | 9 | 46500 | 34800 | 74.84% | 2 | 0 | 11 |  |  |  |  | R-454B | 3.5417 | Residential & Commercial | USHP | Ducted CEE Tier 1
214491783 | Central HP <5.4 tons | AMANA | HRCU-A-CB (Split System: Heat Pump with Remote Outdoor Unit-Air-Source) | ASZS601810A* |  |  | CA*EA1818*4B* | A*VM970804CNB* | 16600 | 17.5 | 8.5 | 17400 | 13000 | 74.71% | 2.1 | 0 | 10.9 |  |  |  |  | R-410A | 1.3833 | Residential & Commercial | USHP | Ducted CEE Tier 1
216776085 | Central HP <5.4 tons | LENNOX | HRCU-A-CB (Split System: Heat Pump with Remote Outdoor Unit-Air-Source) | SL22KLV-036-230A** |  |  | CK40HT-42B-**+TDR | SL280UH090XV48B* | 35400 | 18.5 | 8.2 | 32400 | 31400 | 96.91% | 2.04 | 0 | 12.6 |  |  |  |  | R-454B | 2.95 | Residential & Commercial | USHP | Ducted CEE Tier 1
215433958 | Central HP <5.4 tons | AMANA | HRCU-A-CB (Split System: Heat Pump with Remote Outdoor Unit-Air-Source) | AZV7SA4810A* |  |  | CHPEA6030*3A*+MBVK20DP1X00A* | 0 | 45500 | 17.5 | 8.5 | 46500 | 33600 | 72.26% | 2 | 0 | 10 |  |  |  |  | R-32 | 3.7917 | Residential & Commercial | USHP | Ducted CEE Tier 1
207454904 | Central HP <5.4 tons | LENNOX | HRCU-A-CB (Split System: Heat Pump with Remote Outdoor Unit-Air-Source) | SL25XPV-024-230A** | ADP |  | LH29/36F9 | SL297UH060NV36B* | 22000 | 21 | 9.75 | 20000 | 20000 | 100% | 1.8 | 14 | 14 |  |  |  |  | R-410A | 1.8333 | Residential & Commercial | USHP | Ducted CEE Tier 1
207454911 | Central HP <5.4 tons | LENNOX | HRCU-A-CB (Split System: Heat Pump with Remote Outdoor Unit-Air-Source) | SL25XPV-024-230A** | ADP |  | L*35/36S9 | SL297UH060NV36B* | 22200 | 22 | 9.9 | 20000 | 20000 | 100% | 1.82 | 14 | 14 |  |  |  |  | R-410A | 1.85 | Residential & Commercial | USHP | Ducted CEE Tier 1
212603130 | Central HP <5.4 tons | DAY & NIGHT | HRCU-A-CB (Split System: Heat Pump with Remote Outdoor Unit-Air-Source) | DLCURAH24ABK | ADP |  | PL36H175P159 | *80ESU0601716A | 25000 | 17 | 8.5 | 25000 | 21400 | 85.6% | 1.82 | 0 | 10.5 |  |  |  |  | R-410A | 2.0833 | Residential & Commercial | USHP | Ducted CEE Tier 1
212603162 | Central HP <5.4 tons | DAY & NIGHT | HRCU-A-CB (Split System: Heat Pump with Remote Outdoor Unit-Air-Source) | DLCURAH24ABK | ADP |  | PL36H175P159 | *80VTL0701716A* | 24200 | 17 | 8.1 | 24600 | 22600 | 91.87% | 1.9 | 0 | 10.5 |  |  |  |  | R-410A | 2.0167 | Residential & Commercial | USHP | Ducted CEE Tier 1
215218943 | Central HP <5.4 tons | MIDEA | HRCU-A-CB (Split System: Heat Pump with Remote Outdoor Unit-Air-Source) | MOVB-60HDN10-M16G |  |  | MC**4248DN10TH | MGV96U100D5C | 45500 | 16 | 8.5 | 47000 | 33000 | 70.21% | 1.85 | 0 | 10.5 |  |  |  |  | R-454B | 3.7917 | Residential & Commercial | USHP | Ducted CEE Tier 1
210596246 | Central HP <5.4 tons | CARRIER | HRCU-A-CB (Split System: Heat Pump with Remote Outdoor Unit-Air-Source) | 25VNA837A*030* |  |  | CSPH*6012AL*+UI | 58TN*A135C24**22 | 33000 | 17 | 8.1 | 32200 | 24800 | 77.02% | 2.02 | 0 | 11.5 |  |  |  |  | R-410A | 2.75 | Residential & Commercial | USHP | Ducted CEE Tier 1
216054429 | Central HP <5.4 tons | MIDEA | HRCU-A-CB (Split System: Heat Pump with Remote Outdoor Unit-Air-Source) | MDV-V24WMN10T |  |  | MCPM3036BN10TH | MGV96U060B3C | 23000 | 16 | 8.6 | 24000 | 20000 | 83.33% | 1.8 | 0 | 10.1 |  |  |  |  | R-454B | 1.9167 | Residential & Commercial | USHP | Ducted CEE Tier 1
216487887 | Central HP <5.4 tons | BRYANT HEATING AND COOLING SYSTEMS | HRCU-A-CB (Split System: Heat Pump with Remote Outdoor Unit-Air-Source) | 290VAN048**AA* | ADP |  | CE(P,V)4821G1K*+TXV | 986TD66120C24*** | 43500 | 18 | 9 | 45500 | 33200 | 72.97% | 2.06 | 0 | 9.5 |  |  |  |  | R-454B | 3.625 | Residential & Commercial | USHP
213785046 | Central HP <5.4 tons | BRYANT HEATING AND COOLING SYSTEMS | HRCU-A-CB (Split System: Heat Pump with Remote Outdoor Unit-Air-Source) | 284ANV024*0**B* |  |  | CAP**3014AL*+UI | 88*TB36070C14*** | 23200 | 19.5 | 10 | 26600 | 20000 | 75.19% | 2.36 | 0 | 12.5 |  |  |  |  | R-410A | 1.9333 | Residential & Commercial | USHP | Ducted CEE Tier 1
214491784 | Central HP <5.4 tons | AMANA | HRCU-A-CB (Split System: Heat Pump with Remote Outdoor Unit-Air-Source) | ASZS601810A* |  |  | CA*EA2422*4B* | A*VS800604BUA* | 16600 | 17.5 | 8.5 | 17400 | 13000 | 74.71% | 2.1 | 0 | 10.9 |  |  |  |  | R-410A | 1.3833 | Residential & Commercial | USHP | Ducted CEE Tier 1
213785098 | Central HP <5.4 tons | BRYANT HEATING AND COOLING SYSTEMS | HRCU-A-CB (Split System: Heat Pump with Remote Outdoor Unit-Air-Source) | 284ANV024*0**B* |  |  | CAP**3621AL*+UI | 987MC42080C17*** | 23200 | 20 | 10 | 26600 | 19900 | 74.81% | 2.4 | 0 | 12.5 |  |  |  |  | R-410A | 1.9333 | Residential & Commercial | USHP | Ducted CEE Tier 1
213739517 | Central HP <5.4 tons | DAY & NIGHT | HRCU-A-CB (Split System: Heat Pump with Remote Outdoor Unit-Air-Source) | DLCURAH18ABK | ADP |  | FG35936 | *80MSU0401712A* | 17600 | 16 | 8.5 | 16900 | 18700 | 110.7% | 2.3 | 0 | 11 |  |  |  |  | R-410A | 1.4667 | Residential & Commercial | USHP | Ducted CEE Tier 1
207454727 | Central HP <5.4 tons | LENNOX | HRCU-A-CB (Split System: Heat Pump with Remote Outdoor Unit-Air-Source) | SL25XPV-024-230A** | ADP |  | L*23/37Z9 | EL296UH090XV36C* | 22200 | 22 | 9.3 | 19800 | 19800 | 100% | 1.9 | 14 | 14.5 |  |  |  |  | R-410A | 1.85 | Residential & Commercial | USHP | Ducted CEE Tier 1
207454820 | Central HP <5.4 tons | LENNOX | HRCU-A-CB (Split System: Heat Pump with Remote Outdoor Unit-Air-Source) | SL25XPV-024-230A** | ADP |  | L*19/36S9 | SL280UH090V48B* | 21400 | 21 | 9.35 | 19800 | 19500 | 98.48% | 1.94 | 14 | 14 |  |  |  |  | R-410A | 1.7833 | Residential & Commercial | USHP | Ducted CEE Tier 1
207454922 | Central HP <5.4 tons | LENNOX | HRCU-A-CB (Split System: Heat Pump with Remote Outdoor Unit-Air-Source) | SL25XPV-024-230A** | ADP |  | L*35/36S9 | SL297UH080NV48C* | 22200 | 21 | 9.3 | 19800 | 19800 | 100% | 1.9 | 14 | 14 |  |  |  |  | R-410A | 1.85 | Residential & Commercial | USHP | Ducted CEE Tier 1
207454963 | Central HP <5.4 tons | LENNOX | HRCU-A-CB (Split System: Heat Pump with Remote Outdoor Unit-Air-Source) | SL25XPV-024-230A** | ADP |  | LH35/38X9 | SLP99UH090XV36C* | 22200 | 22 | 9.3 | 19800 | 19800 | 100% | 1.9 | 14 | 14.5 |  |  |  |  | R-410A | 1.85 | Residential & Commercial | USHP | Ducted CEE Tier 1
202459507 | Central HP <5.4 tons | TRANE | HRCU-A-CB (Split System: Heat Pump with Remote Outdoor Unit-Air-Source) | 4TWA7048A4 |  |  | 4PX*DU60BS3 | S8X2D120M5PSA | 47500 | 16.5 | 8.1 | 48000 | 48000 | 100% | 3.6 | 13 | 12 |  |  |  |  | R-410A | 3.9583 | Residential & Commercial | USHP | Ducted CEE Tier 1
213815157 | Central HP <5.4 tons | AMANA | HRCU-A-CB (Split System: Heat Pump with Remote Outdoor Unit-Air-Source) | ASZV903610A* |  |  | CSCF3642N6D*+MBVB12BP1X00A*+TXV | 0 | 33800 | 18.5 | 8.2 | 34000 | 24400 | 71.76% | 1.8 | 0 | 11.5 |  |  |  |  | R-410A | 2.8167 | Residential & Commercial | USHP | Ducted CEE Tier 1
213785355 | Central HP <5.4 tons | BRYANT HEATING AND COOLING SYSTEMS | HRCU-A-CB (Split System: Heat Pump with Remote Outdoor Unit-Air-Source) | 284ANV036*0**B* |  |  | CAP**3621AL*+UI | 88*TB48070C17*** | 32200 | 18.5 | 8.5 | 38500 | 27000 | 70.13% | 1.94 | 0 | 11 |  |  |  |  | R-410A | 2.6833 | Residential & Commercial | USHP | Ducted CEE Tier 1
213785405 | Central HP <5.4 tons | BRYANT HEATING AND COOLING SYSTEMS | HRCU-A-CB (Split System: Heat Pump with Remote Outdoor Unit-Air-Source) | 284ANV036*0**B* |  |  | CAP**3721AL*+UI | 935CB48060C17*** | 33600 | 19 | 9 | 36600 | 25800 | 70.49% | 2.02 | 0 | 11.7 |  |  |  |  | R-410A | 2.8 | Residential & Commercial | USHP | Ducted CEE Tier 1
216678075 | Central HP <5.4 tons | TEMPSTAR | HRCU-A-CB (Split System: Heat Pump with Remote Outdoor Unit-Air-Source) | D5CURAH24AAK |  |  | EA*5X37M21A* | *96VTN0601716B* | 24400 | 15.5 | 8.5 | 23000 | 19000 | 82.61% | 1.96 | 0 | 10 |  |  |  |  | R-454B | 2.0333 | Residential & Commercial | USHP | Ducted CEE Tier 1
213739546 | Central HP <5.4 tons | DAY & NIGHT | HRCU-A-CB (Split System: Heat Pump with Remote Outdoor Unit-Air-Source) | DLCURAH18ABK | ADP |  | PL36H***P039 | *92MSN0601412A* | 17000 | 16 | 8.5 | 16900 | 19400 | 114.8% | 2.38 | 0 | 10 |  |  |  |  | R-410A | 1.4167 | Residential & Commercial | USHP | Ducted CEE Tier 1
213739548 | Central HP <5.4 tons | DAY & NIGHT | HRCU-A-CB (Split System: Heat Pump with Remote Outdoor Unit-Air-Source) | DLCURAH18ABK | ADP |  | FG32936 | *92MSN0601412A* | 17200 | 16 | 8.5 | 16900 | 19400 | 114.8% | 2.38 | 0 | 10.5 |  |  |  |  | R-410A | 1.4333 | Residential & Commercial | USHP | Ducted CEE Tier 1
213739564 | Central HP <5.4 tons | DAY & NIGHT | HRCU-A-CB (Split System: Heat Pump with Remote Outdoor Unit-Air-Source) | DLCURAH18ABK | ADP |  | PL36H***P039 | *96MSN0261410A* | 16700 | 19 | 8.1 | 16700 | 18800 | 112.6% | 2.3 | 0 | 10 |  |  |  |  | R-410A | 1.3917 | Residential & Commercial | USHP | Ducted CEE Tier 1
213739597 | Central HP <5.4 tons | DAY & NIGHT | HRCU-A-CB (Split System: Heat Pump with Remote Outdoor Unit-Air-Source) | DLCURAH18ABK | ADP |  | FG35936 | *96MSN0601412A* | 17400 | 16 | 8.5 | 16500 | 18300 | 110.9% | 2.26 | 0 | 10.5 |  |  |  |  | R-410A | 1.45 | Residential & Commercial | USHP | Ducted CEE Tier 1
213739598 | Central HP <5.4 tons | DAY & NIGHT | HRCU-A-CB (Split System: Heat Pump with Remote Outdoor Unit-Air-Source) | DLCURAH18ABK | ADP |  | V,G36H***P449 | *96MSN0601412A* | 17400 | 16 | 8.5 | 16500 | 18300 | 110.9% | 2.26 | 0 | 10.5 |  |  |  |  | R-410A | 1.45 | Residential & Commercial | USHP | Ducted CEE Tier 1
213739613 | Central HP <5.4 tons | DAY & NIGHT | HRCU-A-CB (Split System: Heat Pump with Remote Outdoor Unit-Air-Source) | DLCURAH18ABK | ADP |  | PL36H175P159 | *96VSN0401712B* | 17400 | 16 | 8.5 | 16400 | 18400 | 112.2% | 2.24 | 0 | 10.5 |  |  |  |  | R-410A | 1.45 | Residential & Commercial | USHP | Ducted CEE Tier 1
213739614 | Central HP <5.4 tons | DAY & NIGHT | HRCU-A-CB (Split System: Heat Pump with Remote Outdoor Unit-Air-Source) | DLCURAH18ABK | ADP |  | V,G36H175P159 | *96VSN0401712B* | 17400 | 16 | 8.5 | 16400 | 18400 | 112.2% | 2.24 | 0 | 10.5 |  |  |  |  | R-410A | 1.45 | Residential & Commercial | USHP | Ducted CEE Tier 1
213739616 | Central HP <5.4 tons | DAY & NIGHT | HRCU-A-CB (Split System: Heat Pump with Remote Outdoor Unit-Air-Source) | DLCURAH18ABK | ADP |  | FG35936 | *96VSN0401712B* | 17300 | 16 | 8.5 | 16400 | 18400 | 112.2% | 2.24 | 0 | 10.5 |  |  |  |  | R-410A | 1.4417 | Residential & Commercial | USHP | Ducted CEE Tier 1
213739507 | Central HP <5.4 tons | DAY & NIGHT | HRCU-A-CB (Split System: Heat Pump with Remote Outdoor Unit-Air-Source) | DLCURAH18ABK | ADP |  | PL36H175P789 | *80MS(N,L)0701712A* | 17600 | 17 | 8.5 | 16300 | 17400 | 106.7% | 2.16 | 0 | 10.5 |  |  |  |  | R-410A | 1.4667 | Residential & Commercial | USHP | Ducted CEE Tier 1
213739523 | Central HP <5.4 tons | DAY & NIGHT | HRCU-A-CB (Split System: Heat Pump with Remote Outdoor Unit-Air-Source) | DLCURAH18ABK | ADP |  | PL36H175P159 | *80VSL0451412B* | 17700 | 16 | 8.5 | 17100 | 18700 | 109.4% | 2.3 | 0 | 11 |  |  |  |  | R-410A | 1.475 | Residential & Commercial | USHP | Ducted CEE Tier 1
213739537 | Central HP <5.4 tons | DAY & NIGHT | HRCU-A-CB (Split System: Heat Pump with Remote Outdoor Unit-Air-Source) | DLCURAH18ABK | ADP |  | PL36H175P069 | *92MSN0401712A* | 17300 | 16 | 8.1 | 16300 | 17600 | 108% | 2.16 | 0 | 10 |  |  |  |  | R-410A | 1.4417 | Residential & Commercial | USHP | Ducted CEE Tier 1
213739538 | Central HP <5.4 tons | DAY & NIGHT | HRCU-A-CB (Split System: Heat Pump with Remote Outdoor Unit-Air-Source) | DLCURAH18ABK | ADP |  | PL36H210P299 | *92MSN0401712A* | 17700 | 16 | 8.1 | 16100 | 17400 | 108.1% | 2.14 | 0 | 10.5 |  |  |  |  | R-410A | 1.475 | Residential & Commercial | USHP | Ducted CEE Tier 1
213739540 | Central HP <5.4 tons | DAY & NIGHT | HRCU-A-CB (Split System: Heat Pump with Remote Outdoor Unit-Air-Source) | DLCURAH18ABK | ADP |  | FG33936 | *92MSN0401712A* | 17100 | 15.2 | 8.5 | 16700 | 19000 | 113.8% | 2.32 | 0 | 10 |  |  |  |  | R-410A | 1.425 | Residential & Commercial | USHP | Ducted CEE Tier 1
213739557 | Central HP <5.4 tons | DAY & NIGHT | HRCU-A-CB (Split System: Heat Pump with Remote Outdoor Unit-Air-Source) | DLCURAH18ABK | ADP |  | FG32936 | *95MSU0401712A* | 17300 | 16 | 8.5 | 17100 | 18700 | 109.4% | 2.3 | 0 | 10 |  |  |  |  | R-410A | 1.4417 | Residential & Commercial | USHP | Ducted CEE Tier 1
213739590 | Central HP <5.4 tons | DAY & NIGHT | HRCU-A-CB (Split System: Heat Pump with Remote Outdoor Unit-Air-Source) | DLCURAH18ABK | ADP |  | FG80936 | *96MSN0401712A* | 17500 | 15.2 | 8.5 | 17100 | 18800 | 109.9% | 2.3 | 0 | 10.5 |  |  |  |  | R-410A | 1.4583 | Residential & Commercial | USHP | Ducted CEE Tier 1
215218936 | Central HP <5.4 tons | MIDEA | HRCU-A-CB (Split System: Heat Pump with Remote Outdoor Unit-Air-Source) | MOVB-24HDN10-M16G |  |  | MC**2430AN10TH | MGV96U060B3C | 23600 | 16 | 8.5 | 24000 | 16800 | 70% | 1.8 | 0 | 10.6 |  |  |  |  | R-454B | 1.9667 | Residential & Commercial | USHP | Ducted CEE Tier 1
214010088 | Central HP <5.4 tons | MIDEA | HRCU-A-C (Split System: Heat Pump with Remote Outdoor Unit with No Indoor Fan --Air Source) | MOVB-36HDN1-M20G |  |  | MC**4248CNTF | 0 | 32400 | 15.2 | 9 | 34200 | 24000 | 70.18% | 1.86 | 0 | 11.5 |  |  |  |  | R-410A | 2.7 | Residential & Commercial | USHP | Ducted CEE Tier 1
216732968 | Central HP <5.4 tons | AIRQUEST | HRCU-A-CB (Split System: Heat Pump with Remote Outdoor Unit-Air-Source) | D5CUHAH24AAK |  |  | EA*5X24M17A* | *96VSN0601412B* | 21800 | 16 | 8.5 | 21000 | 19200 | 91.43% | 1.98 | 0 | 10.5 |  |  |  |  | R-454B | 1.8167 | Residential & Commercial | USHP | Ducted CEE Tier 1
203118324 | Central HP <5.4 tons | TRANE | HRCU-A-CB (Split System: Heat Pump with Remote Outdoor Unit-Air-Source) | 4TWA7048A4 |  |  | 4TXCD010DS3 | S8X1D120M5PTA | 47500 | 16.5 | 8.1 | 48000 | 48000 | 100% | 3.6 | 13 | 12 |  |  |  |  | R-410A | 3.9583 | Residential & Commercial | USHP | Ducted CEE Tier 1
207454704 | Central HP <5.4 tons | LENNOX | HRCU-A-CB (Split System: Heat Pump with Remote Outdoor Unit-Air-Source) | SL25XPV-024-230A** | ADP |  | LH35/36F9 | EL296UH045XV36B* | 22200 | 22 | 9.8 | 20000 | 20200 | 101% | 1.84 | 14 | 14 |  |  |  |  | R-410A | 1.85 | Residential & Commercial | USHP | Ducted CEE Tier 1
207454738 | Central HP <5.4 tons | LENNOX | HRCU-A-CB (Split System: Heat Pump with Remote Outdoor Unit-Air-Source) | SL25XPV-024-230A** | ADP |  | L*23/37Z9 | EL296UH090XV48C* | 22200 | 21 | 9.4 | 19800 | 19600 | 98.99% | 1.9 | 14 | 14.5 |  |  |  |  | R-410A | 1.85 | Residential & Commercial | USHP | Ducted CEE Tier 1
207454754 | Central HP <5.4 tons | LENNOX | HRCU-A-CB (Split System: Heat Pump with Remote Outdoor Unit-Air-Source) | SL25XPV-024-230A** | ADP |  | LH35/38F9 | EL296UH110XV48C* | 22200 | 21 | 9.3 | 19800 | 19800 | 100% | 1.9 | 14 | 14.5 |  |  |  |  | R-410A | 1.85 | Residential & Commercial | USHP | Ducted CEE Tier 1
207454797 | Central HP <5.4 tons | LENNOX | HRCU-A-CB (Split System: Heat Pump with Remote Outdoor Unit-Air-Source) | SL25XPV-024-230A** | ADP |  | L*35/36S9 | SL280UH070XV36A* | 22200 | 21 | 10 | 20000 | 20000 | 100% | 1.84 | 14 | 14 |  |  |  |  | R-410A | 1.85 | Residential & Commercial | USHP | Ducted CEE Tier 1
207454802 | Central HP <5.4 tons | LENNOX | HRCU-A-CB (Split System: Heat Pump with Remote Outdoor Unit-Air-Source) | SL25XPV-024-230A** | ADP |  | L*19/36S9 | SL280UH080NV48B* | 22000 | 21 | 8.95 | 19800 | 20200 | 102% | 1.82 | 14 | 13.5 |  |  |  |  | R-410A | 1.8333 | Residential & Commercial | USHP | Ducted CEE Tier 1
215218934 | Central HP <5.4 tons | MIDEA | HRCU-A-CB (Split System: Heat Pump with Remote Outdoor Unit-Air-Source) | MOVB-60HDN10-M16G |  |  | MVME60C2MN10TB | 0 | 55000 | 16.5 | 8.5 | 56000 | 39500 | 70.54% | 1.87 | 0 | 10 |  |  |  |  | R-454B | 4.5833 | Residential & Commercial | USHP | Ducted CEE Tier 1
214491778 | Central HP <5.4 tons | AMANA | HRCU-A-CB (Split System: Heat Pump with Remote Outdoor Unit-Air-Source) | ASZS601810A* |  |  | CA*EA1818*4B* | A*VS800805CUA* | 16600 | 17.5 | 8.5 | 17400 | 13000 | 74.71% | 2.1 | 0 | 10.9 |  |  |  |  | R-410A | 1.3833 | Residential & Commercial | USHP | Ducted CEE Tier 1
216487691 | Central HP <5.4 tons | BRYANT HEATING AND COOLING SYSTEMS | HRCU-A-CB (Split System: Heat Pump with Remote Outdoor Unit-Air-Source) | 293VAN048**AA* | ADP |  | CE(P,V)4821G1K*+TXV | 88*TB66135C24*** | 44000 | 21 | 9.5 | 46000 | 35800 | 77.83% | 2 | 0 | 11 |  |  |  |  | R-454B | 3.6667 | Residential & Commercial | USHP | Ducted CEE Tier 1
216487709 | Central HP <5.4 tons | BRYANT HEATING AND COOLING SYSTEMS | HRCU-A-CB (Split System: Heat Pump with Remote Outdoor Unit-Air-Source) | 293VAN048**AA* | ADP |  | CE(P,V)6021G48*+TXV | 987MC60080C21*** | 44000 | 21 | 9.5 | 46500 | 36600 | 78.71% | 2 | 0 | 10.5 |  |  |  |  | R-454B | 3.6667 | Residential & Commercial | USHP | Ducted CEE Tier 1
214491780 | Central HP <5.4 tons | AMANA | HRCU-A-CB (Split System: Heat Pump with Remote Outdoor Unit-Air-Source) | ASZS601810A* |  |  | CA*EA1818*4B* | A*VC800805C*A* | 16600 | 17.5 | 8.5 | 17400 | 13000 | 74.71% | 2.1 | 0 | 10.9 |  |  |  |  | R-410A | 1.3833 | Residential & Commercial | USHP | Ducted CEE Tier 1
213785066 | Central HP <5.4 tons | BRYANT HEATING AND COOLING SYSTEMS | HRCU-A-CB (Split System: Heat Pump with Remote Outdoor Unit-Air-Source) | 284ANV024*0**B* |  |  | CAP**3017AL*+UI | 986TD42080C17*** | 23200 | 20 | 10 | 26800 | 20000 | 74.63% | 2.36 | 0 | 12.5 |  |  |  |  | R-410A | 1.9333 | Residential & Commercial | USHP | Ducted CEE Tier 1
213785118 | Central HP <5.4 tons | BRYANT HEATING AND COOLING SYSTEMS | HRCU-A-CB (Split System: Heat Pump with Remote Outdoor Unit-Air-Source) | 284ANV024*0**B* |  |  | CAP**3721AL*+UI | 987MC42060C17*** | 24000 | 19.5 | 10.5 | 26600 | 19900 | 74.81% | 2.5 | 0 | 13 |  |  |  |  | R-410A | 2 | Residential & Commercial | USHP | Ducted CEE Tier 1
214505328 | Central HP <5.4 tons | AMANA | HRCU-A-CB (Split System: Heat Pump with Remote Outdoor Unit-Air-Source) | ASZS60241EA* |  |  | CA*EA2422*4B* | A*VM970804CNB* | 23000 | 17 | 8.6 | 23000 | 16100 | 70% | 2 | 0 | 10 |  |  |  |  | R-410A | 1.9167 | Residential & Commercial | USHP | Ducted CEE Tier 1
214505331 | Central HP <5.4 tons | AMANA | HRCU-A-CB (Split System: Heat Pump with Remote Outdoor Unit-Air-Source) | ASZS60241EA* |  |  | CA*EA2422*4B* | A*VM971005CNB* | 23000 | 17 | 8.6 | 23000 | 16100 | 70% | 2 | 0 | 10 |  |  |  |  | R-410A | 1.9167 | Residential & Commercial | USHP | Ducted CEE Tier 1
214505361 | Central HP <5.4 tons | AMANA | HRCU-A-CB (Split System: Heat Pump with Remote Outdoor Unit-Air-Source) | ASZS60241EA* |  |  | CA*EA3026*4B* | A*VC960403BNB* | 23000 | 17 | 8.6 | 23000 | 16100 | 70% | 2 | 0 | 10 |  |  |  |  | R-410A | 1.9167 | Residential & Commercial | USHP | Ducted CEE Tier 1
203118275 | Central HP <5.4 tons | TRANE | HRCU-A-CB (Split System: Heat Pump with Remote Outdoor Unit-Air-Source) | 4TWA7048A4 |  |  | 4PX*DU60BS3 | S8X1D120M5PTA | 47500 | 16.5 | 8.1 | 48000 | 48000 | 100% | 3.6 | 13 | 12 |  |  |  |  | R-410A | 3.9583 | Residential & Commercial | USHP | Ducted CEE Tier 1
207683202 | Central HP <5.4 tons | LENNOX | HRCU-A-CB (Split System: Heat Pump with Remote Outdoor Unit-Air-Source) | SL25XPV-048-230A** | ADP |  | LP42/62W9 | SLP99UH090XV60C* | 45500 | 20 | 9.4 | 42000 | 35800 | 85.24% | 1.88 | 12.5 | 12 |  |  |  |  | R-410A | 3.7917 | Residential & Commercial | USHP | Ducted CEE Tier 1
213739605 | Central HP <5.4 tons | DAY & NIGHT | HRCU-A-CB (Split System: Heat Pump with Remote Outdoor Unit-Air-Source) | DLCURAH18ABK | ADP |  | PL36H175P789 | *96VSN0401410B* | 17200 | 17 | 8.5 | 16600 | 19000 | 114.5% | 2.34 | 0 | 10.5 |  |  |  |  | R-410A | 1.4333 | Residential & Commercial | USHP | Ducted CEE Tier 1
213739639 | Central HP <5.4 tons | DAY & NIGHT | HRCU-A-CB (Split System: Heat Pump with Remote Outdoor Unit-Air-Source) | DLCURAH18ABK | ADP |  | FG33936 | *96VTN0401712B* | 17100 | 16 | 8.5 | 16600 | 19000 | 114.5% | 2.34 | 0 | 10.5 |  |  |  |  | R-410A | 1.425 | Residential & Commercial | USHP | Ducted CEE Tier 1
213739640 | Central HP <5.4 tons | DAY & NIGHT | HRCU-A-CB (Split System: Heat Pump with Remote Outdoor Unit-Air-Source) | DLCURAH18ABK | ADP |  | PL36H175P159 | *96VTN0401712B* | 17400 | 16 | 8.5 | 16400 | 18400 | 112.2% | 2.24 | 0 | 10.5 |  |  |  |  | R-410A | 1.45 | Residential & Commercial | USHP | Ducted CEE Tier 1
212603146 | Central HP <5.4 tons | DAY & NIGHT | HRCU-A-CB (Split System: Heat Pump with Remote Outdoor Unit-Air-Source) | DLCURAH24ABK | ADP |  | FG81936 | *80VSL0451716A* | 23400 | 17 | 8.5 | 24000 | 23200 | 96.67% | 1.96 | 0 | 10 |  |  |  |  | R-410A | 1.95 | Residential & Commercial | USHP | Ducted CEE Tier 1
212603194 | Central HP <5.4 tons | DAY & NIGHT | HRCU-A-CB (Split System: Heat Pump with Remote Outdoor Unit-Air-Source) | DLCURAH24ABK | ADP |  | FG80936 | *95ESU0401712A* | 23800 | 17 | 8.5 | 24200 | 22800 | 94.21% | 1.92 | 0 | 10 |  |  |  |  | R-410A | 1.9833 | Residential & Commercial | USHP | Ducted CEE Tier 1
216732499 | Central HP <5.4 tons | AIRQUEST | HRCU-A-CB (Split System: Heat Pump with Remote Outdoor Unit-Air-Source) | D5CUHAH24AAK |  |  | EA*5X24M14A* | *80MS(N,L)0451412A* | 22000 | 15.5 | 8.5 | 21000 | 19100 | 90.95% | 1.96 | 0 | 10.5 |  |  |  |  | R-454B | 1.8333 | Residential & Commercial | USHP | Ducted CEE Tier 1
215935667 | Central HP <5.4 tons | AIRQUEST | HRCU-A-CB (Split System: Heat Pump with Remote Outdoor Unit-Air-Source) | H5H3V36*K*AAA* |  |  | EVD5X36M21A*+WALLCON | *80CTL1102120B* | 34400 | 21 | 8.5 | 38500 | 28000 | 72.73% | 2.04 | 0 | 12 |  |  |  |  | R-454B | 2.8667 | Residential & Commercial | USHP | Ducted CEE Tier 1
215936167 | Central HP <5.4 tons | AIRQUEST | HRCU-A-CB (Split System: Heat Pump with Remote Outdoor Unit-Air-Source) | H5H3V36*K*AAA* |  |  | EVD5X42M24A*+WALLCON | *80CTL0902120B* | 35600 | 22 | 8.5 | 38000 | 28400 | 74.74% | 2.04 | 0 | 12.5 |  |  |  |  | R-454B | 2.9667 | Residential & Commercial | USHP | Ducted CEE Tier 1
215936317 | Central HP <5.4 tons | AIRQUEST | HRCU-A-CB (Split System: Heat Pump with Remote Outdoor Unit-Air-Source) | H5H3V36*K*AAA* |  |  | EVD5X48M24A*+WALLCON | *80CTL0902120B* | 35200 | 21.5 | 8.5 | 38000 | 28200 | 74.21% | 2.04 | 0 | 12 |  |  |  |  | R-454B | 2.9333 | Residential & Commercial | USHP | Ducted CEE Tier 1
214505293 | Central HP <5.4 tons | AMANA | HRCU-A-CB (Split System: Heat Pump with Remote Outdoor Unit-Air-Source) | ASZS60241EA* |  |  | CA*EA2422*4B* | A*VC800805C*A* | 23000 | 17 | 8.6 | 23000 | 16100 | 70% | 2 | 0 | 10 |  |  |  |  | R-410A | 1.9167 | Residential & Commercial | USHP | Ducted CEE Tier 1
216487877 | Central HP <5.4 tons | BRYANT HEATING AND COOLING SYSTEMS | HRCU-A-CB (Split System: Heat Pump with Remote Outdoor Unit-Air-Source) | 290VAN048**AA* | ADP |  | CE(P,V)6024G48*+TXV | 986TD66100C21*** | 45000 | 18 | 9 | 45500 | 33200 | 72.97% | 2.06 | 0 | 10 |  |  |  |  | R-454B | 3.75 | Residential & Commercial | USHP | Ducted CEE Tier 1
214491798 | Central HP <5.4 tons | AMANA | HRCU-A-CB (Split System: Heat Pump with Remote Outdoor Unit-Air-Source) | ASZS601810A* |  |  | CA*EA2422*4B* | A*VC960804CNB* | 16600 | 17.5 | 8.5 | 17400 | 13000 | 74.71% | 2.1 | 0 | 10.9 |  |  |  |  | R-410A | 1.3833 | Residential & Commercial | USHP | Ducted CEE Tier 1
212578209 | Central HP <5.4 tons | CARRIER | HRCU-A-CB (Split System: Heat Pump with Remote Outdoor Unit-Air-Source) | 25VNA424A*031* | ADP |  | H,PG9J936 | 58TN*A070C14**12 | 23400 | 21 | 9.5 | 25000 | 19400 | 77.6% | 2.42 | 0 | 13.5 |  |  |  |  | R-410A | 1.95 | Residential & Commercial | USHP | Ducted CEE Tier 1
212578270 | Central HP <5.4 tons | CARRIER | HRCU-A-CB (Split System: Heat Pump with Remote Outdoor Unit-Air-Source) | 25VNA848A*031* | ADP |  | H,PG48960 | 58TN*A110C21**20 | 46000 | 17 | 8.1 | 44000 | 31600 | 71.82% | 2.26 | 0 | 10 |  |  |  |  | R-410A | 3.8333 | Residential & Commercial | USHP | Ducted CEE Tier 1
214626816 | Central HP <5.4 tons | CARRIER | HRCU-A-CB (Split System: Heat Pump with Remote Outdoor Unit-Air-Source) | 25VNA424A*031* | ADP |  | C36A***L539 | 58CU*A040C17**12 | 24200 | 21 | 10.5 | 24800 | 19300 | 77.82% | 2.56 | 0 | 13.5 |  |  |  |  | R-410A | 2.0167 | Residential & Commercial | USHP | Ducted CEE Tier 1
214626848 | Central HP <5.4 tons | CARRIER | HRCU-A-CB (Split System: Heat Pump with Remote Outdoor Unit-Air-Source) | 25VNA424A*031* | ADP |  | V,C36H175P149 | 58CU*A060C17**16 | 23400 | 20 | 10.5 | 25000 | 19300 | 77.2% | 2.46 | 0 | 13.5 |  |  |  |  | R-410A | 1.95 | Residential & Commercial | USHP | Ducted CEE Tier 1
214626952 | Central HP <5.4 tons | CARRIER | HRCU-A-CB (Split System: Heat Pump with Remote Outdoor Unit-Air-Source) | 25VNA436A*031* | ADP |  | V,C36H175P159 | 58CU*A040C17**12 | 33600 | 20 | 9.5 | 33200 | 25400 | 76.51% | 2.04 | 0 | 12 |  |  |  |  | R-410A | 2.8 | Residential & Commercial | USHP | Ducted CEE Tier 1
214505346 | Central HP <5.4 tons | AMANA | HRCU-A-CB (Split System: Heat Pump with Remote Outdoor Unit-Air-Source) | ASZS60241EA* |  |  | CA*EA3026*4B* | A*VC800803B*A* | 23000 | 17 | 8.6 | 23000 | 16100 | 70% | 2 | 0 | 10 |  |  |  |  | R-410A | 1.9167 | Residential & Commercial | USHP | Ducted CEE Tier 1
216487315 | Central HP <5.4 tons | BRYANT HEATING AND COOLING SYSTEMS | HRCU-A-CB (Split System: Heat Pump with Remote Outdoor Unit-Air-Source) | 290VAN024**AA* | ADP |  | CE(P,V)3617G34*+TXV | 88*TB36070C14*** | 23200 | 17 | 9 | 22600 | 16200 | 71.68% | 1.98 | 0 | 10 |  |  |  |  | R-454B | 1.9333 | Residential & Commercial | USHP | Ducted CEE Tier 1
216487340 | Central HP <5.4 tons | BRYANT HEATING AND COOLING SYSTEMS | HRCU-A-CB (Split System: Heat Pump with Remote Outdoor Unit-Air-Source) | 290VAN024**AA* | ADP |  | CE(P,V)2417G31*+TXV | 88*TB60090C21*** | 21800 | 16 | 8.7 | 22000 | 15900 | 72.27% | 1.96 | 0 | 9.5 |  |  |  |  | R-454B | 1.8167 | Residential & Commercial | USHP
213785202 | Central HP <5.4 tons | BRYANT HEATING AND COOLING SYSTEMS | HRCU-A-CB (Split System: Heat Pump with Remote Outdoor Unit-Air-Source) | 284ANV024*0**B* |  |  | CSPH*3012AL*+UI | 987MC42080C17*** | 23400 | 18.5 | 10 | 27200 | 20000 | 73.53% | 2.42 | 0 | 12.5 |  |  |  |  | R-410A | 1.95 | Residential & Commercial | USHP | Ducted CEE Tier 1
213785252 | Central HP <5.4 tons | BRYANT HEATING AND COOLING SYSTEMS | HRCU-A-CB (Split System: Heat Pump with Remote Outdoor Unit-Air-Source) | 284ANV024*0**B* |  |  | CSPH*4212AL*+UI | 88*TB48090C17*** | 23600 | 19.5 | 10 | 26400 | 19700 | 74.62% | 2.5 | 0 | 13 |  |  |  |  | R-410A | 1.9667 | Residential & Commercial | USHP | Ducted CEE Tier 1
213785377 | Central HP <5.4 tons | BRYANT HEATING AND COOLING SYSTEMS | HRCU-A-CB (Split System: Heat Pump with Remote Outdoor Unit-Air-Source) | 284ANV036*0**B* |  |  | CAP**3717AL*+UI | 88*TB36045C17*** | 33000 | 18 | 9 | 37200 | 26400 | 70.97% | 1.98 | 0 | 11 |  |  |  |  | R-410A | 2.75 | Residential & Commercial | USHP | Ducted CEE Tier 1
213785393 | Central HP <5.4 tons | BRYANT HEATING AND COOLING SYSTEMS | HRCU-A-CB (Split System: Heat Pump with Remote Outdoor Unit-Air-Source) | 284ANV036*0**B* |  |  | CAP**3717AL*+UI | 986TD42080C17*** | 33200 | 18.5 | 9 | 37000 | 26200 | 70.81% | 2 | 0 | 11.5 |  |  |  |  | R-410A | 2.7667 | Residential & Commercial | USHP | Ducted CEE Tier 1
212603212 | Central HP <5.4 tons | DAY & NIGHT | HRCU-A-CB (Split System: Heat Pump with Remote Outdoor Unit-Air-Source) | DLCURAH24ABK | ADP |  | FG33936 | *96VSN0801716A* | 24000 | 16 | 8.1 | 24600 | 22600 | 91.87% | 1.9 | 0 | 10.5 |  |  |  |  | R-410A | 2 | Residential & Commercial | USHP | Ducted CEE Tier 1
214505367 | Central HP <5.4 tons | AMANA | HRCU-A-CB (Split System: Heat Pump with Remote Outdoor Unit-Air-Source) | ASZS60241EA* |  |  | CA*EA3026*4B* | A*VS960603BUA* | 23000 | 17 | 8.6 | 23000 | 16100 | 70% | 2 | 0 | 10 |  |  |  |  | R-410A | 1.9167 | Residential & Commercial | USHP | Ducted CEE Tier 1
207454895 | Central HP <5.4 tons | LENNOX | HRCU-A-CB (Split System: Heat Pump with Remote Outdoor Unit-Air-Source) | SL25XPV-024-230A** | ADP |  | LH29/36F9 | SL297UH040NV36B* | 22000 | 22 | 9.75 | 19800 | 20000 | 101% | 1.82 | 14 | 14 |  |  |  |  | R-410A | 1.8333 | Residential & Commercial | USHP | Ducted CEE Tier 1
207455306 | Central HP <5.4 tons | LENNOX | HRCU-A-CB (Split System: Heat Pump with Remote Outdoor Unit-Air-Source) | SL25XPV-024-230A** | ADP |  | L*35/36S9 | SL280UH080NV48B* | 22200 | 21 | 9.1 | 19800 | 20200 | 102% | 1.84 | 14 | 14 |  |  |  |  | R-410A | 1.85 | Residential & Commercial | USHP | Ducted CEE Tier 1
216487932 | Central HP <5.4 tons | BRYANT HEATING AND COOLING SYSTEMS | HRCU-A-CB (Split System: Heat Pump with Remote Outdoor Unit-Air-Source) | 293VAN036**AA* | ADP |  | H,PG53*36+TXV | 986TD42080C17*** | 33200 | 20 | 9.5 | 33200 | 26200 | 78.92% | 2.02 | 0 | 11 |  |  |  |  | R-454B | 2.7667 | Residential & Commercial | USHP | Ducted CEE Tier 1
207454714 | Central HP <5.4 tons | LENNOX | HRCU-A-CB (Split System: Heat Pump with Remote Outdoor Unit-Air-Source) | SL25XPV-024-230A** | ADP |  | LH29/36F9 | EL296UH070XV36B* | 22000 | 22 | 9.85 | 20000 | 20000 | 100% | 1.82 | 14 | 14 |  |  |  |  | R-410A | 1.8333 | Residential & Commercial | USHP | Ducted CEE Tier 1
207454798 | Central HP <5.4 tons | LENNOX | HRCU-A-CB (Split System: Heat Pump with Remote Outdoor Unit-Air-Source) | SL25XPV-024-230A** | ADP |  | LH18/37D9 | SL280UH070XV36A* | 22200 | 21 | 9.2 | 20000 | 20000 | 100% | 1.84 | 14 | 14 |  |  |  |  | R-410A | 1.85 | Residential & Commercial | USHP | Ducted CEE Tier 1
207455335 | Central HP <5.4 tons | LENNOX | HRCU-A-CB (Split System: Heat Pump with Remote Outdoor Unit-Air-Source) | SL25XPV-048-230A** | ADP |  | LH40/61W9 | EL296UH090XV48C* | 44500 | 20 | 9.2 | 43500 | 37200 | 85.52% | 1.8 | 12 | 12 |  |  |  |  | R-410A | 3.7083 | Residential & Commercial | USHP | Ducted CEE Tier 1
214491799 | Central HP <5.4 tons | AMANA | HRCU-A-CB (Split System: Heat Pump with Remote Outdoor Unit-Air-Source) | ASZS601810A* |  |  | CA*EA2422*4B* | A*VM970804CNB* | 16600 | 17.5 | 8.5 | 17400 | 13000 | 74.71% | 2.1 | 0 | 10.9 |  |  |  |  | R-410A | 1.3833 | Residential & Commercial | USHP | Ducted CEE Tier 1
213872270 | Central HP <5.4 tons | AMANA | HRCU-A-CB (Split System: Heat Pump with Remote Outdoor Unit-Air-Source) | ASZS60481EA* |  |  | CA*EA6030*4A* | A*VM970804CNB* | 44000 | 17 | 8.5 | 44000 | 31000 | 70.45% | 2 | 0 | 10 |  |  |  |  | R-410A | 3.6667 | Residential & Commercial | USHP | Ducted CEE Tier 1
202459549 | Central HP <5.4 tons | TRANE | HRCU-A-CB (Split System: Heat Pump with Remote Outdoor Unit-Air-Source) | 4TWA7048A4 |  |  | 4TXCD010DS3 | S8X1D120M5PSA | 47500 | 16.5 | 8.1 | 48000 | 48000 | 100% | 3.6 | 13 | 12 |  |  |  |  | R-410A | 3.9583 | Residential & Commercial | USHP | Ducted CEE Tier 1
214627184 | Central HP <5.4 tons | CARRIER | HRCU-A-CB (Split System: Heat Pump with Remote Outdoor Unit-Air-Source) | 25VNA448A*031* | ADP |  | V,C48H210P169 | 59CU5A080C21**20 | 44000 | 21 | 8.5 | 44500 | 36000 | 80.9% | 2.18 | 0 | 12 |  |  |  |  | R-410A | 3.6667 | Residential & Commercial | USHP | Ducted CEE Tier 1
204388854 | Central HP <5.4 tons | TRANE | HRCU-A-CB (Split System: Heat Pump with Remote Outdoor Unit-Air-Source) | 4TWA7048A4 |  |  | TEM6A0C42H41+TDR | 0 | 45500 | 16.5 | 8.1 | 48500 | 44500 | 91.75% | 3.5 | 12.5 | 12 |  |  |  |  | R-410A | 3.7917 | Residential & Commercial | USHP | Ducted CEE Tier 1
207455392 | Central HP <5.4 tons | LENNOX | HRCU-A-CB (Split System: Heat Pump with Remote Outdoor Unit-Air-Source) | SL25XPV-048-230A** | ADP |  | L*42/60Z9 | SL280UH090XV60C* | 45000 | 21 | 9.2 | 43500 | 36800 | 84.6% | 1.84 | 12.5 | 12.5 |  |  |  |  | R-410A | 3.75 | Residential & Commercial | USHP | Ducted CEE Tier 1
207455424 | Central HP <5.4 tons | LENNOX | HRCU-A-CB (Split System: Heat Pump with Remote Outdoor Unit-Air-Source) | SL25XPV-048-230A** | ADP |  | LH42/62W9 | SL297UH080NV48C* | 45500 | 20 | 9.4 | 42000 | 36000 | 85.71% | 1.9 | 12.5 | 12 |  |  |  |  | R-410A | 3.7917 | Residential & Commercial | USHP | Ducted CEE Tier 1
216732950 | Central HP <5.4 tons | AIRQUEST | HRCU-A-CB (Split System: Heat Pump with Remote Outdoor Unit-Air-Source) | D5CUHAH24AAK |  |  | EA*5X24M17A* | *96VSN0401410B* | 21800 | 15.5 | 8.5 | 21200 | 19200 | 90.57% | 1.96 | 0 | 10 |  |  |  |  | R-454B | 1.8167 | Residential & Commercial | USHP | Ducted CEE Tier 1
216733936 | Central HP <5.4 tons | AIRQUEST | HRCU-A-CB (Split System: Heat Pump with Remote Outdoor Unit-Air-Source) | D5CUHAH24AAK |  |  | EA*5X30M17A* | *80MSU0601716A* | 22200 | 16.5 | 8.1 | 20800 | 18700 | 89.9% | 1.85 | 0 | 10.5 |  |  |  |  | R-454B | 1.85 | Residential & Commercial | USHP | Ducted CEE Tier 1
216734303 | Central HP <5.4 tons | AIRQUEST | HRCU-A-CB (Split System: Heat Pump with Remote Outdoor Unit-Air-Source) | D5CUHAH24AAK |  |  | EA*5X30M17A* | *97VTN0801716A* | 22000 | 16 | 8.1 | 20800 | 18800 | 90.38% | 1.85 | 0 | 10.5 |  |  |  |  | R-454B | 1.8333 | Residential & Commercial | USHP | Ducted CEE Tier 1
216733586 | Central HP <5.4 tons | AIRQUEST | HRCU-A-CB (Split System: Heat Pump with Remote Outdoor Unit-Air-Source) | D5CUHAH24AAK |  |  | EA*5X25M17A* | *96VTN0601716B* | 23000 | 16.5 | 8.5 | 20600 | 18400 | 89.32% | 1.98 | 0 | 11 |  |  |  |  | R-454B | 1.9167 | Residential & Commercial | USHP | Ducted CEE Tier 1
216733619 | Central HP <5.4 tons | AIRQUEST | HRCU-A-CB (Split System: Heat Pump with Remote Outdoor Unit-Air-Source) | D5CUHAH24AAK |  |  | EA*5X25M17A* | *97VTN0801716A* | 23200 | 16.5 | 8.5 | 20800 | 18500 | 88.94% | 1.96 | 0 | 11 |  |  |  |  | R-454B | 1.9333 | Residential & Commercial | USHP | Ducted CEE Tier 1
216734220 | Central HP <5.4 tons | AIRQUEST | HRCU-A-CB (Split System: Heat Pump with Remote Outdoor Unit-Air-Source) | D5CUHAH24AAK |  |  | EA*5X30M17A* | *96CTN0601714B* | 22200 | 16.5 | 8.1 | 20800 | 18800 | 90.38% | 1.85 | 0 | 10.5 |  |  |  |  | R-454B | 1.85 | Residential & Commercial | USHP | Ducted CEE Tier 1
213881420 | Central HP <5.4 tons | CARRIER | HRCU-A-CB (Split System: Heat Pump with Remote Outdoor Unit-Air-Source) | 38MURAQ36AB3* | ADP |  | C36A***L129 | 58TP*B070V17**16 | 34200 | 16 | 8.1 | 36800 | 34600 | 94.02% | 1.86 | 0 | 9 |  |  |  |  | R-410A | 2.85 | Residential & Commercial | USHP
213881438 | Central HP <5.4 tons | CARRIER | HRCU-A-CB (Split System: Heat Pump with Remote Outdoor Unit-Air-Source) | 38MURAQ36AB3* | ADP |  | V,C36H175P139 | 58TP*B090V17**16 | 34800 | 16 | 8.1 | 36800 | 34600 | 94.02% | 1.86 | 0 | 9.5 |  |  |  |  | R-410A | 2.9 | Residential & Commercial | USHP
202461028 | Central HP <5.4 tons | AMERICAN STANDARD | HRCU-A-CB (Split System: Heat Pump with Remote Outdoor Unit-Air-Source) | 4A6C7048A3 |  |  | 4PX*DU60BS3 | S8X1D120M5PSA | 47500 | 16.5 | 8.1 | 48000 | 48000 | 100% | 3.6 | 13 | 12 |  |  |  |  | R-410A | 3.9583 | Residential & Commercial | USHP | Ducted CEE Tier 1
207454896 | Central HP <5.4 tons | LENNOX | HRCU-A-CB (Split System: Heat Pump with Remote Outdoor Unit-Air-Source) | SL25XPV-024-230A** | ADP |  | LH35/36F9 | SL297UH040NV36B* | 22200 | 22 | 9.9 | 19800 | 20000 | 101% | 1.84 | 14 | 14 |  |  |  |  | R-410A | 1.85 | Residential & Commercial | USHP | Ducted CEE Tier 1
213739518 | Central HP <5.4 tons | DAY & NIGHT | HRCU-A-CB (Split System: Heat Pump with Remote Outdoor Unit-Air-Source) | DLCURAH18ABK | ADP |  | FG80936 | *80MSU0401712A* | 17600 | 16 | 8.5 | 16900 | 18700 | 110.7% | 2.3 | 0 | 11 |  |  |  |  | R-410A | 1.4667 | Residential & Commercial | USHP | Ducted CEE Tier 1
213739543 | Central HP <5.4 tons | DAY & NIGHT | HRCU-A-CB (Split System: Heat Pump with Remote Outdoor Unit-Air-Source) | DLCURAH18ABK | ADP |  | PL36H175P789 | *92MSN0401712A* | 17300 | 16 | 8.1 | 16300 | 17600 | 108% | 2.16 | 0 | 10 |  |  |  |  | R-410A | 1.4417 | Residential & Commercial | USHP | Ducted CEE Tier 1
213739570 | Central HP <5.4 tons | DAY & NIGHT | HRCU-A-CB (Split System: Heat Pump with Remote Outdoor Unit-Air-Source) | DLCURAH18ABK | ADP |  | FG35936 | *96MSN0261410A* | 17300 | 20 | 8.1 | 16700 | 18800 | 112.6% | 2.3 | 0 | 10.5 |  |  |  |  | R-410A | 1.4417 | Residential & Commercial | USHP | Ducted CEE Tier 1
213739618 | Central HP <5.4 tons | DAY & NIGHT | HRCU-A-CB (Split System: Heat Pump with Remote Outdoor Unit-Air-Source) | DLCURAH18ABK | ADP |  | PL36H***P039 | *96VSN0601412B* | 17000 | 16 | 8.5 | 16900 | 19400 | 114.8% | 2.38 | 0 | 10 |  |  |  |  | R-410A | 1.4167 | Residential & Commercial | USHP | Ducted CEE Tier 1
213739627 | Central HP <5.4 tons | DAY & NIGHT | HRCU-A-CB (Split System: Heat Pump with Remote Outdoor Unit-Air-Source) | DLCURAH18ABK | ADP |  | PL36H***P039 | *96VTN0401410B* | 16600 | 16 | 8.5 | 16600 | 19000 | 114.5% | 2.34 | 0 | 9.5 |  |  |  |  | R-410A | 1.3833 | Residential & Commercial | USHP
213613279 | Central HP <5.4 tons | AMANA | HRCU-A-CB (Split System: Heat Pump with Remote Outdoor Unit-Air-Source) | ASZS601810A* |  |  | AHVE24BP1400B* | 0 | 16600 | 17.5 | 8.5 | 17400 | 13000 | 74.71% | 2.1 | 0 | 10.9 |  |  |  |  | R-410A | 1.3833 | Residential & Commercial | USHP | Ducted CEE Tier 1
216733807 | Central HP <5.4 tons | AIRQUEST | HRCU-A-CB (Split System: Heat Pump with Remote Outdoor Unit-Air-Source) | D5CUHAH24AAK |  |  | EA*5X30M17A* | *80CSU0401712A* | 22800 | 17 | 8.5 | 21200 | 19000 | 89.62% | 1.94 | 0 | 11 |  |  |  |  | R-454B | 1.9 | Residential & Commercial | USHP | Ducted CEE Tier 1
207454910 | Central HP <5.4 tons | LENNOX | HRCU-A-CB (Split System: Heat Pump with Remote Outdoor Unit-Air-Source) | SL25XPV-024-230A** | ADP |  | L*35/36U9 | SL297UH060NV36B* | 22200 | 22 | 9.9 | 20000 | 20000 | 100% | 1.82 | 14 | 14 |  |  |  |  | R-410A | 1.85 | Residential & Commercial | USHP | Ducted CEE Tier 1
213613306 | Central HP <5.4 tons | AMANA | HRCU-A-CB (Split System: Heat Pump with Remote Outdoor Unit-Air-Source) | ASZS60361EA* |  |  | AHVE42CP1400B* | 0 | 34200 | 17.5 | 8.6 | 34200 | 29000 | 84.8% | 2 | 0 | 10 |  |  |  |  | R-410A | 2.85 | Residential & Commercial | USHP | Ducted CEE Tier 1
207455373 | Central HP <5.4 tons | LENNOX | HRCU-A-CB (Split System: Heat Pump with Remote Outdoor Unit-Air-Source) | SL25XPV-048-230A** | ADP |  | LD42/61Z9 | SL280DF110V60C* | 45500 | 21 | 9.1 | 41500 | 34800 | 83.86% | 1.86 | 12.5 | 12 |  |  |  |  | R-410A | 3.7917 | Residential & Commercial | USHP | Ducted CEE Tier 1
207455389 | Central HP <5.4 tons | LENNOX | HRCU-A-CB (Split System: Heat Pump with Remote Outdoor Unit-Air-Source) | SL25XPV-048-230A** | ADP |  | LH40/61W9 | SL280UH090XV60C* | 45000 | 21 | 9.2 | 43500 | 36800 | 84.6% | 1.84 | 12.5 | 12.5 |  |  |  |  | R-410A | 3.75 | Residential & Commercial | USHP | Ducted CEE Tier 1
207455398 | Central HP <5.4 tons | LENNOX | HRCU-A-CB (Split System: Heat Pump with Remote Outdoor Unit-Air-Source) | SL25XPV-048-230A** | ADP |  | L*42/60Z9 | SL280UH100NV60C* | 46000 | 20 | 9.3 | 41500 | 35800 | 86.27% | 1.88 | 13 | 12.5 |  |  |  |  | R-410A | 3.8333 | Residential & Commercial | USHP | Ducted CEE Tier 1
207455407 | Central HP <5.4 tons | LENNOX | HRCU-A-CB (Split System: Heat Pump with Remote Outdoor Unit-Air-Source) | SL25XPV-048-230A** | ADP |  | LH40/61W9 | SL280UH110XV60C* | 45000 | 20 | 9.2 | 43500 | 37000 | 85.06% | 1.82 | 12.5 | 12.5 |  |  |  |  | R-410A | 3.75 | Residential & Commercial | USHP | Ducted CEE Tier 1
207455446 | Central HP <5.4 tons | LENNOX | HRCU-A-CB (Split System: Heat Pump with Remote Outdoor Unit-Air-Source) | SL25XPV-048-230A** | ADP |  | L*42/60Z9 | SLP99UH090XV48C* | 45500 | 20 | 9.3 | 42000 | 36000 | 85.71% | 1.86 | 12 | 12 |  |  |  |  | R-410A | 3.7917 | Residential & Commercial | USHP | Ducted CEE Tier 1
207683113 | Central HP <5.4 tons | LENNOX | HRCU-A-CB (Split System: Heat Pump with Remote Outdoor Unit-Air-Source) | SL25XPV-024-230A** | ADP |  | LP36/37R9 | SL280UH070XV36A* | 22200 | 21 | 9.2 | 20000 | 20000 | 100% | 1.84 | 14 | 14 |  |  |  |  | R-410A | 1.85 | Residential & Commercial | USHP | Ducted CEE Tier 1
207455448 | Central HP <5.4 tons | LENNOX | HRCU-A-CB (Split System: Heat Pump with Remote Outdoor Unit-Air-Source) | SL25XPV-048-230A** | ADP |  | LH42/62W9 | SLP99UH090XV48C* | 45500 | 20 | 9.4 | 42000 | 36000 | 85.71% | 1.88 | 12 | 12 |  |  |  |  | R-410A | 3.7917 | Residential & Commercial | USHP | Ducted CEE Tier 1
207455455 | Central HP <5.4 tons | LENNOX | HRCU-A-CB (Split System: Heat Pump with Remote Outdoor Unit-Air-Source) | SL25XPV-048-230A** | ADP |  | LH40/61W9 | SLP99UH110XV60C* | 45000 | 20 | 9.2 | 43500 | 37000 | 85.06% | 1.82 | 12 | 12 |  |  |  |  | R-410A | 3.75 | Residential & Commercial | USHP | Ducted CEE Tier 1
214505325 | Central HP <5.4 tons | AMANA | HRCU-A-CB (Split System: Heat Pump with Remote Outdoor Unit-Air-Source) | ASZS60241EA* |  |  | CA*EA2422*4B* | A*VM970803BNB* | 23000 | 17 | 8.6 | 23000 | 16100 | 70% | 2 | 0 | 10 |  |  |  |  | R-410A | 1.9167 | Residential & Commercial | USHP | Ducted CEE Tier 1
215429189 | Central HP <5.4 tons | AMANA | HRCU-A-CB (Split System: Heat Pump with Remote Outdoor Unit-Air-Source) | AZV7SA4810A* |  |  | AHVE60DP1300A* | 0 | 46500 | 17.5 | 8.8 | 47500 | 33600 | 70.74% | 2 | 0 | 10 |  |  |  |  | R-32 | 3.875 | Residential & Commercial | USHP | Ducted CEE Tier 1
215429750 | Central HP <5.4 tons | AMANA | HRCU-A-CB (Split System: Heat Pump with Remote Outdoor Unit-Air-Source) | AZV7SA4810A* |  |  | AHVE60DP0300A* | 0 | 46500 | 17.5 | 8.8 | 47500 | 33600 | 70.74% | 2 | 0 | 10 |  |  |  |  | R-32 | 3.875 | Residential & Commercial | USHP | Ducted CEE Tier 1
214505416 | Central HP <5.4 tons | AMANA | HRCU-A-CB (Split System: Heat Pump with Remote Outdoor Unit-Air-Source) | ASZS60241EA* |  |  | CA*EA3026*4B*+MBVK12BP1X00A* | 0 | 23000 | 17 | 8.6 | 23000 | 16100 | 70% | 2 | 0 | 10 |  |  |  |  | R-410A | 1.9167 | Residential & Commercial | USHP | Ducted CEE Tier 1
207454703 | Central HP <5.4 tons | LENNOX | HRCU-A-CB (Split System: Heat Pump with Remote Outdoor Unit-Air-Source) | SL25XPV-024-230A** | ADP |  | LH29/36F9 | EL296UH045XV36B* | 22000 | 22 | 9.65 | 20000 | 20200 | 101% | 1.82 | 14 | 13.5 |  |  |  |  | R-410A | 1.8333 | Residential & Commercial | USHP | Ducted CEE Tier 1
207454846 | Central HP <5.4 tons | LENNOX | HRCU-A-CB (Split System: Heat Pump with Remote Outdoor Unit-Air-Source) | SL25XPV-024-230A** | ADP |  | L*35/36U9 | SL280UH090XV48B* | 22400 | 22 | 9.3 | 20000 | 20000 | 100% | 1.84 | 14 | 14.5 |  |  |  |  | R-410A | 1.8667 | Residential & Commercial | USHP | Ducted CEE Tier 1
207454905 | Central HP <5.4 tons | LENNOX | HRCU-A-CB (Split System: Heat Pump with Remote Outdoor Unit-Air-Source) | SL25XPV-024-230A** | ADP |  | LH35/36F9 | SL297UH060NV36B* | 22200 | 22 | 9.9 | 20000 | 20000 | 100% | 1.82 | 14 | 14 |  |  |  |  | R-410A | 1.85 | Residential & Commercial | USHP | Ducted CEE Tier 1
207454914 | Central HP <5.4 tons | LENNOX | HRCU-A-CB (Split System: Heat Pump with Remote Outdoor Unit-Air-Source) | SL25XPV-024-230A** | ADP |  | L*23/37Z9 | SL297UH060NV36B* | 22800 | 22 | 10 | 19600 | 19600 | 100% | 1.96 | 14 | 14.5 |  |  |  |  | R-410A | 1.9 | Residential & Commercial | USHP | Ducted CEE Tier 1
213613304 | Central HP <5.4 tons | AMANA | HRCU-A-CB (Split System: Heat Pump with Remote Outdoor Unit-Air-Source) | ASZS60481EA* |  |  | AHVE60DP1400B* | 0 | 44000 | 17 | 8.6 | 44000 | 31000 | 70.45% | 2 | 0 | 10 |  |  |  |  | R-410A | 3.6667 | Residential & Commercial | USHP | Ducted CEE Tier 1
207455350 | Central HP <5.4 tons | LENNOX | HRCU-A-CB (Split System: Heat Pump with Remote Outdoor Unit-Air-Source) | SL25XPV-048-230A** | ADP |  | L*42/60Z9 | EL296UH110XV48C* | 45500 | 20 | 9.3 | 42000 | 36000 | 85.71% | 1.86 | 12.5 | 12 |  |  |  |  | R-410A | 3.7917 | Residential & Commercial | USHP | Ducted CEE Tier 1
207455452 | Central HP <5.4 tons | LENNOX | HRCU-A-CB (Split System: Heat Pump with Remote Outdoor Unit-Air-Source) | SL25XPV-048-230A** | ADP |  | L*42/60Z9 | SLP99UH090XV60C* | 45500 | 20 | 9.3 | 42000 | 35800 | 85.24% | 1.86 | 12.5 | 12 |  |  |  |  | R-410A | 3.7917 | Residential & Commercial | USHP | Ducted CEE Tier 1
212603090 | Central HP <5.4 tons | DAY & NIGHT | HRCU-A-CB (Split System: Heat Pump with Remote Outdoor Unit-Air-Source) | DLCURAH18ABK | ADP |  | FG80936 | *92ESN0601714A* | 17700 | 16 | 8.5 | 16900 | 18400 | 108.9% | 2.26 | 0 | 11 |  |  |  |  | R-410A | 1.475 | Residential & Commercial | USHP | Ducted CEE Tier 1
212603091 | Central HP <5.4 tons | DAY & NIGHT | HRCU-A-CB (Split System: Heat Pump with Remote Outdoor Unit-Air-Source) | DLCURAH18ABK | ADP |  | FG80936 | *95ESN0261410A* | 18000 | 16 | 8.5 | 17000 | 17100 | 100.6% | 2.12 | 0 | 10.5 |  |  |  |  | R-410A | 1.5 | Residential & Commercial | USHP | Ducted CEE Tier 1
212603092 | Central HP <5.4 tons | DAY & NIGHT | HRCU-A-CB (Split System: Heat Pump with Remote Outdoor Unit-Air-Source) | DLCURAH18ABK | ADP |  | FG80936 | *95ESN0601412A* | 18000 | 16 | 8.5 | 16900 | 18000 | 106.5% | 2.22 | 0 | 11 |  |  |  |  | R-410A | 1.5 | Residential & Commercial | USHP | Ducted CEE Tier 1
215434399 | Central HP <5.4 tons | AMANA | HRCU-A-CB (Split System: Heat Pump with Remote Outdoor Unit-Air-Source) | AZV7SA4810A* |  |  | CA*EA6030*3A* | A*VM971205DNA* | 45500 | 16.5 | 8.8 | 47000 | 33600 | 71.49% | 2 | 0 | 10 |  |  |  |  | R-32 | 3.7917 | Residential & Commercial | USHP | Ducted CEE Tier 1
215434419 | Central HP <5.4 tons | AMANA | HRCU-A-CB (Split System: Heat Pump with Remote Outdoor Unit-Air-Source) | AZV7SA4810A* |  |  | CHPEA6030*3A* | A*VT961005CNA* | 45500 | 16.2 | 8.5 | 46500 | 33600 | 72.26% | 2 | 0 | 10 |  |  |  |  | R-32 | 3.7917 | Residential & Commercial | USHP | Ducted CEE Tier 1
215434284 | Central HP <5.4 tons | AMANA | HRCU-A-CB (Split System: Heat Pump with Remote Outdoor Unit-Air-Source) | AZV7SA4210A* |  |  | CHPEA4830*3A* | A*VM971005CNA* | 40500 | 16.5 | 8.6 | 41000 | 31000 | 75.61% | 2 | 0 | 10 |  |  |  |  | R-32 | 3.375 | Residential & Commercial | USHP | Ducted CEE Tier 1
216678688 | Central HP <5.4 tons | TEMPSTAR | HRCU-A-CB (Split System: Heat Pump with Remote Outdoor Unit-Air-Source) | DLCURAH36ABK |  |  | EA*4X36L17A* | *97VTN0601716A* | 34800 | 15.2 | 8.5 | 38500 | 34800 | 90.39% | 1.75 | 0 | 9.5 |  |  |  |  | R-410A | 2.9 | Residential & Commercial | USHP
215932035 | Central HP <5.4 tons | BRYANT HEATING AND COOLING SYSTEMS | HRCU-A-CB (Split System: Heat Pump with Remote Outdoor Unit-Air-Source) | 293VAN036**AA* |  |  | CAA**3617AM*+UI | 83*CA36040C17*** | 32200 | 19.5 | 9.5 | 35200 | 27200 | 77.27% | 1.98 | 0 | 11 |  |  |  |  | R-454B | 2.6833 | Residential & Commercial | USHP | Ducted CEE Tier 1
215932185 | Central HP <5.4 tons | BRYANT HEATING AND COOLING SYSTEMS | HRCU-A-CB (Split System: Heat Pump with Remote Outdoor Unit-Air-Source) | 293VAN036**AA* |  |  | CAA**4221AM*+UI | 83*CA36040C17*** | 32600 | 20 | 9.5 | 35000 | 26800 | 76.57% | 2 | 0 | 11 |  |  |  |  | R-454B | 2.7167 | Residential & Commercial | USHP | Ducted CEE Tier 1
212603219 | Central HP <5.4 tons | DAY & NIGHT | HRCU-A-CB (Split System: Heat Pump with Remote Outdoor Unit-Air-Source) | DLCURAH24ABK | ADP |  | FG80936 | *96VTN0401410A* | 23400 | 16 | 8.5 | 24000 | 23400 | 97.5% | 1.96 | 0 | 10 |  |  |  |  | R-410A | 1.95 | Residential & Commercial | USHP | Ducted CEE Tier 1
212608500 | Central HP <5.4 tons | DAY & NIGHT | HRCU-A-CB (Split System: Heat Pump with Remote Outdoor Unit-Air-Source) | DLCURAH36ABK | ADP |  | F,PE*TT3937 | 0 | 36000 | 16 | 8.1 | 38000 | 35000 | 92.11% | 1.82 | 0 | 10 |  |  |  |  | R-410A | 3 | Residential & Commercial | USHP | Ducted CEE Tier 1
213386677 | Central HP <5.4 tons | MIDEA | HRCU-A-CB (Split System: Heat Pump with Remote Outdoor Unit-Air-Source) | MOVB-60HDN1-M18M |  |  | MC**3036CNTD | MGH96M100C5A | 34600 | 16.5 | 8.5 | 34600 | 24400 | 70.52% | 1.82 | 0 | 11.7 |  |  |  |  | R-410A | 2.8833 | Residential & Commercial | USHP | Ducted CEE Tier 1
211713348 | Central HP <5.4 tons | AIRQUEST | HRCU-A-CB (Split System: Heat Pump with Remote Outdoor Unit-Air-Source) | DLCURAH30ABK |  |  | EA*4X43L21A* | *92ESN0802120A* | 31200 | 15.2 | 8.5 | 33600 | 26000 | 77.38% | 1.88 | 0 | 9 |  |  |  |  | R-410A | 2.6 | Residential & Commercial | USHP
213785411 | Central HP <5.4 tons | BRYANT HEATING AND COOLING SYSTEMS | HRCU-A-CB (Split System: Heat Pump with Remote Outdoor Unit-Air-Source) | 284ANV036*0**B* |  |  | CAP**3721AL*+UI | 987MC66100C21*** | 33800 | 19.5 | 9 | 36400 | 25600 | 70.33% | 2.04 | 0 | 12 |  |  |  |  | R-410A | 2.8167 | Residential & Commercial | USHP | Ducted CEE Tier 1
213785479 | Central HP <5.4 tons | BRYANT HEATING AND COOLING SYSTEMS | HRCU-A-CB (Split System: Heat Pump with Remote Outdoor Unit-Air-Source) | 284ANV036*0**B* |  |  | CAP**4321AL*+UI | 986TD66100C21*** | 33800 | 19.5 | 9 | 36400 | 25600 | 70.33% | 2.04 | 0 | 12 |  |  |  |  | R-410A | 2.8167 | Residential & Commercial | USHP | Ducted CEE Tier 1
213739562 | Central HP <5.4 tons | DAY & NIGHT | HRCU-A-CB (Split System: Heat Pump with Remote Outdoor Unit-Air-Source) | DLCURAH18ABK | ADP |  | FG35936 | *95MSU0401712A* | 17600 | 16 | 8.5 | 17100 | 18700 | 109.4% | 2.3 | 0 | 10.5 |  |  |  |  | R-410A | 1.4667 | Residential & Commercial | USHP | Ducted CEE Tier 1
213739610 | Central HP <5.4 tons | DAY & NIGHT | HRCU-A-CB (Split System: Heat Pump with Remote Outdoor Unit-Air-Source) | DLCURAH18ABK | ADP |  | PL36H210P299 | *96VSN0401712B* | 17400 | 16 | 8.5 | 16400 | 18400 | 112.2% | 2.24 | 0 | 10.5 |  |  |  |  | R-410A | 1.45 | Residential & Commercial | USHP | Ducted CEE Tier 1
214505384 | Central HP <5.4 tons | AMANA | HRCU-A-CB (Split System: Heat Pump with Remote Outdoor Unit-Air-Source) | ASZS60241EA* |  |  | CA*EA3026*4B* | A*VM970803BNB* | 23000 | 17 | 8.6 | 23000 | 16100 | 70% | 2 | 0 | 10 |  |  |  |  | R-410A | 1.9167 | Residential & Commercial | USHP | Ducted CEE Tier 1
215932385 | Central HP <5.4 tons | BRYANT HEATING AND COOLING SYSTEMS | HRCU-A-CB (Split System: Heat Pump with Remote Outdoor Unit-Air-Source) | 293VAN036**AA* |  |  | CAA**4821AM*+UI | 83*CA36040C17*** | 33400 | 20.5 | 9.5 | 34600 | 26400 | 76.3% | 2.04 | 0 | 11.5 |  |  |  |  | R-454B | 2.7833 | Residential & Commercial | USHP | Ducted CEE Tier 1
214771639 | Central HP <5.4 tons | MIDEA | HRCU-A-CB (Split System: Heat Pump with Remote Outdoor Unit-Air-Source) | MOVB-36HDN10-M20G |  |  | MC**2430BN10TH | MGV96U060B3C | 24000 | 18.5 | 9 | 24000 | 17200 | 71.67% | 1.9 | 0 | 12 |  |  |  |  | R-454B | 2 | Residential & Commercial | USHP | Ducted CEE Tier 1
212980999 | Central HP <5.4 tons | COMFORTMAKER | HRCU-A-CB (Split System: Heat Pump with Remote Outdoor Unit-Air-Source) | DLCURAH24ABK |  |  | EA*4X37L21A* | *80MS(N,L)1102120A* | 24800 | 17.5 | 8.5 | 25600 | 21200 | 82.81% | 1.8 | 0 | 10.5 |  |  |  |  | R-410A | 2.0667 | Residential & Commercial | USHP | Ducted CEE Tier 1
214505287 | Central HP <5.4 tons | AMANA | HRCU-A-CB (Split System: Heat Pump with Remote Outdoor Unit-Air-Source) | ASZS60241EA* |  |  | CA*EA2422*4B* | A*VC800803B*A* | 23000 | 17 | 8.6 | 23000 | 16100 | 70% | 2 | 0 | 10 |  |  |  |  | R-410A | 1.9167 | Residential & Commercial | USHP | Ducted CEE Tier 1
214505355 | Central HP <5.4 tons | AMANA | HRCU-A-CB (Split System: Heat Pump with Remote Outdoor Unit-Air-Source) | ASZS60241EA* |  |  | CA*EA3026*4B* | A*VS800805CUA* | 23000 | 17 | 8.6 | 23000 | 16100 | 70% | 2 | 0 | 10 |  |  |  |  | R-410A | 1.9167 | Residential & Commercial | USHP | Ducted CEE Tier 1
213386674 | Central HP <5.4 tons | MIDEA | HRCU-A-CB (Split System: Heat Pump with Remote Outdoor Unit-Air-Source) | MOVB-60HDN1-M18M |  |  | MC**3036BNTD | MGH96M060B3A | 34200 | 16.5 | 8.5 | 34600 | 24400 | 70.52% | 1.82 | 0 | 11.7 |  |  |  |  | R-410A | 2.85 | Residential & Commercial | USHP | Ducted CEE Tier 1
207454978 | Central HP <5.4 tons | LENNOX | HRCU-A-CB (Split System: Heat Pump with Remote Outdoor Unit-Air-Source) | SL25XPV-024-230A** | ADP |  | L*35/36S9 | SLP99UH090XV48C* | 22200 | 21 | 9.4 | 19800 | 19600 | 98.99% | 1.9 | 14 | 14.5 |  |  |  |  | R-410A | 1.85 | Residential & Commercial | USHP | Ducted CEE Tier 1
207454980 | Central HP <5.4 tons | LENNOX | HRCU-A-CB (Split System: Heat Pump with Remote Outdoor Unit-Air-Source) | SL25XPV-024-230A** | ADP |  | LH23/37W9 | SLP99UH090XV48C* | 22200 | 21 | 9.4 | 19800 | 19600 | 98.99% | 1.9 | 14 | 14.5 |  |  |  |  | R-410A | 1.85 | Residential & Commercial | USHP | Ducted CEE Tier 1
210854808 | Central HP <5.4 tons | AMANA | HRCU-A-CB (Split System: Heat Pump with Remote Outdoor Unit-Air-Source) | ASZS601810A* |  |  | CA*EA1818*4A*+MBVC1600**-1A* | 0 | 16600 | 17.5 | 8.5 | 17400 | 13000 | 74.71% | 2.1 | 0 | 10.9 |  |  |  |  | R-410A | 1.3833 | Residential & Commercial | USHP | Ducted CEE Tier 1
213770888 | Central HP <5.4 tons | AIRQUEST | HRCU-A-CB (Split System: Heat Pump with Remote Outdoor Unit-Air-Source) | HVH825GKA2* |  |  | EA*4X36L17A*+WALLCON | *96CTN0601714B* | 23400 | 16 | 8.1 | 21600 | 16700 | 77.31% | 1.92 | 0 | 10.5 |  |  |  |  | R-410A | 1.95 | Residential & Commercial | USHP | Ducted CEE Tier 1
204456453 | Central HP <5.4 tons | TEMPSTAR | HRCU-A-CB (Split System: Heat Pump with Remote Outdoor Unit-Air-Source) | TVH825GKA2* |  |  | EA*4X25L17A*+WALLCON | *80CTL0701716A* | 24400 | 16.5 | 8.1 | 21200 | 16600 | 78.3% | 2.02 | 11 | 11 |  |  |  |  | R-410A | 2.0333 | Residential & Commercial | USHP | Ducted CEE Tier 1
212578268 | Central HP <5.4 tons | CARRIER | HRCU-A-CB (Split System: Heat Pump with Remote Outdoor Unit-Air-Source) | 25VNA837A*031* | ADP |  | H,PG53936 | 59TN6B120C24**22 | 32800 | 18 | 8.5 | 30200 | 24400 | 80.79% | 2 | 0 | 11.7 |  |  |  |  | R-410A | 2.7333 | Residential & Commercial | USHP | Ducted CEE Tier 1
212578234 | Central HP <5.4 tons | CARRIER | HRCU-A-CB (Split System: Heat Pump with Remote Outdoor Unit-Air-Source) | 25VNA424A*031* | ADP |  | H,PG53936 | 59MN7B080C17**14 | 24000 | 20 | 10.5 | 24800 | 19400 | 78.23% | 2.52 | 0 | 13.5 |  |  |  |  | R-410A | 2 | Residential & Commercial | USHP | Ducted CEE Tier 1
215937537 | Central HP <5.4 tons | AIRQUEST | HRCU-A-CB (Split System: Heat Pump with Remote Outdoor Unit-Air-Source) | H5H3V48*K*AAA* |  |  | EVM5X60M24A*+WALLCON | *97CMN1002122B* | 45500 | 20.5 | 8.1 | 52500 | 38000 | 72.38% | 1.9 | 0 | 11.5 |  |  |  |  | R-454B | 3.7917 | Residential & Commercial | USHP | Ducted CEE Tier 1
215937837 | Central HP <5.4 tons | AIRQUEST | HRCU-A-CB (Split System: Heat Pump with Remote Outdoor Unit-Air-Source) | H5H3V48*K*AAA* |  |  | EVD5X48M21A*+WALLCON | *97CMN1002122B* | 44500 | 20 | 8.1 | 52000 | 38500 | 74.04% | 2 | 0 | 11 |  |  |  |  | R-454B | 3.7083 | Residential & Commercial | USHP | Ducted CEE Tier 1
215937857 | Central HP <5.4 tons | AIRQUEST | HRCU-A-CB (Split System: Heat Pump with Remote Outdoor Unit-Air-Source) | H5H3V48*K*AAA* |  |  | EVD5X48M21A*+WALLCON | *96CTN1002122B* | 44500 | 20 | 8.1 | 52000 | 38500 | 74.04% | 2 | 0 | 11 |  |  |  |  | R-454B | 3.7083 | Residential & Commercial | USHP | Ducted CEE Tier 1
215937957 | Central HP <5.4 tons | AIRQUEST | HRCU-A-CB (Split System: Heat Pump with Remote Outdoor Unit-Air-Source) | H5H3V48*K*AAA* |  |  | EVD5X48M24A*+WALLCON | *97CMN1002122B* | 44500 | 20 | 8.1 | 52000 | 38000 | 73.08% | 1.9 | 0 | 11 |  |  |  |  | R-454B | 3.7083 | Residential & Commercial | USHP | Ducted CEE Tier 1
215938257 | Central HP <5.4 tons | AIRQUEST | HRCU-A-CB (Split System: Heat Pump with Remote Outdoor Unit-Air-Source) | H5H3V48*K*AAA* |  |  | EVD5X60M21A*+WALLCON | *96CTN0801714B* | 44000 | 20 | 8.1 | 53500 | 37600 | 70.28% | 2 | 0 | 11.5 |  |  |  |  | R-454B | 3.6667 | Residential & Commercial | USHP | Ducted CEE Tier 1
207455043 | Central HP <5.4 tons | LENNOX | HRCU-A-CB (Split System: Heat Pump with Remote Outdoor Unit-Air-Source) | SL25XPV-036-230A** | ADP |  | L*35/36U9 | EL296UH090XV48C* | 34000 | 22 | 8.5 | 32200 | 27000 | 83.85% | 1.82 | 14 | 13.5 |  |  |  |  | R-410A | 2.8333 | Residential & Commercial | USHP | Ducted CEE Tier 1
212603180 | Central HP <5.4 tons | DAY & NIGHT | HRCU-A-CB (Split System: Heat Pump with Remote Outdoor Unit-Air-Source) | DLCURAH24ABK | ADP |  | FG81936 | *92ESN0801716A* | 24600 | 17 | 8.5 | 24000 | 21000 | 87.5% | 1.8 | 0 | 10.5 |  |  |  |  | R-410A | 2.05 | Residential & Commercial | USHP | Ducted CEE Tier 1
212603187 | Central HP <5.4 tons | DAY & NIGHT | HRCU-A-CB (Split System: Heat Pump with Remote Outdoor Unit-Air-Source) | DLCURAH24ABK | ADP |  | FG33936 | *95ESN0801716A* | 24800 | 15.2 | 8.5 | 25200 | 21600 | 85.71% | 1.8 | 0 | 10 |  |  |  |  | R-410A | 2.0667 | Residential & Commercial | USHP | Ducted CEE Tier 1
207455356 | Central HP <5.4 tons | LENNOX | HRCU-A-CB (Split System: Heat Pump with Remote Outdoor Unit-Air-Source) | SL25XPV-048-230A** | ADP |  | L*42/60Z9 | EL296UH110XV60C* | 46000 | 20 | 9.3 | 42000 | 35800 | 85.24% | 1.88 | 12.5 | 12.5 |  |  |  |  | R-410A | 3.8333 | Residential & Commercial | USHP | Ducted CEE Tier 1
207455404 | Central HP <5.4 tons | LENNOX | HRCU-A-CB (Split System: Heat Pump with Remote Outdoor Unit-Air-Source) | SL25XPV-048-230A** | ADP |  | L*42/60Z9 | SL280UH110V60C* | 46000 | 20 | 9.3 | 42000 | 35800 | 85.24% | 1.88 | 12.5 | 12.5 |  |  |  |  | R-410A | 3.8333 | Residential & Commercial | USHP | Ducted CEE Tier 1
213815736 | Central HP <5.4 tons | AMANA | HRCU-A-CB (Split System: Heat Pump with Remote Outdoor Unit-Air-Source) | ASZS60241EA* |  |  | CA*EA3026*4A*+MBVK12BP1X00A* | 0 | 23000 | 17 | 8.6 | 23000 | 16100 | 70% | 2 | 0 | 10 |  |  |  |  | R-410A | 1.9167 | Residential & Commercial | USHP | Ducted CEE Tier 1
214628678 | Central HP <5.4 tons | CARRIER | HRCU-A-CB (Split System: Heat Pump with Remote Outdoor Unit-Air-Source) | 38MURAQ30AB3* | ADP |  | PL36H210P299 | 58S(B,C)*B090M21**20 | 30800 | 15.2 | 8.5 | 32000 | 26000 | 81.25% | 1.86 | 0 | 9 |  |  |  |  | R-410A | 2.5667 | Residential & Commercial | USHP
215433899 | Central HP <5.4 tons | AMANA | HRCU-A-CB (Split System: Heat Pump with Remote Outdoor Unit-Air-Source) | AZV7SA2410A* |  |  | CA*EA3022*3A*+MBVK12BP1X00A* | 0 | 23200 | 19 | 8.6 | 23200 | 17000 | 73.28% | 2 | 0 | 11 |  |  |  |  | R-32 | 1.9333 | Residential & Commercial | USHP | Ducted CEE Tier 1
215434065 | Central HP <5.4 tons | AMANA | HRCU-A-CB (Split System: Heat Pump with Remote Outdoor Unit-Air-Source) | AZV7SA2410A* |  |  | CHPEA3026*3A* | A*VS800805CUA* | 23200 | 19 | 8.6 | 23200 | 17000 | 73.28% | 2 | 0 | 11 |  |  |  |  | R-32 | 1.9333 | Residential & Commercial | USHP | Ducted CEE Tier 1
213815247 | Central HP <5.4 tons | AMANA | HRCU-A-CB (Split System: Heat Pump with Remote Outdoor Unit-Air-Source) | ASZS601810A* |  |  | CA*EA1818*4A*+MBVK12BP1X00A* | 0 | 16600 | 17.5 | 8.5 | 17400 | 13000 | 74.71% | 2.1 | 0 | 10.9 |  |  |  |  | R-410A | 1.3833 | Residential & Commercial | USHP | Ducted CEE Tier 1
213785114 | Central HP <5.4 tons | BRYANT HEATING AND COOLING SYSTEMS | HRCU-A-CB (Split System: Heat Pump with Remote Outdoor Unit-Air-Source) | 284ANV024*0**B* |  |  | CAP**3721AL*+UI | 88*TB60090C21*** | 24200 | 20 | 10.5 | 26400 | 19700 | 74.62% | 2.54 | 0 | 13 |  |  |  |  | R-410A | 2.0167 | Residential & Commercial | USHP | Ducted CEE Tier 1
216487904 | Central HP <5.4 tons | BRYANT HEATING AND COOLING SYSTEMS | HRCU-A-CB (Split System: Heat Pump with Remote Outdoor Unit-Air-Source) | 291VAN054**AA* | ADP |  | CE(P,V)4821G1K*+TXV | 986TD42080C17*** | 47000 | 18 | 9 | 48500 | 49500 | 102.1% | 1.96 | 0 | 11.7 |  |  |  |  | R-454B | 3.9167 | Residential & Commercial | USHP | Ducted CEE Tier 1
213739633 | Central HP <5.4 tons | DAY & NIGHT | HRCU-A-CB (Split System: Heat Pump with Remote Outdoor Unit-Air-Source) | DLCURAH18ABK | ADP |  | FG35936 | *96VTN0401410B* | 17200 | 16 | 8.5 | 16500 | 18500 | 112.1% | 2.26 | 0 | 10.5 |  |  |  |  | R-410A | 1.4333 | Residential & Commercial | USHP | Ducted CEE Tier 1
213739649 | Central HP <5.4 tons | DAY & NIGHT | HRCU-A-CB (Split System: Heat Pump with Remote Outdoor Unit-Air-Source) | DLCURAH18ABK | ADP |  | PL36H175P159 | *96VTN0601412B* | 17400 | 16 | 8.1 | 16400 | 18300 | 111.6% | 2.24 | 0 | 11 |  |  |  |  | R-410A | 1.45 | Residential & Commercial | USHP | Ducted CEE Tier 1
213739984 | Central HP <5.4 tons | DAY & NIGHT | HRCU-A-CB (Split System: Heat Pump with Remote Outdoor Unit-Air-Source) | DLCURAH24ABK | ADP |  | FG32936 | *96VTN0401410B* | 23000 | 16 | 8.5 | 25400 | 26600 | 104.7% | 2.28 | 0 | 9.5 |  |  |  |  | R-410A | 1.9167 | Residential & Commercial | USHP
214239216 | Central HP <5.4 tons | AIRQUEST | HRCU-A-CB (Split System: Heat Pump with Remote Outdoor Unit-Air-Source) | HVH837GKA2* |  |  | EN(A,D,W)4X48L21**+WALLCON | *95CSU0601716B* | 32200 | 17 | 8.1 | 33000 | 24800 | 75.15% | 1.92 | 0 | 11.5 |  |  |  |  | R-410A | 2.6833 | Residential & Commercial | USHP | Ducted CEE Tier 1
202461099 | Central HP <5.4 tons | AMERICAN STANDARD | HRCU-A-CB (Split System: Heat Pump with Remote Outdoor Unit-Air-Source) | 4A6C7048A4 |  |  | 4TXCD010DS3 | S8X2D120M5PSA | 47500 | 16.5 | 8.1 | 48000 | 48000 | 100% | 3.6 | 13 | 12 |  |  |  |  | R-410A | 3.9583 | Residential & Commercial | USHP | Ducted CEE Tier 1
214075363 | Central HP <5.4 tons | SURE | HRCU-A-CB (Split System: Heat Pump with Remote Outdoor Unit-Air-Source) | RD17AZ60AJ3N |  |  | TCFZ6024STANM | S962V0705A21M4S | 55000 | 18 | 8.1 | 54000 | 49500 | 91.67% | 1.75 | 0 | 10 |  |  |  |  | R-410A | 4.5833 | Residential & Commercial | USHP | Ducted CEE Tier 1
207455031 | Central HP <5.4 tons | LENNOX | HRCU-A-CB (Split System: Heat Pump with Remote Outdoor Unit-Air-Source) | SL25XPV-036-230A** | ADP |  | L*23/37Z9 | EL296UH070XV36B* | 34600 | 21 | 8.8 | 32800 | 26000 | 79.27% | 1.82 | 13.5 | 13 |  |  |  |  | R-410A | 2.8833 | Residential & Commercial | USHP | Ducted CEE Tier 1
210470609 | Central HP <5.4 tons | AIRQUEST | HRCU-A-CB (Split System: Heat Pump with Remote Outdoor Unit-Air-Source) | HVH837GKA2* |  |  | EA*4X61L24A*+WALLCON | *97CMN1202422A* | 33200 | 17.5 | 8.5 | 32000 | 25000 | 78.12% | 2 | 0 | 11.7 |  |  |  |  | R-410A | 2.7667 | Residential & Commercial | USHP | Ducted CEE Tier 1
210470802 | Central HP <5.4 tons | AIRQUEST | HRCU-A-CB (Split System: Heat Pump with Remote Outdoor Unit-Air-Source) | HVH837GKA2* |  |  | EN(A,D,W)4X48L21**+WALLCON | *80CSU0401712A* | 32400 | 17.5 | 8.1 | 33000 | 24800 | 75.15% | 1.94 | 0 | 11.7 |  |  |  |  | R-410A | 2.7 | Residential & Commercial | USHP | Ducted CEE Tier 1
210471302 | Central HP <5.4 tons | AIRQUEST | HRCU-A-CB (Split System: Heat Pump with Remote Outdoor Unit-Air-Source) | HVH837GKA2* |  |  | EHD4X60AAL+WALLCON | *80CTL0901716A* | 33000 | 17.5 | 8.1 | 32200 | 24800 | 77.02% | 2.02 | 0 | 11.5 |  |  |  |  | R-410A | 2.75 | Residential & Commercial | USHP | Ducted CEE Tier 1
210473076 | Central HP <5.4 tons | AIRQUEST | HRCU-A-CB (Split System: Heat Pump with Remote Outdoor Unit-Air-Source) | HVH825GKA3* |  |  | EA*4X42L24A*+WALLCON | *97CMN0602120A* | 23600 | 16.5 | 8.1 | 21400 | 16700 | 78.04% | 1.96 | 0 | 11 |  |  |  |  | R-410A | 1.9667 | Residential & Commercial | USHP | Ducted CEE Tier 1
210473483 | Central HP <5.4 tons | AIRQUEST | HRCU-A-CB (Split System: Heat Pump with Remote Outdoor Unit-Air-Source) | HVH825GKA3* |  |  | EA*4X48L24A*+WALLCON | *96CTN1202422A* | 24200 | 17 | 8.1 | 21000 | 16500 | 78.57% | 2.02 | 0 | 11 |  |  |  |  | R-410A | 2.0167 | Residential & Commercial | USHP | Ducted CEE Tier 1
210691925 | Central HP <5.4 tons | TRANE | HRCU-A-CB (Split System: Heat Pump with Remote Outdoor Unit-Air-Source) | 4TWV8X60A1 |  |  | 4TXCC009DS3 | S8V2C100M5PCA | 54000 | 18 | 8.2 | 52000 | 40000 | 76.92% | 1.78 | 11.7 | 11.7 |  |  |  |  | R-410A | 4.5 | Residential & Commercial | USHP | Ducted CEE Tier 1
207455036 | Central HP <5.4 tons | LENNOX | HRCU-A-CB (Split System: Heat Pump with Remote Outdoor Unit-Air-Source) | SL25XPV-036-230A** | ADP |  | L*35/36S9 | EL296UH090XV36C* | 34000 | 22 | 8.8 | 34000 | 27200 | 80% | 1.82 | 14 | 13 |  |  |  |  | R-410A | 2.8333 | Residential & Commercial | USHP | Ducted CEE Tier 1
207455181 | Central HP <5.4 tons | LENNOX | HRCU-A-CB (Split System: Heat Pump with Remote Outdoor Unit-Air-Source) | SL25XPV-036-230A** | ADP |  | LH23/37W9 | SL280UH110V60C* | 34000 | 21 | 8.8 | 33800 | 27000 | 79.88% | 1.84 | 14 | 13.5 |  |  |  |  | R-410A | 2.8333 | Residential & Commercial | USHP | Ducted CEE Tier 1
207455195 | Central HP <5.4 tons | LENNOX | HRCU-A-CB (Split System: Heat Pump with Remote Outdoor Unit-Air-Source) | SL25XPV-036-230A** | ADP |  | L*35/36S9 | SL297UH040NV36B* | 33800 | 21 | 8.8 | 33000 | 25800 | 78.18% | 1.84 | 14 | 13 |  |  |  |  | R-410A | 2.8167 | Residential & Commercial | USHP | Ducted CEE Tier 1
215434192 | Central HP <5.4 tons | AMANA | HRCU-A-CB (Split System: Heat Pump with Remote Outdoor Unit-Air-Source) | AZV7SA3610A* |  |  | CHPEA4830*3A* | A*VT800805C*A* | 35000 | 18.5 | 8.1 | 35000 | 28400 | 81.14% | 2 | 0 | 10.5 |  |  |  |  | R-32 | 2.9167 | Residential & Commercial | USHP | Ducted CEE Tier 1
207455114 | Central HP <5.4 tons | LENNOX | HRCU-A-CB (Split System: Heat Pump with Remote Outdoor Unit-Air-Source) | SL25XPV-036-230A** | ADP |  | L*35/36U9 | SL280UH080NV48B* | 34000 | 21 | 8.8 | 33800 | 27200 | 80.47% | 1.8 | 14 | 13 |  |  |  |  | R-410A | 2.8333 | Residential & Commercial | USHP | Ducted CEE Tier 1
207455214 | Central HP <5.4 tons | LENNOX | HRCU-A-CB (Split System: Heat Pump with Remote Outdoor Unit-Air-Source) | SL25XPV-036-230A** | ADP |  | L*23/37Z9 | SL297UH080NV48C* | 34000 | 22 | 8.8 | 33800 | 27000 | 79.88% | 1.82 | 14 | 13 |  |  |  |  | R-410A | 2.8333 | Residential & Commercial | USHP | Ducted CEE Tier 1
207455054 | Central HP <5.4 tons | LENNOX | HRCU-A-CB (Split System: Heat Pump with Remote Outdoor Unit-Air-Source) | SL25XPV-036-230A** | ADP |  | LH23/37W9 | EL296UH090XV60C* | 33600 | 21 | 8.6 | 32800 | 26200 | 79.88% | 1.8 | 14 | 13 |  |  |  |  | R-410A | 2.8 | Residential & Commercial | USHP | Ducted CEE Tier 1
207455138 | Central HP <5.4 tons | LENNOX | HRCU-A-CB (Split System: Heat Pump with Remote Outdoor Unit-Air-Source) | SL25XPV-036-230A** | ADP |  | L*35/36U9 | SL280UH090V48B* | 34000 | 22 | 8.8 | 32800 | 25400 | 77.44% | 1.84 | 14 | 13.5 |  |  |  |  | R-410A | 2.8333 | Residential & Commercial | USHP | Ducted CEE Tier 1
207455154 | Central HP <5.4 tons | LENNOX | HRCU-A-CB (Split System: Heat Pump with Remote Outdoor Unit-Air-Source) | SL25XPV-036-230A** | ADP |  | L*35/36U9 | SL280UH090XV48B* | 34000 | 22 | 8.8 | 32800 | 25400 | 77.44% | 1.84 | 14 | 13.5 |  |  |  |  | R-410A | 2.8333 | Residential & Commercial | USHP | Ducted CEE Tier 1
207455247 | Central HP <5.4 tons | LENNOX | HRCU-A-CB (Split System: Heat Pump with Remote Outdoor Unit-Air-Source) | SL25XPV-036-230A** | ADP |  | LH35/38X9 | SLP99UH090XV36C* | 34000 | 22 | 8.8 | 34000 | 27200 | 80% | 1.82 | 14 | 13 |  |  |  |  | R-410A | 2.8333 | Residential & Commercial | USHP | Ducted CEE Tier 1
207455347 | Central HP <5.4 tons | LENNOX | HRCU-A-CB (Split System: Heat Pump with Remote Outdoor Unit-Air-Source) | SL25XPV-048-230A** | ADP |  | LH40/61W9 | EL296UH110XV48C* | 44500 | 20 | 9.2 | 43500 | 37200 | 85.52% | 1.8 | 12.5 | 12 |  |  |  |  | R-410A | 3.7083 | Residential & Commercial | USHP | Ducted CEE Tier 1
213785495 | Central HP <5.4 tons | BRYANT HEATING AND COOLING SYSTEMS | HRCU-A-CB (Split System: Heat Pump with Remote Outdoor Unit-Air-Source) | 284ANV036*0**B* |  |  | CAP**4821AL*+UI | 987MC42080C17*** | 33000 | 19 | 9 | 36800 | 26000 | 70.65% | 2 | 0 | 11.7 |  |  |  |  | R-410A | 2.75 | Residential & Commercial | USHP | Ducted CEE Tier 1
208663759 | Central HP <5.4 tons | LENNOX | HRCU-A-CB (Split System: Heat Pump with Remote Outdoor Unit-Air-Source) | SL25XPV-036-230A** | ADP |  | LD24/35Y9 | SLP99DF070XV36B* | 33400 | 21 | 8.7 | 34400 | 29400 | 85.47% | 1.76 | 13 | 12.5 |  |  |  |  | R-410A | 2.7833 | Residential & Commercial | USHP | Ducted CEE Tier 1
212380526 | Central HP <5.4 tons | CARRIER | HRCU-A-CB (Split System: Heat Pump with Remote Outdoor Unit-Air-Source) | 25VNA424A*031* | ADP |  | C36A***L139 | 58TN*A070C14**12 | 23400 | 21 | 8.1 | 25000 | 19400 | 77.6% | 2.42 | 0 | 13.5 |  |  |  |  | R-410A | 1.95 | Residential & Commercial | USHP | Ducted CEE Tier 1
207455264 | Central HP <5.4 tons | LENNOX | HRCU-A-CB (Split System: Heat Pump with Remote Outdoor Unit-Air-Source) | SL25XPV-036-230A** | ADP |  | LH35/38F9 | SLP99UH090XV60C* | 33600 | 21 | 8.6 | 32800 | 26200 | 79.88% | 1.8 | 14 | 13 |  |  |  |  | R-410A | 2.8 | Residential & Commercial | USHP | Ducted CEE Tier 1
216487902 | Central HP <5.4 tons | BRYANT HEATING AND COOLING SYSTEMS | HRCU-A-CB (Split System: Heat Pump with Remote Outdoor Unit-Air-Source) | 291VAN054**AA* | ADP |  | CE(P,V)4817G1K*+TXV | 986TD42080C17*** | 47000 | 18 | 9 | 48500 | 49500 | 102.1% | 1.96 | 0 | 11.7 |  |  |  |  | R-454B | 3.9167 | Residential & Commercial | USHP | Ducted CEE Tier 1
215434176 | Central HP <5.4 tons | AMANA | HRCU-A-CB (Split System: Heat Pump with Remote Outdoor Unit-Air-Source) | AZV7SA3610A* |  |  | CA*EA4830*3A* | A*VS800805CUA* | 34800 | 18.5 | 8.5 | 35000 | 28400 | 81.14% | 2 | 0 | 10.5 |  |  |  |  | R-32 | 2.9 | Residential & Commercial | USHP | Ducted CEE Tier 1
215434191 | Central HP <5.4 tons | AMANA | HRCU-A-CB (Split System: Heat Pump with Remote Outdoor Unit-Air-Source) | AZV7SA3610A* |  |  | CHPEA4830*3A* | A*VT800805D*A* | 35000 | 18.5 | 8.1 | 35000 | 28400 | 81.14% | 2 | 0 | 10.5 |  |  |  |  | R-32 | 2.9167 | Residential & Commercial | USHP | Ducted CEE Tier 1
215434193 | Central HP <5.4 tons | AMANA | HRCU-A-CB (Split System: Heat Pump with Remote Outdoor Unit-Air-Source) | AZV7SA3610A* |  |  | CHPEA4830*3A* | A*VT800804C*A* | 35000 | 18.5 | 8.1 | 35000 | 28400 | 81.14% | 2 | 0 | 10.5 |  |  |  |  | R-32 | 2.9167 | Residential & Commercial | USHP | Ducted CEE Tier 1
203120318 | Central HP <5.4 tons | AMERICAN STANDARD | HRCU-A-CB (Split System: Heat Pump with Remote Outdoor Unit-Air-Source) | 4A6C7048A4 |  |  | 4TXCD010DS3 | S8X1D120M5PTA | 47500 | 16.5 | 8.1 | 48000 | 48000 | 100% | 3.6 | 13 | 12 |  |  |  |  | R-410A | 3.9583 | Residential & Commercial | USHP | Ducted CEE Tier 1
214491796 | Central HP <5.4 tons | AMANA | HRCU-A-CB (Split System: Heat Pump with Remote Outdoor Unit-Air-Source) | ASZS601810A* |  |  | CA*EA2422*4B* | A*VC800805C*A* | 16600 | 17.5 | 8.5 | 17400 | 13000 | 74.71% | 2.1 | 0 | 10.9 |  |  |  |  | R-410A | 1.3833 | Residential & Commercial | USHP | Ducted CEE Tier 1
214075225 | Central HP <5.4 tons | SURE | HRCU-A-CB (Split System: Heat Pump with Remote Outdoor Unit-Air-Source) | RD17AZ60AJ3N |  |  | TCFZ6024STANM | S801VA100521M | 55000 | 18 | 8.1 | 54000 | 49500 | 91.67% | 1.75 | 0 | 10 |  |  |  |  | R-410A | 4.5833 | Residential & Commercial | USHP | Ducted CEE Tier 1
213785509 | Central HP <5.4 tons | BRYANT HEATING AND COOLING SYSTEMS | HRCU-A-CB (Split System: Heat Pump with Remote Outdoor Unit-Air-Source) | 284ANV036*0**B* |  |  | CAP**4824AL*+UI | 88*TB66135C24*** | 33200 | 19.5 | 9 | 36400 | 25800 | 70.88% | 2.04 | 0 | 12 |  |  |  |  | R-410A | 2.7667 | Residential & Commercial | USHP | Ducted CEE Tier 1
213785511 | Central HP <5.4 tons | BRYANT HEATING AND COOLING SYSTEMS | HRCU-A-CB (Split System: Heat Pump with Remote Outdoor Unit-Air-Source) | 284ANV036*0**B* |  |  | CAP**4824AL*+UI | 987MC66100C21*** | 33200 | 19.5 | 9 | 36400 | 25800 | 70.88% | 2.04 | 0 | 12 |  |  |  |  | R-410A | 2.7667 | Residential & Commercial | USHP | Ducted CEE Tier 1
214627545 | Central HP <5.4 tons | CARRIER | HRCU-A-CB (Split System: Heat Pump with Remote Outdoor Unit-Air-Source) | 38MURAQ18AB3* | ADP |  | C36A***L139 | 58S(B,C)*B070M14**12 | 17500 | 16 | 8.5 | 16900 | 18700 | 110.7% | 2.3 | 0 | 11 |  |  |  |  | R-410A | 1.4583 | Residential & Commercial | USHP | Ducted CEE Tier 1
214627552 | Central HP <5.4 tons | CARRIER | HRCU-A-CB (Split System: Heat Pump with Remote Outdoor Unit-Air-Source) | 38MURAQ18AB3* | ADP |  | A36VCA+TXV | 58S(B,C)*B070M17**12 | 17400 | 16 | 8.5 | 16800 | 18800 | 111.9% | 2.32 | 0 | 11 |  |  |  |  | R-410A | 1.45 | Residential & Commercial | USHP | Ducted CEE Tier 1
214627575 | Central HP <5.4 tons | CARRIER | HRCU-A-CB (Split System: Heat Pump with Remote Outdoor Unit-Air-Source) | 38MURAQ18AB3* | ADP |  | C36A***L129 | 58TP*B070V14**12 | 17400 | 16 | 8.5 | 16900 | 19300 | 114.2% | 2.38 | 0 | 10.5 |  |  |  |  | R-410A | 1.45 | Residential & Commercial | USHP | Ducted CEE Tier 1
214627584 | Central HP <5.4 tons | CARRIER | HRCU-A-CB (Split System: Heat Pump with Remote Outdoor Unit-Air-Source) | 38MURAQ18AB3* | ADP |  | C36A***L159 | 58TP*B070V14**12 | 17600 | 16 | 8.5 | 16900 | 18700 | 110.7% | 2.3 | 0 | 11 |  |  |  |  | R-410A | 1.4667 | Residential & Commercial | USHP | Ducted CEE Tier 1
214627684 | Central HP <5.4 tons | CARRIER | HRCU-A-CB (Split System: Heat Pump with Remote Outdoor Unit-Air-Source) | 38MURAQ18AB3* | ADP |  | PL36H***P449 | 59SC6A040M14**10 | 17500 | 16 | 8.5 | 16700 | 18500 | 110.8% | 2.26 | 0 | 10.5 |  |  |  |  | R-410A | 1.4583 | Residential & Commercial | USHP | Ducted CEE Tier 1
214627702 | Central HP <5.4 tons | CARRIER | HRCU-A-CB (Split System: Heat Pump with Remote Outdoor Unit-Air-Source) | 38MURAQ18AB3* | ADP |  | V,C36H175P149 | 59SC6A040M17**12 | 17500 | 15.2 | 8.5 | 17100 | 18800 | 109.9% | 2.3 | 0 | 10.5 |  |  |  |  | R-410A | 1.4583 | Residential & Commercial | USHP | Ducted CEE Tier 1
216440562 | Central HP <5.4 tons | MIDEA | HRCU-A-CB (Split System: Heat Pump with Remote Outdoor Unit-Air-Source) | MDV-V36WMN10T |  |  | MHVE36B1MN10TB | 0 | 34000 | 16 | 9.2 | 36000 | 28800 | 80% | 1.8 | 0 | 11 |  |  |  |  | R-454B | 2.8333 | Residential & Commercial | USHP | Ducted CEE Tier 1
210854810 | Central HP <5.4 tons | AMANA | HRCU-A-CB (Split System: Heat Pump with Remote Outdoor Unit-Air-Source) | ASZS601810A* |  |  | CA*EA2422*4A*+MBVC1600**-1A* | 0 | 16600 | 17.5 | 8.5 | 17400 | 13000 | 74.71% | 2.1 | 0 | 10.9 |  |  |  |  | R-410A | 1.3833 | Residential & Commercial | USHP | Ducted CEE Tier 1
214491785 | Central HP <5.4 tons | AMANA | HRCU-A-CB (Split System: Heat Pump with Remote Outdoor Unit-Air-Source) | ASZS601810A* |  |  | CA*EA2422*4B* | A*VC800603B*A* | 16600 | 17.5 | 8.5 | 17400 | 13000 | 74.71% | 2.1 | 0 | 10.9 |  |  |  |  | R-410A | 1.3833 | Residential & Commercial | USHP | Ducted CEE Tier 1
216487900 | Central HP <5.4 tons | BRYANT HEATING AND COOLING SYSTEMS | HRCU-A-CB (Split System: Heat Pump with Remote Outdoor Unit-Air-Source) | 291VAN054**AA* | ADP |  | CE(P,V)6024G48*+TXV | 986TD42080C17*** | 48000 | 18 | 9 | 48500 | 49500 | 102.1% | 1.96 | 0 | 12 |  |  |  |  | R-454B | 4 | Residential & Commercial | USHP | Ducted CEE Tier 1
207455158 | Central HP <5.4 tons | LENNOX | HRCU-A-CB (Split System: Heat Pump with Remote Outdoor Unit-Air-Source) | SL25XPV-036-230A** | ADP |  | L*23/37Z9 | SL280UH090XV48B* | 34000 | 22 | 8.8 | 32800 | 25400 | 77.44% | 1.84 | 14 | 13.5 |  |  |  |  | R-410A | 2.8333 | Residential & Commercial | USHP | Ducted CEE Tier 1
207455177 | Central HP <5.4 tons | LENNOX | HRCU-A-CB (Split System: Heat Pump with Remote Outdoor Unit-Air-Source) | SL25XPV-036-230A** | ADP |  | LH35/38F9 | SL280UH110V60C* | 34000 | 21 | 8.8 | 33800 | 27000 | 79.88% | 1.84 | 14 | 13.5 |  |  |  |  | R-410A | 2.8333 | Residential & Commercial | USHP | Ducted CEE Tier 1
215727917 | Central HP <5.4 tons | CHAMPION HEATING AND COOLING | HRCU-A-CB (Split System: Heat Pump with Remote Outdoor Unit-Air-Source) | HH860E2S11 | ADP |  | H,YE48(1,2)60+TXV | TM8E100C16MP11 | 44500 | 18 | 8.5 | 43500 | 33800 | 77.7% | 2 | 0 | 11 |  |  |  |  | R-454B | 3.7083 | Residential & Commercial | USHP | Ducted CEE Tier 1
215727942 | Central HP <5.4 tons | CHAMPION HEATING AND COOLING | HRCU-A-CB (Split System: Heat Pump with Remote Outdoor Unit-Air-Source) | HH860E2S11 | ADP |  | H,YE36(1,2)60+TXV | TM9E080C16MP12 | 44000 | 17 | 8.4 | 43500 | 34000 | 78.16% | 1.98 | 0 | 10.5 |  |  |  |  | R-454B | 3.6667 | Residential & Commercial | USHP | Ducted CEE Tier 1
215727869 | Central HP <5.4 tons | CHAMPION HEATING AND COOLING | HRCU-A-CB (Split System: Heat Pump with Remote Outdoor Unit-Air-Source) | HH836E2S11 | ADP |  | H,YE9J(1,2)36+TXV | TM8E080C16MP11 | 32400 | 18 | 8.5 | 29200 | 23600 | 80.82% | 2 | 0 | 10.5 |  |  |  |  | R-454B | 2.7 | Residential & Commercial | USHP | Ducted CEE Tier 1
215727874 | Central HP <5.4 tons | CHAMPION HEATING AND COOLING | HRCU-A-CB (Split System: Heat Pump with Remote Outdoor Unit-Air-Source) | HH836E2S11 | ADP |  | H,YE9J(1,2)36+TXV | TM8E120C16MP11 | 32600 | 18 | 8.5 | 29400 | 23800 | 80.95% | 2 | 0 | 10.5 |  |  |  |  | R-454B | 2.7167 | Residential & Commercial | USHP | Ducted CEE Tier 1
214075261 | Central HP <5.4 tons | SURE | HRCU-A-CB (Split System: Heat Pump with Remote Outdoor Unit-Air-Source) | RD17AZ60AJ3N |  |  | TCFZ6024STANM | S801V1005A21DZ | 55500 | 18 | 8.1 | 53500 | 49000 | 91.59% | 1.75 | 0 | 10 |  |  |  |  | R-410A | 4.625 | Residential & Commercial | USHP | Ducted CEE Tier 1
202459425 | Central HP <5.4 tons | TRANE | HRCU-A-CB (Split System: Heat Pump with Remote Outdoor Unit-Air-Source) | 4TWA7048A3 |  |  | 4TXCD010DS3 | S8X1D120M5PSA | 47500 | 16.5 | 8.1 | 48000 | 48000 | 100% | 3.6 | 13 | 12 |  |  |  |  | R-410A | 3.9583 | Residential & Commercial | USHP | Ducted CEE Tier 1
216677540 | Central HP <5.4 tons | TEMPSTAR | HRCU-A-CB (Split System: Heat Pump with Remote Outdoor Unit-Air-Source) | D5CURAH24AAK |  |  | EA*5X25M17A* | *96VSN0601716B* | 24400 | 15.5 | 8.5 | 23200 | 19100 | 82.33% | 1.94 | 0 | 10 |  |  |  |  | R-454B | 2.0333 | Residential & Commercial | USHP | Ducted CEE Tier 1
207455383 | Central HP <5.4 tons | LENNOX | HRCU-A-CB (Split System: Heat Pump with Remote Outdoor Unit-Air-Source) | SL25XPV-048-230A** | ADP |  | LH40/61W9 | SL280UH090V60C* | 45000 | 21 | 9.2 | 43500 | 36800 | 84.6% | 1.84 | 12.5 | 12.5 |  |  |  |  | R-410A | 3.75 | Residential & Commercial | USHP | Ducted CEE Tier 1
216487909 | Central HP <5.4 tons | BRYANT HEATING AND COOLING SYSTEMS | HRCU-A-CB (Split System: Heat Pump with Remote Outdoor Unit-Air-Source) | 291VAN054**AA* | ADP |  | CE(P,V)6021G48*+TXV | 986TD66100C21*** | 49000 | 19 | 10.5 | 50500 | 53000 | 105% | 1.96 | 0 | 11 |  |  |  |  | R-454B | 4.0833 | Residential & Commercial | USHP | Ducted CEE Tier 1
204298634 | Central HP <5.4 tons | TEMPSTAR | HRCU-A-CB (Split System: Heat Pump with Remote Outdoor Unit-Air-Source) | TVH837GKA** |  |  | EA*4X36L17A*+WALLCON | *80CTL0701412A* | 31400 | 17.5 | 8.1 | 33400 | 24400 | 73.05% | 1.84 | 11.5 | 11 |  |  |  |  | R-410A | 2.6167 | Residential & Commercial | USHP | Ducted CEE Tier 1
215292846 | Central HP <5.4 tons | AIRQUEST | HRCU-A-CB (Split System: Heat Pump with Remote Outdoor Unit-Air-Source) | DLCURAH24ABK | ADP |  | HE33936 | *96VTN0601714A* | 23800 | 16 | 8.5 | 24400 | 22400 | 91.8% | 1.88 | 0 | 10 |  |  |  |  | R-410A | 1.9833 | Residential & Commercial | USHP | Ducted CEE Tier 1
215292879 | Central HP <5.4 tons | AIRQUEST | HRCU-A-CB (Split System: Heat Pump with Remote Outdoor Unit-Air-Source) | DLCURAH24ABK | ADP |  | HG31930 | *96VTN0601716B* | 23000 | 16 | 9 | 24400 | 22800 | 93.44% | 1.92 | 0 | 10 |  |  |  |  | R-410A | 1.9167 | Residential & Commercial | USHP | Ducted CEE Tier 1
215292898 | Central HP <5.4 tons | AIRQUEST | HRCU-A-CB (Split System: Heat Pump with Remote Outdoor Unit-Air-Source) | DLCURAH24ABK | ADP |  | HE34936 | *96VTN0601716B* | 24000 | 16 | 9 | 24400 | 22800 | 93.44% | 1.92 | 0 | 10.5 |  |  |  |  | R-410A | 2 | Residential & Commercial | USHP | Ducted CEE Tier 1
215292946 | Central HP <5.4 tons | AIRQUEST | HRCU-A-CB (Split System: Heat Pump with Remote Outdoor Unit-Air-Source) | DLCURAH24ABK | ADP |  | H,GG34936 | *96VTN0801716A* | 24200 | 16 | 8.1 | 24600 | 22600 | 91.87% | 1.9 | 0 | 10.5 |  |  |  |  | R-410A | 2.0167 | Residential & Commercial | USHP | Ducted CEE Tier 1
215931655 | Central HP <5.4 tons | BRYANT HEATING AND COOLING SYSTEMS | HRCU-A-CB (Split System: Heat Pump with Remote Outdoor Unit-Air-Source) | 293VAN060**AA* |  |  | CAA**6121AM*+UI | 88*TB48070C17*** | 56000 | 18 | 8.5 | 61000 | 45500 | 74.59% | 2.1 | 0 | 11 |  |  |  |  | R-454B | 4.6667 | Residential & Commercial | USHP | Ducted CEE Tier 1
207683197 | Central HP <5.4 tons | LENNOX | HRCU-A-CB (Split System: Heat Pump with Remote Outdoor Unit-Air-Source) | SL25XPV-048-230A** | ADP |  | LP42/62W9 | SL280UH100NV60C* | 46000 | 20 | 9.4 | 41500 | 35800 | 86.27% | 1.9 | 13 | 12.5 |  |  |  |  | R-410A | 3.8333 | Residential & Commercial | USHP | Ducted CEE Tier 1
203120301 | Central HP <5.4 tons | AMERICAN STANDARD | HRCU-A-CB (Split System: Heat Pump with Remote Outdoor Unit-Air-Source) | 4A6C7048A4 |  |  | 4PX*DU60BS3 | S8X2D120M5PTA | 47500 | 16.5 | 8.1 | 48000 | 48000 | 100% | 3.6 | 13 | 12 |  |  |  |  | R-410A | 3.9583 | Residential & Commercial | USHP | Ducted CEE Tier 1
213255525 | Central HP <5.4 tons | AMANA | HRCU-A-CB (Split System: Heat Pump with Remote Outdoor Unit-Air-Source) | ASZS601810A* |  |  | AHVE24BP0400A* | 0 | 16600 | 17.5 | 8.5 | 17400 | 13000 | 74.71% | 2.1 | 0 | 10.9 |  |  |  |  | R-410A | 1.3833 | Residential & Commercial | USHP | Ducted CEE Tier 1
215936367 | Central HP <5.4 tons | AIRQUEST | HRCU-A-CB (Split System: Heat Pump with Remote Outdoor Unit-Air-Source) | H5H3V36*K*AAA* |  |  | EVD5X48M24A*+WALLCON | *97CMN0602120B* | 34800 | 21 | 8.5 | 38500 | 28800 | 74.81% | 2.02 | 0 | 11.7 |  |  |  |  | R-454B | 2.9 | Residential & Commercial | USHP | Ducted CEE Tier 1
214239666 | Central HP <5.4 tons | AIRQUEST | HRCU-A-CB (Split System: Heat Pump with Remote Outdoor Unit-Air-Source) | HVH837GKA** |  |  | END4X42L17**+WALLCON | *80CTL0901716B* | 32000 | 17 | 8.1 | 33000 | 24600 | 74.55% | 1.9 | 0 | 11.5 |  |  |  |  | R-410A | 2.6667 | Residential & Commercial | USHP | Ducted CEE Tier 1
212603084 | Central HP <5.4 tons | DAY & NIGHT | HRCU-A-CB (Split System: Heat Pump with Remote Outdoor Unit-Air-Source) | DLCURAH18ABK | ADP |  | FG80936 | *80ES(N,L)0701412A* | 17500 | 16 | 8.5 | 16800 | 18400 | 109.5% | 2.26 | 0 | 11 |  |  |  |  | R-410A | 1.4583 | Residential & Commercial | USHP | Ducted CEE Tier 1
214239686 | Central HP <5.4 tons | AIRQUEST | HRCU-A-CB (Split System: Heat Pump with Remote Outdoor Unit-Air-Source) | HVH837GKA** |  |  | END4X42L17**+WALLCON | *97CMN0601714B* | 31800 | 16.5 | 8.1 | 33200 | 25000 | 75.3% | 1.88 | 0 | 11 |  |  |  |  | R-410A | 2.65 | Residential & Commercial | USHP | Ducted CEE Tier 1
207454724 | Central HP <5.4 tons | LENNOX | HRCU-A-CB (Split System: Heat Pump with Remote Outdoor Unit-Air-Source) | SL25XPV-024-230A** | ADP |  | L*35/36S9 | EL296UH090XV36C* | 22200 | 22 | 9.3 | 19800 | 19800 | 100% | 1.9 | 14 | 14.5 |  |  |  |  | R-410A | 1.85 | Residential & Commercial | USHP | Ducted CEE Tier 1
213785693 | Central HP <5.4 tons | BRYANT HEATING AND COOLING SYSTEMS | HRCU-A-CB (Split System: Heat Pump with Remote Outdoor Unit-Air-Source) | 284ANV036*0**B* |  |  | CSPH*4212AL*+UI | 986TD42080C17*** | 33200 | 18 | 8.5 | 36800 | 26200 | 71.2% | 2.02 | 0 | 11.5 |  |  |  |  | R-410A | 2.7667 | Residential & Commercial | USHP | Ducted CEE Tier 1
215727935 | Central HP <5.4 tons | CHAMPION HEATING AND COOLING | HRCU-A-CB (Split System: Heat Pump with Remote Outdoor Unit-Air-Source) | HH860E2S11 | ADP |  | H,YE48(1,2)60+TXV | TM8Y080C16MP11 | 44000 | 18 | 8.5 | 42000 | 33000 | 78.57% | 2 | 0 | 11.7 |  |  |  |  | R-454B | 3.6667 | Residential & Commercial | USHP | Ducted CEE Tier 1
215727958 | Central HP <5.4 tons | CHAMPION HEATING AND COOLING | HRCU-A-CB (Split System: Heat Pump with Remote Outdoor Unit-Air-Source) | HH860E2S11 | ADP |  | H,YE36(1,2)60+TXV | TM9V120D20MP12 | 51500 | 18 | 8.3 | 52000 | 38500 | 74.04% | 1.96 | 0 | 10.5 |  |  |  |  | R-454B | 4.2917 | Residential & Commercial | USHP | Ducted CEE Tier 1
215728044 | Central HP <5.4 tons | CHAMPION HEATING AND COOLING | HRCU-A-CB (Split System: Heat Pump with Remote Outdoor Unit-Air-Source) | HH824E2S11 | ADP |  | H,YE7J(1,2)36+TXV | Z9ES080B12SMPS1 | 22400 | 17 | 8.8 | 21400 | 17400 | 81.31% | 1.96 | 0 | 11.5 |  |  |  |  | R-454B | 1.8667 | Residential & Commercial | USHP | Ducted CEE Tier 1
215727994 | Central HP <5.4 tons | CHAMPION HEATING AND COOLING | HRCU-A-CB (Split System: Heat Pump with Remote Outdoor Unit-Air-Source) | HH824E2S11 | ADP |  | H,YE31(1,2)30+TXV | TM8E060A12MP11 | 21800 | 17 | 8.5 | 21200 | 17500 | 82.55% | 1.9 | 0 | 11 |  |  |  |  | R-454B | 1.8167 | Residential & Commercial | USHP | Ducted CEE Tier 1
215727999 | Central HP <5.4 tons | CHAMPION HEATING AND COOLING | HRCU-A-CB (Split System: Heat Pump with Remote Outdoor Unit-Air-Source) | HH824E2S11 | ADP |  | H,YE7J(1,2)36+TXV | TM8E100B12MP11 | 22400 | 17 | 8.8 | 21400 | 17700 | 82.71% | 1.96 | 0 | 11.5 |  |  |  |  | R-454B | 1.8667 | Residential & Commercial | USHP | Ducted CEE Tier 1
202459504 | Central HP <5.4 tons | TRANE | HRCU-A-CB (Split System: Heat Pump with Remote Outdoor Unit-Air-Source) | 4TWA7048A4 |  |  | 4PX*DU60BS3 | S8X1D120M5PSA | 47500 | 16.5 | 8.1 | 48000 | 48000 | 100% | 3.6 | 13 | 12 |  |  |  |  | R-410A | 3.9583 | Residential & Commercial | USHP | Ducted CEE Tier 1
214826089 | Central HP <5.4 tons | CHAMPION HEATING AND COOLING | HRCU-A-CB (Split System: Heat Pump with Remote Outdoor Unit-Air-Source) | HH836E2S11 | ADP |  | H,YG80*36+TXV+AEFE3A* | 0 | 33600 | 19 | 8.8 | 30000 | 24800 | 82.67% | 1.96 | 0 | 11 |  |  |  |  | R-454B | 2.8 | Residential & Commercial | USHP | Ducted CEE Tier 1
215727882 | Central HP <5.4 tons | CHAMPION HEATING AND COOLING | HRCU-A-CB (Split System: Heat Pump with Remote Outdoor Unit-Air-Source) | HH836E2S11 | ADP |  | H,YE9J(1,2)36+TXV | TM8Y100C20MP11 | 33800 | 18 | 8.5 | 30600 | 25400 | 83.01% | 2 | 0 | 10.5 |  |  |  |  | R-454B | 2.8167 | Residential & Commercial | USHP | Ducted CEE Tier 1
215727950 | Central HP <5.4 tons | CHAMPION HEATING AND COOLING | HRCU-A-CB (Split System: Heat Pump with Remote Outdoor Unit-Air-Source) | HH860E2S11 | ADP |  | H,YE36(1,2)60+TXV | TM9E120D20MP12 | 51500 | 18 | 8.3 | 52500 | 39000 | 74.29% | 1.96 | 0 | 10.5 |  |  |  |  | R-454B | 4.2917 | Residential & Commercial | USHP | Ducted CEE Tier 1
215727959 | Central HP <5.4 tons | CHAMPION HEATING AND COOLING | HRCU-A-CB (Split System: Heat Pump with Remote Outdoor Unit-Air-Source) | HH860E2S11 | ADP |  | H,YE48(1,2)60+TXV | TM9V120D20MP12 | 44000 | 18 | 8.5 | 42500 | 33000 | 77.65% | 2 | 0 | 11.7 |  |  |  |  | R-454B | 3.6667 | Residential & Commercial | USHP | Ducted CEE Tier 1
215434170 | Central HP <5.4 tons | AMANA | HRCU-A-CB (Split System: Heat Pump with Remote Outdoor Unit-Air-Source) | AZV7SA3610A* |  |  | CA*EA4830*3A* | A*VT960804CNA* | 34800 | 18.5 | 8.5 | 35000 | 28400 | 81.14% | 2 | 0 | 10.5 |  |  |  |  | R-32 | 2.9 | Residential & Commercial | USHP | Ducted CEE Tier 1
215434172 | Central HP <5.4 tons | AMANA | HRCU-A-CB (Split System: Heat Pump with Remote Outdoor Unit-Air-Source) | AZV7SA3610A* |  |  | CA*EA4830*3A* | A*VT800805D*A* | 34800 | 18.5 | 8.5 | 35000 | 28400 | 81.14% | 2 | 0 | 10.5 |  |  |  |  | R-32 | 2.9 | Residential & Commercial | USHP | Ducted CEE Tier 1
215292961 | Central HP <5.4 tons | AIRQUEST | HRCU-A-CB (Split System: Heat Pump with Remote Outdoor Unit-Air-Source) | DLCURAH24ABK | ADP |  | HE7J936 | *96VTN0801716A* | 24200 | 16 | 8.5 | 24600 | 22000 | 89.43% | 1.86 | 0 | 10 |  |  |  |  | R-410A | 2.0167 | Residential & Commercial | USHP | Ducted CEE Tier 1
215292997 | Central HP <5.4 tons | AIRQUEST | HRCU-A-CB (Split System: Heat Pump with Remote Outdoor Unit-Air-Source) | DLCURAH24ABK | ADP |  | HE34936 | *96VTN0801716B* | 23400 | 17 | 8.5 | 24600 | 23600 | 95.93% | 2 | 0 | 10 |  |  |  |  | R-410A | 1.95 | Residential & Commercial | USHP | Ducted CEE Tier 1
213361587 | Central HP <5.4 tons | CARRIER | HRCU-A-CB (Split System: Heat Pump with Remote Outdoor Unit-Air-Source) | 25VNA436A*031* |  |  | FE4BNBD60L*+UI | 0 | 34800 | 21 | 9 | 35400 | 24800 | 70.06% | 2.06 | 0 | 13 |  |  |  |  | R-410A | 2.9 | Residential & Commercial | USHP | Ducted CEE Tier 1
215727903 | Central HP <5.4 tons | CHAMPION HEATING AND COOLING | HRCU-A-CB (Split System: Heat Pump with Remote Outdoor Unit-Air-Source) | HH836E2S11 | ADP |  | H,YE9J(1,2)36+TXV | Z8ES100B12SMPS1 | 33000 | 17 | 8.5 | 28800 | 24400 | 84.72% | 2 | 0 | 11.7 |  |  |  |  | R-454B | 2.75 | Residential & Commercial | USHP | Ducted CEE Tier 1
214627704 | Central HP <5.4 tons | CARRIER | HRCU-A-CB (Split System: Heat Pump with Remote Outdoor Unit-Air-Source) | 38MURAQ18AB3* | ADP |  | PL36H175P159 | 59SC6A040M17**12 | 17500 | 15.2 | 8.5 | 17100 | 18800 | 109.9% | 2.3 | 0 | 10.5 |  |  |  |  | R-410A | 1.4583 | Residential & Commercial | USHP | Ducted CEE Tier 1
214627727 | Central HP <5.4 tons | CARRIER | HRCU-A-CB (Split System: Heat Pump with Remote Outdoor Unit-Air-Source) | 38MURAQ18AB3* | ADP |  | C36A***L129 | 59SC6A060M14**12 | 17400 | 16 | 8.5 | 17000 | 19400 | 114.1% | 2.38 | 0 | 10.5 |  |  |  |  | R-410A | 1.45 | Residential & Commercial | USHP | Ducted CEE Tier 1
204456678 | Central HP <5.4 tons | TEMPSTAR | HRCU-A-CB (Split System: Heat Pump with Remote Outdoor Unit-Air-Source) | TVH825GKA2* |  |  | EA*4X36L21A*+WALLCON | *80CTL0701716A* | 23600 | 16.5 | 8.1 | 21400 | 16600 | 77.57% | 1.94 | 11 | 11 |  |  |  |  | R-410A | 1.9667 | Residential & Commercial | USHP | Ducted CEE Tier 1
204456796 | Central HP <5.4 tons | TEMPSTAR | HRCU-A-CB (Split System: Heat Pump with Remote Outdoor Unit-Air-Source) | TVH825GKA2* |  |  | EA*4X36L21A*+WALLCON | *80CTL0901716A* | 23600 | 17.5 | 8.1 | 21400 | 16600 | 77.57% | 1.96 | 11 | 11 |  |  |  |  | R-410A | 1.9667 | Residential & Commercial | USHP | Ducted CEE Tier 1
214627077 | Central HP <5.4 tons | CARRIER | HRCU-A-CB (Split System: Heat Pump with Remote Outdoor Unit-Air-Source) | 25VNA436A*031* | ADP |  | PL36H210P299 | 59CU5A100C21**22 | 34200 | 20 | 9 | 32800 | 24600 | 75% | 2.02 | 0 | 12.5 |  |  |  |  | R-410A | 2.85 | Residential & Commercial | USHP | Ducted CEE Tier 1
214075298 | Central HP <5.4 tons | SURE | HRCU-A-CB (Split System: Heat Pump with Remote Outdoor Unit-Air-Source) | RD17AZ60AJ3N |  |  | TCFZ6024STANM | S801V1255A24UH | 55500 | 18 | 8.1 | 53500 | 49000 | 91.59% | 1.75 | 0 | 10 |  |  |  |  | R-410A | 4.625 | Residential & Commercial | USHP | Ducted CEE Tier 1
214627535 | Central HP <5.4 tons | CARRIER | HRCU-A-CB (Split System: Heat Pump with Remote Outdoor Unit-Air-Source) | 38MURAQ18AB3* | ADP |  | C36A***L139 | 58S(B,C)*B045M14**12 | 17400 | 16 | 8.5 | 16800 | 18800 | 111.9% | 2.3 | 0 | 11 |  |  |  |  | R-410A | 1.45 | Residential & Commercial | USHP | Ducted CEE Tier 1
207454825 | Central HP <5.4 tons | LENNOX | HRCU-A-CB (Split System: Heat Pump with Remote Outdoor Unit-Air-Source) | SL25XPV-024-230A** | ADP |  | L*35/36S9 | SL280UH090V48B* | 22400 | 22 | 9.3 | 20000 | 20000 | 100% | 1.84 | 14 | 14.5 |  |  |  |  | R-410A | 1.8667 | Residential & Commercial | USHP | Ducted CEE Tier 1
207454957 | Central HP <5.4 tons | LENNOX | HRCU-A-CB (Split System: Heat Pump with Remote Outdoor Unit-Air-Source) | SL25XPV-024-230A** | ADP |  | LH29/36F9 | SLP99UH070XV36B* | 22000 | 22 | 9.85 | 20000 | 20000 | 100% | 1.82 | 14 | 14 |  |  |  |  | R-410A | 1.8333 | Residential & Commercial | USHP | Ducted CEE Tier 1
216678518 | Central HP <5.4 tons | TEMPSTAR | HRCU-A-CB (Split System: Heat Pump with Remote Outdoor Unit-Air-Source) | D5CURAH24AAK |  |  | FCMA5B36L0C*+WALLCON | 0 | 24400 | 15.5 | 9 | 24000 | 19400 | 80.83% | 2.04 | 0 | 10 |  |  |  |  | R-454B | 2.0333 | Residential & Commercial | USHP | Ducted CEE Tier 1
216677450 | Central HP <5.4 tons | TEMPSTAR | HRCU-A-CB (Split System: Heat Pump with Remote Outdoor Unit-Air-Source) | D5CURAH24AAK |  |  | EA*5X37M17A* | *96VSN0401712B* | 24200 | 15.2 | 8.5 | 23600 | 19300 | 81.78% | 1.96 | 0 | 9.8 |  |  |  |  | R-454B | 2.0167 | Residential & Commercial | USHP
216677650 | Central HP <5.4 tons | TEMPSTAR | HRCU-A-CB (Split System: Heat Pump with Remote Outdoor Unit-Air-Source) | D5CURAH24AAK |  |  | ESH5X36M12A* | *96VSN1002120B* | 24600 | 15.2 | 8.5 | 23800 | 19400 | 81.51% | 1.92 | 0 | 10 |  |  |  |  | R-454B | 2.05 | Residential & Commercial | USHP | Ducted CEE Tier 1
216678152 | Central HP <5.4 tons | TEMPSTAR | HRCU-A-CB (Split System: Heat Pump with Remote Outdoor Unit-Air-Source) | D5CURAH24AAK |  |  | EA*5X37M21A* | *96VTN0801716B* | 24800 | 15.5 | 8.5 | 23200 | 19100 | 82.33% | 1.96 | 0 | 10 |  |  |  |  | R-454B | 2.0667 | Residential & Commercial | USHP | Ducted CEE Tier 1
216678416 | Central HP <5.4 tons | TEMPSTAR | HRCU-A-CB (Split System: Heat Pump with Remote Outdoor Unit-Air-Source) | D5CURAH24AAK |  |  | EA*5X37M21A* | *97VTN1002122A* | 24800 | 15.5 | 9 | 23200 | 19100 | 82.33% | 2.08 | 0 | 10 |  |  |  |  | R-454B | 2.0667 | Residential & Commercial | USHP | Ducted CEE Tier 1
216677807 | Central HP <5.4 tons | TEMPSTAR | HRCU-A-CB (Split System: Heat Pump with Remote Outdoor Unit-Air-Source) | D5CURAH24AAK |  |  | EA*5X37M21A* | *95MSU0802120A* | 24200 | 15.5 | 8.5 | 23000 | 19000 | 82.61% | 1.96 | 0 | 10 |  |  |  |  | R-454B | 2.0167 | Residential & Commercial | USHP | Ducted CEE Tier 1
210532870 | Central HP <5.4 tons | CARRIER | HRCU-A-CB (Split System: Heat Pump with Remote Outdoor Unit-Air-Source) | 25VNA448A*031* |  |  | CAP**4824AL*+UI | 58TN*A090C21**20 | 44000 | 21 | 9.5 | 46500 | 36200 | 77.85% | 2.28 | 0 | 12 |  |  |  |  | R-410A | 3.6667 | Residential & Commercial | USHP | Ducted CEE Tier 1
210532968 | Central HP <5.4 tons | CARRIER | HRCU-A-CB (Split System: Heat Pump with Remote Outdoor Unit-Air-Source) | 25VNA424A*031* |  |  | CAP**3014AL*+UI | 58TN*A070C14**12 | 23200 | 21 | 10 | 26600 | 19900 | 74.81% | 2.38 | 0 | 13 |  |  |  |  | R-410A | 1.9333 | Residential & Commercial | USHP | Ducted CEE Tier 1
210532984 | Central HP <5.4 tons | CARRIER | HRCU-A-CB (Split System: Heat Pump with Remote Outdoor Unit-Air-Source) | 25VNA424A*031* |  |  | CAP**3017AL*+UI | 59MN7B080C17**14 | 23200 | 20 | 10 | 26800 | 20000 | 74.63% | 2.36 | 0 | 13 |  |  |  |  | R-410A | 1.9333 | Residential & Commercial | USHP | Ducted CEE Tier 1
210532986 | Central HP <5.4 tons | CARRIER | HRCU-A-CB (Split System: Heat Pump with Remote Outdoor Unit-Air-Source) | 25VNA424A*031* |  |  | CAP**3017AL*+UI | 58TN*A070C14**12 | 23200 | 21 | 10 | 26600 | 19900 | 74.81% | 2.38 | 0 | 13.5 |  |  |  |  | R-410A | 1.9333 | Residential & Commercial | USHP | Ducted CEE Tier 1
215727883 | Central HP <5.4 tons | CHAMPION HEATING AND COOLING | HRCU-A-CB (Split System: Heat Pump with Remote Outdoor Unit-Air-Source) | HH836E2S11 | ADP |  | H,YE9J(1,2)36+TXV | TM8Y120C20MP11 | 33800 | 18 | 8.5 | 30600 | 25400 | 83.01% | 2 | 0 | 10.5 |  |  |  |  | R-454B | 2.8167 | Residential & Commercial | USHP | Ducted CEE Tier 1
215727901 | Central HP <5.4 tons | CHAMPION HEATING AND COOLING | HRCU-A-CB (Split System: Heat Pump with Remote Outdoor Unit-Air-Source) | HH836E2S11 | ADP |  | H,YE9J(1,2)36+TXV | Z8ES080C16SMPS1 | 33800 | 18 | 8.5 | 30200 | 25000 | 82.78% | 2 | 0 | 10.5 |  |  |  |  | R-454B | 2.8167 | Residential & Commercial | USHP | Ducted CEE Tier 1
215728003 | Central HP <5.4 tons | CHAMPION HEATING AND COOLING | HRCU-A-CB (Split System: Heat Pump with Remote Outdoor Unit-Air-Source) | HH824E2S11 | ADP |  | H,YE7J(1,2)36+TXV | TM8Y080B12MP11 | 22400 | 17 | 8.8 | 21400 | 17200 | 80.37% | 1.96 | 0 | 11.5 |  |  |  |  | R-454B | 1.8667 | Residential & Commercial | USHP | Ducted CEE Tier 1
215728042 | Central HP <5.4 tons | CHAMPION HEATING AND COOLING | HRCU-A-CB (Split System: Heat Pump with Remote Outdoor Unit-Air-Source) | HH824E2S11 | ADP |  | H,YE7J(1,2)36+TXV | Z9ES060B12SMPS1 | 23000 | 17 | 9 | 21400 | 18200 | 85.05% | 2 | 0 | 11.7 |  |  |  |  | R-454B | 1.9167 | Residential & Commercial | USHP | Ducted CEE Tier 1
215728001 | Central HP <5.4 tons | CHAMPION HEATING AND COOLING | HRCU-A-CB (Split System: Heat Pump with Remote Outdoor Unit-Air-Source) | HH824E2S11 | ADP |  | H,YE7J(1,2)36+TXV | TM8V080B12MP12 | 22400 | 17 | 8.8 | 21400 | 17700 | 82.71% | 1.96 | 0 | 10.5 |  |  |  |  | R-454B | 1.8667 | Residential & Commercial | USHP | Ducted CEE Tier 1
215434181 | Central HP <5.4 tons | AMANA | HRCU-A-CB (Split System: Heat Pump with Remote Outdoor Unit-Air-Source) | AZV7SA3610A* |  |  | CA*EA6030*3A* | A*VT800805D*A* | 35000 | 18.5 | 8.5 | 35000 | 28400 | 81.14% | 2 | 0 | 10.5 |  |  |  |  | R-32 | 2.9167 | Residential & Commercial | USHP | Ducted CEE Tier 1
207455020 | Central HP <5.4 tons | LENNOX | HRCU-A-CB (Split System: Heat Pump with Remote Outdoor Unit-Air-Source) | SL25XPV-036-230A** | ADP |  | L*35/36S9 | EL296UH045XV36B* | 33600 | 21 | 8.8 | 33200 | 25800 | 77.71% | 1.82 | 13.5 | 13 |  |  |  |  | R-410A | 2.8 | Residential & Commercial | USHP | Ducted CEE Tier 1
207455047 | Central HP <5.4 tons | LENNOX | HRCU-A-CB (Split System: Heat Pump with Remote Outdoor Unit-Air-Source) | SL25XPV-036-230A** | ADP |  | L*23/37Z9 | EL296UH090XV48C* | 34000 | 22 | 8.5 | 32200 | 27000 | 83.85% | 1.82 | 14 | 13.5 |  |  |  |  | R-410A | 2.8333 | Residential & Commercial | USHP | Ducted CEE Tier 1
207455111 | Central HP <5.4 tons | LENNOX | HRCU-A-CB (Split System: Heat Pump with Remote Outdoor Unit-Air-Source) | SL25XPV-036-230A** | ADP |  | LH35/36F9 | SL280UH080NV48B* | 33600 | 21 | 8.8 | 32800 | 25600 | 78.05% | 1.84 | 14 | 13 |  |  |  |  | R-410A | 2.8 | Residential & Commercial | USHP | Ducted CEE Tier 1
207455122 | Central HP <5.4 tons | LENNOX | HRCU-A-CB (Split System: Heat Pump with Remote Outdoor Unit-Air-Source) | SL25XPV-036-230A** | ADP |  | L*35/36U9 | SL280UH080NV60C* | 34000 | 21 | 8.8 | 33800 | 27000 | 79.88% | 1.82 | 14 | 13.5 |  |  |  |  | R-410A | 2.8333 | Residential & Commercial | USHP | Ducted CEE Tier 1
207455131 | Central HP <5.4 tons | LENNOX | HRCU-A-CB (Split System: Heat Pump with Remote Outdoor Unit-Air-Source) | SL25XPV-036-230A** | ADP |  | L*35/36S9 | SL280UH090V36B* | 34000 | 22 | 8.8 | 32800 | 25600 | 78.05% | 1.84 | 14 | 13.5 |  |  |  |  | R-410A | 2.8333 | Residential & Commercial | USHP | Ducted CEE Tier 1
214627587 | Central HP <5.4 tons | CARRIER | HRCU-A-CB (Split System: Heat Pump with Remote Outdoor Unit-Air-Source) | 38MURAQ18AB3* | ADP |  | V,C36H***P219 | 58TP*B070V14**12 | 17600 | 16 | 8.5 | 16900 | 18700 | 110.7% | 2.3 | 0 | 11 |  |  |  |  | R-410A | 1.4667 | Residential & Commercial | USHP | Ducted CEE Tier 1
214627603 | Central HP <5.4 tons | CARRIER | HRCU-A-CB (Split System: Heat Pump with Remote Outdoor Unit-Air-Source) | 38MURAQ18AB3* | ADP |  | C36A***L139 | 58TP*B070V17**16 | 17500 | 16 | 8.5 | 16900 | 19100 | 113% | 2.34 | 0 | 10.5 |  |  |  |  | R-410A | 1.4583 | Residential & Commercial | USHP | Ducted CEE Tier 1
214627678 | Central HP <5.4 tons | CARRIER | HRCU-A-CB (Split System: Heat Pump with Remote Outdoor Unit-Air-Source) | 38MURAQ18AB3* | ADP |  | C36A***L159 | 59SC6A040M14**10 | 17500 | 16 | 8.1 | 16600 | 18300 | 110.2% | 2.24 | 0 | 11 |  |  |  |  | R-410A | 1.4583 | Residential & Commercial | USHP | Ducted CEE Tier 1
214627692 | Central HP <5.4 tons | CARRIER | HRCU-A-CB (Split System: Heat Pump with Remote Outdoor Unit-Air-Source) | 38MURAQ18AB3* | ADP |  | C36A***L129 | 59SC6A040M17**12 | 17200 | 15.2 | 8.5 | 17100 | 18800 | 109.9% | 2.3 | 0 | 10 |  |  |  |  | R-410A | 1.4333 | Residential & Commercial | USHP | Ducted CEE Tier 1
207455063 | Central HP <5.4 tons | LENNOX | HRCU-A-CB (Split System: Heat Pump with Remote Outdoor Unit-Air-Source) | SL25XPV-036-230A** | ADP |  | L*23/37Z9 | EL296UH110XV48C* | 33600 | 22 | 8.7 | 32800 | 26400 | 80.49% | 1.82 | 14 | 13 |  |  |  |  | R-410A | 2.8 | Residential & Commercial | USHP | Ducted CEE Tier 1
207455120 | Central HP <5.4 tons | LENNOX | HRCU-A-CB (Split System: Heat Pump with Remote Outdoor Unit-Air-Source) | SL25XPV-036-230A** | ADP |  | LH35/38X9 | SL280UH080NV60C* | 34000 | 21 | 8.8 | 33800 | 27000 | 79.88% | 1.82 | 14 | 13.5 |  |  |  |  | R-410A | 2.8333 | Residential & Commercial | USHP | Ducted CEE Tier 1
215727966 | Central HP <5.4 tons | CHAMPION HEATING AND COOLING | HRCU-A-CB (Split System: Heat Pump with Remote Outdoor Unit-Air-Source) | HH860E2S11 | ADP |  | H,YE36(1,2)60+TXV | TM9Y120D20MP11 | 51500 | 18 | 8.3 | 52500 | 39000 | 74.29% | 1.96 | 0 | 10.5 |  |  |  |  | R-454B | 4.2917 | Residential & Commercial | USHP | Ducted CEE Tier 1
215727977 | Central HP <5.4 tons | CHAMPION HEATING AND COOLING | HRCU-A-CB (Split System: Heat Pump with Remote Outdoor Unit-Air-Source) | HH860E2S11 | ADP |  | H,YE48(1,2)60+TXV | Z8ES120C16SMPS1 | 44000 | 18 | 8.5 | 41500 | 32600 | 78.55% | 2 | 0 | 12 |  |  |  |  | R-454B | 3.6667 | Residential & Commercial | USHP | Ducted CEE Tier 1
215727902 | Central HP <5.4 tons | CHAMPION HEATING AND COOLING | HRCU-A-CB (Split System: Heat Pump with Remote Outdoor Unit-Air-Source) | HH836E2S11 | ADP |  | H,YE9J(1,2)36+TXV | Z8ES080C20SMPS1 | 34600 | 19 | 8.5 | 30800 | 25400 | 82.47% | 2 | 0 | 11 |  |  |  |  | R-454B | 2.8833 | Residential & Commercial | USHP | Ducted CEE Tier 1
215727907 | Central HP <5.4 tons | CHAMPION HEATING AND COOLING | HRCU-A-CB (Split System: Heat Pump with Remote Outdoor Unit-Air-Source) | HH836E2S11 | ADP |  | H,YE9J(1,2)36+TXV | Z8ES120C20SMPS1 | 34000 | 18 | 8.5 | 30000 | 25000 | 83.33% | 2 | 0 | 11 |  |  |  |  | R-454B | 2.8333 | Residential & Commercial | USHP | Ducted CEE Tier 1
215728000 | Central HP <5.4 tons | CHAMPION HEATING AND COOLING | HRCU-A-CB (Split System: Heat Pump with Remote Outdoor Unit-Air-Source) | HH824E2S11 | ADP |  | H,YE31(1,2)30+TXV | TM8V080B12MP12 | 21800 | 17 | 8.5 | 21200 | 17700 | 83.49% | 1.9 | 0 | 10 |  |  |  |  | R-454B | 1.8167 | Residential & Commercial | USHP | Ducted CEE Tier 1
212380528 | Central HP <5.4 tons | CARRIER | HRCU-A-CB (Split System: Heat Pump with Remote Outdoor Unit-Air-Source) | 25VNA424A*031* | ADP |  | PL36H175P159 | 58TN*A070C14**12 | 23600 | 21 | 8.1 | 25000 | 19300 | 77.2% | 2.5 | 0 | 13.5 |  |  |  |  | R-410A | 1.9667 | Residential & Commercial | USHP | Ducted CEE Tier 1
212380569 | Central HP <5.4 tons | CARRIER | HRCU-A-CB (Split System: Heat Pump with Remote Outdoor Unit-Air-Source) | 25VNA424A*031* | ADP |  | PL36H210P299 | 59MN7B060C21**20 | 24000 | 20 | 8.5 | 24800 | 19400 | 78.23% | 2.52 | 0 | 13 |  |  |  |  | R-410A | 2 | Residential & Commercial | USHP | Ducted CEE Tier 1
215727916 | Central HP <5.4 tons | CHAMPION HEATING AND COOLING | HRCU-A-CB (Split System: Heat Pump with Remote Outdoor Unit-Air-Source) | HH860E2S11 | ADP |  | H,YE36(1,2)60+TXV | TM8E100C16MP11 | 44000 | 17 | 8.4 | 43500 | 33800 | 77.7% | 1.98 | 0 | 10.5 |  |  |  |  | R-454B | 3.6667 | Residential & Commercial | USHP | Ducted CEE Tier 1
215727918 | Central HP <5.4 tons | CHAMPION HEATING AND COOLING | HRCU-A-CB (Split System: Heat Pump with Remote Outdoor Unit-Air-Source) | HH860E2S11 | ADP |  | H,YE36(1,2)60+TXV | TM8E100C20MP11 | 52000 | 18 | 8.3 | 53000 | 39500 | 74.53% | 1.96 | 0 | 10.5 |  |  |  |  | R-454B | 4.3333 | Residential & Commercial | USHP | Ducted CEE Tier 1
215727941 | Central HP <5.4 tons | CHAMPION HEATING AND COOLING | HRCU-A-CB (Split System: Heat Pump with Remote Outdoor Unit-Air-Source) | HH860E2S11 | ADP |  | H,YE48(1,2)60+TXV | TM8Y120C20MP11 | 44500 | 18 | 8.5 | 43000 | 33400 | 77.67% | 2 | 0 | 11.7 |  |  |  |  | R-454B | 3.7083 | Residential & Commercial | USHP | Ducted CEE Tier 1
215727961 | Central HP <5.4 tons | CHAMPION HEATING AND COOLING | HRCU-A-CB (Split System: Heat Pump with Remote Outdoor Unit-Air-Source) | HH860E2S11 | ADP |  | H,YE48(1,2)60+TXV | TM9Y080C16MP11 | 44000 | 17 | 8.5 | 42500 | 33400 | 78.59% | 2 | 0 | 11 |  |  |  |  | R-454B | 3.6667 | Residential & Commercial | USHP | Ducted CEE Tier 1
215727984 | Central HP <5.4 tons | CHAMPION HEATING AND COOLING | HRCU-A-CB (Split System: Heat Pump with Remote Outdoor Unit-Air-Source) | HH860E2S11 | ADP |  | H,YE36(1,2)60+TXV | Z9ES080C20SMPS1 | 44000 | 17 | 8.4 | 44500 | 33000 | 74.16% | 1.98 | 0 | 11.7 |  |  |  |  | R-454B | 3.6667 | Residential & Commercial | USHP | Ducted CEE Tier 1
202459552 | Central HP <5.4 tons | TRANE | HRCU-A-CB (Split System: Heat Pump with Remote Outdoor Unit-Air-Source) | 4TWA7048A4 |  |  | 4TXCD010DS3 | S8X2D120M5PSA | 47500 | 16.5 | 8.1 | 48000 | 48000 | 100% | 3.6 | 13 | 12 |  |  |  |  | R-410A | 3.9583 | Residential & Commercial | USHP | Ducted CEE Tier 1
216733285 | Central HP <5.4 tons | AIRQUEST | HRCU-A-CB (Split System: Heat Pump with Remote Outdoor Unit-Air-Source) | D5CUHAH24AAK |  |  | EA*5X25M17A* | *80CTL0701412B* | 22800 | 16.5 | 8.5 | 20600 | 18300 | 88.83% | 1.96 | 0 | 11 |  |  |  |  | R-454B | 1.9 | Residential & Commercial | USHP | Ducted CEE Tier 1
210533018 | Central HP <5.4 tons | CARRIER | HRCU-A-CB (Split System: Heat Pump with Remote Outdoor Unit-Air-Source) | 25VNA424A*031* |  |  | CAP**4221AL*+UI | 58CU*A040C17**12 | 23400 | 20.5 | 10 | 26600 | 19800 | 74.44% | 2.46 | 0 | 13 |  |  |  |  | R-410A | 1.95 | Residential & Commercial | USHP | Ducted CEE Tier 1
210533034 | Central HP <5.4 tons | CARRIER | HRCU-A-CB (Split System: Heat Pump with Remote Outdoor Unit-Air-Source) | 25VNA424A*031* |  |  | CAP**4321AL*+UI | 58CU*A060C17**16 | 24200 | 20.5 | 10.5 | 26400 | 19700 | 74.62% | 2.54 | 0 | 13 |  |  |  |  | R-410A | 2.0167 | Residential & Commercial | USHP | Ducted CEE Tier 1
213739941 | Central HP <5.4 tons | DAY & NIGHT | HRCU-A-CB (Split System: Heat Pump with Remote Outdoor Unit-Air-Source) | DLCURAH24ABK | ADP |  | PL36H175P789 | *96MSN0401712A* | 23400 | 16 | 8.5 | 24600 | 23800 | 96.75% | 2 | 0 | 9.5 |  |  |  |  | R-410A | 1.95 | Residential & Commercial | USHP
210532886 | Central HP <5.4 tons | CARRIER | HRCU-A-CB (Split System: Heat Pump with Remote Outdoor Unit-Air-Source) | 25VNA448A*031* |  |  | CNPV*4821AL*+UI | 59CU5A080C21**20 | 44000 | 21 | 8.5 | 46500 | 36400 | 78.28% | 2.18 | 0 | 12 |  |  |  |  | R-410A | 3.6667 | Residential & Commercial | USHP | Ducted CEE Tier 1
210532902 | Central HP <5.4 tons | CARRIER | HRCU-A-CB (Split System: Heat Pump with Remote Outdoor Unit-Air-Source) | 25VNA448A*031* |  |  | CNPV*4824AL*+UI | 58TN*A090C21**20 | 44000 | 21 | 8.5 | 46500 | 36400 | 78.28% | 2.18 | 0 | 12 |  |  |  |  | R-410A | 3.6667 | Residential & Commercial | USHP | Ducted CEE Tier 1
213739572 | Central HP <5.4 tons | DAY & NIGHT | HRCU-A-CB (Split System: Heat Pump with Remote Outdoor Unit-Air-Source) | DLCURAH18ABK | ADP |  | FG80936 | *96MSN0261410A* | 17300 | 20 | 8.1 | 16700 | 18800 | 112.6% | 2.3 | 0 | 10.5 |  |  |  |  | R-410A | 1.4417 | Residential & Commercial | USHP | Ducted CEE Tier 1
215727976 | Central HP <5.4 tons | CHAMPION HEATING AND COOLING | HRCU-A-CB (Split System: Heat Pump with Remote Outdoor Unit-Air-Source) | HH860E2S11 | ADP |  | H,YE36(1,2)60+TXV | Z8ES120C16SMPS1 | 43500 | 17 | 8.4 | 41500 | 32600 | 78.55% | 1.98 | 0 | 11.7 |  |  |  |  | R-454B | 3.625 | Residential & Commercial | USHP | Ducted CEE Tier 1
211262211 | Central HP <5.4 tons | TEMPSTAR | HRCU-A-CB (Split System: Heat Pump with Remote Outdoor Unit-Air-Source) | DLCURAH18ABK |  |  | EA*4X30L17A* | OLV098A12* | 18200 | 15.5 | 8.5 | 18800 | 18400 | 97.87% | 2.22 | 0 | 10.5 |  |  |  |  | R-410A | 1.5167 | Residential & Commercial | USHP | Ducted CEE Tier 1
211264099 | Central HP <5.4 tons | TEMPSTAR | HRCU-A-CB (Split System: Heat Pump with Remote Outdoor Unit-Air-Source) | DLCURAH18ABK |  |  | EN(A,D)4X30L17** | *80ESU0401712A* | 18600 | 16.5 | 8.5 | 19000 | 18200 | 95.79% | 2.2 | 0 | 11 |  |  |  |  | R-410A | 1.55 | Residential & Commercial | USHP | Ducted CEE Tier 1
207455145 | Central HP <5.4 tons | LENNOX | HRCU-A-CB (Split System: Heat Pump with Remote Outdoor Unit-Air-Source) | SL25XPV-036-230A** | ADP |  | LH35/38F9 | SL280UH090V60C* | 34000 | 21 | 8.8 | 33800 | 27000 | 79.88% | 1.84 | 14 | 13.5 |  |  |  |  | R-410A | 2.8333 | Residential & Commercial | USHP | Ducted CEE Tier 1
207455170 | Central HP <5.4 tons | LENNOX | HRCU-A-CB (Split System: Heat Pump with Remote Outdoor Unit-Air-Source) | SL25XPV-036-230A** | ADP |  | L*35/36U9 | SL280UH100NV60C* | 34000 | 21 | 8.8 | 33600 | 27000 | 80.36% | 1.82 | 14 | 13.5 |  |  |  |  | R-410A | 2.8333 | Residential & Commercial | USHP | Ducted CEE Tier 1
207455179 | Central HP <5.4 tons | LENNOX | HRCU-A-CB (Split System: Heat Pump with Remote Outdoor Unit-Air-Source) | SL25XPV-036-230A** | ADP |  | L*35/36S9 | SL280UH110V60C* | 34000 | 21 | 8.8 | 33800 | 27000 | 79.88% | 1.84 | 14 | 13.5 |  |  |  |  | R-410A | 2.8333 | Residential & Commercial | USHP | Ducted CEE Tier 1
207455211 | Central HP <5.4 tons | LENNOX | HRCU-A-CB (Split System: Heat Pump with Remote Outdoor Unit-Air-Source) | SL25XPV-036-230A** | ADP |  | L*35/36S9 | SL297UH080NV48C* | 34000 | 22 | 8.8 | 33800 | 27000 | 79.88% | 1.82 | 14 | 13 |  |  |  |  | R-410A | 2.8333 | Residential & Commercial | USHP | Ducted CEE Tier 1
214441925 | Central HP <5.4 tons | BRYANT HEATING AND COOLING SYSTEMS | HRCU-A-CB (Split System: Heat Pump with Remote Outdoor Unit-Air-Source) | 284ANV048*0**B* | ADP |  | V,C60H210P179 | 987MC66100C21*** | 44500 | 21 | 9.5 | 44000 | 35800 | 81.36% | 2.26 | 0 | 12 |  |  |  |  | R-410A | 3.7083 | Residential & Commercial | USHP | Ducted CEE Tier 1
216487607 | Central HP <5.4 tons | BRYANT HEATING AND COOLING SYSTEMS | HRCU-A-CB (Split System: Heat Pump with Remote Outdoor Unit-Air-Source) | 293VAN036**AA* | ADP |  | CE(P,V)3617G34*+TXV | 88*TB66135C24*** | 32200 | 20 | 9.5 | 32400 | 25400 | 78.4% | 2.06 | 0 | 11 |  |  |  |  | R-454B | 2.6833 | Residential & Commercial | USHP | Ducted CEE Tier 1
215727986 | Central HP <5.4 tons | CHAMPION HEATING AND COOLING | HRCU-A-CB (Split System: Heat Pump with Remote Outdoor Unit-Air-Source) | HH860E2S11 | ADP |  | H,YE36(1,2)60+TXV | Z9ES100C16SMPS1 | 45000 | 17 | 8.4 | 45000 | 33800 | 75.11% | 1.98 | 0 | 11.5 |  |  |  |  | R-454B | 3.75 | Residential & Commercial | USHP | Ducted CEE Tier 1
213739943 | Central HP <5.4 tons | DAY & NIGHT | HRCU-A-CB (Split System: Heat Pump with Remote Outdoor Unit-Air-Source) | DLCURAH24ABK | ADP |  | FG80936 | *96MSN0401712A* | 23400 | 16 | 8.5 | 24600 | 23800 | 96.75% | 2 | 0 | 9.5 |  |  |  |  | R-410A | 1.95 | Residential & Commercial | USHP
215727991 | Central HP <5.4 tons | CHAMPION HEATING AND COOLING | HRCU-A-CB (Split System: Heat Pump with Remote Outdoor Unit-Air-Source) | HH860E2S11 | ADP |  | H,YE48(1,2)60+TXV | Z9ES120D20SMPS1 | 46500 | 18 | 8.5 | 45000 | 33800 | 75.11% | 2 | 0 | 11.7 |  |  |  |  | R-454B | 3.875 | Residential & Commercial | USHP | Ducted CEE Tier 1
211262737 | Central HP <5.4 tons | TEMPSTAR | HRCU-A-CB (Split System: Heat Pump with Remote Outdoor Unit-Air-Source) | DLCURAH18ABK |  |  | EN(A,D)4X24L14** | *92ESN0601412A* | 18100 | 16 | 8.5 | 19000 | 18600 | 97.89% | 2.24 | 0 | 11 |  |  |  |  | R-410A | 1.5083 | Residential & Commercial | USHP | Ducted CEE Tier 1
211263066 | Central HP <5.4 tons | TEMPSTAR | HRCU-A-CB (Split System: Heat Pump with Remote Outdoor Unit-Air-Source) | DLCURAH18ABK |  |  | EN(A,D)4X24L17** | *80VTL0451412A* | 17600 | 16 | 8.5 | 18500 | 18800 | 101.6% | 2.26 | 0 | 11 |  |  |  |  | R-410A | 1.4667 | Residential & Commercial | USHP | Ducted CEE Tier 1
211263359 | Central HP <5.4 tons | TEMPSTAR | HRCU-A-CB (Split System: Heat Pump with Remote Outdoor Unit-Air-Source) | DLCURAH18ABK |  |  | EN(A,D)4X24L17** | *80ES(N,L)0701712A* | 18000 | 16 | 8.5 | 18900 | 18700 | 98.94% | 2.26 | 0 | 11 |  |  |  |  | R-410A | 1.5 | Residential & Commercial | USHP | Ducted CEE Tier 1
202459563 | Central HP <5.4 tons | TRANE | HRCU-A-CB (Split System: Heat Pump with Remote Outdoor Unit-Air-Source) | 4TWA7048A4 |  |  | 4TXFH064AZ3 | S8X2D120M5PSA | 47500 | 16.5 | 8.1 | 48000 | 48000 | 100% | 3.6 | 13 | 12 |  |  |  |  | R-410A | 3.9583 | Residential & Commercial | USHP | Ducted CEE Tier 1
207455206 | Central HP <5.4 tons | LENNOX | HRCU-A-CB (Split System: Heat Pump with Remote Outdoor Unit-Air-Source) | SL25XPV-036-230A** | ADP |  | L*23/37Z9 | SL297UH060NV36B* | 34600 | 21 | 8.8 | 32800 | 26000 | 79.27% | 1.82 | 13.5 | 13 |  |  |  |  | R-410A | 2.8833 | Residential & Commercial | USHP | Ducted CEE Tier 1
207455222 | Central HP <5.4 tons | LENNOX | HRCU-A-CB (Split System: Heat Pump with Remote Outdoor Unit-Air-Source) | SL25XPV-036-230A** | ADP |  | L*23/37Z9 | SL297UH080NV60C* | 33600 | 21 | 8.6 | 32800 | 26200 | 79.88% | 1.8 | 14 | 13 |  |  |  |  | R-410A | 2.8 | Residential & Commercial | USHP | Ducted CEE Tier 1
207455238 | Central HP <5.4 tons | LENNOX | HRCU-A-CB (Split System: Heat Pump with Remote Outdoor Unit-Air-Source) | SL25XPV-036-230A** | ADP |  | LH35/36F9 | SLP99UH070XV36B* | 33600 | 21 | 8.8 | 33000 | 25800 | 78.18% | 1.82 | 13.5 | 13 |  |  |  |  | R-410A | 2.8 | Residential & Commercial | USHP | Ducted CEE Tier 1
207455265 | Central HP <5.4 tons | LENNOX | HRCU-A-CB (Split System: Heat Pump with Remote Outdoor Unit-Air-Source) | SL25XPV-036-230A** | ADP |  | L*35/36U9 | SLP99UH090XV60C* | 33600 | 21 | 8.6 | 32800 | 26200 | 79.88% | 1.8 | 14 | 13 |  |  |  |  | R-410A | 2.8 | Residential & Commercial | USHP | Ducted CEE Tier 1
214097553 | Central HP <5.4 tons | SURE | HRCU-A-CB (Split System: Heat Pump with Remote Outdoor Unit-Air-Source) | RD17AZ48AJ3N |  |  | TCFZ6024SEANM | S962V1005A21M4S | 45500 | 16 | 8.1 | 45500 | 40500 | 89.01% | 2.1 | 0 | 10 |  |  |  |  | R-410A | 3.7917 | Residential & Commercial | USHP | Ducted CEE Tier 1
216820865 | Central HP <5.4 tons | SURE | HRCU-A-CB (Split System: Heat Pump with Remote Outdoor Unit-Air-Source) | RD18AY48AJVC |  |  | TCFY4824STANM | S98MV1005A21UP | 40500 | 17 | 8.1 | 40500 | 38000 | 93.83% | 2.1 | 0 | 10 |  |  |  |  | R-454B | 3.375 | Residential & Commercial | USHP | Ducted CEE Tier 1
203118199 | Central HP <5.4 tons | TRANE | HRCU-A-CB (Split System: Heat Pump with Remote Outdoor Unit-Air-Source) | 4TWA7048A3 |  |  | 4TXCD010DS3 | S8X2D120M5PTA | 47500 | 16.5 | 8.1 | 48000 | 48000 | 100% | 3.6 | 13 | 12 |  |  |  |  | R-410A | 3.9583 | Residential & Commercial | USHP | Ducted CEE Tier 1
213163998 | Central HP <5.4 tons | SURE | HRCU-A-CB (Split System: Heat Pump with Remote Outdoor Unit-Air-Source) | SP18AZ36AJVC |  |  | TCFZ6021SEAAM | S97MV0855A21DHS | 34200 | 19 | 8.5 | 34200 | 43000 | 125.7% | 2.2 | 0 | 12.5 |  |  |  |  | R-410A | 2.85 | Residential & Commercial | USHP | Ducted CEE Tier 1
215727919 | Central HP <5.4 tons | CHAMPION HEATING AND COOLING | HRCU-A-CB (Split System: Heat Pump with Remote Outdoor Unit-Air-Source) | HH860E2S11 | ADP |  | H,YE48(1,2)60+TXV | TM8E100C20MP11 | 53500 | 18 | 8.5 | 53000 | 39500 | 74.53% | 2 | 0 | 11 |  |  |  |  | R-454B | 4.4583 | Residential & Commercial | USHP | Ducted CEE Tier 1
202459440 | Central HP <5.4 tons | TRANE | HRCU-A-CB (Split System: Heat Pump with Remote Outdoor Unit-Air-Source) | 4TWA7048A3 |  |  | 4TXFH064AZ3 | S8X1D120M5PSA | 47500 | 16.5 | 8.1 | 48000 | 48000 | 100% | 3.6 | 13 | 12 |  |  |  |  | R-410A | 3.9583 | Residential & Commercial | USHP | Ducted CEE Tier 1
211263384 | Central HP <5.4 tons | TEMPSTAR | HRCU-A-CB (Split System: Heat Pump with Remote Outdoor Unit-Air-Source) | DLCURAH18ABK |  |  | EN(A,D)4X24L17** | *92ESN0601412A* | 18100 | 16 | 8.5 | 19000 | 18600 | 97.89% | 2.24 | 0 | 11 |  |  |  |  | R-410A | 1.5083 | Residential & Commercial | USHP | Ducted CEE Tier 1
211264418 | Central HP <5.4 tons | TEMPSTAR | HRCU-A-CB (Split System: Heat Pump with Remote Outdoor Unit-Air-Source) | DLCURAH18ABK |  |  | EN(A,D)4X30L17** | *96VTN0601412A* | 18000 | 16 | 8.5 | 18600 | 18400 | 98.92% | 2.22 | 0 | 11 |  |  |  |  | R-410A | 1.5 | Residential & Commercial | USHP | Ducted CEE Tier 1
214627116 | Central HP <5.4 tons | CARRIER | HRCU-A-CB (Split System: Heat Pump with Remote Outdoor Unit-Air-Source) | 25VNA436A*031* | ADP |  | V,C36H175P159 | 59CU5B060C17**16 | 33000 | 19 | 9 | 35000 | 27400 | 78.29% | 2.02 | 0 | 12 |  |  |  |  | R-410A | 2.75 | Residential & Commercial | USHP | Ducted CEE Tier 1
215727923 | Central HP <5.4 tons | CHAMPION HEATING AND COOLING | HRCU-A-CB (Split System: Heat Pump with Remote Outdoor Unit-Air-Source) | HH860E2S11 | ADP |  | H,YE48(1,2)60+TXV | TM8E120C20MP11 | 53000 | 18 | 8.5 | 52500 | 39000 | 74.29% | 2 | 0 | 11 |  |  |  |  | R-454B | 4.4167 | Residential & Commercial | USHP | Ducted CEE Tier 1
215727954 | Central HP <5.4 tons | CHAMPION HEATING AND COOLING | HRCU-A-CB (Split System: Heat Pump with Remote Outdoor Unit-Air-Source) | HH860E2S11 | ADP |  | H,YE36(1,2)60+TXV | TM9V100C16MP12 | 43000 | 17 | 8.4 | 42000 | 32800 | 78.1% | 1.98 | 0 | 11.5 |  |  |  |  | R-454B | 3.5833 | Residential & Commercial | USHP | Ducted CEE Tier 1
215727972 | Central HP <5.4 tons | CHAMPION HEATING AND COOLING | HRCU-A-CB (Split System: Heat Pump with Remote Outdoor Unit-Air-Source) | HH860E2S11 | ADP |  | H,YE36(1,2)60+TXV | Z8ES100C16SMPS1 | 43500 | 17 | 8.4 | 42000 | 32800 | 78.1% | 1.98 | 0 | 11.7 |  |  |  |  | R-454B | 3.625 | Residential & Commercial | USHP | Ducted CEE Tier 1
215728040 | Central HP <5.4 tons | CHAMPION HEATING AND COOLING | HRCU-A-CB (Split System: Heat Pump with Remote Outdoor Unit-Air-Source) | HH824E2S11 | ADP |  | H,YE7J(1,2)36+TXV | Z9ES060A10SMPS1 | 22400 | 17 | 8.3 | 21400 | 17200 | 80.37% | 1.96 | 0 | 11.5 |  |  |  |  | R-454B | 1.8667 | Residential & Commercial | USHP | Ducted CEE Tier 1
213352730 | Central HP <5.4 tons | CHAMPION HEATING AND COOLING | HRCU-A-CB (Split System: Heat Pump with Remote Outdoor Unit-Air-Source) | HMH72B341 | ADP |  | H,YG9J936 | Z8ES080C16LMPS1 | 34000 | 18 | 8.5 | 31800 | 23800 | 74.84% | 2.14 | 0 | 10 |  |  |  |  | R-410A | 2.8333 | Residential & Commercial | USHP | Ducted CEE Tier 1
216820900 | Central HP <5.4 tons | SURE | HRCU-A-CB (Split System: Heat Pump with Remote Outdoor Unit-Air-Source) | RD18AY48AJVC |  |  | TCFY4824STANM | S951V1005A21UH | 41000 | 17 | 8.1 | 41000 | 37800 | 92.2% | 2.1 | 0 | 10 |  |  |  |  | R-454B | 3.4167 | Residential & Commercial | USHP | Ducted CEE Tier 1
216820918 | Central HP <5.4 tons | SURE | HRCU-A-CB (Split System: Heat Pump with Remote Outdoor Unit-Air-Source) | RD18AY48AJVC |  |  | TCFY4824STANM | S921V1005A21M4 | 41000 | 17 | 8.1 | 41000 | 37800 | 92.2% | 2.1 | 0 | 10 |  |  |  |  | R-454B | 3.4167 | Residential & Commercial | USHP | Ducted CEE Tier 1
216820932 | Central HP <5.4 tons | SURE | HRCU-A-CB (Split System: Heat Pump with Remote Outdoor Unit-Air-Source) | RD18AY48AJVC |  |  | TCFY4821STANM | S951V1005A21UH | 41000 | 17 | 8.1 | 41000 | 37800 | 92.2% | 2.1 | 0 | 10 |  |  |  |  | R-454B | 3.4167 | Residential & Commercial | USHP | Ducted CEE Tier 1
216820934 | Central HP <5.4 tons | SURE | HRCU-A-CB (Split System: Heat Pump with Remote Outdoor Unit-Air-Source) | RD18AY48AJVC |  |  | TCFY4821STANM | S962V1005A21M4 | 41000 | 17 | 8.1 | 41000 | 37800 | 92.2% | 2.1 | 0 | 10 |  |  |  |  | R-454B | 3.4167 | Residential & Commercial | USHP | Ducted CEE Tier 1
212913808 | Central HP <5.4 tons | AIREASE | HRCU-A-CB (Split System: Heat Pump with Remote Outdoor Unit-Air-Source) | 4SHP22LX124P-**A | ADP |  | F,PE*E32925 | 0 | 22400 | 21 | 8.35 | 20400 | 15600 | 76.47% | 2.18 | 0 | 13 |  |  |  |  | R-410A | 1.8667 | Residential & Commercial | USHP | Ducted CEE Tier 1
214097604 | Central HP <5.4 tons | SURE | HRCU-A-CB (Split System: Heat Pump with Remote Outdoor Unit-Air-Source) | RD17AZ48AJ3N |  |  | TCFZ6024SEANM | S802V0755A21UHN | 45500 | 17 | 8.1 | 45500 | 40000 | 87.91% | 2.1 | 0 | 10 |  |  |  |  | R-410A | 3.7917 | Residential & Commercial | USHP | Ducted CEE Tier 1
215727890 | Central HP <5.4 tons | CHAMPION HEATING AND COOLING | HRCU-A-CB (Split System: Heat Pump with Remote Outdoor Unit-Air-Source) | HH836E2S11 | ADP |  | H,YE9J(1,2)36+TXV | TM9V060B12MP12 | 32600 | 16 | 8.5 | 29000 | 24800 | 85.52% | 2 | 0 | 11 |  |  |  |  | R-454B | 2.7167 | Residential & Commercial | USHP | Ducted CEE Tier 1
211262247 | Central HP <5.4 tons | TEMPSTAR | HRCU-A-CB (Split System: Heat Pump with Remote Outdoor Unit-Air-Source) | DLCURAH18ABK |  |  | EN(A,D)4X18L14** | *80VSL0451412A* | 17400 | 15.5 | 8.5 | 18600 | 19400 | 104.3% | 2.32 | 0 | 10.5 |  |  |  |  | R-410A | 1.45 | Residential & Commercial | USHP | Ducted CEE Tier 1
211262840 | Central HP <5.4 tons | TEMPSTAR | HRCU-A-CB (Split System: Heat Pump with Remote Outdoor Unit-Air-Source) | DLCURAH18ABK |  |  | EN(A,D)4X24L17** | *96VSN0601714A* | 17600 | 15.5 | 8.5 | 18500 | 18800 | 101.6% | 2.26 | 0 | 10.5 |  |  |  |  | R-410A | 1.4667 | Residential & Commercial | USHP | Ducted CEE Tier 1
210533088 | Central HP <5.4 tons | CARRIER | HRCU-A-CB (Split System: Heat Pump with Remote Outdoor Unit-Air-Source) | 25VNA424A*031* |  |  | CSPH*3012AL*+UI | 58CU*A040C17**12 | 23400 | 19 | 9 | 27000 | 19900 | 73.7% | 2.44 | 0 | 12.5 |  |  |  |  | R-410A | 1.95 | Residential & Commercial | USHP | Ducted CEE Tier 1
215727876 | Central HP <5.4 tons | CHAMPION HEATING AND COOLING | HRCU-A-CB (Split System: Heat Pump with Remote Outdoor Unit-Air-Source) | HH836E2S11 | ADP |  | H,YE9J(1,2)36+TXV | TM8V080B12MP12 | 32400 | 16 | 8.5 | 28800 | 24800 | 86.11% | 2 | 0 | 11 |  |  |  |  | R-454B | 2.7 | Residential & Commercial | USHP | Ducted CEE Tier 1
215727892 | Central HP <5.4 tons | CHAMPION HEATING AND COOLING | HRCU-A-CB (Split System: Heat Pump with Remote Outdoor Unit-Air-Source) | HH836E2S11 | ADP |  | H,YE9J(1,2)36+TXV | TM9V080C16MP12 | 33400 | 17 | 8.5 | 29800 | 25000 | 83.89% | 2 | 0 | 11 |  |  |  |  | R-454B | 2.7833 | Residential & Commercial | USHP | Ducted CEE Tier 1
215727949 | Central HP <5.4 tons | CHAMPION HEATING AND COOLING | HRCU-A-CB (Split System: Heat Pump with Remote Outdoor Unit-Air-Source) | HH860E2S11 | ADP |  | H,YE48(1,2)60+TXV | TM9E100C20MP12 | 53500 | 18 | 8.5 | 53000 | 39500 | 74.53% | 2 | 0 | 11 |  |  |  |  | R-454B | 4.4583 | Residential & Commercial | USHP | Ducted CEE Tier 1
215727960 | Central HP <5.4 tons | CHAMPION HEATING AND COOLING | HRCU-A-CB (Split System: Heat Pump with Remote Outdoor Unit-Air-Source) | HH860E2S11 | ADP |  | H,YE36(1,2)60+TXV | TM9Y080C16MP11 | 43500 | 16 | 8.4 | 42500 | 33400 | 78.59% | 1.98 | 0 | 10.5 |  |  |  |  | R-454B | 3.625 | Residential & Commercial | USHP | Ducted CEE Tier 1
207455272 | Central HP <5.4 tons | LENNOX | HRCU-A-CB (Split System: Heat Pump with Remote Outdoor Unit-Air-Source) | SL25XPV-036-230A** | ADP |  | LH35/38F9 | SLP99UH110XV60C* | 34000 | 21 | 8.8 | 34000 | 27000 | 79.41% | 1.82 | 14 | 13.5 |  |  |  |  | R-410A | 2.8333 | Residential & Commercial | USHP | Ducted CEE Tier 1
215728033 | Central HP <5.4 tons | CHAMPION HEATING AND COOLING | HRCU-A-CB (Split System: Heat Pump with Remote Outdoor Unit-Air-Source) | HH824E2S11 | ADP |  | H,YE31(1,2)30+TXV | Z8ET080B12LMPS1 | 21800 | 18 | 8.95 | 21200 | 17500 | 82.55% | 1.9 | 0 | 11 |  |  |  |  | R-454B | 1.8167 | Residential & Commercial | USHP | Ducted CEE Tier 1
215728008 | Central HP <5.4 tons | CHAMPION HEATING AND COOLING | HRCU-A-CB (Split System: Heat Pump with Remote Outdoor Unit-Air-Source) | HH824E2S11 | ADP |  | H,YE31(1,2)30+TXV | TM9E060A10MP12 | 21800 | 16 | 8.5 | 21200 | 17700 | 83.49% | 1.9 | 0 | 10 |  |  |  |  | R-454B | 1.8167 | Residential & Commercial | USHP | Ducted CEE Tier 1
216733218 | Central HP <5.4 tons | AIRQUEST | HRCU-A-CB (Split System: Heat Pump with Remote Outdoor Unit-Air-Source) | D5CUHAH24AAK |  |  | EA*5X25M17A* | *80VSL0451412B* | 22800 | 16.5 | 8.5 | 20600 | 18400 | 89.32% | 1.98 | 0 | 11 |  |  |  |  | R-454B | 1.9 | Residential & Commercial | USHP | Ducted CEE Tier 1
214239886 | Central HP <5.4 tons | AIRQUEST | HRCU-A-CB (Split System: Heat Pump with Remote Outdoor Unit-Air-Source) | HVH837GKA** |  |  | EN(A,D,W)4X48L21**+WALLCON | *80CTL1102120B* | 32400 | 17 | 8.1 | 32600 | 24600 | 75.46% | 1.96 | 0 | 11.5 |  |  |  |  | R-410A | 2.7 | Residential & Commercial | USHP | Ducted CEE Tier 1
210532944 | Central HP <5.4 tons | CARRIER | HRCU-A-CB (Split System: Heat Pump with Remote Outdoor Unit-Air-Source) | 25VNA424A*031* |  |  | CAP**2417AL*+UI | 59MN7B080C17**14 | 22800 | 19.5 | 10 | 27200 | 20200 | 74.26% | 2.28 | 0 | 12.5 |  |  |  |  | R-410A | 1.9 | Residential & Commercial | USHP | Ducted CEE Tier 1
207455016 | Central HP <5.4 tons | LENNOX | HRCU-A-CB (Split System: Heat Pump with Remote Outdoor Unit-Air-Source) | SL25XPV-036-230A** | ADP |  | LH35/36F9 | EL296UH045XV36B* | 33400 | 21 | 8.8 | 33200 | 25800 | 77.71% | 1.82 | 13.5 | 12.5 |  |  |  |  | R-410A | 2.7833 | Residential & Commercial | USHP | Ducted CEE Tier 1
207455050 | Central HP <5.4 tons | LENNOX | HRCU-A-CB (Split System: Heat Pump with Remote Outdoor Unit-Air-Source) | SL25XPV-036-230A** | ADP |  | LH35/38F9 | EL296UH090XV60C* | 33600 | 21 | 8.6 | 32800 | 26200 | 79.88% | 1.8 | 14 | 13 |  |  |  |  | R-410A | 2.8 | Residential & Commercial | USHP | Ducted CEE Tier 1
213872355 | Central HP <5.4 tons | CHAMPION HEATING AND COOLING | HRCU-A-CB (Split System: Heat Pump with Remote Outdoor Unit-Air-Source) | HMH72B341 | ADP |  | H,YG9J936 | Z8ES080C16SMPS1 | 34000 | 18 | 8.5 | 31800 | 23800 | 74.84% | 2.14 | 0 | 10 |  |  |  |  | R-410A | 2.8333 | Residential & Commercial | USHP | Ducted CEE Tier 1
213872335 | Central HP <5.4 tons | CHAMPION HEATING AND COOLING | HRCU-A-CB (Split System: Heat Pump with Remote Outdoor Unit-Air-Source) | HMH72B341 | ADP |  | H,YG9J936 | TM8E100C16MP11 | 33000 | 18 | 8.5 | 31400 | 22800 | 72.61% | 2.04 | 0 | 10 |  |  |  |  | R-410A | 2.75 | Residential & Commercial | USHP | Ducted CEE Tier 1
213872352 | Central HP <5.4 tons | CHAMPION HEATING AND COOLING | HRCU-A-CB (Split System: Heat Pump with Remote Outdoor Unit-Air-Source) | HMH72B341 | ADP |  | H,YG9J936 | Z8ES080B12LMPS1 | 33200 | 18 | 8.5 | 31400 | 23000 | 73.25% | 2.04 | 0 | 10 |  |  |  |  | R-410A | 2.7667 | Residential & Commercial | USHP | Ducted CEE Tier 1
215293047 | Central HP <5.4 tons | AIRQUEST | HRCU-A-CB (Split System: Heat Pump with Remote Outdoor Unit-Air-Source) | DLCURAH24ABK | ADP |  | H,GE34936 | *96VTN0802120A* | 23600 | 17 | 8.1 | 24200 | 23400 | 96.69% | 1.98 | 0 | 10.5 |  |  |  |  | R-410A | 1.9667 | Residential & Commercial | USHP | Ducted CEE Tier 1
215727904 | Central HP <5.4 tons | CHAMPION HEATING AND COOLING | HRCU-A-CB (Split System: Heat Pump with Remote Outdoor Unit-Air-Source) | HH836E2S11 | ADP |  | H,YE9J(1,2)36+TXV | Z8ES100C16SMPS1 | 34000 | 18 | 8.5 | 29800 | 24800 | 83.22% | 2 | 0 | 11.7 |  |  |  |  | R-454B | 2.8333 | Residential & Commercial | USHP | Ducted CEE Tier 1
215727920 | Central HP <5.4 tons | CHAMPION HEATING AND COOLING | HRCU-A-CB (Split System: Heat Pump with Remote Outdoor Unit-Air-Source) | HH860E2S11 | ADP |  | H,YE36(1,2)60+TXV | TM8E120C16MP11 | 44000 | 17 | 8.4 | 43500 | 33800 | 77.7% | 1.98 | 0 | 10.5 |  |  |  |  | R-454B | 3.6667 | Residential & Commercial | USHP | Ducted CEE Tier 1
215727922 | Central HP <5.4 tons | CHAMPION HEATING AND COOLING | HRCU-A-CB (Split System: Heat Pump with Remote Outdoor Unit-Air-Source) | HH860E2S11 | ADP |  | H,YE36(1,2)60+TXV | TM8E120C20MP11 | 51500 | 18 | 8.3 | 52000 | 38500 | 74.04% | 1.96 | 0 | 10.5 |  |  |  |  | R-454B | 4.2917 | Residential & Commercial | USHP | Ducted CEE Tier 1
215728024 | Central HP <5.4 tons | CHAMPION HEATING AND COOLING | HRCU-A-CB (Split System: Heat Pump with Remote Outdoor Unit-Air-Source) | HH824E2S11 | ADP |  | H,YE31(1,2)30+TXV | TM9Y080B12MP11 | 21800 | 17 | 8.5 | 21000 | 17000 | 80.95% | 1.9 | 0 | 11 |  |  |  |  | R-454B | 1.8167 | Residential & Commercial | USHP | Ducted CEE Tier 1
212603205 | Central HP <5.4 tons | DAY & NIGHT | HRCU-A-CB (Split System: Heat Pump with Remote Outdoor Unit-Air-Source) | DLCURAH24ABK | ADP |  | FG80936 | *96VSN0401410A* | 23400 | 16 | 8.5 | 24000 | 23400 | 97.5% | 1.96 | 0 | 10 |  |  |  |  | R-410A | 1.95 | Residential & Commercial | USHP | Ducted CEE Tier 1
214628896 | Central HP <5.4 tons | CARRIER | HRCU-A-CB (Split System: Heat Pump with Remote Outdoor Unit-Air-Source) | 38MURAQ30AB3* | ADP |  | C36A***L159 | 59SU5B080M21**20 | 30000 | 15.2 | 8.1 | 32600 | 27200 | 83.44% | 1.8 | 0 | 9 |  |  |  |  | R-410A | 2.5 | Residential & Commercial | USHP
210533008 | Central HP <5.4 tons | CARRIER | HRCU-A-CB (Split System: Heat Pump with Remote Outdoor Unit-Air-Source) | 25VNA424A*031* |  |  | CAP**3721AL*+UI | 58TN*A090C17**16 | 24200 | 21.5 | 11 | 26400 | 19600 | 74.24% | 2.58 | 0 | 14 |  |  |  |  | R-410A | 2.0167 | Residential & Commercial | USHP | Ducted CEE Tier 1
210533010 | Central HP <5.4 tons | CARRIER | HRCU-A-CB (Split System: Heat Pump with Remote Outdoor Unit-Air-Source) | 25VNA424A*031* |  |  | CAP**3721AL*+UI | 59MN7B060C21**20 | 24000 | 19.5 | 10.5 | 26400 | 19800 | 75% | 2.52 | 0 | 13.5 |  |  |  |  | R-410A | 2 | Residential & Commercial | USHP | Ducted CEE Tier 1
210533012 | Central HP <5.4 tons | CARRIER | HRCU-A-CB (Split System: Heat Pump with Remote Outdoor Unit-Air-Source) | 25VNA424A*031* |  |  | CAP**4221AL*+UI | 59CU5A060C17**16 | 23400 | 20 | 10.5 | 26600 | 19900 | 74.81% | 2.44 | 0 | 13 |  |  |  |  | R-410A | 1.95 | Residential & Commercial | USHP | Ducted CEE Tier 1
210533090 | Central HP <5.4 tons | CARRIER | HRCU-A-CB (Split System: Heat Pump with Remote Outdoor Unit-Air-Source) | 25VNA424A*031* |  |  | CSPH*3012AL*+UI | 58CU*A060C17**16 | 23400 | 19 | 9 | 27000 | 20000 | 74.07% | 2.44 | 0 | 12.5 |  |  |  |  | R-410A | 1.95 | Residential & Commercial | USHP | Ducted CEE Tier 1
216051285 | Central HP <5.4 tons | SURE | HRCU-A-CB (Split System: Heat Pump with Remote Outdoor Unit-Air-Source) | SP19AY60AJVC |  |  | TCFY6021SEAAM | S802V1005A21DZ | 54000 | 17 | 10 | 54000 | 48000 | 88.89% | 2 | 0 | 10 |  |  |  |  | R-454B | 4.5 | Residential & Commercial | USHP | Ducted CEE Tier 1
207455067 | Central HP <5.4 tons | LENNOX | HRCU-A-CB (Split System: Heat Pump with Remote Outdoor Unit-Air-Source) | SL25XPV-036-230A** | ADP |  | L*35/36U9 | EL296UH110XV60C* | 34000 | 21 | 8.8 | 34000 | 27000 | 79.41% | 1.82 | 14 | 13.5 |  |  |  |  | R-410A | 2.8333 | Residential & Commercial | USHP | Ducted CEE Tier 1
207455068 | Central HP <5.4 tons | LENNOX | HRCU-A-CB (Split System: Heat Pump with Remote Outdoor Unit-Air-Source) | SL25XPV-036-230A** | ADP |  | L*35/36S9 | EL296UH110XV60C* | 34000 | 21 | 8.8 | 34000 | 27000 | 79.41% | 1.82 | 14 | 13.5 |  |  |  |  | R-410A | 2.8333 | Residential & Commercial | USHP | Ducted CEE Tier 1
207455135 | Central HP <5.4 tons | LENNOX | HRCU-A-CB (Split System: Heat Pump with Remote Outdoor Unit-Air-Source) | SL25XPV-036-230A** | ADP |  | LH35/36F9 | SL280UH090V48B* | 33800 | 21 | 8.8 | 32800 | 25400 | 77.44% | 1.84 | 13.5 | 13 |  |  |  |  | R-410A | 2.8167 | Residential & Commercial | USHP | Ducted CEE Tier 1
207455165 | Central HP <5.4 tons | LENNOX | HRCU-A-CB (Split System: Heat Pump with Remote Outdoor Unit-Air-Source) | SL25XPV-036-230A** | ADP |  | LH23/37W9 | SL280UH090XV60C* | 34000 | 21 | 8.8 | 33800 | 27000 | 79.88% | 1.84 | 14 | 13.5 |  |  |  |  | R-410A | 2.8333 | Residential & Commercial | USHP | Ducted CEE Tier 1
207455182 | Central HP <5.4 tons | LENNOX | HRCU-A-CB (Split System: Heat Pump with Remote Outdoor Unit-Air-Source) | SL25XPV-036-230A** | ADP |  | L*23/37Z9 | SL280UH110V60C* | 34000 | 21 | 8.8 | 33800 | 27000 | 79.88% | 1.84 | 14 | 13.5 |  |  |  |  | R-410A | 2.8333 | Residential & Commercial | USHP | Ducted CEE Tier 1
207455184 | Central HP <5.4 tons | LENNOX | HRCU-A-CB (Split System: Heat Pump with Remote Outdoor Unit-Air-Source) | SL25XPV-036-230A** | ADP |  | LH35/38X9 | SL280UH110XV60C* | 34000 | 21 | 8.8 | 33800 | 27000 | 79.88% | 1.84 | 14 | 13.5 |  |  |  |  | R-410A | 2.8333 | Residential & Commercial | USHP | Ducted CEE Tier 1
213815151 | Central HP <5.4 tons | AMANA | HRCU-A-CB (Split System: Heat Pump with Remote Outdoor Unit-Air-Source) | ASZV903610A* |  |  | CA*F3137*6A*+MBVB12BP1X00A*+TXV | 0 | 34000 | 18.5 | 8.2 | 34000 | 24400 | 71.76% | 1.8 | 0 | 12 |  |  |  |  | R-410A | 2.8333 | Residential & Commercial | USHP | Ducted CEE Tier 1
215333847 | Central HP <5.4 tons | HISENSE | HRCU-A-C (Split System: Heat Pump with Remote Outdoor Unit with No Indoor Fan --Air Source) | AUWR-36U3SA | ADP |  | HE36936+TD | 0 | 29600 | 15.2 | 9.4 | 28400 | 23800 | 83.8% | 2.08 | 0 | 11 |  |  |  |  | R-410A | 2.4667 | Residential & Commercial | USHP | Ducted CEE Tier 1
213872334 | Central HP <5.4 tons | CHAMPION HEATING AND COOLING | HRCU-A-CB (Split System: Heat Pump with Remote Outdoor Unit-Air-Source) | HMH72B341 | ADP |  | H,YG9J936 | TM8E080C16MP11 | 33000 | 18 | 8.5 | 31400 | 22800 | 72.61% | 2.04 | 0 | 10 |  |  |  |  | R-410A | 2.75 | Residential & Commercial | USHP | Ducted CEE Tier 1
213872348 | Central HP <5.4 tons | CHAMPION HEATING AND COOLING | HRCU-A-CB (Split System: Heat Pump with Remote Outdoor Unit-Air-Source) | HMH72B341 | ADP |  | H,YG9J936 | Z8ES040A12LMPS1 | 34000 | 18 | 8.5 | 31800 | 23800 | 74.84% | 2.1 | 0 | 10 |  |  |  |  | R-410A | 2.8333 | Residential & Commercial | USHP | Ducted CEE Tier 1
204456543 | Central HP <5.4 tons | TEMPSTAR | HRCU-A-CB (Split System: Heat Pump with Remote Outdoor Unit-Air-Source) | TVH825GKA2* |  |  | EA*4X30L17A*+WALLCON | *96CTN0601714A* | 23400 | 16 | 8.1 | 21600 | 16800 | 77.78% | 1.9 | 11 | 10.5 |  |  |  |  | R-410A | 1.95 | Residential & Commercial | USHP | Ducted CEE Tier 1
204456552 | Central HP <5.4 tons | TEMPSTAR | HRCU-A-CB (Split System: Heat Pump with Remote Outdoor Unit-Air-Source) | TVH825GKA2* |  |  | EA*4X30L17A*+WALLCON | *96CTN0801714A* | 23400 | 16.5 | 8.1 | 21600 | 16800 | 77.78% | 1.9 | 11 | 10.5 |  |  |  |  | R-410A | 1.95 | Residential & Commercial | USHP | Ducted CEE Tier 1
213872345 | Central HP <5.4 tons | CHAMPION HEATING AND COOLING | HRCU-A-CB (Split System: Heat Pump with Remote Outdoor Unit-Air-Source) | HMH72B341 | ADP |  | H,YG7J936 | TP9C100C16MP13 | 33200 | 17 | 8.5 | 31400 | 22800 | 72.61% | 2.06 | 0 | 10 |  |  |  |  | R-410A | 2.7667 | Residential & Commercial | USHP | Ducted CEE Tier 1
212441609 | Central HP <5.4 tons | CHAMPION HEATING AND COOLING | HRCU-A-CB (Split System: Heat Pump with Remote Outdoor Unit-Air-Source) | HMH72B341 | ADP |  | H,YE8J936 | TM8E040A12MP11 | 32800 | 18 | 8.5 | 32400 | 23000 | 70.99% | 2.04 | 0 | 10 |  |  |  |  | R-410A | 2.7333 | Residential & Commercial | USHP | Ducted CEE Tier 1
212441672 | Central HP <5.4 tons | CHAMPION HEATING AND COOLING | HRCU-A-CB (Split System: Heat Pump with Remote Outdoor Unit-Air-Source) | HMH72B341 | ADP |  | H,YE8J936 | TM9Y100C20MP11 | 33600 | 15.2 | 8.45 | 32400 | 24000 | 74.07% | 2.04 | 0 | 9 |  |  |  |  | R-410A | 2.8 | Residential & Commercial | USHP
212927287 | Central HP <5.4 tons | CHAMPION HEATING AND COOLING | HRCU-A-CB (Split System: Heat Pump with Remote Outdoor Unit-Air-Source) | HMH72B341 | ADP |  | H,YG9J936 | TM9E060B12MP12 | 34000 | 17 | 8.5 | 32400 | 23800 | 73.46% | 2.04 | 0 | 9.5 |  |  |  |  | R-410A | 2.8333 | Residential & Commercial | USHP
214301839 | Central HP <5.4 tons | CHAMPION HEATING AND COOLING | HRCU-A-CB (Split System: Heat Pump with Remote Outdoor Unit-Air-Source) | HMH72B341 | ADP |  | H,YE9J(1,2)36+TXV | TM8E080C16MP11 | 33000 | 18 | 8.5 | 31400 | 22800 | 72.61% | 2.04 | 0 | 10 |  |  |  |  | R-410A | 2.75 | Residential & Commercial | USHP | Ducted CEE Tier 1
214301857 | Central HP <5.4 tons | CHAMPION HEATING AND COOLING | HRCU-A-CB (Split System: Heat Pump with Remote Outdoor Unit-Air-Source) | HMH72B341 | ADP |  | H,YE9J(1,2)36+TXV | TM9E100C20MP12 | 34000 | 15.2 | 8.1 | 31600 | 23200 | 73.42% | 2.06 | 0 | 10 |  |  |  |  | R-410A | 2.8333 | Residential & Commercial | USHP | Ducted CEE Tier 1
214301870 | Central HP <5.4 tons | CHAMPION HEATING AND COOLING | HRCU-A-CB (Split System: Heat Pump with Remote Outdoor Unit-Air-Source) | HMH72B341 | ADP |  | H,YE9J(1,2)36+TXV | TM9Y080C16MP11 | 34000 | 18 | 8.1 | 32400 | 24000 | 74.07% | 2.08 | 0 | 9.5 |  |  |  |  | R-410A | 2.8333 | Residential & Commercial | USHP
214301888 | Central HP <5.4 tons | CHAMPION HEATING AND COOLING | HRCU-A-CB (Split System: Heat Pump with Remote Outdoor Unit-Air-Source) | HMH72B341 | ADP |  | H,YE9J(1,2)36+TXV | Z8ES080C20SMPS1 | 34000 | 18 | 8.5 | 31800 | 24000 | 75.47% | 2.12 | 0 | 10 |  |  |  |  | R-410A | 2.8333 | Residential & Commercial | USHP | Ducted CEE Tier 1
213258295 | Central HP <5.4 tons | KEEPRITE | HRCU-A-CB (Split System: Heat Pump with Remote Outdoor Unit-Air-Source) | DLCURAH24ABK | ADP |  | H,GE33936 | *96VSN0401410A* | 23000 | 16 | 8.5 | 24000 | 23400 | 97.5% | 1.96 | 0 | 9.5 |  |  |  |  | R-410A | 1.9167 | Residential & Commercial | USHP
213258314 | Central HP <5.4 tons | KEEPRITE | HRCU-A-CB (Split System: Heat Pump with Remote Outdoor Unit-Air-Source) | DLCURAH24ABK | ADP |  | H,GG34936 | *96VSN0601412A* | 23600 | 16 | 8.5 | 24200 | 23000 | 95.04% | 1.94 | 0 | 10 |  |  |  |  | R-410A | 1.9667 | Residential & Commercial | USHP | Ducted CEE Tier 1
213258362 | Central HP <5.4 tons | KEEPRITE | HRCU-A-CB (Split System: Heat Pump with Remote Outdoor Unit-Air-Source) | DLCURAH24ABK | ADP |  | H,GE31930 | *96VTN0601714A* | 23400 | 16 | 8.5 | 25200 | 24000 | 95.24% | 2.02 | 0 | 10 |  |  |  |  | R-410A | 1.95 | Residential & Commercial | USHP | Ducted CEE Tier 1
207455199 | Central HP <5.4 tons | LENNOX | HRCU-A-CB (Split System: Heat Pump with Remote Outdoor Unit-Air-Source) | SL25XPV-036-230A** | ADP |  | LH35/36F9 | SL297UH060NV36B* | 33600 | 21 | 8.8 | 33000 | 25800 | 78.18% | 1.82 | 13.5 | 13 |  |  |  |  | R-410A | 2.8 | Residential & Commercial | USHP | Ducted CEE Tier 1
207455202 | Central HP <5.4 tons | LENNOX | HRCU-A-CB (Split System: Heat Pump with Remote Outdoor Unit-Air-Source) | SL25XPV-036-230A** | ADP |  | L*35/36U9 | SL297UH060NV36B* | 33800 | 21 | 8.8 | 33000 | 25800 | 78.18% | 1.82 | 13.5 | 13 |  |  |  |  | R-410A | 2.8167 | Residential & Commercial | USHP | Ducted CEE Tier 1
213361585 | Central HP <5.4 tons | CARRIER | HRCU-A-CB (Split System: Heat Pump with Remote Outdoor Unit-Air-Source) | 25VNA436A*031* |  |  | FE4BN(B,X)C48L*+UI | 0 | 34400 | 21 | 9 | 35800 | 25200 | 70.39% | 2.04 | 0 | 12.5 |  |  |  |  | R-410A | 2.8667 | Residential & Commercial | USHP | Ducted CEE Tier 1
207454981 | Central HP <5.4 tons | LENNOX | HRCU-A-CB (Split System: Heat Pump with Remote Outdoor Unit-Air-Source) | SL25XPV-024-230A** | ADP |  | L*23/37Z9 | SLP99UH090XV48C* | 22200 | 21 | 9.4 | 19800 | 19600 | 98.99% | 1.9 | 14 | 14.5 |  |  |  |  | R-410A | 1.85 | Residential & Commercial | USHP | Ducted CEE Tier 1
207455301 | Central HP <5.4 tons | LENNOX | HRCU-A-CB (Split System: Heat Pump with Remote Outdoor Unit-Air-Source) | SL25XPV-024-230A** | ADP |  | LH35/36F9 | SL280UH080NV48B* | 22200 | 21 | 9.1 | 19800 | 20200 | 102% | 1.84 | 14 | 14 |  |  |  |  | R-410A | 1.85 | Residential & Commercial | USHP | Ducted CEE Tier 1
204299384 | Central HP <5.4 tons | TEMPSTAR | HRCU-A-CB (Split System: Heat Pump with Remote Outdoor Unit-Air-Source) | TVH837GKA** |  |  | EA*4X48L24A*+WALLCON | *96CTN1202422A* | 32400 | 17.5 | 8.5 | 32400 | 24800 | 76.54% | 2 | 12 | 11.7 |  |  |  |  | R-410A | 2.7 | Residential & Commercial | USHP | Ducted CEE Tier 1
204299754 | Central HP <5.4 tons | TEMPSTAR | HRCU-A-CB (Split System: Heat Pump with Remote Outdoor Unit-Air-Source) | TVH837GKA** |  |  | EN(A,D,W)4X48L21**+WALLCON | *80CTL0902120A* | 32400 | 17.5 | 8.1 | 33000 | 24800 | 75.15% | 1.96 | 12 | 11.7 |  |  |  |  | R-410A | 2.7 | Residential & Commercial | USHP | Ducted CEE Tier 1
210533084 | Central HP <5.4 tons | CARRIER | HRCU-A-CB (Split System: Heat Pump with Remote Outdoor Unit-Air-Source) | 25VNA424A*031* |  |  | CSPH*3012AL*+UI | 59CU5A080C21**20 | 23400 | 19.5 | 9 | 27000 | 19800 | 73.33% | 2.46 | 0 | 12.5 |  |  |  |  | R-410A | 1.95 | Residential & Commercial | USHP | Ducted CEE Tier 1
210533100 | Central HP <5.4 tons | CARRIER | HRCU-A-CB (Split System: Heat Pump with Remote Outdoor Unit-Air-Source) | 25VNA424A*031* |  |  | CSPH*3012AL*+UI | 58TN*A070C14**12 | 23400 | 20.5 | 9 | 27000 | 19900 | 73.7% | 2.46 | 0 | 12.5 |  |  |  |  | R-410A | 1.95 | Residential & Commercial | USHP | Ducted CEE Tier 1
210473919 | Central HP <5.4 tons | AIRQUEST | HRCU-A-CB (Split System: Heat Pump with Remote Outdoor Unit-Air-Source) | HVH825GKA3* |  |  | EN(A,D,W)4X48L21**+WALLCON | *80CSU0401712A* | 24200 | 17 | 8.1 | 21200 | 16500 | 77.83% | 2 | 0 | 11 |  |  |  |  | R-410A | 2.0167 | Residential & Commercial | USHP | Ducted CEE Tier 1
210473985 | Central HP <5.4 tons | AIRQUEST | HRCU-A-CB (Split System: Heat Pump with Remote Outdoor Unit-Air-Source) | HVH825GKA3* |  |  | EN(A,D,W)4X48L21**+WALLCON | *96CTN0801714A* | 24000 | 16.5 | 8.1 | 21400 | 16600 | 77.57% | 2 | 0 | 11 |  |  |  |  | R-410A | 2 | Residential & Commercial | USHP | Ducted CEE Tier 1
214010086 | Central HP <5.4 tons | MIDEA | HRCU-A-C (Split System: Heat Pump with Remote Outdoor Unit with No Indoor Fan --Air Source) | MOVB-36HDN1-M20G |  |  | MC**2430BNTF | 0 | 23400 | 15.2 | 9 | 24000 | 16900 | 70.42% | 1.99 | 0 | 12 |  |  |  |  | R-410A | 1.95 | Residential & Commercial | USHP | Ducted CEE Tier 1
207455033 | Central HP <5.4 tons | LENNOX | HRCU-A-CB (Split System: Heat Pump with Remote Outdoor Unit-Air-Source) | SL25XPV-036-230A** | ADP |  | LH35/38X9 | EL296UH090XV36C* | 34000 | 22 | 8.8 | 34000 | 27200 | 80% | 1.82 | 14 | 13 |  |  |  |  | R-410A | 2.8333 | Residential & Commercial | USHP | Ducted CEE Tier 1
207455168 | Central HP <5.4 tons | LENNOX | HRCU-A-CB (Split System: Heat Pump with Remote Outdoor Unit-Air-Source) | SL25XPV-036-230A** | ADP |  | LH35/38X9 | SL280UH100NV60C* | 34000 | 21 | 8.8 | 33600 | 27000 | 80.36% | 1.82 | 14 | 13.5 |  |  |  |  | R-410A | 2.8333 | Residential & Commercial | USHP | Ducted CEE Tier 1
207455216 | Central HP <5.4 tons | LENNOX | HRCU-A-CB (Split System: Heat Pump with Remote Outdoor Unit-Air-Source) | SL25XPV-036-230A** | ADP |  | LH35/38X9 | SL297UH080NV60C* | 33600 | 21 | 8.6 | 32800 | 26200 | 79.88% | 1.8 | 14 | 13 |  |  |  |  | R-410A | 2.8 | Residential & Commercial | USHP | Ducted CEE Tier 1
207455218 | Central HP <5.4 tons | LENNOX | HRCU-A-CB (Split System: Heat Pump with Remote Outdoor Unit-Air-Source) | SL25XPV-036-230A** | ADP |  | L*35/36U9 | SL297UH080NV60C* | 33600 | 21 | 8.6 | 32800 | 26200 | 79.88% | 1.8 | 14 | 13 |  |  |  |  | R-410A | 2.8 | Residential & Commercial | USHP | Ducted CEE Tier 1
216676595 | Central HP <5.4 tons | TEMPSTAR | HRCU-A-CB (Split System: Heat Pump with Remote Outdoor Unit-Air-Source) | D5CURAH24AAK |  |  | EA*5X25M17A* | *80VTL0451412B* | 24200 | 15.5 | 8.5 | 23200 | 19100 | 82.33% | 1.94 | 0 | 10 |  |  |  |  | R-454B | 2.0167 | Residential & Commercial | USHP | Ducted CEE Tier 1
216488047 | Central HP <5.4 tons | CHAMPION HEATING AND COOLING | HRCU-A-CB (Split System: Heat Pump with Remote Outdoor Unit-Air-Source) | HH836E2S11 | ADP |  | A36VDA*+TXV | Z8ES100B12SMPS1 | 33400 | 18 | 8.5 | 29200 | 24600 | 84.25% | 2 | 0 | 11.7 |  |  |  |  | R-454B | 2.7833 | Residential & Commercial | USHP | Ducted CEE Tier 1
215727912 | Central HP <5.4 tons | CHAMPION HEATING AND COOLING | HRCU-A-CB (Split System: Heat Pump with Remote Outdoor Unit-Air-Source) | HH860E2S11 | ADP |  | H,YE36(1,2)60+TXV | TM8E080C16MP11 | 44000 | 17 | 8.4 | 43500 | 33800 | 77.7% | 1.98 | 0 | 10.5 |  |  |  |  | R-454B | 3.6667 | Residential & Commercial | USHP | Ducted CEE Tier 1
207455019 | Central HP <5.4 tons | LENNOX | HRCU-A-CB (Split System: Heat Pump with Remote Outdoor Unit-Air-Source) | SL25XPV-036-230A** | ADP |  | L*35/36U9 | EL296UH045XV36B* | 33600 | 21 | 8.8 | 33200 | 25800 | 77.71% | 1.82 | 13.5 | 13 |  |  |  |  | R-410A | 2.8 | Residential & Commercial | USHP | Ducted CEE Tier 1
207455039 | Central HP <5.4 tons | LENNOX | HRCU-A-CB (Split System: Heat Pump with Remote Outdoor Unit-Air-Source) | SL25XPV-036-230A** | ADP |  | L*23/37Z9 | EL296UH090XV36C* | 34000 | 22 | 8.8 | 34000 | 27200 | 80% | 1.82 | 14 | 13 |  |  |  |  | R-410A | 2.8333 | Residential & Commercial | USHP | Ducted CEE Tier 1
207455130 | Central HP <5.4 tons | LENNOX | HRCU-A-CB (Split System: Heat Pump with Remote Outdoor Unit-Air-Source) | SL25XPV-036-230A** | ADP |  | L*35/36U9 | SL280UH090V36B* | 34000 | 22 | 8.8 | 32800 | 25600 | 78.05% | 1.84 | 14 | 13.5 |  |  |  |  | R-410A | 2.8333 | Residential & Commercial | USHP | Ducted CEE Tier 1
207455144 | Central HP <5.4 tons | LENNOX | HRCU-A-CB (Split System: Heat Pump with Remote Outdoor Unit-Air-Source) | SL25XPV-036-230A** | ADP |  | LH35/38X9 | SL280UH090V60C* | 34000 | 21 | 8.8 | 33800 | 27000 | 79.88% | 1.84 | 14 | 13.5 |  |  |  |  | R-410A | 2.8333 | Residential & Commercial | USHP | Ducted CEE Tier 1
207455155 | Central HP <5.4 tons | LENNOX | HRCU-A-CB (Split System: Heat Pump with Remote Outdoor Unit-Air-Source) | SL25XPV-036-230A** | ADP |  | L*35/36S9 | SL280UH090XV48B* | 34000 | 22 | 8.8 | 32800 | 25400 | 77.44% | 1.84 | 14 | 13.5 |  |  |  |  | R-410A | 2.8333 | Residential & Commercial | USHP | Ducted CEE Tier 1
207455203 | Central HP <5.4 tons | LENNOX | HRCU-A-CB (Split System: Heat Pump with Remote Outdoor Unit-Air-Source) | SL25XPV-036-230A** | ADP |  | L*35/36S9 | SL297UH060NV36B* | 33800 | 21 | 8.8 | 33000 | 25800 | 78.18% | 1.82 | 13.5 | 13 |  |  |  |  | R-410A | 2.8167 | Residential & Commercial | USHP | Ducted CEE Tier 1
216488070 | Central HP <5.4 tons | CHAMPION HEATING AND COOLING | HRCU-A-CB (Split System: Heat Pump with Remote Outdoor Unit-Air-Source) | HH860E2S11 | ADP |  | A60VGA*+TXV | TM9V100C16MP12 | 43500 | 18 | 9 | 42000 | 32800 | 78.1% | 2 | 0 | 11.7 |  |  |  |  | R-454B | 3.625 | Residential & Commercial | USHP | Ducted CEE Tier 1
216488087 | Central HP <5.4 tons | CHAMPION HEATING AND COOLING | HRCU-A-CB (Split System: Heat Pump with Remote Outdoor Unit-Air-Source) | HH860E2S11 | ADP |  | A60VGA*+TXV | Z8ES120C16SMPS1 | 44000 | 18 | 9 | 41500 | 32600 | 78.55% | 2 | 0 | 12 |  |  |  |  | R-454B | 3.6667 | Residential & Commercial | USHP | Ducted CEE Tier 1
215727921 | Central HP <5.4 tons | CHAMPION HEATING AND COOLING | HRCU-A-CB (Split System: Heat Pump with Remote Outdoor Unit-Air-Source) | HH860E2S11 | ADP |  | H,YE48(1,2)60+TXV | TM8E120C16MP11 | 44500 | 18 | 8.5 | 43500 | 33800 | 77.7% | 2 | 0 | 11 |  |  |  |  | R-454B | 3.7083 | Residential & Commercial | USHP | Ducted CEE Tier 1
215727871 | Central HP <5.4 tons | CHAMPION HEATING AND COOLING | HRCU-A-CB (Split System: Heat Pump with Remote Outdoor Unit-Air-Source) | HH836E2S11 | ADP |  | H,YE9J(1,2)36+TXV | TM8E100B12MP11 | 33200 | 17 | 8.5 | 29600 | 25000 | 84.46% | 2 | 0 | 11 |  |  |  |  | R-454B | 2.7667 | Residential & Commercial | USHP | Ducted CEE Tier 1
215727905 | Central HP <5.4 tons | CHAMPION HEATING AND COOLING | HRCU-A-CB (Split System: Heat Pump with Remote Outdoor Unit-Air-Source) | HH836E2S11 | ADP |  | H,YE9J(1,2)36+TXV | Z8ES100C20SMPS1 | 34200 | 18 | 8.5 | 30200 | 25000 | 82.78% | 2 | 0 | 11 |  |  |  |  | R-454B | 2.85 | Residential & Commercial | USHP | Ducted CEE Tier 1
215727970 | Central HP <5.4 tons | CHAMPION HEATING AND COOLING | HRCU-A-CB (Split System: Heat Pump with Remote Outdoor Unit-Air-Source) | HH860E2S11 | ADP |  | H,YE36(1,2)60+TXV | Z8ES080C20SMPS1 | 51500 | 18 | 8.3 | 52000 | 38500 | 74.04% | 1.96 | 0 | 10.5 |  |  |  |  | R-454B | 4.2917 | Residential & Commercial | USHP | Ducted CEE Tier 1
215727971 | Central HP <5.4 tons | CHAMPION HEATING AND COOLING | HRCU-A-CB (Split System: Heat Pump with Remote Outdoor Unit-Air-Source) | HH860E2S11 | ADP |  | H,YE48(1,2)60+TXV | Z8ES080C20SMPS1 | 44000 | 18 | 8.5 | 42500 | 33000 | 77.65% | 2 | 0 | 12 |  |  |  |  | R-454B | 3.6667 | Residential & Commercial | USHP | Ducted CEE Tier 1
207455252 | Central HP <5.4 tons | LENNOX | HRCU-A-CB (Split System: Heat Pump with Remote Outdoor Unit-Air-Source) | SL25XPV-036-230A** | ADP |  | LH23/37W9 | SLP99UH090XV36C* | 34000 | 22 | 8.8 | 34000 | 27200 | 80% | 1.82 | 14 | 13 |  |  |  |  | R-410A | 2.8333 | Residential & Commercial | USHP | Ducted CEE Tier 1
216488005 | Central HP <5.4 tons | CHAMPION HEATING AND COOLING | HRCU-A-CB (Split System: Heat Pump with Remote Outdoor Unit-Air-Source) | HH824E2S11 | ADP |  | A36VBA*+TXV | Z8ES100B12SMPS1 | 23000 | 18 | 9.5 | 21400 | 19000 | 88.79% | 2 | 0 | 12 |  |  |  |  | R-454B | 1.9167 | Residential & Commercial | USHP | Ducted CEE Tier 1
215728022 | Central HP <5.4 tons | CHAMPION HEATING AND COOLING | HRCU-A-CB (Split System: Heat Pump with Remote Outdoor Unit-Air-Source) | HH824E2S11 | ADP |  | H,YE31(1,2)30+TXV | TM9Y060B12MP11 | 21800 | 17 | 8.5 | 21200 | 17300 | 81.6% | 1.9 | 0 | 11 |  |  |  |  | R-454B | 1.8167 | Residential & Commercial | USHP | Ducted CEE Tier 1
213312365 | Central HP <5.4 tons | CHAMPION HEATING AND COOLING | HRCU-A-CB (Split System: Heat Pump with Remote Outdoor Unit-Air-Source) | HMH72B341 | ADP |  | H,YG80936+AEFE3A* | 0 | 34000 | 18 | 8.7 | 31600 | 22800 | 72.15% | 2.1 | 0 | 10.5 |  |  |  |  | R-410A | 2.8333 | Residential & Commercial | USHP | Ducted CEE Tier 1
213872340 | Central HP <5.4 tons | CHAMPION HEATING AND COOLING | HRCU-A-CB (Split System: Heat Pump with Remote Outdoor Unit-Air-Source) | HMH72B341 | ADP |  | H,YG9J936 | TM9E100C20MP12 | 34000 | 15.2 | 8.1 | 31600 | 23200 | 73.42% | 2.06 | 0 | 10 |  |  |  |  | R-410A | 2.8333 | Residential & Commercial | USHP | Ducted CEE Tier 1
214627826 | Central HP <5.4 tons | CARRIER | HRCU-A-CB (Split System: Heat Pump with Remote Outdoor Unit-Air-Source) | 38MURAQ18AB3* | ADP |  | V,C36H175P149 | 59SU5B060M17**16 | 17300 | 16 | 8.5 | 16600 | 19000 | 114.5% | 2.34 | 0 | 10.5 |  |  |  |  | R-410A | 1.4417 | Residential & Commercial | USHP | Ducted CEE Tier 1
212609396 | Central HP <5.4 tons | SURE | HRCU-A-CB (Split System: Heat Pump with Remote Outdoor Unit-Air-Source) | SP18AZ48AJVC |  |  | TCFZ6021SEAAM | S802V0755A21UHS | 44500 | 18 | 8.1 | 43500 | 45000 | 103.4% | 2 | 0 | 10 |  |  |  |  | R-410A | 3.7083 | Residential & Commercial | USHP | Ducted CEE Tier 1
215429180 | Central HP <5.4 tons | AMANA | HRCU-A-CB (Split System: Heat Pump with Remote Outdoor Unit-Air-Source) | AZV6SA1810A* |  |  | AHVE24BP1300A* | 0 | 17100 | 19 | 8.8 | 17400 | 13000 | 74.71% | 2.1 | 0 | 12 |  |  |  |  | R-32 | 1.425 | Residential & Commercial | USHP | Ducted CEE Tier 1
215727914 | Central HP <5.4 tons | CHAMPION HEATING AND COOLING | HRCU-A-CB (Split System: Heat Pump with Remote Outdoor Unit-Air-Source) | HH860E2S11 | ADP |  | H,YE36(1,2)60+TXV | TM8E080C20MP11 | 52000 | 18 | 8.3 | 53000 | 39500 | 74.53% | 1.96 | 0 | 10.5 |  |  |  |  | R-454B | 4.3333 | Residential & Commercial | USHP | Ducted CEE Tier 1
216487995 | Central HP <5.4 tons | CHAMPION HEATING AND COOLING | HRCU-A-CB (Split System: Heat Pump with Remote Outdoor Unit-Air-Source) | HH824E2S11 | ADP |  | A36VBA*+TXV | TM9Y040A10MP11 | 22400 | 16 | 8.7 | 21200 | 17600 | 83.02% | 1.94 | 0 | 11.5 |  |  |  |  | R-454B | 1.8667 | Residential & Commercial | USHP | Ducted CEE Tier 1
215728015 | Central HP <5.4 tons | CHAMPION HEATING AND COOLING | HRCU-A-CB (Split System: Heat Pump with Remote Outdoor Unit-Air-Source) | HH824E2S11 | ADP |  | H,YE7J(1,2)36+TXV | TM9V040A10MP12 | 22400 | 16 | 8.8 | 21400 | 17100 | 79.91% | 1.96 | 0 | 10.5 |  |  |  |  | R-454B | 1.8667 | Residential & Commercial | USHP | Ducted CEE Tier 1
215728029 | Central HP <5.4 tons | CHAMPION HEATING AND COOLING | HRCU-A-CB (Split System: Heat Pump with Remote Outdoor Unit-Air-Source) | HH824E2S11 | ADP |  | H,YE7J(1,2)36+TXV | Z8ES080B12SMPS1 | 23000 | 18 | 9 | 21400 | 18100 | 84.58% | 2 | 0 | 12 |  |  |  |  | R-454B | 1.9167 | Residential & Commercial | USHP | Ducted CEE Tier 1
215728032 | Central HP <5.4 tons | CHAMPION HEATING AND COOLING | HRCU-A-CB (Split System: Heat Pump with Remote Outdoor Unit-Air-Source) | HH824E2S11 | ADP |  | H,YE7J(1,2)36+TXV | Z8ET060A12LMPS1 | 22400 | 18 | 8.8 | 21400 | 17300 | 80.84% | 1.96 | 0 | 11.5 |  |  |  |  | R-454B | 1.8667 | Residential & Commercial | USHP | Ducted CEE Tier 1
211262691 | Central HP <5.4 tons | TEMPSTAR | HRCU-A-CB (Split System: Heat Pump with Remote Outdoor Unit-Air-Source) | DLCURAH18ABK |  |  | EN(A,D)4X24L14** | *95ESN0261410A* | 18000 | 15.5 | 8.5 | 19000 | 18700 | 98.42% | 2.24 | 0 | 10.5 |  |  |  |  | R-410A | 1.5 | Residential & Commercial | USHP | Ducted CEE Tier 1
215727878 | Central HP <5.4 tons | CHAMPION HEATING AND COOLING | HRCU-A-CB (Split System: Heat Pump with Remote Outdoor Unit-Air-Source) | HH836E2S11 | ADP |  | H,YE9J(1,2)36+TXV | TM8V100C16MP12 | 33600 | 18 | 8.5 | 30000 | 25200 | 84% | 2 | 0 | 11 |  |  |  |  | R-454B | 2.8 | Residential & Commercial | USHP | Ducted CEE Tier 1
215727879 | Central HP <5.4 tons | CHAMPION HEATING AND COOLING | HRCU-A-CB (Split System: Heat Pump with Remote Outdoor Unit-Air-Source) | HH836E2S11 | ADP |  | H,YE9J(1,2)36+TXV | TM8Y080B12MP11 | 33000 | 17 | 8.5 | 29200 | 24800 | 84.93% | 2 | 0 | 11 |  |  |  |  | R-454B | 2.75 | Residential & Commercial | USHP | Ducted CEE Tier 1
215727995 | Central HP <5.4 tons | CHAMPION HEATING AND COOLING | HRCU-A-CB (Split System: Heat Pump with Remote Outdoor Unit-Air-Source) | HH824E2S11 | ADP |  | H,YE7J(1,2)36+TXV | TM8E060A12MP11 | 22400 | 17 | 8.8 | 21400 | 17500 | 81.78% | 1.96 | 0 | 11 |  |  |  |  | R-454B | 1.8667 | Residential & Commercial | USHP | Ducted CEE Tier 1
215727997 | Central HP <5.4 tons | CHAMPION HEATING AND COOLING | HRCU-A-CB (Split System: Heat Pump with Remote Outdoor Unit-Air-Source) | HH824E2S11 | ADP |  | H,YE7J(1,2)36+TXV | TM8E080B12MP11 | 22400 | 17 | 8.8 | 21400 | 17500 | 81.78% | 1.96 | 0 | 11.5 |  |  |  |  | R-454B | 1.8667 | Residential & Commercial | USHP | Ducted CEE Tier 1
215727963 | Central HP <5.4 tons | CHAMPION HEATING AND COOLING | HRCU-A-CB (Split System: Heat Pump with Remote Outdoor Unit-Air-Source) | HH860E2S11 | ADP |  | H,YE48(1,2)60+TXV | TM9Y100C16MP11 | 44000 | 17 | 8.5 | 42500 | 33400 | 78.59% | 2 | 0 | 11 |  |  |  |  | R-454B | 3.6667 | Residential & Commercial | USHP | Ducted CEE Tier 1
215727981 | Central HP <5.4 tons | CHAMPION HEATING AND COOLING | HRCU-A-CB (Split System: Heat Pump with Remote Outdoor Unit-Air-Source) | HH860E2S11 | ADP |  | H,YE48(1,2)60+TXV | Z8ES130D20SMPS1 | 45000 | 18 | 9 | 43000 | 33200 | 77.21% | 2 | 0 | 12 |  |  |  |  | R-454B | 3.75 | Residential & Commercial | USHP | Ducted CEE Tier 1
216488072 | Central HP <5.4 tons | CHAMPION HEATING AND COOLING | HRCU-A-CB (Split System: Heat Pump with Remote Outdoor Unit-Air-Source) | HH860E2S11 | ADP |  | A60VGA*+TXV | TM9V100C20MP12 | 44000 | 18 | 9 | 42500 | 33200 | 78.12% | 2 | 0 | 11.7 |  |  |  |  | R-454B | 3.6667 | Residential & Commercial | USHP | Ducted CEE Tier 1
207455400 | Central HP <5.4 tons | LENNOX | HRCU-A-CB (Split System: Heat Pump with Remote Outdoor Unit-Air-Source) | SL25XPV-048-230A** | ADP |  | LH42/62W9 | SL280UH100NV60C* | 46000 | 20 | 9.4 | 41500 | 35800 | 86.27% | 1.9 | 13 | 12.5 |  |  |  |  | R-410A | 3.8333 | Residential & Commercial | USHP | Ducted CEE Tier 1
207455266 | Central HP <5.4 tons | LENNOX | HRCU-A-CB (Split System: Heat Pump with Remote Outdoor Unit-Air-Source) | SL25XPV-036-230A** | ADP |  | L*35/36S9 | SLP99UH090XV60C* | 33600 | 21 | 8.6 | 32800 | 26200 | 79.88% | 1.8 | 14 | 13 |  |  |  |  | R-410A | 2.8 | Residential & Commercial | USHP | Ducted CEE Tier 1
216488089 | Central HP <5.4 tons | CHAMPION HEATING AND COOLING | HRCU-A-CB (Split System: Heat Pump with Remote Outdoor Unit-Air-Source) | HH860E2S11 | ADP |  | A60VGA*+TXV | Z8ES120C20SMPS1 | 45000 | 18 | 9 | 43500 | 33000 | 75.86% | 2 | 0 | 11.7 |  |  |  |  | R-454B | 3.75 | Residential & Commercial | USHP | Ducted CEE Tier 1
216981039 | Central HP <5.4 tons | CHAMPION HEATING AND COOLING | HRCU-A-CB (Split System: Heat Pump with Remote Outdoor Unit-Air-Source) | HH860E2S11 | ADP |  | H,YG84*60+TXV | TM9V080C16MP12 | 43500 | 18 | 9 | 42000 | 33600 | 80% | 2 | 0 | 11 |  |  |  |  | R-454B | 3.625 | Residential & Commercial | USHP | Ducted CEE Tier 1
216488038 | Central HP <5.4 tons | CHAMPION HEATING AND COOLING | HRCU-A-CB (Split System: Heat Pump with Remote Outdoor Unit-Air-Source) | HH836E2S11 | ADP |  | A36VDA*+TXV | TM9Y100C16MP11 | 33400 | 18 | 9 | 29400 | 24800 | 84.35% | 2 | 0 | 11 |  |  |  |  | R-454B | 2.7833 | Residential & Commercial | USHP | Ducted CEE Tier 1
213258322 | Central HP <5.4 tons | KEEPRITE | HRCU-A-CB (Split System: Heat Pump with Remote Outdoor Unit-Air-Source) | DLCURAH24ABK | ADP |  | H,GE33936 | *96VSN0601714A* | 23800 | 16 | 8.5 | 25200 | 23600 | 93.65% | 1.98 | 0 | 10 |  |  |  |  | R-410A | 1.9833 | Residential & Commercial | USHP | Ducted CEE Tier 1
213258336 | Central HP <5.4 tons | KEEPRITE | HRCU-A-CB (Split System: Heat Pump with Remote Outdoor Unit-Air-Source) | DLCURAH24ABK | ADP |  | H,GG32936 | *96VTN0401410A* | 22600 | 16 | 8.5 | 24200 | 23800 | 98.35% | 2.02 | 0 | 9.5 |  |  |  |  | R-410A | 1.8833 | Residential & Commercial | USHP
213258371 | Central HP <5.4 tons | KEEPRITE | HRCU-A-CB (Split System: Heat Pump with Remote Outdoor Unit-Air-Source) | DLCURAH24ABK | ADP |  | H,GE31930 | *96VTN0801716A* | 23600 | 16 | 8.5 | 25200 | 23600 | 93.65% | 1.98 | 0 | 10 |  |  |  |  | R-410A | 1.9667 | Residential & Commercial | USHP | Ducted CEE Tier 1
216989645 | Central HP <5.4 tons | BRYANT HEATING AND COOLING SYSTEMS | HRCU-A-CB (Split System: Heat Pump with Remote Outdoor Unit-Air-Source) | 37MUHAQ24AA3 | ADP |  | C36A***L15*+TXV | 8(0,1)*SB36045M14*** | 22400 | 16 | 8.5 | 19200 | 18300 | 95.31% | 1.96 | 0 | 11 |  |  |  |  | R-454B | 1.8667 | Residential & Commercial | USHP | Ducted CEE Tier 1
216989662 | Central HP <5.4 tons | BRYANT HEATING AND COOLING SYSTEMS | HRCU-A-CB (Split System: Heat Pump with Remote Outdoor Unit-Air-Source) | 37MUHAQ24AA3 | ADP |  | PL36H175P15*+TXV | 8(0,1)*SB36070M17*** | 22200 | 16 | 8.1 | 19200 | 18200 | 94.79% | 1.85 | 0 | 11 |  |  |  |  | R-454B | 1.85 | Residential & Commercial | USHP | Ducted CEE Tier 1
216989680 | Central HP <5.4 tons | BRYANT HEATING AND COOLING SYSTEMS | HRCU-A-CB (Split System: Heat Pump with Remote Outdoor Unit-Air-Source) | 37MUHAQ24AA3 | ADP |  | C36A***L13*+TXV | 82*SB36070V14*** | 22400 | 16 | 8.5 | 19200 | 18300 | 95.31% | 1.96 | 0 | 11 |  |  |  |  | R-454B | 1.8667 | Residential & Commercial | USHP | Ducted CEE Tier 1
207455318 | Central HP <5.4 tons | LENNOX | HRCU-A-CB (Split System: Heat Pump with Remote Outdoor Unit-Air-Source) | SL25XPV-024-230A** | ADP |  | L*23/37Z9 | SL297UH040NV36B* | 22800 | 22 | 10 | 19600 | 19600 | 100% | 1.96 | 14 | 14.5 |  |  |  |  | R-410A | 1.9 | Residential & Commercial | USHP | Ducted CEE Tier 1
216487920 | Central HP <5.4 tons | BRYANT HEATING AND COOLING SYSTEMS | HRCU-A-CB (Split System: Heat Pump with Remote Outdoor Unit-Air-Source) | 293VAN036**AA* | ADP |  | H,PG53*36+TXV | 986TD30040C14*** | 32400 | 18 | 9 | 32200 | 25600 | 79.5% | 1.96 | 0 | 10.5 |  |  |  |  | R-454B | 2.7 | Residential & Commercial | USHP | Ducted CEE Tier 1
207526362 | Central HP <5.4 tons | TRANE | HRCU-A-CB (Split System: Heat Pump with Remote Outdoor Unit-Air-Source) | 4TWV8X60A1 |  |  | TEM8A0C60V51+TDR | 0 | 53000 | 18 | 8.5 | 51000 | 38000 | 74.51% | 1.8 | 12.2 | 11.7 |  |  |  |  | R-410A | 4.4167 | Residential & Commercial | USHP | Ducted CEE Tier 1
212441620 | Central HP <5.4 tons | CHAMPION HEATING AND COOLING | HRCU-A-CB (Split System: Heat Pump with Remote Outdoor Unit-Air-Source) | HMH72B341 | ADP |  | H,YE8J936 | TM8E100B12MP11 | 32800 | 17 | 8.5 | 32400 | 23000 | 70.99% | 2.04 | 0 | 9.5 |  |  |  |  | R-410A | 2.7333 | Residential & Commercial | USHP
215728013 | Central HP <5.4 tons | CHAMPION HEATING AND COOLING | HRCU-A-CB (Split System: Heat Pump with Remote Outdoor Unit-Air-Source) | HH824E2S11 | ADP |  | H,YE7J(1,2)36+TXV | TM9E080B12MP12 | 23000 | 17 | 9 | 21400 | 18300 | 85.51% | 2 | 0 | 11.7 |  |  |  |  | R-454B | 1.9167 | Residential & Commercial | USHP | Ducted CEE Tier 1
215728014 | Central HP <5.4 tons | CHAMPION HEATING AND COOLING | HRCU-A-CB (Split System: Heat Pump with Remote Outdoor Unit-Air-Source) | HH824E2S11 | ADP |  | H,YE31(1,2)30+TXV | TM9V040A10MP12 | 21800 | 16 | 8.5 | 21200 | 17100 | 80.66% | 1.9 | 0 | 10 |  |  |  |  | R-454B | 1.8167 | Residential & Commercial | USHP | Ducted CEE Tier 1
214075433 | Central HP <5.4 tons | SURE | HRCU-A-CB (Split System: Heat Pump with Remote Outdoor Unit-Air-Source) | RD17AZ24AJ3N |  |  | TCFZ2417MTANM | S98MV0703A17UPS | 22600 | 17 | 9.5 | 22600 | 16900 | 74.78% | 2 | 0 | 11.2 |  |  |  |  | R-410A | 1.8833 | Residential & Commercial | USHP | Ducted CEE Tier 1
212578243 | Central HP <5.4 tons | CARRIER | HRCU-A-CB (Split System: Heat Pump with Remote Outdoor Unit-Air-Source) | 25VNA424A*031* | ADP |  | H,PG53936 | 59TN6B080C17**14 | 24000 | 20 | 10.5 | 24800 | 19400 | 78.23% | 2.54 | 0 | 13.5 |  |  |  |  | R-410A | 2 | Residential & Commercial | USHP | Ducted CEE Tier 1
215374875 | Central HP <5.4 tons | HISENSE | HRCU-A-C (Split System: Heat Pump with Remote Outdoor Unit with No Indoor Fan --Air Source) | AUWR-48U3SP2 | ADP |  | HE48960+TD | 0 | 44000 | 15.2 | 8.3 | 42000 | 32600 | 77.62% | 1.91 | 0 | 9 |  |  |  |  | R-410A | 3.6667 | Residential & Commercial | USHP
215429741 | Central HP <5.4 tons | AMANA | HRCU-A-CB (Split System: Heat Pump with Remote Outdoor Unit-Air-Source) | AZV7SA3610A* |  |  | AHVE60DP0300A* | 0 | 35000 | 19 | 8.5 | 35000 | 28400 | 81.14% | 2 | 0 | 10.5 |  |  |  |  | R-32 | 2.9167 | Residential & Commercial | USHP | Ducted CEE Tier 1
212608499 | Central HP <5.4 tons | DAY & NIGHT | HRCU-A-CB (Split System: Heat Pump with Remote Outdoor Unit-Air-Source) | DLCURAH36ABK | ADP |  | F,PE*SS9937 | 0 | 36000 | 16 | 8.1 | 38000 | 35000 | 92.11% | 1.82 | 0 | 10 |  |  |  |  | R-410A | 3 | Residential & Commercial | USHP | Ducted CEE Tier 1
215350414 | Central HP <5.4 tons | HISENSE | HRCU-A-CB (Split System: Heat Pump with Remote Outdoor Unit-Air-Source) | AUWR-48U3SP2 | ADP |  | F,PE*TT7960 | 0 | 47500 | 17 | 8.45 | 45000 | 32600 | 72.44% | 1.9 | 0 | 10 |  |  |  |  | R-410A | 3.9583 | Residential & Commercial | USHP | Ducted CEE Tier 1
215937907 | Central HP <5.4 tons | AIRQUEST | HRCU-A-CB (Split System: Heat Pump with Remote Outdoor Unit-Air-Source) | H5H3V48*K*AAA* |  |  | EVD5X48M24A*+WALLCON | *80CTL1352422B* | 45000 | 20.5 | 8.1 | 52000 | 38000 | 73.08% | 1.95 | 0 | 11.5 |  |  |  |  | R-454B | 3.75 | Residential & Commercial | USHP | Ducted CEE Tier 1
214075483 | Central HP <5.4 tons | SURE | HRCU-A-CB (Split System: Heat Pump with Remote Outdoor Unit-Air-Source) | RD17AZ24AJ3N |  |  | TCFZ2417MTANM | S962V0603A17M4S | 22600 | 17 | 9.5 | 22600 | 17000 | 75.22% | 2 | 0 | 10 |  |  |  |  | R-410A | 1.8833 | Residential & Commercial | USHP | Ducted CEE Tier 1
214075593 | Central HP <5.4 tons | SURE | HRCU-A-CB (Split System: Heat Pump with Remote Outdoor Unit-Air-Source) | RD17AZ24AJ3N |  |  | TCFZ2417MTANM | S802V1004A17UHS | 22600 | 17 | 9.5 | 22600 | 16800 | 74.34% | 2.1 | 0 | 11.2 |  |  |  |  | R-410A | 1.8833 | Residential & Commercial | USHP | Ducted CEE Tier 1
216820701 | Central HP <5.4 tons | SURE | HRCU-A-CB (Split System: Heat Pump with Remote Outdoor Unit-Air-Source) | RD18AY24AJVC |  |  | TCFY2417MTANM | S962V0603A17M4 | 21000 | 17 | 8.1 | 21000 | 17100 | 81.43% | 1.9 | 0 | 10 |  |  |  |  | R-454B | 1.75 | Residential & Commercial | USHP | Ducted CEE Tier 1
216820768 | Central HP <5.4 tons | SURE | HRCU-A-CB (Split System: Heat Pump with Remote Outdoor Unit-Air-Source) | RD18AY24AJVC |  |  | TCFY2421MTANM | S951V0403A17M4 | 21000 | 17 | 8.1 | 20800 | 17000 | 81.73% | 1.9 | 0 | 10 |  |  |  |  | R-454B | 1.75 | Residential & Commercial | USHP | Ducted CEE Tier 1
214075575 | Central HP <5.4 tons | SURE | HRCU-A-CB (Split System: Heat Pump with Remote Outdoor Unit-Air-Source) | RD17AZ24AJ3N |  |  | TCFZ2417MTANM | S951V0403A17M4S | 22600 | 17 | 9.5 | 22600 | 16900 | 74.78% | 2 | 0 | 11.2 |  |  |  |  | R-410A | 1.8833 | Residential & Commercial | USHP | Ducted CEE Tier 1
213815248 | Central HP <5.4 tons | AMANA | HRCU-A-CB (Split System: Heat Pump with Remote Outdoor Unit-Air-Source) | ASZS601810A* |  |  | CA*EA1818*4A*+MBVK16CP1X00A* | 0 | 16600 | 17.5 | 8.5 | 17400 | 13000 | 74.71% | 2.1 | 0 | 10.9 |  |  |  |  | R-410A | 1.3833 | Residential & Commercial | USHP | Ducted CEE Tier 1
212441670 | Central HP <5.4 tons | CHAMPION HEATING AND COOLING | HRCU-A-CB (Split System: Heat Pump with Remote Outdoor Unit-Air-Source) | HMH72B341 | ADP |  | H,YE8J936 | TM9Y100C16MP11 | 32800 | 18 | 8.5 | 32400 | 23000 | 70.99% | 2.04 | 0 | 10 |  |  |  |  | R-410A | 2.7333 | Residential & Commercial | USHP | Ducted CEE Tier 1
212927284 | Central HP <5.4 tons | CHAMPION HEATING AND COOLING | HRCU-A-CB (Split System: Heat Pump with Remote Outdoor Unit-Air-Source) | HMH72B341 | ADP |  | H,YG9J936 | TM8E100B12MP11 | 34000 | 17 | 8.5 | 32200 | 23400 | 72.67% | 2.06 | 0 | 10 |  |  |  |  | R-410A | 2.8333 | Residential & Commercial | USHP | Ducted CEE Tier 1
212927286 | Central HP <5.4 tons | CHAMPION HEATING AND COOLING | HRCU-A-CB (Split System: Heat Pump with Remote Outdoor Unit-Air-Source) | HMH72B341 | ADP |  | H,YG9J936 | TM9E060A10MP12 | 33600 | 17 | 8.5 | 32200 | 23400 | 72.67% | 2.02 | 0 | 9.5 |  |  |  |  | R-410A | 2.8 | Residential & Commercial | USHP
215350417 | Central HP <5.4 tons | HISENSE | HRCU-A-C (Split System: Heat Pump with Remote Outdoor Unit with No Indoor Fan --Air Source) | AUWR-36U3SA | ADP |  | HG81936+TD | 0 | 30000 | 15.2 | 9.4 | 28400 | 23800 | 83.8% | 2.08 | 0 | 11 |  |  |  |  | R-410A | 2.5 | Residential & Commercial | USHP | Ducted CEE Tier 1
213258290 | Central HP <5.4 tons | KEEPRITE | HRCU-A-CB (Split System: Heat Pump with Remote Outdoor Unit-Air-Source) | DLCURAH24ABK | ADP |  | H,GG31930 | *96VSN0401410A* | 23000 | 15.2 | 8.5 | 25000 | 23600 | 94.4% | 1.96 | 0 | 9.5 |  |  |  |  | R-410A | 1.9167 | Residential & Commercial | USHP
215936137 | Central HP <5.4 tons | AIRQUEST | HRCU-A-CB (Split System: Heat Pump with Remote Outdoor Unit-Air-Source) | H5H3V36*K*AAA* |  |  | EVD5X42M21A*+WALLCON | *96CTN1002122B* | 34400 | 21 | 8.5 | 38500 | 28000 | 72.73% | 2.06 | 0 | 12 |  |  |  |  | R-454B | 2.8667 | Residential & Commercial | USHP | Ducted CEE Tier 1
215936257 | Central HP <5.4 tons | AIRQUEST | HRCU-A-CB (Split System: Heat Pump with Remote Outdoor Unit-Air-Source) | H5H3V36*K*AAA* |  |  | EVD5X42M24A*+WALLCON | *96CTN1002122B* | 35600 | 22 | 8.5 | 38000 | 28400 | 74.74% | 2.04 | 0 | 12.5 |  |  |  |  | R-454B | 2.9667 | Residential & Commercial | USHP | Ducted CEE Tier 1
215936287 | Central HP <5.4 tons | AIRQUEST | HRCU-A-CB (Split System: Heat Pump with Remote Outdoor Unit-Air-Source) | H5H3V36*K*AAA* |  |  | EVD5X48M21A*+WALLCON | *96CTN0601714B* | 34600 | 20.5 | 8.5 | 38000 | 27600 | 72.63% | 2 | 0 | 11.5 |  |  |  |  | R-454B | 2.8833 | Residential & Commercial | USHP | Ducted CEE Tier 1
215936387 | Central HP <5.4 tons | AIRQUEST | HRCU-A-CB (Split System: Heat Pump with Remote Outdoor Unit-Air-Source) | H5H3V36*K*AAA* |  |  | EVD5X48M24A*+WALLCON | *97CMN1002122B* | 35000 | 21.5 | 8.5 | 38000 | 28200 | 74.21% | 2.02 | 0 | 12 |  |  |  |  | R-454B | 2.9167 | Residential & Commercial | USHP | Ducted CEE Tier 1
215935787 | Central HP <5.4 tons | AIRQUEST | HRCU-A-CB (Split System: Heat Pump with Remote Outdoor Unit-Air-Source) | H5H3V36*K*AAA* |  |  | EVD5X37M21A*+WALLCON | *97CMN0601714B* | 34400 | 20.5 | 8.5 | 38000 | 27600 | 72.63% | 2.08 | 0 | 11 |  |  |  |  | R-454B | 2.8667 | Residential & Commercial | USHP | Ducted CEE Tier 1
215937007 | Central HP <5.4 tons | AIRQUEST | HRCU-A-CB (Split System: Heat Pump with Remote Outdoor Unit-Air-Source) | H5H3V48*K*AAA* |  |  | EVM5X48M21A*+WALLCON | *80CTL0901716B* | 43500 | 20 | 8.1 | 52500 | 37600 | 71.62% | 2 | 0 | 11.5 |  |  |  |  | R-454B | 3.625 | Residential & Commercial | USHP | Ducted CEE Tier 1
211262435 | Central HP <5.4 tons | TEMPSTAR | HRCU-A-CB (Split System: Heat Pump with Remote Outdoor Unit-Air-Source) | DLCURAH18ABK |  |  | EN(A,D)4X18L14** | *80ES(N,L)0451412A* | 17800 | 15.5 | 8.5 | 18900 | 19200 | 101.6% | 2.3 | 0 | 10.5 |  |  |  |  | R-410A | 1.4833 | Residential & Commercial | USHP | Ducted CEE Tier 1
211264555 | Central HP <5.4 tons | TEMPSTAR | HRCU-A-CB (Split System: Heat Pump with Remote Outdoor Unit-Air-Source) | DLCURAH18ABK |  |  | EN(A,D)4X30L17** | *92ESN0601412A* | 18300 | 16 | 8.5 | 18800 | 18300 | 97.34% | 2.22 | 0 | 11 |  |  |  |  | R-410A | 1.525 | Residential & Commercial | USHP | Ducted CEE Tier 1
216820731 | Central HP <5.4 tons | SURE | HRCU-A-CB (Split System: Heat Pump with Remote Outdoor Unit-Air-Source) | RD18AY24AJVC |  |  | TCFY2421MTANM | S801V0704A17UH | 21000 | 17 | 8.1 | 20800 | 17000 | 81.73% | 1.9 | 0 | 10 |  |  |  |  | R-454B | 1.75 | Residential & Commercial | USHP | Ducted CEE Tier 1
215728010 | Central HP <5.4 tons | CHAMPION HEATING AND COOLING | HRCU-A-CB (Split System: Heat Pump with Remote Outdoor Unit-Air-Source) | HH824E2S11 | ADP |  | H,YE31(1,2)30+TXV | TM9E060B12MP12 | 22400 | 16 | 8.75 | 21400 | 17900 | 83.64% | 1.96 | 0 | 11 |  |  |  |  | R-454B | 1.8667 | Residential & Commercial | USHP | Ducted CEE Tier 1
204298764 | Central HP <5.4 tons | TEMPSTAR | HRCU-A-CB (Split System: Heat Pump with Remote Outdoor Unit-Air-Source) | TVH837GKA** |  |  | EA*4X36L21A*+WALLCON | *96CTN1002122A* | 31600 | 17 | 8.1 | 33200 | 24200 | 72.89% | 1.86 | 11 | 11 |  |  |  |  | R-410A | 2.6333 | Residential & Commercial | USHP | Ducted CEE Tier 1
204456723 | Central HP <5.4 tons | TEMPSTAR | HRCU-A-CB (Split System: Heat Pump with Remote Outdoor Unit-Air-Source) | TVH825GKA2* |  |  | EA*4X36L21A*+WALLCON | *97CMN0601714A* | 23400 | 16 | 8.1 | 21600 | 16800 | 77.78% | 1.92 | 11 | 10.5 |  |  |  |  | R-410A | 1.95 | Residential & Commercial | USHP | Ducted CEE Tier 1
216678724 | Central HP <5.4 tons | TEMPSTAR | HRCU-A-CB (Split System: Heat Pump with Remote Outdoor Unit-Air-Source) | DLCURAH36ABK |  |  | EA*4X37L21A* | *97VTN0601716A* | 36200 | 15.5 | 8.5 | 38000 | 34400 | 90.53% | 1.96 | 0 | 10 |  |  |  |  | R-410A | 3.0167 | Residential & Commercial | USHP | Ducted CEE Tier 1
216487986 | Central HP <5.4 tons | BRYANT HEATING AND COOLING SYSTEMS | HRCU-A-CB (Split System: Heat Pump with Remote Outdoor Unit-Air-Source) | 293VAN060**AA* | ADP |  | CE(P,V)6024G48*+TXV | 986TD66120C24*** | 56000 | 18 | 8.5 | 58500 | 45500 | 77.78% | 2.06 | 0 | 11 |  |  |  |  | R-454B | 4.6667 | Residential & Commercial | USHP | Ducted CEE Tier 1
215350404 | Central HP <5.4 tons | HISENSE | HRCU-A-CB (Split System: Heat Pump with Remote Outdoor Unit-Air-Source) | AUWR-24U3SF2 | ADP |  | F,PE*G32924 | 0 | 21000 | 15.2 | 8.75 | 21400 | 16500 | 77.1% | 2 | 0 | 9.5 |  |  |  |  | R-410A | 1.75 | Residential & Commercial | USHP
206133333 | Central HP <5.4 tons | TEMPSTAR | HRCU-A-CB (Split System: Heat Pump with Remote Outdoor Unit-Air-Source) | TVH825GKA2* |  |  | EA*4X25L17A*+WALLCON | *80CSU0601716A* | 24400 | 16.5 | 8.1 | 21200 | 16700 | 78.77% | 2.02 | 11.5 | 11 |  |  |  |  | R-410A | 2.0333 | Residential & Commercial | USHP | Ducted CEE Tier 1
206133383 | Central HP <5.4 tons | TEMPSTAR | HRCU-A-CB (Split System: Heat Pump with Remote Outdoor Unit-Air-Source) | TVH825GKA2* |  |  | EA*4X36L21A*+WALLCON | *80CSU0401712A* | 23600 | 17 | 8.1 | 21400 | 16600 | 77.57% | 1.94 | 11.5 | 11 |  |  |  |  | R-410A | 1.9667 | Residential & Commercial | USHP | Ducted CEE Tier 1
214491776 | Central HP <5.4 tons | AMANA | HRCU-A-CB (Split System: Heat Pump with Remote Outdoor Unit-Air-Source) | ASZS601810A* |  |  | CA*EA1818*4B* | A*VM970603BNB* | 16600 | 17.5 | 8.5 | 17400 | 13000 | 74.71% | 2.1 | 0 | 10.9 |  |  |  |  | R-410A | 1.3833 | Residential & Commercial | USHP | Ducted CEE Tier 1
214491777 | Central HP <5.4 tons | AMANA | HRCU-A-CB (Split System: Heat Pump with Remote Outdoor Unit-Air-Source) | ASZS601810A* |  |  | CA*EA1818*4B* | A*VM970803BNB* | 16600 | 17.5 | 8.5 | 17400 | 13000 | 74.71% | 2.1 | 0 | 10.9 |  |  |  |  | R-410A | 1.3833 | Residential & Commercial | USHP | Ducted CEE Tier 1
214491793 | Central HP <5.4 tons | AMANA | HRCU-A-CB (Split System: Heat Pump with Remote Outdoor Unit-Air-Source) | ASZS601810A* |  |  | CA*EA2422*4B* | A*VM970803BNB* | 16600 | 17.5 | 8.5 | 17400 | 13000 | 74.71% | 2.1 | 0 | 10.9 |  |  |  |  | R-410A | 1.3833 | Residential & Commercial | USHP | Ducted CEE Tier 1
213815152 | Central HP <5.4 tons | AMANA | HRCU-A-CB (Split System: Heat Pump with Remote Outdoor Unit-Air-Source) | ASZV903610A* |  |  | CA*F3743*6D*+MBVB12BP1X00A*+TXV | 0 | 34000 | 19 | 8.2 | 34000 | 24400 | 71.76% | 1.8 | 0 | 12 |  |  |  |  | R-410A | 2.8333 | Residential & Commercial | USHP | Ducted CEE Tier 1
216821083 | Central HP <5.4 tons | SURE | HRCU-A-CB (Split System: Heat Pump with Remote Outdoor Unit-Air-Source) | RD18AY60AJVC |  |  | TCFY6024STANM | S801V1255A24DZ | 51000 | 17 | 10 | 51000 | 38000 | 74.51% | 2 | 0 | 11 |  |  |  |  | R-454B | 4.25 | Residential & Commercial | USHP | Ducted CEE Tier 1
216821099 | Central HP <5.4 tons | SURE | HRCU-A-CB (Split System: Heat Pump with Remote Outdoor Unit-Air-Source) | RD18AY60AJVC |  |  | TCFY6024STANM | S802V0755A21UH | 51000 | 17 | 10 | 51000 | 38000 | 74.51% | 2 | 0 | 10 |  |  |  |  | R-454B | 4.25 | Residential & Commercial | USHP | Ducted CEE Tier 1
214814478 | Central HP <5.4 tons | MIDEA | HRCU-A-C (Split System: Heat Pump with Remote Outdoor Unit with No Indoor Fan --Air Source) | MOVA-60HDN10-M20G |  |  | MC**4248BN10TH | 0 | 42500 | 15.2 | 8.5 | 45500 | 40500 | 89.01% | 1.8 | 0 | 11.2 |  |  |  |  | R-454B | 3.5417 | Residential & Commercial | USHP | Ducted CEE Tier 1
213501757 | Central HP <5.4 tons | AMANA | HRCU-A-CB (Split System: Heat Pump with Remote Outdoor Unit-Air-Source) | ASZV903610A* |  |  | AMVE48DP1400B* | 0 | 33600 | 19 | 8.2 | 33600 | 24400 | 72.62% | 1.8 | 0 | 12 |  |  |  |  | R-410A | 2.8 | Residential & Commercial | USHP | Ducted CEE Tier 1
216821135 | Central HP <5.4 tons | SURE | HRCU-A-CB (Split System: Heat Pump with Remote Outdoor Unit-Air-Source) | RD18AY60AJVC |  |  | TCFY6021STAAM | S801V1005A21UHU | 48500 | 17 | 8.1 | 48500 | 39000 | 80.41% | 2 | 0 | 10 |  |  |  |  | R-454B | 4.0417 | Residential & Commercial | USHP | Ducted CEE Tier 1
216678700 | Central HP <5.4 tons | TEMPSTAR | HRCU-A-CB (Split System: Heat Pump with Remote Outdoor Unit-Air-Source) | DLCURAH36ABK |  |  | EA*4X36L21A* | *97VTN0601716A* | 35000 | 15.5 | 8.5 | 38500 | 34800 | 90.39% | 1.75 | 0 | 9.5 |  |  |  |  | R-410A | 2.9167 | Residential & Commercial | USHP
215350406 | Central HP <5.4 tons | HISENSE | HRCU-A-CB (Split System: Heat Pump with Remote Outdoor Unit-Air-Source) | AUWR-24U3SF2 | ADP |  | SK7931 | 0 | 20400 | 16 | 8.75 | 21400 | 16500 | 77.1% | 2 | 0 | 9.5 |  |  |  |  | R-410A | 1.7 | Residential & Commercial | USHP
207526278 | Central HP <5.4 tons | TRANE | HRCU-A-CB (Split System: Heat Pump with Remote Outdoor Unit-Air-Source) | 4TWV8X24A1 |  |  | 4TXCB004DS3 | *UHMB060ACV3 | 23800 | 18 | 8.5 | 18100 | 12700 | 70.17% | 1.8 | 12.5 | 12.5 |  |  |  |  | R-410A | 1.9833 | Residential & Commercial | USHP | Ducted CEE Tier 1
216821069 | Central HP <5.4 tons | SURE | HRCU-A-CB (Split System: Heat Pump with Remote Outdoor Unit-Air-Source) | RD18AY60AJVC |  |  | TCFY6024STANM | S98MV0855A21UP | 51000 | 17 | 10 | 51000 | 38000 | 74.51% | 2 | 0 | 10 |  |  |  |  | R-454B | 4.25 | Residential & Commercial | USHP | Ducted CEE Tier 1
216821085 | Central HP <5.4 tons | SURE | HRCU-A-CB (Split System: Heat Pump with Remote Outdoor Unit-Air-Source) | RD18AY60AJVC |  |  | TCFY6024STANM | S951V1005A21M4 | 50500 | 17 | 10 | 50500 | 38500 | 76.24% | 2 | 0 | 10 |  |  |  |  | R-454B | 4.2083 | Residential & Commercial | USHP | Ducted CEE Tier 1
215727868 | Central HP <5.4 tons | CHAMPION HEATING AND COOLING | HRCU-A-CB (Split System: Heat Pump with Remote Outdoor Unit-Air-Source) | HH836E2S11 | ADP |  | H,YE9J(1,2)36+TXV | TM8E080B12MP11 | 33200 | 17 | 8.5 | 29800 | 25000 | 83.89% | 2 | 0 | 11 |  |  |  |  | R-454B | 2.7667 | Residential & Commercial | USHP | Ducted CEE Tier 1
215727906 | Central HP <5.4 tons | CHAMPION HEATING AND COOLING | HRCU-A-CB (Split System: Heat Pump with Remote Outdoor Unit-Air-Source) | HH836E2S11 | ADP |  | H,YE9J(1,2)36+TXV | Z8ES120C16SMPS1 | 33200 | 18 | 8.5 | 29600 | 24800 | 83.78% | 2 | 0 | 11.5 |  |  |  |  | R-454B | 2.7667 | Residential & Commercial | USHP | Ducted CEE Tier 1
214301909 | Central HP <5.4 tons | CHAMPION HEATING AND COOLING | HRCU-A-CB (Split System: Heat Pump with Remote Outdoor Unit-Air-Source) | HMH72B341 | ADP |  | H,YE7J(1,2)36+TXV | Z8ET080C16LMPS1 | 32400 | 17 | 8.25 | 31000 | 22800 | 73.55% | 2.02 | 0 | 9 |  |  |  |  | R-410A | 2.7 | Residential & Commercial | USHP
214301843 | Central HP <5.4 tons | CHAMPION HEATING AND COOLING | HRCU-A-CB (Split System: Heat Pump with Remote Outdoor Unit-Air-Source) | HMH72B341 | ADP |  | H,YE7J(1,2)36+TXV | TM8E120C16MP11 | 33200 | 18 | 8.5 | 31400 | 22800 | 72.61% | 2.06 | 0 | 10 |  |  |  |  | R-410A | 2.7667 | Residential & Commercial | USHP | Ducted CEE Tier 1
214301850 | Central HP <5.4 tons | CHAMPION HEATING AND COOLING | HRCU-A-CB (Split System: Heat Pump with Remote Outdoor Unit-Air-Source) | HMH72B341 | ADP |  | H,YE7J(1,2)36+TXV | TM9E080B12MP12 | 32800 | 17 | 8.1 | 31800 | 23000 | 72.33% | 2.02 | 0 | 9.5 |  |  |  |  | R-410A | 2.7333 | Residential & Commercial | USHP
214301859 | Central HP <5.4 tons | CHAMPION HEATING AND COOLING | HRCU-A-CB (Split System: Heat Pump with Remote Outdoor Unit-Air-Source) | HMH72B341 | ADP |  | H,YE7J(1,2)36+TXV | TM9V060B12MP12 | 32600 | 17 | 8.1 | 32000 | 23200 | 72.5% | 2.02 | 0 | 9.5 |  |  |  |  | R-410A | 2.7167 | Residential & Commercial | USHP
213312361 | Central HP <5.4 tons | CHAMPION HEATING AND COOLING | HRCU-A-CB (Split System: Heat Pump with Remote Outdoor Unit-Air-Source) | HMH72B341 | ADP |  | PL36H175P159+AEFE4B* | 0 | 34000 | 18 | 8.7 | 31600 | 22800 | 72.15% | 2.1 | 0 | 10.5 |  |  |  |  | R-410A | 2.8333 | Residential & Commercial | USHP | Ducted CEE Tier 1
215350410 | Central HP <5.4 tons | HISENSE | HRCU-A-CB (Split System: Heat Pump with Remote Outdoor Unit-Air-Source) | AUWR-36U3SA2 | ADP |  | SM6937 | 0 | 32200 | 16 | 9.35 | 33400 | 25600 | 76.65% | 2.02 | 0 | 9.5 |  |  |  |  | R-410A | 2.6833 | Residential & Commercial | USHP
215333848 | Central HP <5.4 tons | HISENSE | HRCU-A-C (Split System: Heat Pump with Remote Outdoor Unit with No Indoor Fan --Air Source) | AUWR-48U3SP | ADP |  | HE49960+TD | 0 | 41000 | 15.2 | 8.55 | 40000 | 34200 | 85.5% | 1.94 | 0 | 11 |  |  |  |  | R-410A | 3.4167 | Residential & Commercial | USHP | Ducted CEE Tier 1
215333849 | Central HP <5.4 tons | HISENSE | HRCU-A-C (Split System: Heat Pump with Remote Outdoor Unit with No Indoor Fan --Air Source) | AUWR-48U3SP | ADP |  | HG50960+TD | 0 | 41500 | 15.2 | 8.55 | 40000 | 34200 | 85.5% | 1.94 | 0 | 11 |  |  |  |  | R-410A | 3.4583 | Residential & Commercial | USHP | Ducted CEE Tier 1
215727880 | Central HP <5.4 tons | CHAMPION HEATING AND COOLING | HRCU-A-CB (Split System: Heat Pump with Remote Outdoor Unit-Air-Source) | HH836E2S11 | ADP |  | H,YE9J(1,2)36+TXV | TM8Y080C16MP11 | 33000 | 18 | 8.5 | 29800 | 24000 | 80.54% | 2 | 0 | 10.5 |  |  |  |  | R-454B | 2.75 | Residential & Commercial | USHP | Ducted CEE Tier 1
216821118 | Central HP <5.4 tons | SURE | HRCU-A-CB (Split System: Heat Pump with Remote Outdoor Unit-Air-Source) | RD18AY60AJVC |  |  | TCFY6024STANM | S951V1005A21UH | 51000 | 17 | 10 | 51000 | 38000 | 74.51% | 2 | 0 | 10 |  |  |  |  | R-454B | 4.25 | Residential & Commercial | USHP | Ducted CEE Tier 1
216821184 | Central HP <5.4 tons | SURE | HRCU-A-CB (Split System: Heat Pump with Remote Outdoor Unit-Air-Source) | RD18AY60AJVC |  |  | TCFY6021STAAM | S951V0855A21M4 | 48500 | 16 | 8.1 | 48500 | 39500 | 81.44% | 2 | 0 | 10 |  |  |  |  | R-454B | 4.0417 | Residential & Commercial | USHP | Ducted CEE Tier 1
216488023 | Central HP <5.4 tons | CHAMPION HEATING AND COOLING | HRCU-A-CB (Split System: Heat Pump with Remote Outdoor Unit-Air-Source) | HH836E2S11 | ADP |  | A36VDA*+TXV | TM9V080B12MP12 | 33000 | 18 | 8.5 | 29200 | 24600 | 84.25% | 2 | 0 | 11 |  |  |  |  | R-454B | 2.75 | Residential & Commercial | USHP | Ducted CEE Tier 1
216488036 | Central HP <5.4 tons | CHAMPION HEATING AND COOLING | HRCU-A-CB (Split System: Heat Pump with Remote Outdoor Unit-Air-Source) | HH836E2S11 | ADP |  | A36VDA*+TXV | TM9Y080C16MP11 | 33200 | 18 | 9 | 29600 | 24800 | 83.78% | 2 | 0 | 11 |  |  |  |  | R-454B | 2.7667 | Residential & Commercial | USHP | Ducted CEE Tier 1
213312362 | Central HP <5.4 tons | CHAMPION HEATING AND COOLING | HRCU-A-CB (Split System: Heat Pump with Remote Outdoor Unit-Air-Source) | HMH72B341 | ADP |  | V,Y36H175P159+AEFE4B* | 0 | 34000 | 18 | 8.7 | 31600 | 22800 | 72.15% | 2.1 | 0 | 10.5 |  |  |  |  | R-410A | 2.8333 | Residential & Commercial | USHP | Ducted CEE Tier 1
215727877 | Central HP <5.4 tons | CHAMPION HEATING AND COOLING | HRCU-A-CB (Split System: Heat Pump with Remote Outdoor Unit-Air-Source) | HH836E2S11 | ADP |  | H,YE9J(1,2)36+TXV | TM8V080C16MP12 | 33600 | 18 | 8.5 | 30000 | 25200 | 84% | 2 | 0 | 11 |  |  |  |  | R-454B | 2.8 | Residential & Commercial | USHP | Ducted CEE Tier 1
215727900 | Central HP <5.4 tons | CHAMPION HEATING AND COOLING | HRCU-A-CB (Split System: Heat Pump with Remote Outdoor Unit-Air-Source) | HH836E2S11 | ADP |  | H,YE9J(1,2)36+TXV | Z8ES080B12SMPS1 | 32800 | 17 | 8.5 | 28400 | 24400 | 85.92% | 2 | 0 | 11.7 |  |  |  |  | R-454B | 2.7333 | Residential & Commercial | USHP | Ducted CEE Tier 1
206133835 | Central HP <5.4 tons | TEMPSTAR | HRCU-A-CB (Split System: Heat Pump with Remote Outdoor Unit-Air-Source) | TVH825GKA2* |  |  | EA*4X37L21A*+WALLCON | *95CSU1002122A* | 24400 | 17 | 8.5 | 21200 | 16600 | 78.3% | 2.04 | 11.5 | 11 |  |  |  |  | R-410A | 2.0333 | Residential & Commercial | USHP | Ducted CEE Tier 1
213312364 | Central HP <5.4 tons | CHAMPION HEATING AND COOLING | HRCU-A-CB (Split System: Heat Pump with Remote Outdoor Unit-Air-Source) | HMH72B341 | ADP |  | H,YG9J936+AEFE3A* | 0 | 33600 | 18 | 8.45 | 32200 | 23400 | 72.67% | 2.1 | 0 | 9.5 |  |  |  |  | R-410A | 2.8 | Residential & Commercial | USHP
204456471 | Central HP <5.4 tons | TEMPSTAR | HRCU-A-CB (Split System: Heat Pump with Remote Outdoor Unit-Air-Source) | TVH825GKA2* |  |  | EA*4X25L17A*+WALLCON | *96CTN0801714A* | 24200 | 16.5 | 8.1 | 21400 | 16700 | 78.04% | 2 | 11 | 11 |  |  |  |  | R-410A | 2.0167 | Residential & Commercial | USHP | Ducted CEE Tier 1
204456660 | Central HP <5.4 tons | TEMPSTAR | HRCU-A-CB (Split System: Heat Pump with Remote Outdoor Unit-Air-Source) | TVH825GKA2* |  |  | EA*4X36L17A*+WALLCON | *80CTL0901716A* | 23600 | 17 | 8.1 | 21400 | 16600 | 77.57% | 1.94 | 11.5 | 11 |  |  |  |  | R-410A | 1.9667 | Residential & Commercial | USHP | Ducted CEE Tier 1
213872353 | Central HP <5.4 tons | CHAMPION HEATING AND COOLING | HRCU-A-CB (Split System: Heat Pump with Remote Outdoor Unit-Air-Source) | HMH72B341 | ADP |  | H,YG7J936 | Z8ES080B12SMPS1 | 33200 | 18 | 8.5 | 31400 | 23000 | 73.25% | 2.04 | 0 | 10 |  |  |  |  | R-410A | 2.7667 | Residential & Commercial | USHP | Ducted CEE Tier 1
213872337 | Central HP <5.4 tons | CHAMPION HEATING AND COOLING | HRCU-A-CB (Split System: Heat Pump with Remote Outdoor Unit-Air-Source) | HMH72B341 | ADP |  | H,YG9J936 | TM8Y060A12MP11 | 33800 | 17 | 8.1 | 31800 | 23000 | 72.33% | 2.04 | 0 | 10 |  |  |  |  | R-410A | 2.8167 | Residential & Commercial | USHP | Ducted CEE Tier 1
215350420 | Central HP <5.4 tons | HISENSE | HRCU-A-C (Split System: Heat Pump with Remote Outdoor Unit with No Indoor Fan --Air Source) | AUWR-48U3SP2 | ADP |  | HG50960+TD | 0 | 44500 | 15.2 | 8.3 | 42000 | 32600 | 77.62% | 1.91 | 0 | 9.5 |  |  |  |  | R-410A | 3.7083 | Residential & Commercial | USHP
215434398 | Central HP <5.4 tons | AMANA | HRCU-A-CB (Split System: Heat Pump with Remote Outdoor Unit-Air-Source) | AZV7SA4810A* |  |  | CA*EA6030*3A* | A*VT961205DNA* | 45500 | 16.5 | 8.8 | 47000 | 33600 | 71.49% | 2 | 0 | 10 |  |  |  |  | R-32 | 3.7917 | Residential & Commercial | USHP | Ducted CEE Tier 1
215434414 | Central HP <5.4 tons | AMANA | HRCU-A-CB (Split System: Heat Pump with Remote Outdoor Unit-Air-Source) | AZV7SA4810A* |  |  | CHPEA6030*3A* | A*VT800804C*A* | 45500 | 16.5 | 8.5 | 46500 | 33600 | 72.26% | 2 | 0 | 10 |  |  |  |  | R-32 | 3.7917 | Residential & Commercial | USHP | Ducted CEE Tier 1
215350408 | Central HP <5.4 tons | HISENSE | HRCU-A-CB (Split System: Heat Pump with Remote Outdoor Unit-Air-Source) | AUWR-36U3SA2 | ADP |  | F,PE*TT3937 | 0 | 34000 | 17 | 9.5 | 33400 | 25600 | 76.65% | 2.05 | 0 | 10 |  |  |  |  | R-410A | 2.8333 | Residential & Commercial | USHP | Ducted CEE Tier 1
204456597 | Central HP <5.4 tons | TEMPSTAR | HRCU-A-CB (Split System: Heat Pump with Remote Outdoor Unit-Air-Source) | TVH825GKA2* |  |  | EA*4X36L17A*+WALLCON | *80CTL0451712A* | 23400 | 16 | 8.1 | 21600 | 16800 | 77.78% | 1.92 | 11 | 10.5 |  |  |  |  | R-410A | 1.95 | Residential & Commercial | USHP | Ducted CEE Tier 1
204456714 | Central HP <5.4 tons | TEMPSTAR | HRCU-A-CB (Split System: Heat Pump with Remote Outdoor Unit-Air-Source) | TVH825GKA2* |  |  | EA*4X36L21A*+WALLCON | *96CTN0801714A* | 23600 | 16.5 | 8.1 | 21400 | 16700 | 78.04% | 1.94 | 11 | 11 |  |  |  |  | R-410A | 1.9667 | Residential & Commercial | USHP | Ducted CEE Tier 1
204456787 | Central HP <5.4 tons | TEMPSTAR | HRCU-A-CB (Split System: Heat Pump with Remote Outdoor Unit-Air-Source) | TVH825GKA2* |  |  | EA*4X36L21A*+WALLCON | *96CTN1002122A* | 23600 | 16.5 | 8.1 | 21400 | 16600 | 77.57% | 1.94 | 11 | 11 |  |  |  |  | R-410A | 1.9667 | Residential & Commercial | USHP | Ducted CEE Tier 1
204456887 | Central HP <5.4 tons | TEMPSTAR | HRCU-A-CB (Split System: Heat Pump with Remote Outdoor Unit-Air-Source) | TVH825GKA2* |  |  | EA*4X37L17A*+WALLCON | *80CTL0901716A* | 24200 | 17 | 8.1 | 21400 | 16600 | 77.57% | 2.02 | 11 | 11 |  |  |  |  | R-410A | 2.0167 | Residential & Commercial | USHP | Ducted CEE Tier 1
204459411 | Central HP <5.4 tons | TEMPSTAR | HRCU-A-CB (Split System: Heat Pump with Remote Outdoor Unit-Air-Source) | TVH825GKA2* |  |  | EHD4X36AAL+WALLCON | *80CTL0701412A* | 24000 | 16.5 | 8.1 | 21400 | 16600 | 77.57% | 2 | 11.5 | 11 |  |  |  |  | R-410A | 2 | Residential & Commercial | USHP | Ducted CEE Tier 1
215728018 | Central HP <5.4 tons | CHAMPION HEATING AND COOLING | HRCU-A-CB (Split System: Heat Pump with Remote Outdoor Unit-Air-Source) | HH824E2S11 | ADP |  | H,YE31(1,2)30+TXV | TM9V080B12MP12 | 21800 | 17 | 8.5 | 21200 | 17300 | 81.6% | 1.9 | 0 | 11 |  |  |  |  | R-454B | 1.8167 | Residential & Commercial | USHP | Ducted CEE Tier 1
216678736 | Central HP <5.4 tons | TEMPSTAR | HRCU-A-CB (Split System: Heat Pump with Remote Outdoor Unit-Air-Source) | DLCURAH36ABK |  |  | EA*4X43L21A* | *97VTN0601716A* | 36200 | 15.5 | 8.5 | 38000 | 34400 | 90.53% | 1.96 | 0 | 10 |  |  |  |  | R-410A | 3.0167 | Residential & Commercial | USHP | Ducted CEE Tier 1
213163987 | Central HP <5.4 tons | SURE | HRCU-A-CB (Split System: Heat Pump with Remote Outdoor Unit-Air-Source) | SP18AZ24AJVC |  |  | TCFZ2421HEAAM | S962V0705A21M4S | 22800 | 20 | 8.5 | 22800 | 26000 | 114% | 2.1 | 0 | 12.5 |  |  |  |  | R-410A | 1.9 | Residential & Commercial | USHP | Ducted CEE Tier 1
215727910 | Central HP <5.4 tons | CHAMPION HEATING AND COOLING | HRCU-A-CB (Split System: Heat Pump with Remote Outdoor Unit-Air-Source) | HH836E2S11 | ADP |  | H,YE9J(1,2)36+TXV | Z9ES080C20SMPS1 | 34200 | 17 | 8.1 | 30400 | 23800 | 78.29% | 2 | 0 | 10.5 |  |  |  |  | R-454B | 2.85 | Residential & Commercial | USHP | Ducted CEE Tier 1
213312933 | Central HP <5.4 tons | CHAMPION HEATING AND COOLING | HRCU-A-CB (Split System: Heat Pump with Remote Outdoor Unit-Air-Source) | HMH72B341 | ADP |  | H,YG80936+AEFE4B* | 0 | 34000 | 18 | 8.7 | 31600 | 22800 | 72.15% | 2.1 | 0 | 10.5 |  |  |  |  | R-410A | 2.8333 | Residential & Commercial | USHP | Ducted CEE Tier 1
213163984 | Central HP <5.4 tons | SURE | HRCU-A-CB (Split System: Heat Pump with Remote Outdoor Unit-Air-Source) | SP18AZ24AJVC |  |  | TCFZ2421HEAAM | S97MV0855A21DHS | 22800 | 20 | 8.5 | 22800 | 26000 | 114% | 2.1 | 0 | 12.5 |  |  |  |  | R-410A | 1.9 | Residential & Commercial | USHP | Ducted CEE Tier 1
215728026 | Central HP <5.4 tons | CHAMPION HEATING AND COOLING | HRCU-A-CB (Split System: Heat Pump with Remote Outdoor Unit-Air-Source) | HH824E2S11 | ADP |  | H,YE31(1,2)30+TXV | Z8ES060A12SMPS1 | 21800 | 17 | 8.5 | 20800 | 16900 | 81.25% | 1.9 | 0 | 11 |  |  |  |  | R-454B | 1.8167 | Residential & Commercial | USHP | Ducted CEE Tier 1
215727893 | Central HP <5.4 tons | CHAMPION HEATING AND COOLING | HRCU-A-CB (Split System: Heat Pump with Remote Outdoor Unit-Air-Source) | HH836E2S11 | ADP |  | H,YE9J(1,2)36+TXV | TM9V100C16MP12 | 33400 | 17 | 8.5 | 29400 | 24800 | 84.35% | 2 | 0 | 11 |  |  |  |  | R-454B | 2.7833 | Residential & Commercial | USHP | Ducted CEE Tier 1
215727909 | Central HP <5.4 tons | CHAMPION HEATING AND COOLING | HRCU-A-CB (Split System: Heat Pump with Remote Outdoor Unit-Air-Source) | HH836E2S11 | ADP |  | H,YE9J(1,2)36+TXV | Z9ES080C16SMPS1 | 32800 | 17 | 8.5 | 29600 | 23400 | 79.05% | 2 | 0 | 10.5 |  |  |  |  | R-454B | 2.7333 | Residential & Commercial | USHP | Ducted CEE Tier 1
215727911 | Central HP <5.4 tons | CHAMPION HEATING AND COOLING | HRCU-A-CB (Split System: Heat Pump with Remote Outdoor Unit-Air-Source) | HH836E2S11 | ADP |  | H,YE9J(1,2)36+TXV | Z9ES100C16SMPS1 | 34800 | 17 | 8.1 | 31000 | 24200 | 78.06% | 2 | 0 | 10.5 |  |  |  |  | R-454B | 2.9 | Residential & Commercial | USHP | Ducted CEE Tier 1
214505352 | Central HP <5.4 tons | AMANA | HRCU-A-CB (Split System: Heat Pump with Remote Outdoor Unit-Air-Source) | ASZS60241EA* |  |  | CA*EA3026*4B* | A*VC800805C*A* | 23000 | 17 | 8.6 | 23000 | 16100 | 70% | 2 | 0 | 10 |  |  |  |  | R-410A | 1.9167 | Residential & Commercial | USHP | Ducted CEE Tier 1
212555704 | Central HP <5.4 tons | DAY & NIGHT | HRCU-A-CB (Split System: Heat Pump with Remote Outdoor Unit-Air-Source) | CVH825GKA3* | ADP |  | FG82936 | *80CTL0701412A* | 24400 | 17 | 8.1 | 19600 | 17800 | 90.82% | 2.22 | 0 | 11 |  |  |  |  | R-410A | 2.0333 | Residential & Commercial | USHP | Ducted CEE Tier 1
215727881 | Central HP <5.4 tons | CHAMPION HEATING AND COOLING | HRCU-A-CB (Split System: Heat Pump with Remote Outdoor Unit-Air-Source) | HH836E2S11 | ADP |  | H,YE9J(1,2)36+TXV | TM8Y100C16MP11 | 33000 | 18 | 8.5 | 29800 | 24000 | 80.54% | 2 | 0 | 10.5 |  |  |  |  | R-454B | 2.75 | Residential & Commercial | USHP | Ducted CEE Tier 1
215727898 | Central HP <5.4 tons | CHAMPION HEATING AND COOLING | HRCU-A-CB (Split System: Heat Pump with Remote Outdoor Unit-Air-Source) | HH836E2S11 | ADP |  | H,YE9J(1,2)36+TXV | TM9Y100C16MP11 | 32400 | 18 | 8.5 | 29400 | 23800 | 80.95% | 2 | 0 | 10.5 |  |  |  |  | R-454B | 2.7 | Residential & Commercial | USHP | Ducted CEE Tier 1
203119152 | Central HP <5.4 tons | TRANE | HRCU-A-CB (Split System: Heat Pump with Remote Outdoor Unit-Air-Source) | 4TWA7048A3 |  |  | 4TXFH064AZ3 | S8X2D120M5PTA | 47500 | 16.5 | 8.1 | 48000 | 48000 | 100% | 3.6 | 13 | 12 |  |  |  |  | R-410A | 3.9583 | Residential & Commercial | USHP | Ducted CEE Tier 1
215728005 | Central HP <5.4 tons | CHAMPION HEATING AND COOLING | HRCU-A-CB (Split System: Heat Pump with Remote Outdoor Unit-Air-Source) | HH824E2S11 | ADP |  | H,YE7J(1,2)36+TXV | TM9E026A08MP12 | 22400 | 16 | 8.8 | 21400 | 17200 | 80.37% | 1.96 | 0 | 10.5 |  |  |  |  | R-454B | 1.8667 | Residential & Commercial | USHP | Ducted CEE Tier 1
215727939 | Central HP <5.4 tons | CHAMPION HEATING AND COOLING | HRCU-A-CB (Split System: Heat Pump with Remote Outdoor Unit-Air-Source) | HH860E2S11 | ADP |  | H,YE48(1,2)60+TXV | TM8Y100C20MP11 | 44500 | 18 | 8.5 | 43000 | 33400 | 77.67% | 2 | 0 | 11.7 |  |  |  |  | R-454B | 3.7083 | Residential & Commercial | USHP | Ducted CEE Tier 1
215727988 | Central HP <5.4 tons | CHAMPION HEATING AND COOLING | HRCU-A-CB (Split System: Heat Pump with Remote Outdoor Unit-Air-Source) | HH860E2S11 | ADP |  | H,YE36(1,2)60+TXV | Z9ES100C20SMPS1 | 45000 | 17 | 8.4 | 45000 | 33600 | 74.67% | 1.98 | 0 | 11.5 |  |  |  |  | R-454B | 3.75 | Residential & Commercial | USHP | Ducted CEE Tier 1
212609310 | Central HP <5.4 tons | SURE | HRCU-A-CB (Split System: Heat Pump with Remote Outdoor Unit-Air-Source) | SP18AZ24AJVC |  |  | TCFZ2421HEAAM | S802V0754A17UHN | 22800 | 19 | 8.5 | 22800 | 26000 | 114% | 2.1 | 0 | 12.5 |  |  |  |  | R-410A | 1.9 | Residential & Commercial | USHP | Ducted CEE Tier 1
214097619 | Central HP <5.4 tons | SURE | HRCU-A-CB (Split System: Heat Pump with Remote Outdoor Unit-Air-Source) | RD17AZ48AJ3N |  |  | TCFZ6024SEANM | S801V1005A21UHS | 45500 | 17 | 8.1 | 45500 | 40000 | 87.91% | 2.1 | 0 | 10 |  |  |  |  | R-410A | 3.7917 | Residential & Commercial | USHP | Ducted CEE Tier 1
214066887 | Central HP <5.4 tons | SURE | HRCU-A-CB (Split System: Heat Pump with Remote Outdoor Unit-Air-Source) | RD17AZ36AJ3N |  |  | TCFZ3621MTANM | S802V0754A17DZ | 34200 | 18 | 8.1 | 34200 | 29600 | 86.55% | 1.9 | 0 | 10 |  |  |  |  | R-410A | 2.85 | Residential & Commercial | USHP | Ducted CEE Tier 1
214066754 | Central HP <5.4 tons | SURE | HRCU-A-CB (Split System: Heat Pump with Remote Outdoor Unit-Air-Source) | RD17AZ36AJ3N |  |  | TCFZ3621MTANM | S97MV0603A17DHS | 34200 | 18 | 8.1 | 34200 | 29600 | 86.55% | 1.9 | 0 | 10 |  |  |  |  | R-410A | 2.85 | Residential & Commercial | USHP | Ducted CEE Tier 1
213872354 | Central HP <5.4 tons | CHAMPION HEATING AND COOLING | HRCU-A-CB (Split System: Heat Pump with Remote Outdoor Unit-Air-Source) | HMH72B341 | ADP |  | H,YG9J936 | Z8ES080B12SMPS1 | 33200 | 18 | 8.5 | 31400 | 23000 | 73.25% | 2.04 | 0 | 10 |  |  |  |  | R-410A | 2.7667 | Residential & Commercial | USHP | Ducted CEE Tier 1
213872336 | Central HP <5.4 tons | CHAMPION HEATING AND COOLING | HRCU-A-CB (Split System: Heat Pump with Remote Outdoor Unit-Air-Source) | HMH72B341 | ADP |  | H,YG7J936 | TM8Y060A12MP11 | 32600 | 17 | 8.1 | 31800 | 23000 | 72.33% | 2.02 | 0 | 10 |  |  |  |  | R-410A | 2.7167 | Residential & Commercial | USHP | Ducted CEE Tier 1
215727896 | Central HP <5.4 tons | CHAMPION HEATING AND COOLING | HRCU-A-CB (Split System: Heat Pump with Remote Outdoor Unit-Air-Source) | HH836E2S11 | ADP |  | H,YE9J(1,2)36+TXV | TM9Y080B12MP11 | 33000 | 17 | 8.5 | 29400 | 25000 | 85.03% | 2 | 0 | 11 |  |  |  |  | R-454B | 2.75 | Residential & Commercial | USHP | Ducted CEE Tier 1
216488055 | Central HP <5.4 tons | CHAMPION HEATING AND COOLING | HRCU-A-CB (Split System: Heat Pump with Remote Outdoor Unit-Air-Source) | HH836E2S11 | ADP |  | A36VDA*+TXV | Z8ES120C20SMPS1 | 34400 | 18 | 8.5 | 30400 | 25800 | 84.87% | 2 | 0 | 11 |  |  |  |  | R-454B | 2.8667 | Residential & Commercial | USHP | Ducted CEE Tier 1
213362739 | Central HP <5.4 tons | COLEMAN | HRCU-A-CB (Split System: Heat Pump with Remote Outdoor Unit-Air-Source) | HMH72B341 | ADP |  | H,YG81936 | TM8E040A12MP11 | 34000 | 18 | 8.1 | 32000 | 23400 | 73.12% | 2.06 | 0 | 10 |  |  |  |  | R-410A | 2.8333 | Residential & Commercial | USHP | Ducted CEE Tier 1
213613303 | Central HP <5.4 tons | AMANA | HRCU-A-CB (Split System: Heat Pump with Remote Outdoor Unit-Air-Source) | ASZS60421EA* |  |  | AHVE60DP1400B* | 0 | 40000 | 17 | 8.6 | 40000 | 30600 | 76.5% | 2 | 0 | 10 |  |  |  |  | R-410A | 3.3333 | Residential & Commercial | USHP | Ducted CEE Tier 1
214301536 | Central HP <5.4 tons | CHAMPION HEATING AND COOLING | HRCU-A-CB (Split System: Heat Pump with Remote Outdoor Unit-Air-Source) | HMH72B241 | ADP |  | H,YE7J(1,2)36+TXV | Z8ET080B12LMPS1 | 21800 | 17 | 8.1 | 22000 | 15600 | 70.91% | 1.86 | 0 | 9.5 |  |  |  |  | R-410A | 1.8167 | Residential & Commercial | USHP
214491893 | Central HP <5.4 tons | AMANA | HRCU-A-CB (Split System: Heat Pump with Remote Outdoor Unit-Air-Source) | ASZS601810A* |  |  | CA*EA1818*4B*+MBVC1600**-1A* | 0 | 16600 | 17.5 | 8.5 | 17400 | 13000 | 74.71% | 2.1 | 0 | 10.9 |  |  |  |  | R-410A | 1.3833 | Residential & Commercial | USHP | Ducted CEE Tier 1
210533102 | Central HP <5.4 tons | CARRIER | HRCU-A-CB (Split System: Heat Pump with Remote Outdoor Unit-Air-Source) | 25VNA424A*031* |  |  | CSPH*3012AL*+UI | 58TN*A090C17**16 | 23600 | 20.5 | 9 | 27000 | 19800 | 73.33% | 2.48 | 0 | 13 |  |  |  |  | R-410A | 1.9667 | Residential & Commercial | USHP | Ducted CEE Tier 1
215727937 | Central HP <5.4 tons | CHAMPION HEATING AND COOLING | HRCU-A-CB (Split System: Heat Pump with Remote Outdoor Unit-Air-Source) | HH860E2S11 | ADP |  | H,YE48(1,2)60+TXV | TM8Y100C16MP11 | 44000 | 18 | 8.5 | 42000 | 33000 | 78.57% | 2 | 0 | 11.7 |  |  |  |  | R-454B | 3.6667 | Residential & Commercial | USHP | Ducted CEE Tier 1
215727938 | Central HP <5.4 tons | CHAMPION HEATING AND COOLING | HRCU-A-CB (Split System: Heat Pump with Remote Outdoor Unit-Air-Source) | HH860E2S11 | ADP |  | H,YE36(1,2)60+TXV | TM8Y100C20MP11 | 52000 | 18 | 8.3 | 53000 | 39500 | 74.53% | 1.96 | 0 | 10.5 |  |  |  |  | R-454B | 4.3333 | Residential & Commercial | USHP | Ducted CEE Tier 1
215727940 | Central HP <5.4 tons | CHAMPION HEATING AND COOLING | HRCU-A-CB (Split System: Heat Pump with Remote Outdoor Unit-Air-Source) | HH860E2S11 | ADP |  | H,YE36(1,2)60+TXV | TM8Y120C20MP11 | 52000 | 18 | 8.3 | 53000 | 39500 | 74.53% | 1.96 | 0 | 10.5 |  |  |  |  | R-454B | 4.3333 | Residential & Commercial | USHP | Ducted CEE Tier 1
213362772 | Central HP <5.4 tons | COLEMAN | HRCU-A-CB (Split System: Heat Pump with Remote Outdoor Unit-Air-Source) | HMH72B341 | ADP |  | H,YG9J936 | TMLE060A12MP11 | 34000 | 17 | 8.1 | 32200 | 23400 | 72.67% | 2.06 | 0 | 10 |  |  |  |  | R-410A | 2.8333 | Residential & Commercial | USHP | Ducted CEE Tier 1
213362773 | Central HP <5.4 tons | COLEMAN | HRCU-A-CB (Split System: Heat Pump with Remote Outdoor Unit-Air-Source) | HMH72B341 | ADP |  | H,YG81936 | TMLE060A12MP11 | 34000 | 18 | 8.1 | 32200 | 23400 | 72.67% | 2.06 | 0 | 10 |  |  |  |  | R-410A | 2.8333 | Residential & Commercial | USHP | Ducted CEE Tier 1
215727953 | Central HP <5.4 tons | CHAMPION HEATING AND COOLING | HRCU-A-CB (Split System: Heat Pump with Remote Outdoor Unit-Air-Source) | HH860E2S11 | ADP |  | H,YE48(1,2)60+TXV | TM9V080C16MP12 | 43500 | 18 | 8.5 | 42000 | 33000 | 78.57% | 2 | 0 | 11 |  |  |  |  | R-454B | 3.625 | Residential & Commercial | USHP | Ducted CEE Tier 1
213872349 | Central HP <5.4 tons | CHAMPION HEATING AND COOLING | HRCU-A-CB (Split System: Heat Pump with Remote Outdoor Unit-Air-Source) | HMH72B341 | ADP |  | H,YG7J936 | Z8ES040A12SMPS1 | 31800 | 17 | 8.1 | 30600 | 22200 | 72.55% | 2 | 0 | 10 |  |  |  |  | R-410A | 2.65 | Residential & Commercial | USHP | Ducted CEE Tier 1
215727913 | Central HP <5.4 tons | CHAMPION HEATING AND COOLING | HRCU-A-CB (Split System: Heat Pump with Remote Outdoor Unit-Air-Source) | HH860E2S11 | ADP |  | H,YE48(1,2)60+TXV | TM8E080C16MP11 | 44500 | 18 | 8.5 | 43500 | 33800 | 77.7% | 2 | 0 | 11 |  |  |  |  | R-454B | 3.7083 | Residential & Commercial | USHP | Ducted CEE Tier 1
214491894 | Central HP <5.4 tons | AMANA | HRCU-A-CB (Split System: Heat Pump with Remote Outdoor Unit-Air-Source) | ASZS601810A* |  |  | CA*EA2422*4B*+MBVC1200**-1A* | 0 | 16600 | 17.5 | 8.5 | 17400 | 13000 | 74.71% | 2.1 | 0 | 10.9 |  |  |  |  | R-410A | 1.3833 | Residential & Commercial | USHP | Ducted CEE Tier 1
214505378 | Central HP <5.4 tons | AMANA | HRCU-A-CB (Split System: Heat Pump with Remote Outdoor Unit-Air-Source) | ASZS60241EA* |  |  | CA*EA3026*4B* | A*VC961005CNB* | 23000 | 17 | 8.6 | 23000 | 16100 | 70% | 2 | 0 | 10 |  |  |  |  | R-410A | 1.9167 | Residential & Commercial | USHP | Ducted CEE Tier 1
215727945 | Central HP <5.4 tons | CHAMPION HEATING AND COOLING | HRCU-A-CB (Split System: Heat Pump with Remote Outdoor Unit-Air-Source) | HH860E2S11 | ADP |  | H,YE48(1,2)60+TXV | TM9E080C20MP12 | 53500 | 18 | 8.5 | 53000 | 39500 | 74.53% | 2 | 0 | 11 |  |  |  |  | R-454B | 4.4583 | Residential & Commercial | USHP | Ducted CEE Tier 1
215727947 | Central HP <5.4 tons | CHAMPION HEATING AND COOLING | HRCU-A-CB (Split System: Heat Pump with Remote Outdoor Unit-Air-Source) | HH860E2S11 | ADP |  | H,YE48(1,2)60+TXV | TM9E100C16MP12 | 44500 | 18 | 8.5 | 44000 | 34000 | 77.27% | 2 | 0 | 11 |  |  |  |  | R-454B | 3.7083 | Residential & Commercial | USHP | Ducted CEE Tier 1
215727948 | Central HP <5.4 tons | CHAMPION HEATING AND COOLING | HRCU-A-CB (Split System: Heat Pump with Remote Outdoor Unit-Air-Source) | HH860E2S11 | ADP |  | H,YE36(1,2)60+TXV | TM9E100C20MP12 | 52000 | 18 | 8.3 | 53000 | 39500 | 74.53% | 1.96 | 0 | 10.5 |  |  |  |  | R-454B | 4.3333 | Residential & Commercial | USHP | Ducted CEE Tier 1
215727962 | Central HP <5.4 tons | CHAMPION HEATING AND COOLING | HRCU-A-CB (Split System: Heat Pump with Remote Outdoor Unit-Air-Source) | HH860E2S11 | ADP |  | H,YE36(1,2)60+TXV | TM9Y100C16MP11 | 43500 | 16 | 8.4 | 42500 | 33400 | 78.59% | 1.98 | 0 | 10.5 |  |  |  |  | R-454B | 3.625 | Residential & Commercial | USHP | Ducted CEE Tier 1
215727955 | Central HP <5.4 tons | CHAMPION HEATING AND COOLING | HRCU-A-CB (Split System: Heat Pump with Remote Outdoor Unit-Air-Source) | HH860E2S11 | ADP |  | H,YE48(1,2)60+TXV | TM9V100C16MP12 | 43500 | 18 | 8.5 | 42000 | 32800 | 78.1% | 2 | 0 | 11.7 |  |  |  |  | R-454B | 3.625 | Residential & Commercial | USHP | Ducted CEE Tier 1
215727956 | Central HP <5.4 tons | CHAMPION HEATING AND COOLING | HRCU-A-CB (Split System: Heat Pump with Remote Outdoor Unit-Air-Source) | HH860E2S11 | ADP |  | H,YE36(1,2)60+TXV | TM9V100C20MP12 | 50500 | 18 | 8.3 | 51500 | 38000 | 73.79% | 1.96 | 0 | 10.5 |  |  |  |  | R-454B | 4.2083 | Residential & Commercial | USHP | Ducted CEE Tier 1
214301875 | Central HP <5.4 tons | CHAMPION HEATING AND COOLING | HRCU-A-CB (Split System: Heat Pump with Remote Outdoor Unit-Air-Source) | HMH72B341 | ADP |  | H,YE7J(1,2)36+TXV | Z8ES040A12LMPS1 | 31800 | 17 | 8.1 | 30600 | 22200 | 72.55% | 2 | 0 | 10 |  |  |  |  | R-410A | 2.65 | Residential & Commercial | USHP | Ducted CEE Tier 1
214301886 | Central HP <5.4 tons | CHAMPION HEATING AND COOLING | HRCU-A-CB (Split System: Heat Pump with Remote Outdoor Unit-Air-Source) | HMH72B341 | ADP |  | H,YE9J(1,2)36+TXV | Z8ES080C20LMPS1 | 34000 | 18 | 8.5 | 31800 | 24000 | 75.47% | 2.12 | 0 | 10 |  |  |  |  | R-410A | 2.8333 | Residential & Commercial | USHP | Ducted CEE Tier 1
213258326 | Central HP <5.4 tons | KEEPRITE | HRCU-A-CB (Split System: Heat Pump with Remote Outdoor Unit-Air-Source) | DLCURAH24ABK | ADP |  | H,GG31930 | *96VSN0801716A* | 23600 | 16 | 8.5 | 25200 | 23600 | 93.65% | 1.98 | 0 | 10 |  |  |  |  | R-410A | 1.9667 | Residential & Commercial | USHP | Ducted CEE Tier 1
213258331 | Central HP <5.4 tons | KEEPRITE | HRCU-A-CB (Split System: Heat Pump with Remote Outdoor Unit-Air-Source) | DLCURAH24ABK | ADP |  | H,GG33936 | *96VSN1002120A* | 23800 | 17 | 8.5 | 24400 | 22400 | 91.8% | 1.9 | 0 | 10 |  |  |  |  | R-410A | 1.9833 | Residential & Commercial | USHP | Ducted CEE Tier 1
213739985 | Central HP <5.4 tons | DAY & NIGHT | HRCU-A-CB (Split System: Heat Pump with Remote Outdoor Unit-Air-Source) | DLCURAH24ABK | ADP |  | FG33936 | *96VTN0401410B* | 23200 | 16 | 8.5 | 24800 | 24400 | 98.39% | 2.06 | 0 | 10 |  |  |  |  | R-410A | 1.9333 | Residential & Commercial | USHP | Ducted CEE Tier 1
214626900 | Central HP <5.4 tons | CARRIER | HRCU-A-CB (Split System: Heat Pump with Remote Outdoor Unit-Air-Source) | 25VNA424A*031* | ADP |  | PL36H175P149 | 59CU5A060C17**16 | 23400 | 20 | 10.5 | 25000 | 19500 | 78% | 2.44 | 0 | 13 |  |  |  |  | R-410A | 1.95 | Residential & Commercial | USHP | Ducted CEE Tier 1
215727925 | Central HP <5.4 tons | CHAMPION HEATING AND COOLING | HRCU-A-CB (Split System: Heat Pump with Remote Outdoor Unit-Air-Source) | HH860E2S11 | ADP |  | H,YE48(1,2)60+TXV | TM8E130D20MP11 | 54000 | 18 | 8.5 | 53000 | 39500 | 74.53% | 2 | 0 | 11 |  |  |  |  | R-454B | 4.5 | Residential & Commercial | USHP | Ducted CEE Tier 1
216821053 | Central HP <5.4 tons | SURE | HRCU-A-CB (Split System: Heat Pump with Remote Outdoor Unit-Air-Source) | RD18AY60AJVC |  |  | TCFY6024STANM | S801V1005A21UHS | 51000 | 17 | 10 | 51000 | 38000 | 74.51% | 2 | 0 | 11 |  |  |  |  | R-454B | 4.25 | Residential & Commercial | USHP | Ducted CEE Tier 1
204299084 | Central HP <5.4 tons | TEMPSTAR | HRCU-A-CB (Split System: Heat Pump with Remote Outdoor Unit-Air-Source) | TVH837GKA** |  |  | EA*4X42L24A*+WALLCON | *80CTL1352422A* | 31800 | 17.5 | 8.1 | 33000 | 24400 | 73.94% | 1.9 | 12 | 11.5 |  |  |  |  | R-410A | 2.65 | Residential & Commercial | USHP | Ducted CEE Tier 1
213872338 | Central HP <5.4 tons | CHAMPION HEATING AND COOLING | HRCU-A-CB (Split System: Heat Pump with Remote Outdoor Unit-Air-Source) | HMH72B341 | ADP |  | H,YG7J936 | TM8Y080B12MP11 | 32800 | 17 | 8.1 | 31400 | 22800 | 72.61% | 2.02 | 0 | 10 |  |  |  |  | R-410A | 2.7333 | Residential & Commercial | USHP | Ducted CEE Tier 1
211941026 | Central HP <5.4 tons | CARRIER | HRCU-A-CB (Split System: Heat Pump with Remote Outdoor Unit-Air-Source) | 25VNA436A*031* | ADP |  | H,PG34936 | 59TN6B080C17**14 | 33000 | 19 | 9 | 33600 | 25400 | 75.6% | 2 | 0 | 11.7 |  |  |  |  | R-410A | 2.75 | Residential & Commercial | USHP | Ducted CEE Tier 1
215350411 | Central HP <5.4 tons | HISENSE | HRCU-A-CB (Split System: Heat Pump with Remote Outdoor Unit-Air-Source) | AUWR-36U3SA2 | ADP |  | SL6937 | 0 | 32200 | 16 | 9.35 | 33400 | 25600 | 76.65% | 2.02 | 0 | 9.5 |  |  |  |  | R-410A | 2.6833 | Residential & Commercial | USHP
213258312 | Central HP <5.4 tons | KEEPRITE | HRCU-A-CB (Split System: Heat Pump with Remote Outdoor Unit-Air-Source) | DLCURAH24ABK | ADP |  | H,GG33936 | *96VSN0601412A* | 23200 | 16 | 8.5 | 24800 | 24200 | 97.58% | 2.04 | 0 | 10 |  |  |  |  | R-410A | 1.9333 | Residential & Commercial | USHP | Ducted CEE Tier 1
216678049 | Central HP <5.4 tons | TEMPSTAR | HRCU-A-CB (Split System: Heat Pump with Remote Outdoor Unit-Air-Source) | D5CURAH24AAK |  |  | EA*5X36M17A* | *96VTN0601716B* | 23600 | 15.2 | 8.5 | 24000 | 19400 | 80.83% | 1.92 | 0 | 9.8 |  |  |  |  | R-454B | 1.9667 | Residential & Commercial | USHP
216820674 | Central HP <5.4 tons | SURE | HRCU-A-CB (Split System: Heat Pump with Remote Outdoor Unit-Air-Source) | RD18AY24AJVC |  |  | TCFY2417MTANM | S802V0503A14UH | 21000 | 18 | 8.1 | 20800 | 17000 | 81.73% | 1.9 | 0 | 10 |  |  |  |  | R-454B | 1.75 | Residential & Commercial | USHP | Ducted CEE Tier 1
216820690 | Central HP <5.4 tons | SURE | HRCU-A-CB (Split System: Heat Pump with Remote Outdoor Unit-Air-Source) | RD18AY24AJVC |  |  | TCFY2417MTANM | S951V0603A17M4 | 21000 | 17 | 8.1 | 21000 | 17100 | 81.43% | 1.9 | 0 | 10 |  |  |  |  | R-454B | 1.75 | Residential & Commercial | USHP | Ducted CEE Tier 1
216820709 | Central HP <5.4 tons | SURE | HRCU-A-CB (Split System: Heat Pump with Remote Outdoor Unit-Air-Source) | RD18AY24AJVC |  |  | TCFY2417MTANM | S962V0703A17M4 | 21000 | 17 | 8.1 | 21000 | 17000 | 80.95% | 1.9 | 0 | 10 |  |  |  |  | R-454B | 1.75 | Residential & Commercial | USHP | Ducted CEE Tier 1
215727929 | Central HP <5.4 tons | CHAMPION HEATING AND COOLING | HRCU-A-CB (Split System: Heat Pump with Remote Outdoor Unit-Air-Source) | HH860E2S11 | ADP |  | H,YE48(1,2)60+TXV | TM8V100C16MP12 | 43500 | 18 | 8.5 | 42000 | 32800 | 78.1% | 2 | 0 | 11.7 |  |  |  |  | R-454B | 3.625 | Residential & Commercial | USHP | Ducted CEE Tier 1
215727931 | Central HP <5.4 tons | CHAMPION HEATING AND COOLING | HRCU-A-CB (Split System: Heat Pump with Remote Outdoor Unit-Air-Source) | HH860E2S11 | ADP |  | H,YE48(1,2)60+TXV | TM8V100C20MP12 | 44000 | 18 | 8.5 | 42500 | 33200 | 78.12% | 2 | 0 | 11.7 |  |  |  |  | R-454B | 3.6667 | Residential & Commercial | USHP | Ducted CEE Tier 1
204300188 | Central HP <5.4 tons | TEMPSTAR | HRCU-A-CB (Split System: Heat Pump with Remote Outdoor Unit-Air-Source) | TVH837GKA** |  |  | EHD4X36AAL+WALLCON | *96CTN1002122A* | 32200 | 16.5 | 8.1 | 33200 | 24800 | 74.7% | 1.94 | 11.5 | 11 |  |  |  |  | R-410A | 2.6833 | Residential & Commercial | USHP | Ducted CEE Tier 1
216488034 | Central HP <5.4 tons | CHAMPION HEATING AND COOLING | HRCU-A-CB (Split System: Heat Pump with Remote Outdoor Unit-Air-Source) | HH836E2S11 | ADP |  | A36VDA*+TXV | TM9Y080B12MP11 | 33400 | 18 | 8.5 | 29800 | 25200 | 84.56% | 2 | 0 | 11 |  |  |  |  | R-454B | 2.7833 | Residential & Commercial | USHP | Ducted CEE Tier 1
215727927 | Central HP <5.4 tons | CHAMPION HEATING AND COOLING | HRCU-A-CB (Split System: Heat Pump with Remote Outdoor Unit-Air-Source) | HH860E2S11 | ADP |  | H,YE48(1,2)60+TXV | TM8V080C16MP12 | 43500 | 18 | 8.5 | 42000 | 32800 | 78.1% | 2 | 0 | 11.7 |  |  |  |  | R-454B | 3.625 | Residential & Commercial | USHP | Ducted CEE Tier 1
215727943 | Central HP <5.4 tons | CHAMPION HEATING AND COOLING | HRCU-A-CB (Split System: Heat Pump with Remote Outdoor Unit-Air-Source) | HH860E2S11 | ADP |  | H,YE48(1,2)60+TXV | TM9E080C16MP12 | 44500 | 18 | 8.5 | 43500 | 34000 | 78.16% | 2 | 0 | 11 |  |  |  |  | R-454B | 3.7083 | Residential & Commercial | USHP | Ducted CEE Tier 1
215727968 | Central HP <5.4 tons | CHAMPION HEATING AND COOLING | HRCU-A-CB (Split System: Heat Pump with Remote Outdoor Unit-Air-Source) | HH860E2S11 | ADP |  | H,YE36(1,2)60+TXV | Z8ES080C16SMPS1 | 44000 | 17 | 8.4 | 42500 | 33000 | 77.65% | 1.98 | 0 | 11.7 |  |  |  |  | R-454B | 3.6667 | Residential & Commercial | USHP | Ducted CEE Tier 1
215727975 | Central HP <5.4 tons | CHAMPION HEATING AND COOLING | HRCU-A-CB (Split System: Heat Pump with Remote Outdoor Unit-Air-Source) | HH860E2S11 | ADP |  | H,YE48(1,2)60+TXV | Z8ES100C20SMPS1 | 44500 | 18 | 8.5 | 42500 | 33000 | 77.65% | 2 | 0 | 12 |  |  |  |  | R-454B | 3.7083 | Residential & Commercial | USHP | Ducted CEE Tier 1
216821130 | Central HP <5.4 tons | SURE | HRCU-A-CB (Split System: Heat Pump with Remote Outdoor Unit-Air-Source) | RD18AY60AJVC |  |  | TCFY6024STANM | S951V0705A21UHU | 51000 | 17 | 10 | 51000 | 38000 | 74.51% | 2 | 0 | 10 |  |  |  |  | R-454B | 4.25 | Residential & Commercial | USHP | Ducted CEE Tier 1
216936058 | Central HP <5.4 tons | HISENSE | HRCU-A-CB (Split System: Heat Pump with Remote Outdoor Unit-Air-Source) | AUWR-60U3TH5 | ADP |  | M60G52*+TXV+AMHE5D | 0 | 57000 | 18 | 9 | 55000 | 41500 | 75.45% | 2.46 | 0 | 11 |  |  |  |  | R-454B | 4.75 | Residential & Commercial | USHP | Ducted CEE Tier 1
215333846 | Central HP <5.4 tons | HISENSE | HRCU-A-C (Split System: Heat Pump with Remote Outdoor Unit with No Indoor Fan --Air Source) | AUWR-36U3SA | ADP |  | HE35936+TD | 0 | 29400 | 15.2 | 9.4 | 28400 | 23800 | 83.8% | 2.08 | 0 | 11 |  |  |  |  | R-410A | 2.45 | Residential & Commercial | USHP | Ducted CEE Tier 1
213160931 | Central HP <5.4 tons | DAY & NIGHT | HRCU-A-CB (Split System: Heat Pump with Remote Outdoor Unit-Air-Source) | DLCURAH24ABK | ADP |  | PL36H***P039+AEFE3A* | 0 | 22800 | 17 | 8.6 | 25400 | 25400 | 100% | 2.1 | 0 | 9.5 |  |  |  |  | R-410A | 1.9 | Residential & Commercial | USHP
216820968 | Central HP <5.4 tons | SURE | HRCU-A-CB (Split System: Heat Pump with Remote Outdoor Unit-Air-Source) | RD18AY48AJVC |  |  | TCFY4821STANM | S921V0855A21M4 | 40500 | 17 | 8.1 | 40500 | 37800 | 93.33% | 2.1 | 0 | 10 |  |  |  |  | R-454B | 3.375 | Residential & Commercial | USHP | Ducted CEE Tier 1
216820982 | Central HP <5.4 tons | SURE | HRCU-A-CB (Split System: Heat Pump with Remote Outdoor Unit-Air-Source) | RD18AY48AJVC |  |  | TCFY4824STANM | S951V1155A24M4 | 41000 | 18 | 8.1 | 41000 | 37600 | 91.71% | 2.1 | 0 | 10 |  |  |  |  | R-454B | 3.4167 | Residential & Commercial | USHP | Ducted CEE Tier 1
216820984 | Central HP <5.4 tons | SURE | HRCU-A-CB (Split System: Heat Pump with Remote Outdoor Unit-Air-Source) | RD18AY48AJVC |  |  | TCFY4824STANM | S951V1005A21M4 | 41000 | 17 | 8.1 | 41000 | 37800 | 92.2% | 2.1 | 0 | 10 |  |  |  |  | R-454B | 3.4167 | Residential & Commercial | USHP | Ducted CEE Tier 1
216488060 | Central HP <5.4 tons | CHAMPION HEATING AND COOLING | HRCU-A-CB (Split System: Heat Pump with Remote Outdoor Unit-Air-Source) | HH836E2S11 | ADP |  | A36VDA*+TXV | Z9ES080B12SMPS1 | 33600 | 18 | 8.5 | 29800 | 25200 | 84.56% | 2 | 0 | 11 |  |  |  |  | R-454B | 2.8 | Residential & Commercial | USHP | Ducted CEE Tier 1
213366261 | Central HP <5.4 tons | SURE | HRCU-A-CB (Split System: Heat Pump with Remote Outdoor Unit-Air-Source) | SP18AZ60AJVC |  |  | TCFZ6021SEAAM | S802V1005A21UHS | 53000 | 19 | 8.1 | 52500 | 50000 | 95.24% | 1.9 | 0 | 10 |  |  |  |  | R-410A | 4.4167 | Residential & Commercial | USHP | Ducted CEE Tier 1
215350412 | Central HP <5.4 tons | HISENSE | HRCU-A-CB (Split System: Heat Pump with Remote Outdoor Unit-Air-Source) | AUWR-48U3SP2 | ADP |  | BV**C6948 | 0 | 45000 | 16 | 8.1 | 44500 | 32600 | 73.26% | 1.82 | 0 | 9.5 |  |  |  |  | R-410A | 3.75 | Residential & Commercial | USHP
213258229 | Central HP <5.4 tons | KEEPRITE | HRCU-A-CB (Split System: Heat Pump with Remote Outdoor Unit-Air-Source) | DLCURAH18ABK | ADP |  | H,GE33936 | *96VSN0601412A* | 17900 | 16 | 8.5 | 17200 | 18600 | 108.1% | 2.28 | 0 | 10.5 |  |  |  |  | R-410A | 1.4917 | Residential & Commercial | USHP | Ducted CEE Tier 1
215374874 | Central HP <5.4 tons | HISENSE | HRCU-A-C (Split System: Heat Pump with Remote Outdoor Unit with No Indoor Fan --Air Source) | AUWR-48U3SP2 | ADP |  | HE36960+TD | 0 | 43000 | 15.2 | 8.3 | 42000 | 32600 | 77.62% | 1.91 | 0 | 9 |  |  |  |  | R-410A | 3.5833 | Residential & Commercial | USHP
216488044 | Central HP <5.4 tons | CHAMPION HEATING AND COOLING | HRCU-A-CB (Split System: Heat Pump with Remote Outdoor Unit-Air-Source) | HH836E2S11 | ADP |  | A36VDA*+TXV | Z8ES080C16SMPS1 | 34000 | 18 | 8.5 | 29600 | 25000 | 84.46% | 2 | 0 | 11.7 |  |  |  |  | R-454B | 2.8333 | Residential & Commercial | USHP | Ducted CEE Tier 1
211264796 | Central HP <5.4 tons | TEMPSTAR | HRCU-A-CB (Split System: Heat Pump with Remote Outdoor Unit-Air-Source) | DLCURAH18ABK |  |  | FEM4P24**AL | 0 | 17300 | 16 | 8.5 | 18200 | 19400 | 106.6% | 2.34 | 0 | 10.5 |  |  |  |  | R-410A | 1.4417 | Residential & Commercial | USHP | Ducted CEE Tier 1
213258333 | Central HP <5.4 tons | KEEPRITE | HRCU-A-CB (Split System: Heat Pump with Remote Outdoor Unit-Air-Source) | DLCURAH24ABK | ADP |  | H,GE30924 | *96VSN1002120A* | 22600 | 16 | 8.5 | 24400 | 22400 | 91.8% | 1.9 | 0 | 9.5 |  |  |  |  | R-410A | 1.8833 | Residential & Commercial | USHP
213258360 | Central HP <5.4 tons | KEEPRITE | HRCU-A-CB (Split System: Heat Pump with Remote Outdoor Unit-Air-Source) | DLCURAH24ABK | ADP |  | H,GE30924 | *96VTN0601412A* | 22400 | 16 | 8.5 | 24800 | 25200 | 101.6% | 2.14 | 0 | 9.5 |  |  |  |  | R-410A | 1.8667 | Residential & Commercial | USHP
214771644 | Central HP <5.4 tons | MIDEA | HRCU-A-CB (Split System: Heat Pump with Remote Outdoor Unit-Air-Source) | MOVB-36HDN10-M20G |  |  | MC**3036BN10TH | MGV96U080B3C | 33600 | 17.5 | 9 | 34200 | 24000 | 70.18% | 1.9 | 0 | 11 |  |  |  |  | R-454B | 2.8 | Residential & Commercial | USHP | Ducted CEE Tier 1
216779109 | Central HP <5.4 tons | HISENSE | HRCU-A-CB (Split System: Heat Pump with Remote Outdoor Unit-Air-Source) | AUWR-60U3TH5 | ADP |  | FE*TT7*60+TXV | 0 | 56500 | 19 | 8.95 | 55000 | 41500 | 75.45% | 2.44 | 0 | 11 |  |  |  |  | R-454B | 4.7083 | Residential & Commercial | USHP | Ducted CEE Tier 1
216821060 | Central HP <5.4 tons | SURE | HRCU-A-CB (Split System: Heat Pump with Remote Outdoor Unit-Air-Source) | RD18AY60AJVC |  |  | TCFY6024STANM | S962V1005A21M4 | 50500 | 17 | 10 | 50500 | 38500 | 76.24% | 2 | 0 | 10 |  |  |  |  | R-454B | 4.2083 | Residential & Commercial | USHP | Ducted CEE Tier 1
216821092 | Central HP <5.4 tons | SURE | HRCU-A-CB (Split System: Heat Pump with Remote Outdoor Unit-Air-Source) | RD18AY60AJVC |  |  | TCFY6024STANM | S921V0705A21M4 | 50500 | 17 | 10 | 50500 | 38500 | 76.24% | 2 | 0 | 10 |  |  |  |  | R-454B | 4.2083 | Residential & Commercial | USHP | Ducted CEE Tier 1
216821111 | Central HP <5.4 tons | SURE | HRCU-A-CB (Split System: Heat Pump with Remote Outdoor Unit-Air-Source) | RD18AY60AJVC |  |  | TCFY6024STANM | S802V1505A24UH | 51500 | 18 | 10 | 51000 | 38000 | 74.51% | 2 | 0 | 11 |  |  |  |  | R-454B | 4.2917 | Residential & Commercial | USHP | Ducted CEE Tier 1
216821142 | Central HP <5.4 tons | SURE | HRCU-A-CB (Split System: Heat Pump with Remote Outdoor Unit-Air-Source) | RD18AY60AJVC |  |  | TCFY6021STAAM | S921V0855A21M4 | 48500 | 16 | 8.1 | 48500 | 39500 | 81.44% | 2 | 0 | 10 |  |  |  |  | R-454B | 4.0417 | Residential & Commercial | USHP | Ducted CEE Tier 1
211263772 | Central HP <5.4 tons | TEMPSTAR | HRCU-A-CB (Split System: Heat Pump with Remote Outdoor Unit-Air-Source) | DLCURAH18ABK |  |  | EN(A,D)4X30L14** | *95ESN0261410A* | 18100 | 15.5 | 8.5 | 18800 | 18400 | 97.87% | 2.2 | 0 | 11 |  |  |  |  | R-410A | 1.5083 | Residential & Commercial | USHP | Ducted CEE Tier 1
212955207 | Central HP <5.4 tons | CHAMPION HEATING AND COOLING | HRCU-A-CB (Split System: Heat Pump with Remote Outdoor Unit-Air-Source) | HMH72B341 | ADP |  | SM6937 | 0 | 33000 | 18 | 8.7 | 31600 | 22800 | 72.15% | 2 | 0 | 10.5 |  |  |  |  | R-410A | 2.75 | Residential & Commercial | USHP | Ducted CEE Tier 1
216821137 | Central HP <5.4 tons | SURE | HRCU-A-CB (Split System: Heat Pump with Remote Outdoor Unit-Air-Source) | RD18AY60AJVC |  |  | TCFY6021STAAM | S951V0705A21UHU | 48500 | 17 | 8.1 | 48500 | 39000 | 80.41% | 2 | 0 | 10 |  |  |  |  | R-454B | 4.0417 | Residential & Commercial | USHP | Ducted CEE Tier 1
216821171 | Central HP <5.4 tons | SURE | HRCU-A-CB (Split System: Heat Pump with Remote Outdoor Unit-Air-Source) | RD18AY60AJVC |  |  | TCFY6021STAAM | S801V1005A21DZ | 49000 | 17 | 8.1 | 49000 | 39000 | 79.59% | 2 | 0 | 10 |  |  |  |  | R-454B | 4.0833 | Residential & Commercial | USHP | Ducted CEE Tier 1
211264960 | Central HP <5.4 tons | TEMPSTAR | HRCU-A-CB (Split System: Heat Pump with Remote Outdoor Unit-Air-Source) | DLCURAH18ABK |  |  | FMA4X24**AL* | 0 | 17400 | 16 | 8.5 | 18500 | 20000 | 108.1% | 2.44 | 0 | 10.5 |  |  |  |  | R-410A | 1.45 | Residential & Commercial | USHP | Ducted CEE Tier 1
216678350 | Central HP <5.4 tons | TEMPSTAR | HRCU-A-CB (Split System: Heat Pump with Remote Outdoor Unit-Air-Source) | D5CURAH24AAK |  |  | EA*5X37M21A* | *97VTN0801716A* | 24800 | 15.5 | 8.5 | 23200 | 19100 | 82.33% | 1.96 | 0 | 10 |  |  |  |  | R-454B | 2.0667 | Residential & Commercial | USHP | Ducted CEE Tier 1
213258361 | Central HP <5.4 tons | KEEPRITE | HRCU-A-CB (Split System: Heat Pump with Remote Outdoor Unit-Air-Source) | DLCURAH24ABK | ADP |  | H,GG31930 | *96VTN0601714A* | 23400 | 16 | 8.5 | 25200 | 24000 | 95.24% | 2.02 | 0 | 10 |  |  |  |  | R-410A | 1.95 | Residential & Commercial | USHP | Ducted CEE Tier 1
211264750 | Central HP <5.4 tons | TEMPSTAR | HRCU-A-CB (Split System: Heat Pump with Remote Outdoor Unit-Air-Source) | DLCURAH18ABK |  |  | FJMA4*18L*A* | 0 | 18000 | 15.5 | 8.5 | 19000 | 19100 | 100.5% | 2.28 | 0 | 10.5 |  |  |  |  | R-410A | 1.5 | Residential & Commercial | USHP | Ducted CEE Tier 1
213258261 | Central HP <5.4 tons | KEEPRITE | HRCU-A-CB (Split System: Heat Pump with Remote Outdoor Unit-Air-Source) | DLCURAH18ABK | ADP |  | H,GE31930 | *96VTN0401712A* | 17200 | 15.2 | 8.5 | 17100 | 18700 | 109.4% | 2.28 | 0 | 10 |  |  |  |  | R-410A | 1.4333 | Residential & Commercial | USHP | Ducted CEE Tier 1
213258262 | Central HP <5.4 tons | KEEPRITE | HRCU-A-CB (Split System: Heat Pump with Remote Outdoor Unit-Air-Source) | DLCURAH18ABK | ADP |  | H,GG32936 | *96VTN0401712A* | 17500 | 15.2 | 8.5 | 17100 | 18700 | 109.4% | 2.28 | 0 | 10 |  |  |  |  | R-410A | 1.4583 | Residential & Commercial | USHP | Ducted CEE Tier 1
213258263 | Central HP <5.4 tons | KEEPRITE | HRCU-A-CB (Split System: Heat Pump with Remote Outdoor Unit-Air-Source) | DLCURAH18ABK | ADP |  | H,GE32936 | *96VTN0401712A* | 17500 | 15.2 | 8.5 | 17100 | 18700 | 109.4% | 2.28 | 0 | 10 |  |  |  |  | R-410A | 1.4583 | Residential & Commercial | USHP | Ducted CEE Tier 1
216821000 | Central HP <5.4 tons | SURE | HRCU-A-CB (Split System: Heat Pump with Remote Outdoor Unit-Air-Source) | RD18AY48AJVC |  |  | TCFY4824STANM | S801V1005A21UHU | 41000 | 18 | 8.1 | 41000 | 37600 | 91.71% | 2.1 | 0 | 10 |  |  |  |  | R-454B | 3.4167 | Residential & Commercial | USHP | Ducted CEE Tier 1
216821035 | Central HP <5.4 tons | SURE | HRCU-A-CB (Split System: Heat Pump with Remote Outdoor Unit-Air-Source) | RD18AY48AJVC |  |  | TCFY4824STANM | S802V1255A24UH | 41500 | 18 | 8.1 | 41500 | 37400 | 90.12% | 2.1 | 0 | 10 |  |  |  |  | R-454B | 3.4583 | Residential & Commercial | USHP | Ducted CEE Tier 1
204299434 | Central HP <5.4 tons | TEMPSTAR | HRCU-A-CB (Split System: Heat Pump with Remote Outdoor Unit-Air-Source) | TVH837GKA** |  |  | EA*4X48L24A*+WALLCON | *96CTN1002122A* | 32400 | 17.5 | 8.5 | 32600 | 24800 | 76.07% | 2 | 12 | 11.7 |  |  |  |  | R-410A | 2.7 | Residential & Commercial | USHP | Ducted CEE Tier 1
204299904 | Central HP <5.4 tons | TEMPSTAR | HRCU-A-CB (Split System: Heat Pump with Remote Outdoor Unit-Air-Source) | TVH837GKA** |  |  | EN(A,D)4X48L24**+WALLCON | *96CTN1202422A* | 32400 | 17.5 | 8.1 | 32800 | 24800 | 75.61% | 1.96 | 12 | 11.7 |  |  |  |  | R-410A | 2.7 | Residential & Commercial | USHP | Ducted CEE Tier 1
215350405 | Central HP <5.4 tons | HISENSE | HRCU-A-CB (Split System: Heat Pump with Remote Outdoor Unit-Air-Source) | AUWR-24U3SF2 | ADP |  | SK3925 | 0 | 20200 | 16 | 8.7 | 21400 | 16500 | 77.1% | 2 | 0 | 9.5 |  |  |  |  | R-410A | 1.6833 | Residential & Commercial | USHP
213501756 | Central HP <5.4 tons | AMANA | HRCU-A-CB (Split System: Heat Pump with Remote Outdoor Unit-Air-Source) | ASZV903610A* |  |  | AMVE36CP1400B* | 0 | 33600 | 18.5 | 8.2 | 34000 | 24400 | 71.76% | 1.8 | 0 | 11.5 |  |  |  |  | R-410A | 2.8 | Residential & Commercial | USHP | Ducted CEE Tier 1
216821151 | Central HP <5.4 tons | SURE | HRCU-A-CB (Split System: Heat Pump with Remote Outdoor Unit-Air-Source) | RD18AY60AJVC |  |  | TCFY6021STAAM | S962V0855A21M4 | 48500 | 16 | 8.1 | 48500 | 39500 | 81.44% | 2 | 0 | 10 |  |  |  |  | R-454B | 4.0417 | Residential & Commercial | USHP | Ducted CEE Tier 1
216821168 | Central HP <5.4 tons | SURE | HRCU-A-CB (Split System: Heat Pump with Remote Outdoor Unit-Air-Source) | RD18AY60AJVC |  |  | TCFY6021STAAM | S802V1005A21UH | 49000 | 17 | 8.1 | 49000 | 39000 | 79.59% | 2 | 0 | 10 |  |  |  |  | R-454B | 4.0833 | Residential & Commercial | USHP | Ducted CEE Tier 1
213307889 | Central HP <5.4 tons | LG | HRCU-A-CB (Split System: Heat Pump with Remote Outdoor Unit-Air-Source) | LUU420HV |  |  | C74B(A,H)MX48C-C | FG7TC100D-V35C | 42000 | 17.2 | 9.3 | 45000 | 38000 | 84.44% | 1.82 | 0 | 11.7 |  |  |  |  | R-410A | 3.5 | Residential & Commercial | USHP | Ducted CEE Tier 1
208429477 | Central HP <5.4 tons | LENNOX | HRCU-A-CB (Split System: Heat Pump with Remote Outdoor Unit-Air-Source) | SL25XPV-024-230A** |  |  | CH35-42B+TDR+TXV | SL280UH070V36A* | 22800 | 22.2 | 9.6 | 21400 | 20000 | 93.46% | 1.98 | 15.5 | 14.5 |  |  |  |  | R-410A | 1.9 | Residential & Commercial | USHP | Ducted CEE Tier 1
216820759 | Central HP <5.4 tons | SURE | HRCU-A-CB (Split System: Heat Pump with Remote Outdoor Unit-Air-Source) | RD18AY24AJVC |  |  | TCFY2421MTANM | S962V0403A17M4 | 21000 | 17 | 8.1 | 21000 | 17000 | 80.95% | 1.9 | 0 | 10 |  |  |  |  | R-454B | 1.75 | Residential & Commercial | USHP | Ducted CEE Tier 1
216821058 | Central HP <5.4 tons | SURE | HRCU-A-CB (Split System: Heat Pump with Remote Outdoor Unit-Air-Source) | RD18AY60AJVC |  |  | TCFY6024STANM | S802V1255A24DZ | 51000 | 17 | 10 | 51000 | 38000 | 74.51% | 2 | 0 | 11 |  |  |  |  | R-454B | 4.25 | Residential & Commercial | USHP | Ducted CEE Tier 1
214505381 | Central HP <5.4 tons | AMANA | HRCU-A-CB (Split System: Heat Pump with Remote Outdoor Unit-Air-Source) | ASZS60241EA* |  |  | CA*EA3026*4B* | A*VM970603BNB* | 23000 | 17 | 8.6 | 23000 | 16100 | 70% | 2 | 0 | 10 |  |  |  |  | R-410A | 1.9167 | Residential & Commercial | USHP | Ducted CEE Tier 1
214505411 | Central HP <5.4 tons | AMANA | HRCU-A-CB (Split System: Heat Pump with Remote Outdoor Unit-Air-Source) | ASZS60241EA* |  |  | CA*EA2422*4B*+MBVK12BP1X00A* | 0 | 23000 | 17 | 8.6 | 23000 | 16100 | 70% | 2 | 0 | 10 |  |  |  |  | R-410A | 1.9167 | Residential & Commercial | USHP | Ducted CEE Tier 1
211243807 | Central HP <5.4 tons | COMFORTMAKER | HRCU-A-CB (Split System: Heat Pump with Remote Outdoor Unit-Air-Source) | DLCURAH24ABK |  |  | EN(A,D)4X24L14** | *92ESN0601412A* | 24200 | 15.5 | 8.5 | 27200 | 22600 | 83.09% | 1.86 | 0 | 10 |  |  |  |  | R-410A | 2.0167 | Residential & Commercial | USHP | Ducted CEE Tier 1
211244227 | Central HP <5.4 tons | COMFORTMAKER | HRCU-A-CB (Split System: Heat Pump with Remote Outdoor Unit-Air-Source) | DLCURAH24ABK |  |  | EN(A,D)4X24L17** | *80ES(N,L)0701412A* | 23800 | 16 | 8.5 | 26800 | 23200 | 86.57% | 1.92 | 0 | 10 |  |  |  |  | R-410A | 1.9833 | Residential & Commercial | USHP | Ducted CEE Tier 1
213353741 | Central HP <5.4 tons | COMFORTMAKER | HRCU-A-CB (Split System: Heat Pump with Remote Outdoor Unit-Air-Source) | DLCURAH18ABK |  |  | F5MA4*24L*B* | 0 | 18100 | 16 | 8.5 | 18600 | 18600 | 100% | 2.24 | 0 | 10.5 |  |  |  |  | R-410A | 1.5083 | Residential & Commercial | USHP | Ducted CEE Tier 1
216821125 | Central HP <5.4 tons | SURE | HRCU-A-CB (Split System: Heat Pump with Remote Outdoor Unit-Air-Source) | RD18AY60AJVC |  |  | TCFY6024STANM | S97MV1155A24DH | 51000 | 17 | 10 | 51000 | 38000 | 74.51% | 2 | 0 | 10 |  |  |  |  | R-454B | 4.25 | Residential & Commercial | USHP | Ducted CEE Tier 1
216821192 | Central HP <5.4 tons | SURE | HRCU-A-CB (Split System: Heat Pump with Remote Outdoor Unit-Air-Source) | RD18AY60AJVC |  |  | TCFY6021STAAM | S801V0755A21DZ | 49000 | 17 | 8.1 | 49000 | 39000 | 79.59% | 2 | 0 | 10 |  |  |  |  | R-454B | 4.0833 | Residential & Commercial | USHP | Ducted CEE Tier 1
216820815 | Central HP <5.4 tons | SURE | HRCU-A-CB (Split System: Heat Pump with Remote Outdoor Unit-Air-Source) | RD18AY48AJVC |  |  | TCFY4824MTANM | S921V0855A21M4 | 42500 | 17 | 8.1 | 42500 | 33600 | 79.06% | 2 | 0 | 10 |  |  |  |  | R-454B | 3.5417 | Residential & Commercial | USHP | Ducted CEE Tier 1
216820915 | Central HP <5.4 tons | SURE | HRCU-A-CB (Split System: Heat Pump with Remote Outdoor Unit-Air-Source) | RD18AY48AJVC |  |  | TCFY4824STANM | S951V0705A21M4 | 41000 | 17 | 8.1 | 41000 | 37800 | 92.2% | 2.1 | 0 | 10 |  |  |  |  | R-454B | 3.4167 | Residential & Commercial | USHP | Ducted CEE Tier 1
216821032 | Central HP <5.4 tons | SURE | HRCU-A-CB (Split System: Heat Pump with Remote Outdoor Unit-Air-Source) | RD18AY48AJVC |  |  | TCFY4824STANM | S801V0755A21UH | 41000 | 18 | 8.1 | 41000 | 37600 | 91.71% | 2.1 | 0 | 10 |  |  |  |  | R-454B | 3.4167 | Residential & Commercial | USHP | Ducted CEE Tier 1
211264706 | Central HP <5.4 tons | TEMPSTAR | HRCU-A-CB (Split System: Heat Pump with Remote Outdoor Unit-Air-Source) | DLCURAH18ABK |  |  | EN(A,D)4X30L17** | OLV098A12* | 18200 | 15.5 | 8.5 | 18800 | 18400 | 97.87% | 2.2 | 0 | 11 |  |  |  |  | R-410A | 1.5167 | Residential & Commercial | USHP | Ducted CEE Tier 1
213739637 | Central HP <5.4 tons | DAY & NIGHT | HRCU-A-CB (Split System: Heat Pump with Remote Outdoor Unit-Air-Source) | DLCURAH18ABK | ADP |  | PL36H210P299 | *96VTN0401712B* | 17400 | 16 | 8.5 | 16400 | 18400 | 112.2% | 2.24 | 0 | 10.5 |  |  |  |  | R-410A | 1.45 | Residential & Commercial | USHP | Ducted CEE Tier 1
216682358 | Central HP <5.4 tons | BRYANT HEATING AND COOLING SYSTEMS | HRCU-A-CB (Split System: Heat Pump with Remote Outdoor Unit-Air-Source) | 38MURAQ24AB3* |  |  | CNPV*3621AL* | 927TA60100V21*** | 23400 | 17 | 9 | 25800 | 23800 | 92.25% | 1.86 | 0 | 10.5 |  |  |  |  | R-410A | 1.95 | Residential & Commercial | USHP | Ducted CEE Tier 1
207455395 | Central HP <5.4 tons | LENNOX | HRCU-A-CB (Split System: Heat Pump with Remote Outdoor Unit-Air-Source) | SL25XPV-048-230A** | ADP |  | LH40/61W9 | SL280UH100NV60C* | 46000 | 20 | 9.4 | 41500 | 35800 | 86.27% | 1.9 | 13 | 12.5 |  |  |  |  | R-410A | 3.8333 | Residential & Commercial | USHP | Ducted CEE Tier 1
207455454 | Central HP <5.4 tons | LENNOX | HRCU-A-CB (Split System: Heat Pump with Remote Outdoor Unit-Air-Source) | SL25XPV-048-230A** | ADP |  | LH42/62W9 | SLP99UH090XV60C* | 45500 | 20 | 9.4 | 42000 | 35800 | 85.24% | 1.88 | 12.5 | 12 |  |  |  |  | R-410A | 3.7917 | Residential & Commercial | USHP | Ducted CEE Tier 1
213258269 | Central HP <5.4 tons | KEEPRITE | HRCU-A-CB (Split System: Heat Pump with Remote Outdoor Unit-Air-Source) | DLCURAH18ABK | ADP |  | H,GG31930 | *96VTN0601412A* | 17500 | 16 | 8.5 | 17200 | 18600 | 108.1% | 2.28 | 0 | 10 |  |  |  |  | R-410A | 1.4583 | Residential & Commercial | USHP | Ducted CEE Tier 1
210691853 | Central HP <5.4 tons | TRANE | HRCU-A-CB (Split System: Heat Pump with Remote Outdoor Unit-Air-Source) | 4TWV0X60A1 |  |  | 4TXCC009DS3 | S8V2C100M5PCA | 54000 | 19 | 8.2 | 52000 | 40000 | 76.92% | 1.78 | 11.7 | 11.7 |  |  |  |  | R-410A | 4.5 | Residential & Commercial | USHP | Ducted CEE Tier 1
215487655 | Central HP <5.4 tons | AMANA | HRCU-A-CB (Split System: Heat Pump with Remote Outdoor Unit-Air-Source) | AZV7SA2410A* |  |  | CA*EA3022*3A* | A*VC960603BNB* | 23200 | 19 | 8.6 | 23200 | 17000 | 73.28% | 2 | 0 | 11 |  |  |  |  | R-32 | 1.9333 | Residential & Commercial | USHP | Ducted CEE Tier 1
215727982 | Central HP <5.4 tons | CHAMPION HEATING AND COOLING | HRCU-A-CB (Split System: Heat Pump with Remote Outdoor Unit-Air-Source) | HH860E2S11 | ADP |  | H,YE36(1,2)60+TXV | Z9ES080C16SMPS1 | 44500 | 17 | 8.4 | 45000 | 33400 | 74.22% | 1.98 | 0 | 11.5 |  |  |  |  | R-454B | 3.7083 | Residential & Commercial | USHP | Ducted CEE Tier 1
216678601 | Central HP <5.4 tons | TEMPSTAR | HRCU-A-CB (Split System: Heat Pump with Remote Outdoor Unit-Air-Source) | D5CURAH24AAK |  |  | F5MA5*30L*B* | 0 | 25000 | 15.2 | 9 | 24000 | 19400 | 80.83% | 2.04 | 0 | 10 |  |  |  |  | R-454B | 2.0833 | Residential & Commercial | USHP | Ducted CEE Tier 1
204298774 | Central HP <5.4 tons | TEMPSTAR | HRCU-A-CB (Split System: Heat Pump with Remote Outdoor Unit-Air-Source) | TVH837GKA** |  |  | EA*4X36L21A*+WALLCON | *80CTL0901716A* | 31600 | 17.5 | 8.1 | 33000 | 24200 | 73.33% | 1.86 | 11.5 | 11.5 |  |  |  |  | R-410A | 2.6333 | Residential & Commercial | USHP | Ducted CEE Tier 1
216681782 | Central HP <5.4 tons | BRYANT HEATING AND COOLING SYSTEMS | HRCU-A-CB (Split System: Heat Pump with Remote Outdoor Unit-Air-Source) | 38MURAQ36AB3* |  |  | CAP**4224AL* | 927TA60100V21*** | 35400 | 16 | 8.5 | 38500 | 34600 | 89.87% | 1.76 | 0 | 10 |  |  |  |  | R-410A | 2.95 | Residential & Commercial | USHP | Ducted CEE Tier 1
216820871 | Central HP <5.4 tons | SURE | HRCU-A-CB (Split System: Heat Pump with Remote Outdoor Unit-Air-Source) | RD18AY48AJVC |  |  | TCFY4821STANM | S921V1005A21M4 | 41000 | 17 | 8.1 | 41000 | 37800 | 92.2% | 2.1 | 0 | 10 |  |  |  |  | R-454B | 3.4167 | Residential & Commercial | USHP | Ducted CEE Tier 1
215727936 | Central HP <5.4 tons | CHAMPION HEATING AND COOLING | HRCU-A-CB (Split System: Heat Pump with Remote Outdoor Unit-Air-Source) | HH860E2S11 | ADP |  | H,YE36(1,2)60+TXV | TM8Y100C16MP11 | 43500 | 17 | 8.4 | 42000 | 33000 | 78.57% | 1.98 | 0 | 11.5 |  |  |  |  | R-454B | 3.625 | Residential & Commercial | USHP | Ducted CEE Tier 1
216488093 | Central HP <5.4 tons | CHAMPION HEATING AND COOLING | HRCU-A-CB (Split System: Heat Pump with Remote Outdoor Unit-Air-Source) | HH860E2S11 | ADP |  | A60VGA*+TXV | Z9ES080C20SMPS1 | 44500 | 18 | 9 | 43500 | 33000 | 75.86% | 2 | 0 | 12 |  |  |  |  | R-454B | 3.7083 | Residential & Commercial | USHP | Ducted CEE Tier 1
214771646 | Central HP <5.4 tons | MIDEA | HRCU-A-CB (Split System: Heat Pump with Remote Outdoor Unit-Air-Source) | MOVB-36HDN10-M20G |  |  | MC**3036CN10TH | MGV96U100C5C | 33200 | 17.5 | 9 | 34200 | 24000 | 70.18% | 1.88 | 0 | 11 |  |  |  |  | R-454B | 2.7667 | Residential & Commercial | USHP | Ducted CEE Tier 1
215932285 | Central HP <5.4 tons | BRYANT HEATING AND COOLING SYSTEMS | HRCU-A-CB (Split System: Heat Pump with Remote Outdoor Unit-Air-Source) | 293VAN036**AA* |  |  | CAA**4221AM*+UI | 987MC42060C17*** | 32400 | 19 | 9.5 | 34400 | 26400 | 76.74% | 2.04 | 0 | 10.5 |  |  |  |  | R-454B | 2.7 | Residential & Commercial | USHP | Ducted CEE Tier 1
204299214 | Central HP <5.4 tons | TEMPSTAR | HRCU-A-CB (Split System: Heat Pump with Remote Outdoor Unit-Air-Source) | TVH837GKA** |  |  | EA*4X48L21A*+WALLCON | *80CTL0701716A* | 32200 | 17.5 | 8.1 | 32600 | 25000 | 76.69% | 1.96 | 11 | 11.5 |  |  |  |  | R-410A | 2.6833 | Residential & Commercial | USHP | Ducted CEE Tier 1
216488075 | Central HP <5.4 tons | CHAMPION HEATING AND COOLING | HRCU-A-CB (Split System: Heat Pump with Remote Outdoor Unit-Air-Source) | HH860E2S11 | ADP |  | A60VGA*+TXV | TM9Y100C16MP11 | 44000 | 18 | 9 | 42500 | 33400 | 78.59% | 2 | 0 | 11 |  |  |  |  | R-454B | 3.6667 | Residential & Commercial | USHP | Ducted CEE Tier 1
216488091 | Central HP <5.4 tons | CHAMPION HEATING AND COOLING | HRCU-A-CB (Split System: Heat Pump with Remote Outdoor Unit-Air-Source) | HH860E2S11 | ADP |  | A60VGA*+TXV | Z9ES080C16SMPS1 | 45000 | 18 | 9 | 44000 | 33400 | 75.91% | 2 | 0 | 11.7 |  |  |  |  | R-454B | 3.75 | Residential & Commercial | USHP | Ducted CEE Tier 1
215487650 | Central HP <5.4 tons | AMANA | HRCU-A-CB (Split System: Heat Pump with Remote Outdoor Unit-Air-Source) | AZV7SA2410A* |  |  | CA*EA3022*3A* | A*VC800803B*A* | 23200 | 19 | 8.6 | 23200 | 17000 | 73.28% | 2 | 0 | 11 |  |  |  |  | R-32 | 1.9333 | Residential & Commercial | USHP | Ducted CEE Tier 1
215487659 | Central HP <5.4 tons | AMANA | HRCU-A-CB (Split System: Heat Pump with Remote Outdoor Unit-Air-Source) | AZV7SA2410A* |  |  | CA*EA3626*3A* | A*VM970603BNB* | 23200 | 19 | 8.6 | 23200 | 17000 | 73.28% | 2 | 0 | 11 |  |  |  |  | R-32 | 1.9333 | Residential & Commercial | USHP | Ducted CEE Tier 1
215487666 | Central HP <5.4 tons | AMANA | HRCU-A-CB (Split System: Heat Pump with Remote Outdoor Unit-Air-Source) | AZV7SA2410A* |  |  | CA*EA3626*3A* | A*VC800804C*A* | 23200 | 19 | 8.6 | 23200 | 17000 | 73.28% | 2 | 0 | 11 |  |  |  |  | R-32 | 1.9333 | Residential & Commercial | USHP | Ducted CEE Tier 1
215487686 | Central HP <5.4 tons | AMANA | HRCU-A-CB (Split System: Heat Pump with Remote Outdoor Unit-Air-Source) | AZV7SA2410A* |  |  | CHPEA3026*3A* | A*VC960803BNB* | 23200 | 19 | 8.6 | 23200 | 17000 | 73.28% | 2 | 0 | 11 |  |  |  |  | R-32 | 1.9333 | Residential & Commercial | USHP | Ducted CEE Tier 1
215727985 | Central HP <5.4 tons | CHAMPION HEATING AND COOLING | HRCU-A-CB (Split System: Heat Pump with Remote Outdoor Unit-Air-Source) | HH860E2S11 | ADP |  | H,YE48(1,2)60+TXV | Z9ES080C20SMPS1 | 44500 | 18 | 8.5 | 44500 | 33000 | 74.16% | 2 | 0 | 12 |  |  |  |  | R-454B | 3.7083 | Residential & Commercial | USHP | Ducted CEE Tier 1
204299314 | Central HP <5.4 tons | TEMPSTAR | HRCU-A-CB (Split System: Heat Pump with Remote Outdoor Unit-Air-Source) | TVH837GKA** |  |  | EA*4X48L21A*+WALLCON | *96CTN1002122A* | 32400 | 17.5 | 8.5 | 32600 | 25000 | 76.69% | 1.98 | 12 | 11.7 |  |  |  |  | R-410A | 2.7 | Residential & Commercial | USHP | Ducted CEE Tier 1
213361591 | Central HP <5.4 tons | CARRIER | HRCU-A-CB (Split System: Heat Pump with Remote Outdoor Unit-Air-Source) | 25VNA448A*031* |  |  | FE4BNBD60L*+UI | 0 | 46000 | 22 | 9.5 | 45500 | 35400 | 77.8% | 2.48 | 0 | 13 |  |  |  |  | R-410A | 3.8333 | Residential & Commercial | USHP | Ducted CEE Tier 1
215727978 | Central HP <5.4 tons | CHAMPION HEATING AND COOLING | HRCU-A-CB (Split System: Heat Pump with Remote Outdoor Unit-Air-Source) | HH860E2S11 | ADP |  | H,YE36(1,2)60+TXV | Z8ES120C20SMPS1 | 51000 | 18 | 8.3 | 51500 | 38000 | 73.79% | 1.96 | 0 | 11 |  |  |  |  | R-454B | 4.25 | Residential & Commercial | USHP | Ducted CEE Tier 1
212555752 | Central HP <5.4 tons | DAY & NIGHT | HRCU-A-CB (Split System: Heat Pump with Remote Outdoor Unit-Air-Source) | CVH848GKA2* | ADP |  | FG49960 | *96CTN1002122A* | 45500 | 17 | 8.5 | 43500 | 34400 | 79.08% | 2 | 0 | 10 |  |  |  |  | R-410A | 3.7917 | Residential & Commercial | USHP | Ducted CEE Tier 1
216441221 | Central HP <5.4 tons | CHAMPION HEATING AND COOLING | HRCU-A-CB (Split System: Heat Pump with Remote Outdoor Unit-Air-Source) | HH860E2S11 | ADP |  | FE*TT4*60+TXV | 0 | 46000 | 19 | 9 | 44000 | 33600 | 76.36% | 2.1 | 0 | 12 |  |  |  |  | R-454B | 3.8333 | Residential & Commercial | USHP | Ducted CEE Tier 1
214776995 | Central HP <5.4 tons | AIREASE | HRCU-A-CB (Split System: Heat Pump with Remote Outdoor Unit-Air-Source) | 4SHP22LX124P-**A | ADP |  | PL36H***P449+AEFE3A* | 0 | 23200 | 20 | 8.7 | 20600 | 15700 | 76.21% | 2.26 | 0 | 13.5 |  |  |  |  | R-410A | 1.9333 | Residential & Commercial | USHP | Ducted CEE Tier 1
210474062 | Central HP <5.4 tons | AIRQUEST | HRCU-A-CB (Split System: Heat Pump with Remote Outdoor Unit-Air-Source) | HVH825GKA3* |  |  | EN(A,D)4X48L24**+WALLCON | *95CSU0802120A* | 24200 | 17 | 8.1 | 21200 | 16600 | 78.3% | 2.02 | 0 | 11.5 |  |  |  |  | R-410A | 2.0167 | Residential & Commercial | USHP | Ducted CEE Tier 1
213258224 | Central HP <5.4 tons | KEEPRITE | HRCU-A-CB (Split System: Heat Pump with Remote Outdoor Unit-Air-Source) | DLCURAH18ABK | ADP |  | H,GG31930 | *96VSN0601412A* | 17500 | 16 | 8.5 | 17200 | 18600 | 108.1% | 2.28 | 0 | 10 |  |  |  |  | R-410A | 1.4583 | Residential & Commercial | USHP | Ducted CEE Tier 1
214066558 | Central HP <5.4 tons | SURE | HRCU-A-CB (Split System: Heat Pump with Remote Outdoor Unit-Air-Source) | RD17AZ36AJ3N |  |  | TCFZ3621MTANM | S802VA075421Z | 34200 | 18 | 8.1 | 34200 | 29400 | 85.96% | 2 | 0 | 10 |  |  |  |  | R-410A | 2.85 | Residential & Commercial | USHP | Ducted CEE Tier 1
214066647 | Central HP <5.4 tons | SURE | HRCU-A-CB (Split System: Heat Pump with Remote Outdoor Unit-Air-Source) | RD17AZ36AJ3N |  |  | TCFZ3621MTANM | S921V1005A21M4S | 34200 | 17 | 8.1 | 34200 | 29600 | 86.55% | 1.9 | 0 | 10 |  |  |  |  | R-410A | 2.85 | Residential & Commercial | USHP | Ducted CEE Tier 1
216820873 | Central HP <5.4 tons | SURE | HRCU-A-CB (Split System: Heat Pump with Remote Outdoor Unit-Air-Source) | RD18AY48AJVC |  |  | TCFY4821STANM | S801V0504A17UHS | 40500 | 16 | 8.1 | 40500 | 38000 | 93.83% | 2 | 0 | 10 |  |  |  |  | R-454B | 3.375 | Residential & Commercial | USHP | Ducted CEE Tier 1
216820894 | Central HP <5.4 tons | SURE | HRCU-A-CB (Split System: Heat Pump with Remote Outdoor Unit-Air-Source) | RD18AY48AJVC |  |  | TCFY4824STANM | S801V0755A21DZ | 41000 | 18 | 8.1 | 41000 | 37600 | 91.71% | 2.1 | 0 | 10 |  |  |  |  | R-454B | 3.4167 | Residential & Commercial | USHP | Ducted CEE Tier 1
216820921 | Central HP <5.4 tons | SURE | HRCU-A-CB (Split System: Heat Pump with Remote Outdoor Unit-Air-Source) | RD18AY48AJVC |  |  | TCFY4821STANM | S802V0755A21DZ | 41000 | 18 | 8.1 | 41000 | 37600 | 91.71% | 2.1 | 0 | 10 |  |  |  |  | R-454B | 3.4167 | Residential & Commercial | USHP | Ducted CEE Tier 1
216676098 | Central HP <5.4 tons | TEMPSTAR | HRCU-A-CB (Split System: Heat Pump with Remote Outdoor Unit-Air-Source) | D5CURAH24AAK |  |  | ESH5X36M12A* | *80MS(N,L)1102420A* | 24400 | 15.2 | 8.5 | 23800 | 19300 | 81.09% | 1.94 | 0 | 10 |  |  |  |  | R-454B | 2.0333 | Residential & Commercial | USHP | Ducted CEE Tier 1
216676384 | Central HP <5.4 tons | TEMPSTAR | HRCU-A-CB (Split System: Heat Pump with Remote Outdoor Unit-Air-Source) | D5CURAH24AAK |  |  | EA*5X25M17A* | *80MSU0401712A* | 24400 | 16 | 8.5 | 23200 | 19100 | 82.33% | 1.94 | 0 | 10 |  |  |  |  | R-454B | 2.0333 | Residential & Commercial | USHP | Ducted CEE Tier 1
216936055 | Central HP <5.4 tons | HISENSE | HRCU-A-CB (Split System: Heat Pump with Remote Outdoor Unit-Air-Source) | AUWR-24U3TK5 | ADP |  | M36E33*+TXV+AMHE3D | 0 | 23200 | 19 | 9.85 | 22400 | 20400 | 91.07% | 2.26 | 0 | 11.7 |  |  |  |  | R-454B | 1.9333 | Residential & Commercial | USHP | Ducted CEE Tier 1
203118330 | Central HP <5.4 tons | TRANE | HRCU-A-CB (Split System: Heat Pump with Remote Outdoor Unit-Air-Source) | 4TWA7048A4 |  |  | 4TXCD010DS3 | S8X2D120M5PTA | 47500 | 16.5 | 8.1 | 48000 | 48000 | 100% | 3.6 | 13 | 12 |  |  |  |  | R-410A | 3.9583 | Residential & Commercial | USHP | Ducted CEE Tier 1
210532970 | Central HP <5.4 tons | CARRIER | HRCU-A-CB (Split System: Heat Pump with Remote Outdoor Unit-Air-Source) | 25VNA424A*031* |  |  | CAP**3017AL*+UI | 59CU5A060C17**16 | 23000 | 20 | 10 | 26800 | 20000 | 74.63% | 2.36 | 0 | 12.5 |  |  |  |  | R-410A | 1.9167 | Residential & Commercial | USHP | Ducted CEE Tier 1
210533036 | Central HP <5.4 tons | CARRIER | HRCU-A-CB (Split System: Heat Pump with Remote Outdoor Unit-Air-Source) | 25VNA424A*031* |  |  | CAP**4321AL*+UI | 58TN*A070C17**16 | 24200 | 20.5 | 10.5 | 26400 | 19700 | 74.62% | 2.54 | 0 | 13.5 |  |  |  |  | R-410A | 2.0167 | Residential & Commercial | USHP | Ducted CEE Tier 1
216779108 | Central HP <5.4 tons | HISENSE | HRCU-A-CB (Split System: Heat Pump with Remote Outdoor Unit-Air-Source) | AUWR-24U3TK5 | ADP |  | FE*G34*25+TXV | 0 | 23800 | 20 | 9.95 | 22400 | 20400 | 91.07% | 2.3 | 0 | 12 |  |  |  |  | R-454B | 1.9833 | Residential & Commercial | USHP | Ducted CEE Tier 1
212555750 | Central HP <5.4 tons | DAY & NIGHT | HRCU-A-CB (Split System: Heat Pump with Remote Outdoor Unit-Air-Source) | CVH848GKA2* | ADP |  | FG49960 | *95CSU1002122A* | 45500 | 17 | 8.1 | 44000 | 31400 | 71.36% | 2.24 | 0 | 10.5 |  |  |  |  | R-410A | 3.7917 | Residential & Commercial | USHP | Ducted CEE Tier 1
216677530 | Central HP <5.4 tons | TEMPSTAR | HRCU-A-CB (Split System: Heat Pump with Remote Outdoor Unit-Air-Source) | D5CURAH24AAK |  |  | EA*5X36M17A* | *96VSN0601716B* | 23600 | 15.2 | 8.5 | 24000 | 19400 | 80.83% | 1.92 | 0 | 9.8 |  |  |  |  | R-454B | 1.9667 | Residential & Commercial | USHP
216677660 | Central HP <5.4 tons | TEMPSTAR | HRCU-A-CB (Split System: Heat Pump with Remote Outdoor Unit-Air-Source) | D5CURAH24AAK |  |  | EA*5X37M21A* | *96VSN1002120B* | 25000 | 16 | 9 | 23200 | 19100 | 82.33% | 2.06 | 0 | 10 |  |  |  |  | R-454B | 2.0833 | Residential & Commercial | USHP | Ducted CEE Tier 1
213872266 | Central HP <5.4 tons | AMANA | HRCU-A-CB (Split System: Heat Pump with Remote Outdoor Unit-Air-Source) | ASZS60421EA* |  |  | CA*EA6030*4A* | A*VC960804CNB* | 40000 | 17 | 8.6 | 40000 | 30600 | 76.5% | 2.2 | 0 | 10 |  |  |  |  | R-410A | 3.3333 | Residential & Commercial | USHP | Ducted CEE Tier 1
213872339 | Central HP <5.4 tons | CHAMPION HEATING AND COOLING | HRCU-A-CB (Split System: Heat Pump with Remote Outdoor Unit-Air-Source) | HMH72B341 | ADP |  | H,YG7J936 | TM8Y080C16MP11 | 33200 | 18 | 8.5 | 31800 | 23000 | 72.33% | 2.06 | 0 | 10 |  |  |  |  | R-410A | 2.7667 | Residential & Commercial | USHP | Ducted CEE Tier 1
204299454 | Central HP <5.4 tons | TEMPSTAR | HRCU-A-CB (Split System: Heat Pump with Remote Outdoor Unit-Air-Source) | TVH837GKA** |  |  | EA*4X48L24A*+WALLCON | *97CMN0602120A* | 32200 | 17 | 8.1 | 32800 | 25200 | 76.83% | 1.96 | 11.5 | 11 |  |  |  |  | R-410A | 2.6833 | Residential & Commercial | USHP | Ducted CEE Tier 1
216677610 | Central HP <5.4 tons | TEMPSTAR | HRCU-A-CB (Split System: Heat Pump with Remote Outdoor Unit-Air-Source) | D5CURAH24AAK |  |  | EA*5X37M21A* | *96VSN0801716B* | 24800 | 15.5 | 8.5 | 23200 | 19100 | 82.33% | 1.96 | 0 | 10 |  |  |  |  | R-454B | 2.0667 | Residential & Commercial | USHP | Ducted CEE Tier 1
216678507 | Central HP <5.4 tons | TEMPSTAR | HRCU-A-CB (Split System: Heat Pump with Remote Outdoor Unit-Air-Source) | D5CURAH24AAK |  |  | FM(C,U)5Z24**AL* | 0 | 24200 | 15.5 | 9 | 25400 | 19800 | 77.95% | 2 | 0 | 10 |  |  |  |  | R-454B | 2.0167 | Residential & Commercial | USHP | Ducted CEE Tier 1
216820809 | Central HP <5.4 tons | SURE | HRCU-A-CB (Split System: Heat Pump with Remote Outdoor Unit-Air-Source) | RD18AY48AJVC |  |  | TCFY4824MTANM | S97MV1155A24DH | 43000 | 17 | 8.1 | 43000 | 33400 | 77.67% | 2 | 0 | 10 |  |  |  |  | R-454B | 3.5833 | Residential & Commercial | USHP | Ducted CEE Tier 1
216820908 | Central HP <5.4 tons | SURE | HRCU-A-CB (Split System: Heat Pump with Remote Outdoor Unit-Air-Source) | RD18AY48AJVC |  |  | TCFY4824STANM | S801V1005A21UHN | 41000 | 18 | 8.1 | 41000 | 37600 | 91.71% | 2.1 | 0 | 10 |  |  |  |  | R-454B | 3.4167 | Residential & Commercial | USHP | Ducted CEE Tier 1
216820940 | Central HP <5.4 tons | SURE | HRCU-A-CB (Split System: Heat Pump with Remote Outdoor Unit-Air-Source) | RD18AY48AJVC |  |  | TCFY4821STANM | S921V0705A21M4 | 41000 | 17 | 8.1 | 41000 | 37800 | 92.2% | 2.1 | 0 | 10 |  |  |  |  | R-454B | 3.4167 | Residential & Commercial | USHP | Ducted CEE Tier 1
216820977 | Central HP <5.4 tons | SURE | HRCU-A-CB (Split System: Heat Pump with Remote Outdoor Unit-Air-Source) | RD18AY48AJVC |  |  | TCFY4821STANM | S951V0855A21M4 | 40500 | 17 | 8.1 | 40500 | 37800 | 93.33% | 2.1 | 0 | 10 |  |  |  |  | R-454B | 3.375 | Residential & Commercial | USHP | Ducted CEE Tier 1
216820993 | Central HP <5.4 tons | SURE | HRCU-A-CB (Split System: Heat Pump with Remote Outdoor Unit-Air-Source) | RD18AY48AJVC |  |  | TCFY4821STANM | S97MV1005A21DH | 41000 | 18 | 8.1 | 41000 | 37800 | 92.2% | 2.1 | 0 | 10 |  |  |  |  | R-454B | 3.4167 | Residential & Commercial | USHP | Ducted CEE Tier 1
207436162 | Central HP <5.4 tons | LENNOX | HRCU-A-CB (Split System: Heat Pump with Remote Outdoor Unit-Air-Source) | SL25XPV-024-230A** |  |  | C35-48B+TDR+TXV | SL280UH090XV48B* | 22200 | 21 | 9.4 | 21600 | 20400 | 94.44% | 1.86 | 14.5 | 14.3 |  |  |  |  | R-410A | 1.85 | Residential & Commercial | USHP | Ducted CEE Tier 1
216779107 | Central HP <5.4 tons | HISENSE | HRCU-A-CB (Split System: Heat Pump with Remote Outdoor Unit-Air-Source) | AUWR-24U3TK5 | ADP |  | FE*E33*25+TXV | 0 | 23400 | 20 | 9.85 | 22400 | 20400 | 91.07% | 2.26 | 0 | 11.7 |  |  |  |  | R-454B | 1.95 | Residential & Commercial | USHP | Ducted CEE Tier 1
215932575 | Central HP <5.4 tons | BRYANT HEATING AND COOLING SYSTEMS | HRCU-A-CB (Split System: Heat Pump with Remote Outdoor Unit-Air-Source) | 293VAN036**AA* |  |  | CAA**6024AM*+UI | 935CB60080C21*** | 34000 | 20 | 9 | 34200 | 26000 | 76.02% | 1.94 | 0 | 11.7 |  |  |  |  | R-454B | 2.8333 | Residential & Commercial | USHP | Ducted CEE Tier 1
215932725 | Central HP <5.4 tons | BRYANT HEATING AND COOLING SYSTEMS | HRCU-A-CB (Split System: Heat Pump with Remote Outdoor Unit-Air-Source) | 293VAN036**AA* |  |  | CAA**6121AM*+UI | 88*TB60090C21*** | 34400 | 20.5 | 9.5 | 34200 | 26000 | 76.02% | 2.06 | 0 | 12 |  |  |  |  | R-454B | 2.8667 | Residential & Commercial | USHP | Ducted CEE Tier 1
216936056 | Central HP <5.4 tons | HISENSE | HRCU-A-CB (Split System: Heat Pump with Remote Outdoor Unit-Air-Source) | AUWR-36U3TW5 | ADP |  | M36E34*+TXV+AMHE4D | 0 | 31200 | 18 | 10.3 | 32400 | 30600 | 94.44% | 2.12 | 0 | 11.5 |  |  |  |  | R-454B | 2.6 | Residential & Commercial | USHP | Ducted CEE Tier 1
216820703 | Central HP <5.4 tons | SURE | HRCU-A-CB (Split System: Heat Pump with Remote Outdoor Unit-Air-Source) | RD18AY24AJVC |  |  | TCFY2417MTANM | S98MV0603A17UP | 21000 | 18 | 8.1 | 21000 | 17000 | 80.95% | 1.9 | 0 | 10 |  |  |  |  | R-454B | 1.75 | Residential & Commercial | USHP | Ducted CEE Tier 1
216677861 | Central HP <5.4 tons | TEMPSTAR | HRCU-A-CB (Split System: Heat Pump with Remote Outdoor Unit-Air-Source) | D5CURAH24AAK |  |  | EA*5X37M21A* | *95MSU1002122A* | 25200 | 16 | 9 | 23400 | 19100 | 81.62% | 2.06 | 0 | 10 |  |  |  |  | R-454B | 2.1 | Residential & Commercial | USHP | Ducted CEE Tier 1
215728007 | Central HP <5.4 tons | CHAMPION HEATING AND COOLING | HRCU-A-CB (Split System: Heat Pump with Remote Outdoor Unit-Air-Source) | HH824E2S11 | ADP |  | H,YE7J(1,2)36+TXV | TM9E040A10MP12 | 22400 | 16 | 8.8 | 21400 | 17700 | 82.71% | 1.96 | 0 | 10.5 |  |  |  |  | R-454B | 1.8667 | Residential & Commercial | USHP | Ducted CEE Tier 1
215728023 | Central HP <5.4 tons | CHAMPION HEATING AND COOLING | HRCU-A-CB (Split System: Heat Pump with Remote Outdoor Unit-Air-Source) | HH824E2S11 | ADP |  | H,YE7J(1,2)36+TXV | TM9Y060B12MP11 | 22400 | 17 | 8.8 | 21400 | 17300 | 80.84% | 1.96 | 0 | 11 |  |  |  |  | R-454B | 1.8667 | Residential & Commercial | USHP | Ducted CEE Tier 1
215727979 | Central HP <5.4 tons | CHAMPION HEATING AND COOLING | HRCU-A-CB (Split System: Heat Pump with Remote Outdoor Unit-Air-Source) | HH860E2S11 | ADP |  | H,YE48(1,2)60+TXV | Z8ES120C20SMPS1 | 52500 | 18 | 8.5 | 51500 | 38000 | 73.79% | 2 | 0 | 11.7 |  |  |  |  | R-454B | 4.375 | Residential & Commercial | USHP | Ducted CEE Tier 1
204298924 | Central HP <5.4 tons | TEMPSTAR | HRCU-A-CB (Split System: Heat Pump with Remote Outdoor Unit-Air-Source) | TVH837GKA** |  |  | EA*4X42L21A*+WALLCON | *80CTL0701716A* | 31800 | 17 | 8.1 | 33200 | 24600 | 74.1% | 1.88 | 11 | 11 |  |  |  |  | R-410A | 2.65 | Residential & Commercial | USHP | Ducted CEE Tier 1
204299844 | Central HP <5.4 tons | TEMPSTAR | HRCU-A-CB (Split System: Heat Pump with Remote Outdoor Unit-Air-Source) | TVH837GKA** |  |  | EN(A,D,W)4X48L21**+WALLCON | *80CTL0901716A* | 32400 | 18 | 8.1 | 32800 | 24800 | 75.61% | 1.98 | 12.5 | 11.7 |  |  |  |  | R-410A | 2.7 | Residential & Commercial | USHP | Ducted CEE Tier 1
204300278 | Central HP <5.4 tons | TEMPSTAR | HRCU-A-CB (Split System: Heat Pump with Remote Outdoor Unit-Air-Source) | TVH837GKA** |  |  | EHD4X42AAL+WALLCON | *80CTL1352422A* | 32600 | 17 | 8.1 | 33000 | 24800 | 75.15% | 1.96 | 11 | 11 |  |  |  |  | R-410A | 2.7167 | Residential & Commercial | USHP | Ducted CEE Tier 1
216779110 | Central HP <5.4 tons | HISENSE | HRCU-A-CB (Split System: Heat Pump with Remote Outdoor Unit-Air-Source) | AUWR-36U3TW5 | ADP |  | FE*G34*36+TXV | 0 | 31200 | 18 | 10.3 | 32400 | 30600 | 94.44% | 2.12 | 0 | 11.5 |  |  |  |  | R-454B | 2.6 | Residential & Commercial | USHP | Ducted CEE Tier 1
213872341 | Central HP <5.4 tons | CHAMPION HEATING AND COOLING | HRCU-A-CB (Split System: Heat Pump with Remote Outdoor Unit-Air-Source) | HMH72B341 | ADP |  | H,YG9J936 | TM9V080C16MP12 | 34000 | 17 | 8.1 | 32200 | 23400 | 72.67% | 2.08 | 0 | 10 |  |  |  |  | R-410A | 2.8333 | Residential & Commercial | USHP | Ducted CEE Tier 1
216488032 | Central HP <5.4 tons | CHAMPION HEATING AND COOLING | HRCU-A-CB (Split System: Heat Pump with Remote Outdoor Unit-Air-Source) | HH836E2S11 | ADP |  | A36VDA*+TXV | TM9Y060B12MP11 | 33200 | 18 | 8.5 | 29600 | 25200 | 85.14% | 2 | 0 | 11 |  |  |  |  | R-454B | 2.7667 | Residential & Commercial | USHP | Ducted CEE Tier 1
203119157 | Central HP <5.4 tons | TRANE | HRCU-A-CB (Split System: Heat Pump with Remote Outdoor Unit-Air-Source) | 4TWA7048A3 |  |  | 4TXFH064AZ3 | S8X1D120M5PTA | 47500 | 16.5 | 8.1 | 48000 | 48000 | 100% | 3.6 | 13 | 12 |  |  |  |  | R-410A | 3.9583 | Residential & Commercial | USHP | Ducted CEE Tier 1
202459379 | Central HP <5.4 tons | TRANE | HRCU-A-CB (Split System: Heat Pump with Remote Outdoor Unit-Air-Source) | 4TWA7048A3 |  |  | 4PX*DU60BS3 | S8X1D120M5PSA | 47500 | 16.5 | 8.1 | 48000 | 48000 | 100% | 3.6 | 13 | 12 |  |  |  |  | R-410A | 3.9583 | Residential & Commercial | USHP | Ducted CEE Tier 1
213785529 | Central HP <5.4 tons | BRYANT HEATING AND COOLING SYSTEMS | HRCU-A-CB (Split System: Heat Pump with Remote Outdoor Unit-Air-Source) | 284ANV036*0**B* |  |  | CAP**6024AL*+UI | 986TD66100C21*** | 33800 | 19.5 | 9 | 35800 | 25200 | 70.39% | 2 | 0 | 12 |  |  |  |  | R-410A | 2.8167 | Residential & Commercial | USHP | Ducted CEE Tier 1
213785645 | Central HP <5.4 tons | BRYANT HEATING AND COOLING SYSTEMS | HRCU-A-CB (Split System: Heat Pump with Remote Outdoor Unit-Air-Source) | 284ANV036*0**B* |  |  | CSPH*3612AL*+UI | 88*TB60110C21*** | 33200 | 18.5 | 8.5 | 37000 | 26200 | 70.81% | 2.02 | 0 | 11.7 |  |  |  |  | R-410A | 2.7667 | Residential & Commercial | USHP | Ducted CEE Tier 1
213785711 | Central HP <5.4 tons | BRYANT HEATING AND COOLING SYSTEMS | HRCU-A-CB (Split System: Heat Pump with Remote Outdoor Unit-Air-Source) | 284ANV036*0**B* |  |  | CSPH*4812AL*+UI | 88*TB66135C24*** | 33600 | 19 | 8.5 | 36600 | 25800 | 70.49% | 2.04 | 0 | 12 |  |  |  |  | R-410A | 2.8 | Residential & Commercial | USHP | Ducted CEE Tier 1
213785713 | Central HP <5.4 tons | BRYANT HEATING AND COOLING SYSTEMS | HRCU-A-CB (Split System: Heat Pump with Remote Outdoor Unit-Air-Source) | 284ANV036*0**B* |  |  | CSPH*4812AL*+UI | 935CB48060C17*** | 33400 | 18.5 | 8.5 | 36800 | 26000 | 70.65% | 2.02 | 0 | 11.5 |  |  |  |  | R-410A | 2.7833 | Residential & Commercial | USHP | Ducted CEE Tier 1
216677762 | Central HP <5.4 tons | TEMPSTAR | HRCU-A-CB (Split System: Heat Pump with Remote Outdoor Unit-Air-Source) | D5CURAH24AAK |  |  | ESH5X36M12A* | *92MSN0801716A* | 24000 | 15.2 | 8.5 | 23600 | 19200 | 81.36% | 1.94 | 0 | 9.8 |  |  |  |  | R-454B | 2 | Residential & Commercial | USHP
216677739 | Central HP <5.4 tons | TEMPSTAR | HRCU-A-CB (Split System: Heat Pump with Remote Outdoor Unit-Air-Source) | D5CURAH24AAK |  |  | EA*5X30M17A* | *95CSU0601716B* | 23400 | 15.2 | 8.5 | 24200 | 19400 | 80.17% | 1.9 | 0 | 9.8 |  |  |  |  | R-454B | 1.95 | Residential & Commercial | USHP
213785729 | Central HP <5.4 tons | BRYANT HEATING AND COOLING SYSTEMS | HRCU-A-CB (Split System: Heat Pump with Remote Outdoor Unit-Air-Source) | 284ANV036*0**B* |  |  | CSPH*4812AL*+UI | 986TD66120C24*** | 33600 | 18.5 | 8.5 | 36600 | 25800 | 70.49% | 2.04 | 0 | 12 |  |  |  |  | R-410A | 2.8 | Residential & Commercial | USHP | Ducted CEE Tier 1
202459557 | Central HP <5.4 tons | TRANE | HRCU-A-CB (Split System: Heat Pump with Remote Outdoor Unit-Air-Source) | 4TWA7048A4 |  |  | 4TXFH064AZ3 | S8X1D120M5PSA | 47500 | 16.5 | 8.1 | 48000 | 48000 | 100% | 3.6 | 13 | 12 |  |  |  |  | R-410A | 3.9583 | Residential & Commercial | USHP | Ducted CEE Tier 1
204300438 | Central HP <5.4 tons | TEMPSTAR | HRCU-A-CB (Split System: Heat Pump with Remote Outdoor Unit-Air-Source) | TVH837GKA** |  |  | EHD4X48AAL+WALLCON | *80CTL0701716A* | 32600 | 17 | 8.1 | 33200 | 25000 | 75.3% | 1.96 | 11.5 | 11 |  |  |  |  | R-410A | 2.7167 | Residential & Commercial | USHP | Ducted CEE Tier 1
213163979 | Central HP <5.4 tons | SURE | HRCU-A-CB (Split System: Heat Pump with Remote Outdoor Unit-Air-Source) | SP18AZ24AJVC |  |  | TCFZ2421HEAAM | S97MV1005A21DHS | 22800 | 20 | 8.5 | 22800 | 26000 | 114% | 2.1 | 0 | 12.5 |  |  |  |  | R-410A | 1.9 | Residential & Commercial | USHP | Ducted CEE Tier 1
204300388 | Central HP <5.4 tons | TEMPSTAR | HRCU-A-CB (Split System: Heat Pump with Remote Outdoor Unit-Air-Source) | TVH837GKA** |  |  | EHD4X42AAL+WALLCON | *80CTL0701412A* | 32400 | 17 | 8.1 | 33200 | 25000 | 75.3% | 1.94 | 11.5 | 11 |  |  |  |  | R-410A | 2.7 | Residential & Commercial | USHP | Ducted CEE Tier 1
210532920 | Central HP <5.4 tons | CARRIER | HRCU-A-CB (Split System: Heat Pump with Remote Outdoor Unit-Air-Source) | 25VNA448A*031* |  |  | CSPH*4812AL*+UI | 58TN*A090C21**20 | 44500 | 20.5 | 9 | 46500 | 36600 | 78.71% | 2.22 | 0 | 11.7 |  |  |  |  | R-410A | 3.7083 | Residential & Commercial | USHP | Ducted CEE Tier 1
216676793 | Central HP <5.4 tons | TEMPSTAR | HRCU-A-CB (Split System: Heat Pump with Remote Outdoor Unit-Air-Source) | D5CURAH24AAK |  |  | EA*5X37M21A* | *95CSU0601716B* | 24400 | 15.5 | 8.5 | 23000 | 19000 | 82.61% | 1.96 | 0 | 10 |  |  |  |  | R-454B | 2.0333 | Residential & Commercial | USHP | Ducted CEE Tier 1
215727993 | Central HP <5.4 tons | CHAMPION HEATING AND COOLING | HRCU-A-CB (Split System: Heat Pump with Remote Outdoor Unit-Air-Source) | HH824E2S11 | ADP |  | H,YE7J(1,2)36+TXV | TM8E040A12MP11 | 22400 | 16 | 8.8 | 21000 | 16800 | 80% | 1.96 | 0 | 11.5 |  |  |  |  | R-454B | 1.8667 | Residential & Commercial | USHP | Ducted CEE Tier 1
215728016 | Central HP <5.4 tons | CHAMPION HEATING AND COOLING | HRCU-A-CB (Split System: Heat Pump with Remote Outdoor Unit-Air-Source) | HH824E2S11 | ADP |  | H,YE31(1,2)30+TXV | TM9V060B12MP12 | 21800 | 17 | 8.5 | 21200 | 17200 | 81.13% | 1.9 | 0 | 11 |  |  |  |  | R-454B | 1.8167 | Residential & Commercial | USHP | Ducted CEE Tier 1
215728025 | Central HP <5.4 tons | CHAMPION HEATING AND COOLING | HRCU-A-CB (Split System: Heat Pump with Remote Outdoor Unit-Air-Source) | HH824E2S11 | ADP |  | H,YE7J(1,2)36+TXV | TM9Y080B12MP11 | 23000 | 17 | 9 | 21400 | 18100 | 84.58% | 2 | 0 | 11.7 |  |  |  |  | R-454B | 1.9167 | Residential & Commercial | USHP | Ducted CEE Tier 1
215728041 | Central HP <5.4 tons | CHAMPION HEATING AND COOLING | HRCU-A-CB (Split System: Heat Pump with Remote Outdoor Unit-Air-Source) | HH824E2S11 | ADP |  | H,YE31(1,2)30+TXV | Z9ES060B12SMPS1 | 22600 | 16 | 8.75 | 21400 | 18200 | 85.05% | 1.96 | 0 | 11.5 |  |  |  |  | R-454B | 1.8833 | Residential & Commercial | USHP | Ducted CEE Tier 1
215727964 | Central HP <5.4 tons | CHAMPION HEATING AND COOLING | HRCU-A-CB (Split System: Heat Pump with Remote Outdoor Unit-Air-Source) | HH860E2S11 | ADP |  | H,YE36(1,2)60+TXV | TM9Y100C20MP11 | 51000 | 17 | 8.3 | 52500 | 39000 | 74.29% | 1.96 | 0 | 10.5 |  |  |  |  | R-454B | 4.25 | Residential & Commercial | USHP | Ducted CEE Tier 1
215727915 | Central HP <5.4 tons | CHAMPION HEATING AND COOLING | HRCU-A-CB (Split System: Heat Pump with Remote Outdoor Unit-Air-Source) | HH860E2S11 | ADP |  | H,YE48(1,2)60+TXV | TM8E080C20MP11 | 53500 | 18 | 8.5 | 53000 | 39500 | 74.53% | 2 | 0 | 11 |  |  |  |  | R-454B | 4.4583 | Residential & Commercial | USHP | Ducted CEE Tier 1
215727928 | Central HP <5.4 tons | CHAMPION HEATING AND COOLING | HRCU-A-CB (Split System: Heat Pump with Remote Outdoor Unit-Air-Source) | HH860E2S11 | ADP |  | H,YE36(1,2)60+TXV | TM8V100C16MP12 | 43000 | 17 | 8.4 | 42000 | 32800 | 78.1% | 1.98 | 0 | 11.5 |  |  |  |  | R-454B | 3.5833 | Residential & Commercial | USHP | Ducted CEE Tier 1
215727897 | Central HP <5.4 tons | CHAMPION HEATING AND COOLING | HRCU-A-CB (Split System: Heat Pump with Remote Outdoor Unit-Air-Source) | HH836E2S11 | ADP |  | H,YE9J(1,2)36+TXV | TM9Y080C16MP11 | 33800 | 18 | 8.5 | 30400 | 25400 | 83.55% | 2 | 0 | 11 |  |  |  |  | R-454B | 2.8167 | Residential & Commercial | USHP | Ducted CEE Tier 1
213362806 | Central HP <5.4 tons | COLEMAN | HRCU-A-CB (Split System: Heat Pump with Remote Outdoor Unit-Air-Source) | HMH72B341 | ADP |  | H,YG9J936 | Z9ET080B12SMPS1 | 34000 | 18 | 8.1 | 31800 | 23800 | 74.84% | 2.08 | 0 | 10 |  |  |  |  | R-410A | 2.8333 | Residential & Commercial | USHP | Ducted CEE Tier 1
213785182 | Central HP <5.4 tons | BRYANT HEATING AND COOLING SYSTEMS | HRCU-A-CB (Split System: Heat Pump with Remote Outdoor Unit-Air-Source) | 284ANV024*0**B* |  |  | CAP**4321AL*+UI | 986TD42080C17*** | 24000 | 20 | 10.5 | 26400 | 19800 | 75% | 2.52 | 0 | 13 |  |  |  |  | R-410A | 2 | Residential & Commercial | USHP | Ducted CEE Tier 1
215727996 | Central HP <5.4 tons | CHAMPION HEATING AND COOLING | HRCU-A-CB (Split System: Heat Pump with Remote Outdoor Unit-Air-Source) | HH824E2S11 | ADP |  | H,YE31(1,2)30+TXV | TM8E080B12MP11 | 21800 | 17 | 8.5 | 21200 | 17500 | 82.55% | 1.9 | 0 | 11 |  |  |  |  | R-454B | 1.8167 | Residential & Commercial | USHP | Ducted CEE Tier 1
215727998 | Central HP <5.4 tons | CHAMPION HEATING AND COOLING | HRCU-A-CB (Split System: Heat Pump with Remote Outdoor Unit-Air-Source) | HH824E2S11 | ADP |  | H,YE31(1,2)30+TXV | TM8E100B12MP11 | 21800 | 17 | 8.5 | 21200 | 17600 | 83.02% | 1.9 | 0 | 11 |  |  |  |  | R-454B | 1.8167 | Residential & Commercial | USHP | Ducted CEE Tier 1
207252268 | Central HP <5.4 tons | TRANE | HRCU-A-CB (Split System: Heat Pump with Remote Outdoor Unit-Air-Source) | 4TWA7048A4 |  |  | 4PX*CU60BS3 | L8V1C100U5VSA | 48000 | 17 | 8.1 | 48500 | 48000 | 98.97% | 3.6 | 12.5 | 12 |  |  |  |  | R-410A | 4 | Residential & Commercial | USHP | Ducted CEE Tier 1
210532892 | Central HP <5.4 tons | CARRIER | HRCU-A-CB (Split System: Heat Pump with Remote Outdoor Unit-Air-Source) | 25VNA448A*031* |  |  | CNPV*4821AL*+UI | 58TN*A090C21**20 | 44000 | 21 | 8.5 | 46500 | 36400 | 78.28% | 2.18 | 0 | 12 |  |  |  |  | R-410A | 3.6667 | Residential & Commercial | USHP | Ducted CEE Tier 1
215728030 | Central HP <5.4 tons | CHAMPION HEATING AND COOLING | HRCU-A-CB (Split System: Heat Pump with Remote Outdoor Unit-Air-Source) | HH824E2S11 | ADP |  | H,YE7J(1,2)36+TXV | Z8ES100B12SMPS1 | 23000 | 18 | 9 | 21400 | 18200 | 85.05% | 2 | 0 | 12 |  |  |  |  | R-454B | 1.9167 | Residential & Commercial | USHP | Ducted CEE Tier 1
216981042 | Central HP <5.4 tons | CHAMPION HEATING AND COOLING | HRCU-A-CB (Split System: Heat Pump with Remote Outdoor Unit-Air-Source) | HH824E2S11 | ADP |  | V,Y36H175P15*+TXV | TM9V080B12MP12 | 23000 | 18 | 9.5 | 21400 | 18100 | 84.58% | 2 | 0 | 12 |  |  |  |  | R-454B | 1.9167 | Residential & Commercial | USHP | Ducted CEE Tier 1
215727992 | Central HP <5.4 tons | CHAMPION HEATING AND COOLING | HRCU-A-CB (Split System: Heat Pump with Remote Outdoor Unit-Air-Source) | HH824E2S11 | ADP |  | H,YE31(1,2)30+TXV | TM8E040A12MP11 | 21800 | 16 | 8.5 | 20800 | 16800 | 80.77% | 1.9 | 0 | 11 |  |  |  |  | R-454B | 1.8167 | Residential & Commercial | USHP | Ducted CEE Tier 1
215487775 | Central HP <5.4 tons | AMANA | HRCU-A-CB (Split System: Heat Pump with Remote Outdoor Unit-Air-Source) | AZV6SA1810A* |  |  | CHPEA2422*3A* | A*VC960803BNB* | 17000 | 19 | 8.8 | 16800 | 13000 | 77.38% | 2.1 | 0 | 12 |  |  |  |  | R-32 | 1.4167 | Residential & Commercial | USHP | Ducted CEE Tier 1
214097621 | Central HP <5.4 tons | SURE | HRCU-A-CB (Split System: Heat Pump with Remote Outdoor Unit-Air-Source) | RD17AZ48AJ3N |  |  | TCFZ6024SEANM | S801V1005A21UHN | 45500 | 17 | 8.1 | 45500 | 40000 | 87.91% | 2.1 | 0 | 10 |  |  |  |  | R-410A | 3.7917 | Residential & Commercial | USHP | Ducted CEE Tier 1
215429768 | Central HP <5.4 tons | AMANA | HRCU-A-CB (Split System: Heat Pump with Remote Outdoor Unit-Air-Source) | AZV6SA1810A* |  |  | AHVE24BP0300A* | 0 | 17100 | 19 | 8.8 | 17400 | 13000 | 74.71% | 2.1 | 0 | 12 |  |  |  |  | R-32 | 1.425 | Residential & Commercial | USHP | Ducted CEE Tier 1
216820671 | Central HP <5.4 tons | SURE | HRCU-A-CB (Split System: Heat Pump with Remote Outdoor Unit-Air-Source) | RD18AY24AJVC |  |  | TCFY2417MTANM | S801V0503A14DZ | 21000 | 18 | 8.1 | 20800 | 17000 | 81.73% | 1.9 | 0 | 10 |  |  |  |  | R-454B | 1.75 | Residential & Commercial | USHP | Ducted CEE Tier 1
215728027 | Central HP <5.4 tons | CHAMPION HEATING AND COOLING | HRCU-A-CB (Split System: Heat Pump with Remote Outdoor Unit-Air-Source) | HH824E2S11 | ADP |  | H,YE7J(1,2)36+TXV | Z8ES060A12SMPS1 | 22400 | 17 | 8.8 | 21000 | 16900 | 80.48% | 1.96 | 0 | 11.5 |  |  |  |  | R-454B | 1.8667 | Residential & Commercial | USHP | Ducted CEE Tier 1
216820889 | Central HP <5.4 tons | SURE | HRCU-A-CB (Split System: Heat Pump with Remote Outdoor Unit-Air-Source) | RD18AY48AJVC |  |  | TCFY4824STANM | S801V1255A24UH | 41500 | 18 | 8.1 | 41500 | 37400 | 90.12% | 2.1 | 0 | 10 |  |  |  |  | R-454B | 3.4583 | Residential & Commercial | USHP | Ducted CEE Tier 1
212555754 | Central HP <5.4 tons | DAY & NIGHT | HRCU-A-CB (Split System: Heat Pump with Remote Outdoor Unit-Air-Source) | CVH848GKA2* | ADP |  | FG49960 | *96CTN1202422A* | 45500 | 17 | 8.1 | 44500 | 31400 | 70.56% | 2.24 | 0 | 10.5 |  |  |  |  | R-410A | 3.7917 | Residential & Commercial | USHP | Ducted CEE Tier 1
213785743 | Central HP <5.4 tons | BRYANT HEATING AND COOLING SYSTEMS | HRCU-A-CB (Split System: Heat Pump with Remote Outdoor Unit-Air-Source) | 284ANV036*0**B* |  |  | CSPH*6012AL*+UI | 88*TB66135C24*** | 34000 | 19 | 8.5 | 36000 | 25200 | 70% | 2.04 | 0 | 12 |  |  |  |  | R-410A | 2.8333 | Residential & Commercial | USHP | Ducted CEE Tier 1
213785761 | Central HP <5.4 tons | BRYANT HEATING AND COOLING SYSTEMS | HRCU-A-CB (Split System: Heat Pump with Remote Outdoor Unit-Air-Source) | 284ANV036*0**B* |  |  | CSPH*6012AL*+UI | 986TD66120C24*** | 34000 | 19 | 8.5 | 36000 | 25200 | 70% | 2.02 | 0 | 12 |  |  |  |  | R-410A | 2.8333 | Residential & Commercial | USHP | Ducted CEE Tier 1
215728017 | Central HP <5.4 tons | CHAMPION HEATING AND COOLING | HRCU-A-CB (Split System: Heat Pump with Remote Outdoor Unit-Air-Source) | HH824E2S11 | ADP |  | H,YE7J(1,2)36+TXV | TM9V060B12MP12 | 22400 | 17 | 8.8 | 21400 | 17200 | 80.37% | 1.96 | 0 | 11 |  |  |  |  | R-454B | 1.8667 | Residential & Commercial | USHP | Ducted CEE Tier 1
204388859 | Central HP <5.4 tons | AMERICAN STANDARD | HRCU-A-CB (Split System: Heat Pump with Remote Outdoor Unit-Air-Source) | 4A6C7048A4 |  |  | TEM6A0C42H41+TDR | 0 | 45500 | 16.5 | 8.1 | 48500 | 44500 | 91.75% | 3.5 | 12.5 | 12 |  |  |  |  | R-410A | 3.7917 | Residential & Commercial | USHP | Ducted CEE Tier 1
216488001 | Central HP <5.4 tons | CHAMPION HEATING AND COOLING | HRCU-A-CB (Split System: Heat Pump with Remote Outdoor Unit-Air-Source) | HH824E2S11 | ADP |  | A36VBA*+TXV | Z8ES060A12SMPS1 | 22400 | 17 | 9.15 | 21200 | 17600 | 83.02% | 1.94 | 0 | 11.5 |  |  |  |  | R-454B | 1.8667 | Residential & Commercial | USHP | Ducted CEE Tier 1
215487770 | Central HP <5.4 tons | AMANA | HRCU-A-CB (Split System: Heat Pump with Remote Outdoor Unit-Air-Source) | AZV7SA4810A* |  |  | CHPEA6030*3A* | A*VC800805D*A* | 45500 | 17 | 8.5 | 46500 | 33600 | 72.26% | 2 | 0 | 10 |  |  |  |  | R-32 | 3.7917 | Residential & Commercial | USHP | Ducted CEE Tier 1
215487656 | Central HP <5.4 tons | AMANA | HRCU-A-CB (Split System: Heat Pump with Remote Outdoor Unit-Air-Source) | AZV7SA2410A* |  |  | CA*EA3022*3A* | A*VC960803BNB* | 23200 | 19 | 8.6 | 23200 | 17000 | 73.28% | 2 | 0 | 11 |  |  |  |  | R-32 | 1.9333 | Residential & Commercial | USHP | Ducted CEE Tier 1
215487672 | Central HP <5.4 tons | AMANA | HRCU-A-CB (Split System: Heat Pump with Remote Outdoor Unit-Air-Source) | AZV7SA2410A* |  |  | CA*EA3626*3A* | A*VC960804CNB* | 23200 | 19 | 8.6 | 23200 | 17000 | 73.28% | 2 | 0 | 11 |  |  |  |  | R-32 | 1.9333 | Residential & Commercial | USHP | Ducted CEE Tier 1
215402576 | Central HP <5.4 tons | HISENSE | HRCU-A-C (Split System: Heat Pump with Remote Outdoor Unit with No Indoor Fan --Air Source) | AUWR-48U3SP | ADP |  | HG88960+TD | 0 | 42000 | 15.2 | 8.55 | 40000 | 34200 | 85.5% | 1.94 | 0 | 11 |  |  |  |  | R-410A | 3.5 | Residential & Commercial | USHP | Ducted CEE Tier 1
215728002 | Central HP <5.4 tons | CHAMPION HEATING AND COOLING | HRCU-A-CB (Split System: Heat Pump with Remote Outdoor Unit-Air-Source) | HH824E2S11 | ADP |  | H,YE31(1,2)30+TXV | TM8Y080B12MP11 | 21800 | 17 | 8.5 | 21200 | 17200 | 81.13% | 1.9 | 0 | 11 |  |  |  |  | R-454B | 1.8167 | Residential & Commercial | USHP | Ducted CEE Tier 1
215728011 | Central HP <5.4 tons | CHAMPION HEATING AND COOLING | HRCU-A-CB (Split System: Heat Pump with Remote Outdoor Unit-Air-Source) | HH824E2S11 | ADP |  | H,YE7J(1,2)36+TXV | TM9E060B12MP12 | 23000 | 16 | 9 | 21400 | 17900 | 83.64% | 2 | 0 | 11.7 |  |  |  |  | R-454B | 1.9167 | Residential & Commercial | USHP | Ducted CEE Tier 1
215728043 | Central HP <5.4 tons | CHAMPION HEATING AND COOLING | HRCU-A-CB (Split System: Heat Pump with Remote Outdoor Unit-Air-Source) | HH824E2S11 | ADP |  | H,YE31(1,2)30+TXV | Z9ES080B12SMPS1 | 21800 | 17 | 8.5 | 21200 | 17400 | 82.08% | 1.9 | 0 | 11 |  |  |  |  | R-454B | 1.8167 | Residential & Commercial | USHP | Ducted CEE Tier 1
214627193 | Central HP <5.4 tons | CARRIER | HRCU-A-CB (Split System: Heat Pump with Remote Outdoor Unit-Air-Source) | 25VNA448A*031* | ADP |  | PL60H210P179 | 59CU5A080C21**20 | 44000 | 21 | 8.5 | 44500 | 36000 | 80.9% | 2.18 | 0 | 12 |  |  |  |  | R-410A | 3.6667 | Residential & Commercial | USHP | Ducted CEE Tier 1
216678565 | Central HP <5.4 tons | TEMPSTAR | HRCU-A-CB (Split System: Heat Pump with Remote Outdoor Unit-Air-Source) | D5CURAH24AAK |  |  | FM(C,U)5Z30**AL* | 0 | 24800 | 16 | 9.5 | 24800 | 19600 | 79.03% | 2.14 | 0 | 10 |  |  |  |  | R-454B | 2.0667 | Residential & Commercial | USHP | Ducted CEE Tier 1
216821148 | Central HP <5.4 tons | SURE | HRCU-A-CB (Split System: Heat Pump with Remote Outdoor Unit-Air-Source) | RD18AY60AJVC |  |  | TCFY6021STAAM | S951V1005A21UH | 48500 | 16 | 8.1 | 48500 | 39000 | 80.41% | 2 | 0 | 10 |  |  |  |  | R-454B | 4.0417 | Residential & Commercial | USHP | Ducted CEE Tier 1
216821153 | Central HP <5.4 tons | SURE | HRCU-A-CB (Split System: Heat Pump with Remote Outdoor Unit-Air-Source) | RD18AY60AJVC |  |  | TCFY6021STAAM | S97MV0855A21DH | 48500 | 16 | 8.1 | 48500 | 39000 | 80.41% | 2 | 0 | 10 |  |  |  |  | R-454B | 4.0417 | Residential & Commercial | USHP | Ducted CEE Tier 1
216820789 | Central HP <5.4 tons | SURE | HRCU-A-CB (Split System: Heat Pump with Remote Outdoor Unit-Air-Source) | RD18AY48AJVC |  |  | TCFY4824MTANM | S98MV1155A24UP | 43000 | 17 | 8.1 | 43000 | 33400 | 77.67% | 2 | 0 | 10 |  |  |  |  | R-454B | 3.5833 | Residential & Commercial | USHP | Ducted CEE Tier 1
216820955 | Central HP <5.4 tons | SURE | HRCU-A-CB (Split System: Heat Pump with Remote Outdoor Unit-Air-Source) | RD18AY48AJVC |  |  | TCFY4824STANM | S921V0705A21M4 | 41000 | 17 | 8.1 | 41000 | 37800 | 92.2% | 2.1 | 0 | 10 |  |  |  |  | R-454B | 3.4167 | Residential & Commercial | USHP | Ducted CEE Tier 1
215728006 | Central HP <5.4 tons | CHAMPION HEATING AND COOLING | HRCU-A-CB (Split System: Heat Pump with Remote Outdoor Unit-Air-Source) | HH824E2S11 | ADP |  | H,YE31(1,2)30+TXV | TM9E040A10MP12 | 21800 | 16 | 8.5 | 21200 | 17700 | 83.49% | 1.9 | 0 | 10 |  |  |  |  | R-454B | 1.8167 | Residential & Commercial | USHP | Ducted CEE Tier 1
203120267 | Central HP <5.4 tons | AMERICAN STANDARD | HRCU-A-CB (Split System: Heat Pump with Remote Outdoor Unit-Air-Source) | 4A6C7048A3 |  |  | 4TXCD010DS3 | S8X1D120M5PTA | 47500 | 16.5 | 8.1 | 48000 | 48000 | 100% | 3.6 | 13 | 12 |  |  |  |  | R-410A | 3.9583 | Residential & Commercial | USHP | Ducted CEE Tier 1
210532894 | Central HP <5.4 tons | CARRIER | HRCU-A-CB (Split System: Heat Pump with Remote Outdoor Unit-Air-Source) | 25VNA448A*031* |  |  | CNPV*4821AL*+UI | 59TN6B100C21**22 | 44000 | 21 | 8.5 | 46500 | 36400 | 78.28% | 2.18 | 0 | 12 |  |  |  |  | R-410A | 3.6667 | Residential & Commercial | USHP | Ducted CEE Tier 1
216821158 | Central HP <5.4 tons | SURE | HRCU-A-CB (Split System: Heat Pump with Remote Outdoor Unit-Air-Source) | RD18AY60AJVC |  |  | TCFY6021STAAM | S951V1005A21M4 | 48500 | 16 | 8.1 | 48500 | 39500 | 81.44% | 2 | 0 | 10 |  |  |  |  | R-454B | 4.0417 | Residential & Commercial | USHP | Ducted CEE Tier 1
204298744 | Central HP <5.4 tons | TEMPSTAR | HRCU-A-CB (Split System: Heat Pump with Remote Outdoor Unit-Air-Source) | TVH837GKA** |  |  | EA*4X36L21A*+WALLCON | *97CMN1002122A* | 31600 | 17 | 8.1 | 33200 | 24200 | 72.89% | 1.86 | 11.5 | 11 |  |  |  |  | R-410A | 2.6333 | Residential & Commercial | USHP | Ducted CEE Tier 1
204298964 | Central HP <5.4 tons | TEMPSTAR | HRCU-A-CB (Split System: Heat Pump with Remote Outdoor Unit-Air-Source) | TVH837GKA** |  |  | EA*4X42L21A*+WALLCON | *96CTN0801714A* | 31600 | 17 | 8.1 | 33400 | 24800 | 74.25% | 1.86 | 11.5 | 11 |  |  |  |  | R-410A | 2.6333 | Residential & Commercial | USHP | Ducted CEE Tier 1
204299114 | Central HP <5.4 tons | TEMPSTAR | HRCU-A-CB (Split System: Heat Pump with Remote Outdoor Unit-Air-Source) | TVH837GKA** |  |  | EA*4X42L24A*+WALLCON | *97CMN1002122A* | 31800 | 17.5 | 8.1 | 33000 | 24400 | 73.94% | 1.9 | 12 | 11.5 |  |  |  |  | R-410A | 2.65 | Residential & Commercial | USHP | Ducted CEE Tier 1
213785745 | Central HP <5.4 tons | BRYANT HEATING AND COOLING SYSTEMS | HRCU-A-CB (Split System: Heat Pump with Remote Outdoor Unit-Air-Source) | 284ANV036*0**B* |  |  | CSPH*6012AL*+UI | 935CB48060C17*** | 33800 | 18.5 | 8.5 | 36200 | 25400 | 70.17% | 2 | 0 | 11.7 |  |  |  |  | R-410A | 2.8167 | Residential & Commercial | USHP | Ducted CEE Tier 1
213164016 | Central HP <5.4 tons | SURE | HRCU-A-CB (Split System: Heat Pump with Remote Outdoor Unit-Air-Source) | SP18AZ60AJVC |  |  | TCFZ6021SEAAM | S802V0755A21DZ | 53000 | 19 | 8.1 | 53000 | 50000 | 94.34% | 1.9 | 0 | 10 |  |  |  |  | R-410A | 4.4167 | Residential & Commercial | USHP | Ducted CEE Tier 1
216820998 | Central HP <5.4 tons | SURE | HRCU-A-CB (Split System: Heat Pump with Remote Outdoor Unit-Air-Source) | RD18AY48AJVC |  |  | TCFY4824STANM | S98MV1155A24UP | 41000 | 17 | 8.1 | 41000 | 37800 | 92.2% | 2.1 | 0 | 10 |  |  |  |  | R-454B | 3.4167 | Residential & Commercial | USHP | Ducted CEE Tier 1
213872357 | Central HP <5.4 tons | CHAMPION HEATING AND COOLING | HRCU-A-CB (Split System: Heat Pump with Remote Outdoor Unit-Air-Source) | HMH72B341 | ADP |  | H,YG9J936 | Z8ES080C20SMPS1 | 34000 | 18 | 8.5 | 31800 | 24000 | 75.47% | 2.12 | 0 | 10 |  |  |  |  | R-410A | 2.8333 | Residential & Commercial | USHP | Ducted CEE Tier 1
213362744 | Central HP <5.4 tons | COLEMAN | HRCU-A-CB (Split System: Heat Pump with Remote Outdoor Unit-Air-Source) | HMH72B341 | ADP |  | H,YG9J936 | TM8V060A12MP12 | 34000 | 17 | 8.1 | 32400 | 23800 | 73.46% | 2.06 | 0 | 9.5 |  |  |  |  | R-410A | 2.8333 | Residential & Commercial | USHP
216441716 | Central HP <5.4 tons | MIDEA | HRCU-A-CB (Split System: Heat Pump with Remote Outdoor Unit-Air-Source) | MDV-V30WMN10T |  |  | MIH30VMN10 | 0 | 30000 | 18 | 10 | 30000 | 30000 | 100% | 1.95 | 0 | 12.5 |  |  |  |  | R-454B | 2.5 | Residential & Commercial | USHP | Ducted CEE Tier 1
213258365 | Central HP <5.4 tons | KEEPRITE | HRCU-A-CB (Split System: Heat Pump with Remote Outdoor Unit-Air-Source) | DLCURAH24ABK | ADP |  | H,GG33936 | *96VTN0601714A* | 23800 | 16 | 8.5 | 24400 | 22400 | 91.8% | 1.88 | 0 | 10 |  |  |  |  | R-410A | 1.9833 | Residential & Commercial | USHP | Ducted CEE Tier 1
215291857 | Central HP <5.4 tons | AIRQUEST | HRCU-A-CB (Split System: Heat Pump with Remote Outdoor Unit-Air-Source) | DLCURAH24ABK | ADP |  | H,GG31924 | *92MSN0401712A* | 22600 | 15.2 | 8.5 | 24800 | 23600 | 95.16% | 1.96 | 0 | 9.5 |  |  |  |  | R-410A | 1.8833 | Residential & Commercial | USHP
213785431 | Central HP <5.4 tons | BRYANT HEATING AND COOLING SYSTEMS | HRCU-A-CB (Split System: Heat Pump with Remote Outdoor Unit-Air-Source) | 284ANV036*0**B* |  |  | CAP**4221AL*+UI | 987MC42060C17*** | 32200 | 18.5 | 9 | 38000 | 26800 | 70.53% | 1.96 | 0 | 11 |  |  |  |  | R-410A | 2.6833 | Residential & Commercial | USHP | Ducted CEE Tier 1
213785433 | Central HP <5.4 tons | BRYANT HEATING AND COOLING SYSTEMS | HRCU-A-CB (Split System: Heat Pump with Remote Outdoor Unit-Air-Source) | 284ANV036*0**B* |  |  | CAP**4221AL*+UI | 987MC42080C17*** | 32400 | 18.5 | 9 | 38000 | 26800 | 70.53% | 1.96 | 0 | 11.5 |  |  |  |  | R-410A | 2.7 | Residential & Commercial | USHP | Ducted CEE Tier 1
213785465 | Central HP <5.4 tons | BRYANT HEATING AND COOLING SYSTEMS | HRCU-A-CB (Split System: Heat Pump with Remote Outdoor Unit-Air-Source) | 284ANV036*0**B* |  |  | CAP**4321AL*+UI | 88*TB60110C21*** | 33800 | 19.5 | 9 | 36400 | 25600 | 70.33% | 2.04 | 0 | 12 |  |  |  |  | R-410A | 2.8167 | Residential & Commercial | USHP | Ducted CEE Tier 1
213785481 | Central HP <5.4 tons | BRYANT HEATING AND COOLING SYSTEMS | HRCU-A-CB (Split System: Heat Pump with Remote Outdoor Unit-Air-Source) | 284ANV036*0**B* |  |  | CAP**4821AL*+UI | 88*TB36045C17*** | 32800 | 18.5 | 9 | 36800 | 26000 | 70.65% | 2 | 0 | 11 |  |  |  |  | R-410A | 2.7333 | Residential & Commercial | USHP | Ducted CEE Tier 1
216488003 | Central HP <5.4 tons | CHAMPION HEATING AND COOLING | HRCU-A-CB (Split System: Heat Pump with Remote Outdoor Unit-Air-Source) | HH824E2S11 | ADP |  | A36VBA*+TXV | Z8ES080B12SMPS1 | 23000 | 18 | 9.5 | 21400 | 18700 | 87.38% | 2 | 0 | 12 |  |  |  |  | R-454B | 1.9167 | Residential & Commercial | USHP | Ducted CEE Tier 1
215932675 | Central HP <5.4 tons | BRYANT HEATING AND COOLING SYSTEMS | HRCU-A-CB (Split System: Heat Pump with Remote Outdoor Unit-Air-Source) | 293VAN036**AA* |  |  | CAA**6121AM*+UI | 83*CA60100C21*** | 34400 | 20 | 9 | 34600 | 26200 | 75.72% | 1.94 | 0 | 11.7 |  |  |  |  | R-454B | 2.8667 | Residential & Commercial | USHP | Ducted CEE Tier 1
215932925 | Central HP <5.4 tons | BRYANT HEATING AND COOLING SYSTEMS | HRCU-A-CB (Split System: Heat Pump with Remote Outdoor Unit-Air-Source) | 293VAN036**AA* |  |  | CAA**6124AM*+UI | 987MC66100C21*** | 34400 | 20.5 | 9.5 | 34200 | 26000 | 76.02% | 2.08 | 0 | 12 |  |  |  |  | R-454B | 2.8667 | Residential & Commercial | USHP | Ducted CEE Tier 1
216488015 | Central HP <5.4 tons | CHAMPION HEATING AND COOLING | HRCU-A-CB (Split System: Heat Pump with Remote Outdoor Unit-Air-Source) | HH824E2S11 | ADP |  | A36VBA*+TXV | Z9ES060A10SMPS1 | 22400 | 18 | 8.7 | 21200 | 18100 | 85.38% | 1.94 | 0 | 11.5 |  |  |  |  | R-454B | 1.8667 | Residential & Commercial | USHP | Ducted CEE Tier 1
215487786 | Central HP <5.4 tons | AMANA | HRCU-A-CB (Split System: Heat Pump with Remote Outdoor Unit-Air-Source) | AZV6SA1810A* |  |  | CA*EA3022*3A* | A*VC800804C*A* | 17000 | 19 | 8.8 | 16800 | 13000 | 77.38% | 2.1 | 0 | 12 |  |  |  |  | R-32 | 1.4167 | Residential & Commercial | USHP | Ducted CEE Tier 1
216820677 | Central HP <5.4 tons | SURE | HRCU-A-CB (Split System: Heat Pump with Remote Outdoor Unit-Air-Source) | RD18AY24AJVC |  |  | TCFY2417MTANM | S951V0403A17UH | 20800 | 17 | 8.1 | 20800 | 17200 | 82.69% | 1.9 | 0 | 10 |  |  |  |  | R-454B | 1.7333 | Residential & Commercial | USHP | Ducted CEE Tier 1
216820736 | Central HP <5.4 tons | SURE | HRCU-A-CB (Split System: Heat Pump with Remote Outdoor Unit-Air-Source) | RD18AY24AJVC |  |  | TCFY2421MTANM | S97MV0603A17DH | 21000 | 18 | 8.1 | 20800 | 17000 | 81.73% | 1.9 | 0 | 10 |  |  |  |  | R-454B | 1.75 | Residential & Commercial | USHP | Ducted CEE Tier 1
216732927 | Central HP <5.4 tons | AIRQUEST | HRCU-A-CB (Split System: Heat Pump with Remote Outdoor Unit-Air-Source) | D5CUHAH24AAK |  |  | EA*5X24M17A* | *96MSN0601716A* | 22200 | 15.2 | 8.5 | 21200 | 19300 | 91.04% | 1.98 | 0 | 10.5 |  |  |  |  | R-454B | 1.85 | Residential & Commercial | USHP | Ducted CEE Tier 1
214301862 | Central HP <5.4 tons | CHAMPION HEATING AND COOLING | HRCU-A-CB (Split System: Heat Pump with Remote Outdoor Unit-Air-Source) | HMH72B341 | ADP |  | H,YE7J(1,2)36+TXV | TM9V080C16MP12 | 32800 | 17 | 8.1 | 31800 | 23000 | 72.33% | 2.04 | 0 | 9.5 |  |  |  |  | R-410A | 2.7333 | Residential & Commercial | USHP
216820953 | Central HP <5.4 tons | SURE | HRCU-A-CB (Split System: Heat Pump with Remote Outdoor Unit-Air-Source) | RD18AY48AJVC |  |  | TCFY4824STANM | S97MV1005A21DH | 41000 | 18 | 8.1 | 41000 | 37800 | 92.2% | 2.1 | 0 | 10 |  |  |  |  | R-454B | 3.4167 | Residential & Commercial | USHP | Ducted CEE Tier 1
216487993 | Central HP <5.4 tons | CHAMPION HEATING AND COOLING | HRCU-A-CB (Split System: Heat Pump with Remote Outdoor Unit-Air-Source) | HH824E2S11 | ADP |  | A36VBA*+TXV | TM9V080B12MP12 | 22400 | 17 | 9.15 | 21200 | 18100 | 85.38% | 1.94 | 0 | 11.5 |  |  |  |  | R-454B | 1.8667 | Residential & Commercial | USHP | Ducted CEE Tier 1
215291873 | Central HP <5.4 tons | AIRQUEST | HRCU-A-CB (Split System: Heat Pump with Remote Outdoor Unit-Air-Source) | DLCURAH24ABK | ADP |  | H,GE33936 | *92MSN0401712A* | 23200 | 16 | 8.5 | 24800 | 24400 | 98.39% | 2.04 | 0 | 9.5 |  |  |  |  | R-410A | 1.9333 | Residential & Commercial | USHP
215291889 | Central HP <5.4 tons | AIRQUEST | HRCU-A-CB (Split System: Heat Pump with Remote Outdoor Unit-Air-Source) | DLCURAH24ABK | ADP |  | HG7J936 | *92MSN0401712A* | 23000 | 16 | 8.5 | 24800 | 23600 | 95.16% | 1.96 | 0 | 9.5 |  |  |  |  | R-410A | 1.9167 | Residential & Commercial | USHP
215291905 | Central HP <5.4 tons | AIRQUEST | HRCU-A-CB (Split System: Heat Pump with Remote Outdoor Unit-Air-Source) | DLCURAH24ABK | ADP |  | H,GE22936 | *92MSN0601412A* | 22800 | 16 | 9 | 25400 | 25000 | 98.43% | 2.12 | 0 | 9.5 |  |  |  |  | R-410A | 1.9 | Residential & Commercial | USHP
215291907 | Central HP <5.4 tons | AIRQUEST | HRCU-A-CB (Split System: Heat Pump with Remote Outdoor Unit-Air-Source) | DLCURAH24ABK | ADP |  | H,GG24936 | *92MSN0601412A* | 23200 | 17 | 8.5 | 24800 | 23400 | 94.35% | 1.98 | 0 | 10 |  |  |  |  | R-410A | 1.9333 | Residential & Commercial | USHP | Ducted CEE Tier 1
215291914 | Central HP <5.4 tons | AIRQUEST | HRCU-A-CB (Split System: Heat Pump with Remote Outdoor Unit-Air-Source) | DLCURAH24ABK | ADP |  | HE31924 | *92MSN0601412A* | 22800 | 16 | 8.5 | 24800 | 23400 | 94.35% | 1.98 | 0 | 10 |  |  |  |  | R-410A | 1.9 | Residential & Commercial | USHP | Ducted CEE Tier 1
215291916 | Central HP <5.4 tons | AIRQUEST | HRCU-A-CB (Split System: Heat Pump with Remote Outdoor Unit-Air-Source) | DLCURAH24ABK | ADP |  | H,GG32930 | *92MSN0601412A* | 23200 | 17 | 8.5 | 24800 | 23400 | 94.35% | 1.98 | 0 | 10 |  |  |  |  | R-410A | 1.9333 | Residential & Commercial | USHP | Ducted CEE Tier 1
215291946 | Central HP <5.4 tons | AIRQUEST | HRCU-A-CB (Split System: Heat Pump with Remote Outdoor Unit-Air-Source) | DLCURAH24ABK | ADP |  | H,GE8J936 | *92MSN0601412A* | 23600 | 17 | 8.5 | 24800 | 23400 | 94.35% | 1.98 | 0 | 10.5 |  |  |  |  | R-410A | 1.9667 | Residential & Commercial | USHP | Ducted CEE Tier 1
215291957 | Central HP <5.4 tons | AIRQUEST | HRCU-A-CB (Split System: Heat Pump with Remote Outdoor Unit-Air-Source) | DLCURAH24ABK | ADP |  | H,GE22936 | *92MSN0601714A* | 22200 | 17 | 8.45 | 24600 | 23200 | 94.31% | 1.96 | 0 | 9 |  |  |  |  | R-410A | 1.85 | Residential & Commercial | USHP
213785515 | Central HP <5.4 tons | BRYANT HEATING AND COOLING SYSTEMS | HRCU-A-CB (Split System: Heat Pump with Remote Outdoor Unit-Air-Source) | 284ANV036*0**B* |  |  | CAP**4824AL*+UI | 986TD66100C21*** | 33200 | 19.5 | 9 | 36400 | 25800 | 70.88% | 2.04 | 0 | 12 |  |  |  |  | R-410A | 2.7667 | Residential & Commercial | USHP | Ducted CEE Tier 1
213785533 | Central HP <5.4 tons | BRYANT HEATING AND COOLING SYSTEMS | HRCU-A-CB (Split System: Heat Pump with Remote Outdoor Unit-Air-Source) | 284ANV036*0**B* |  |  | CAP**6121AL*+UI | 88*TB36045C17*** | 33800 | 19 | 9 | 36200 | 25400 | 70.17% | 1.98 | 0 | 11.7 |  |  |  |  | R-410A | 2.8167 | Residential & Commercial | USHP | Ducted CEE Tier 1
216441208 | Central HP <5.4 tons | CHAMPION HEATING AND COOLING | HRCU-A-CB (Split System: Heat Pump with Remote Outdoor Unit-Air-Source) | HH824E2S11 | ADP |  | FE*G33*25+TXV | 0 | 24000 | 19 | 9.5 | 22400 | 16600 | 74.11% | 2.1 | 0 | 12 |  |  |  |  | R-454B | 2 | Residential & Commercial | USHP | Ducted CEE Tier 1
213785547 | Central HP <5.4 tons | BRYANT HEATING AND COOLING SYSTEMS | HRCU-A-CB (Split System: Heat Pump with Remote Outdoor Unit-Air-Source) | 284ANV036*0**B* |  |  | CAP**6121AL*+UI | 987MC42080C17*** | 34000 | 19.5 | 9 | 36000 | 25200 | 70% | 1.98 | 0 | 12 |  |  |  |  | R-410A | 2.8333 | Residential & Commercial | USHP | Ducted CEE Tier 1
215487781 | Central HP <5.4 tons | AMANA | HRCU-A-CB (Split System: Heat Pump with Remote Outdoor Unit-Air-Source) | AZV6SA1810A* |  |  | CHPEA2422*3A* | A*VC960403BNB* | 17000 | 19 | 8.8 | 16800 | 13000 | 77.38% | 2.1 | 0 | 12 |  |  |  |  | R-32 | 1.4167 | Residential & Commercial | USHP | Ducted CEE Tier 1
216488068 | Central HP <5.4 tons | CHAMPION HEATING AND COOLING | HRCU-A-CB (Split System: Heat Pump with Remote Outdoor Unit-Air-Source) | HH860E2S11 | ADP |  | A60VGA*+TXV | TM9V080C16MP12 | 43500 | 18 | 9 | 42000 | 33600 | 80% | 2 | 0 | 11 |  |  |  |  | R-454B | 3.625 | Residential & Commercial | USHP | Ducted CEE Tier 1
216821187 | Central HP <5.4 tons | SURE | HRCU-A-CB (Split System: Heat Pump with Remote Outdoor Unit-Air-Source) | RD18AY60AJVC |  |  | TCFY6021STAAM | S951V0705A21M4 | 48500 | 16 | 8.1 | 48500 | 39500 | 81.44% | 2 | 0 | 10 |  |  |  |  | R-454B | 4.0417 | Residential & Commercial | USHP | Ducted CEE Tier 1
206771072 | Central HP <5.4 tons | TEMPSTAR | HRCU-A-CB (Split System: Heat Pump with Remote Outdoor Unit-Air-Source) | TVH837GKA2* |  |  | EA*4X36L21A*+WALLCON | *80CTL0902120A* | 31600 | 17 | 8.1 | 33200 | 24200 | 72.89% | 1.86 | 11 | 11 |  |  |  |  | R-410A | 2.6333 | Residential & Commercial | USHP | Ducted CEE Tier 1
215291991 | Central HP <5.4 tons | AIRQUEST | HRCU-A-CB (Split System: Heat Pump with Remote Outdoor Unit-Air-Source) | DLCURAH24ABK | ADP |  | HE30924 | *92MSN0601714A* | 22400 | 17 | 8.5 | 24600 | 23200 | 94.31% | 1.96 | 0 | 9.5 |  |  |  |  | R-410A | 1.8667 | Residential & Commercial | USHP
215292016 | Central HP <5.4 tons | AIRQUEST | HRCU-A-CB (Split System: Heat Pump with Remote Outdoor Unit-Air-Source) | DLCURAH24ABK | ADP |  | H,GE31924 | *92MSN0801716A* | 22400 | 17 | 8.5 | 24600 | 24200 | 98.37% | 2.04 | 0 | 10 |  |  |  |  | R-410A | 1.8667 | Residential & Commercial | USHP | Ducted CEE Tier 1
215292057 | Central HP <5.4 tons | AIRQUEST | HRCU-A-CB (Split System: Heat Pump with Remote Outdoor Unit-Air-Source) | DLCURAH24ABK | ADP |  | H,GG80936 | *92MSN0801716A* | 23600 | 17 | 8.5 | 24600 | 24200 | 98.37% | 2.04 | 0 | 10.5 |  |  |  |  | R-410A | 1.9667 | Residential & Commercial | USHP | Ducted CEE Tier 1
215292064 | Central HP <5.4 tons | AIRQUEST | HRCU-A-CB (Split System: Heat Pump with Remote Outdoor Unit-Air-Source) | DLCURAH24ABK | ADP |  | H,GE24936 | *92MSN0802120A* | 22800 | 17 | 8.5 | 24600 | 24400 | 99.19% | 2.08 | 0 | 10 |  |  |  |  | R-410A | 1.9 | Residential & Commercial | USHP | Ducted CEE Tier 1
215292139 | Central HP <5.4 tons | AIRQUEST | HRCU-A-CB (Split System: Heat Pump with Remote Outdoor Unit-Air-Source) | DLCURAH24ABK | ADP |  | H,GG35936 | *92MSN1002120A* | 23600 | 17 | 8.5 | 24800 | 23800 | 95.97% | 2.02 | 0 | 10.5 |  |  |  |  | R-410A | 1.9667 | Residential & Commercial | USHP | Ducted CEE Tier 1
215292141 | Central HP <5.4 tons | AIRQUEST | HRCU-A-CB (Split System: Heat Pump with Remote Outdoor Unit-Air-Source) | DLCURAH24ABK | ADP |  | H,GE35936 | *92MSN1002120A* | 23600 | 17 | 8.5 | 24800 | 23800 | 95.97% | 2.02 | 0 | 10.5 |  |  |  |  | R-410A | 1.9667 | Residential & Commercial | USHP | Ducted CEE Tier 1
215292191 | Central HP <5.4 tons | AIRQUEST | HRCU-A-CB (Split System: Heat Pump with Remote Outdoor Unit-Air-Source) | DLCURAH24ABK | ADP |  | H,GG35936 | *96MSN0261410A* | 23400 | 16 | 8.5 | 24600 | 24600 | 100% | 2.08 | 0 | 10 |  |  |  |  | R-410A | 1.95 | Residential & Commercial | USHP | Ducted CEE Tier 1
215292207 | Central HP <5.4 tons | AIRQUEST | HRCU-A-CB (Split System: Heat Pump with Remote Outdoor Unit-Air-Source) | DLCURAH24ABK | ADP |  | HE8J936 | *96MSN0261410A* | 23400 | 16 | 8.5 | 25400 | 25800 | 101.6% | 2.2 | 0 | 10 |  |  |  |  | R-410A | 1.95 | Residential & Commercial | USHP | Ducted CEE Tier 1
214491786 | Central HP <5.4 tons | AMANA | HRCU-A-CB (Split System: Heat Pump with Remote Outdoor Unit-Air-Source) | ASZS601810A* |  |  | CA*EA2422*4B* | A*VC800604B*A* | 16600 | 17.5 | 8.5 | 17400 | 13000 | 74.71% | 2.1 | 0 | 10.9 |  |  |  |  | R-410A | 1.3833 | Residential & Commercial | USHP | Ducted CEE Tier 1
214301879 | Central HP <5.4 tons | CHAMPION HEATING AND COOLING | HRCU-A-CB (Split System: Heat Pump with Remote Outdoor Unit-Air-Source) | HMH72B341 | ADP |  | H,YE7J(1,2)36+TXV | Z8ES080B12LMPS1 | 33200 | 18 | 8.5 | 31400 | 23000 | 73.25% | 2.04 | 0 | 10 |  |  |  |  | R-410A | 2.7667 | Residential & Commercial | USHP | Ducted CEE Tier 1
211241442 | Central HP <5.4 tons | COMFORTMAKER | HRCU-A-CB (Split System: Heat Pump with Remote Outdoor Unit-Air-Source) | DLCURAH24ABK |  |  | EA*4X30L17A* | *95ESU0401712A* | 23600 | 16.5 | 8.5 | 26000 | 23800 | 91.54% | 1.98 | 0 | 10 |  |  |  |  | R-410A | 1.9667 | Residential & Commercial | USHP | Ducted CEE Tier 1
211242213 | Central HP <5.4 tons | COMFORTMAKER | HRCU-A-CB (Split System: Heat Pump with Remote Outdoor Unit-Air-Source) | DLCURAH24ABK |  |  | EA*4X36L17A* | *80ESU0601716A | 25000 | 16.5 | 8.5 | 26600 | 21800 | 81.95% | 1.82 | 0 | 10 |  |  |  |  | R-410A | 2.0833 | Residential & Commercial | USHP | Ducted CEE Tier 1
211242277 | Central HP <5.4 tons | COMFORTMAKER | HRCU-A-CB (Split System: Heat Pump with Remote Outdoor Unit-Air-Source) | DLCURAH24ABK |  |  | EA*4X36L21A* | *96VSN0601714A* | 23600 | 16.5 | 8.5 | 25600 | 23600 | 92.19% | 1.96 | 0 | 10 |  |  |  |  | R-410A | 1.9667 | Residential & Commercial | USHP | Ducted CEE Tier 1
211242313 | Central HP <5.4 tons | COMFORTMAKER | HRCU-A-CB (Split System: Heat Pump with Remote Outdoor Unit-Air-Source) | DLCURAH24ABK |  |  | EA*4X36L21A* | *96VSN0801716A* | 24400 | 16.5 | 8.5 | 26200 | 22400 | 85.5% | 1.86 | 0 | 10 |  |  |  |  | R-410A | 2.0333 | Residential & Commercial | USHP | Ducted CEE Tier 1
212394502 | Central HP <5.4 tons | COLEMAN | HRCU-A-CB (Split System: Heat Pump with Remote Outdoor Unit-Air-Source) | HMH72B341 | ADP |  | H,YE33936 | TM9E100C16MP12 | 33000 | 17 | 8.5 | 32400 | 22800 | 70.37% | 2.04 | 0 | 10 |  |  |  |  | R-410A | 2.75 | Residential & Commercial | USHP | Ducted CEE Tier 1
212394518 | Central HP <5.4 tons | COLEMAN | HRCU-A-CB (Split System: Heat Pump with Remote Outdoor Unit-Air-Source) | HMH72B341 | ADP |  | H,YE33936 | TM9V080C16MP12 | 32800 | 17 | 8.5 | 32400 | 23000 | 70.99% | 2.04 | 0 | 9.5 |  |  |  |  | R-410A | 2.7333 | Residential & Commercial | USHP
211242979 | Central HP <5.4 tons | COMFORTMAKER | HRCU-A-CB (Split System: Heat Pump with Remote Outdoor Unit-Air-Source) | DLCURAH24ABK |  |  | EA*4X37L17A* | *96VTN0401410A* | 24200 | 16 | 8.5 | 25600 | 21800 | 85.16% | 1.8 | 0 | 10 |  |  |  |  | R-410A | 2.0167 | Residential & Commercial | USHP | Ducted CEE Tier 1
207455290 | Central HP <5.4 tons | LENNOX | HRCU-A-CB (Split System: Heat Pump with Remote Outdoor Unit-Air-Source) | SL25XPV-024-230A** | ADP |  | L*35/36S9 | EL296UH070XV36B* | 22200 | 22 | 10 | 20000 | 20000 | 100% | 1.84 | 14 | 14 |  |  |  |  | R-410A | 1.85 | Residential & Commercial | USHP | Ducted CEE Tier 1
215487773 | Central HP <5.4 tons | AMANA | HRCU-A-CB (Split System: Heat Pump with Remote Outdoor Unit-Air-Source) | AZV6SA1810A* |  |  | CA*EA3022*3A* | A*VC960804CNB* | 17000 | 19 | 8.8 | 16800 | 13000 | 77.38% | 2.1 | 0 | 12 |  |  |  |  | R-32 | 1.4167 | Residential & Commercial | USHP | Ducted CEE Tier 1
215487787 | Central HP <5.4 tons | AMANA | HRCU-A-CB (Split System: Heat Pump with Remote Outdoor Unit-Air-Source) | AZV6SA1810A* |  |  | CA*EA2418*3A* | A*VC800804C*A* | 17000 | 19 | 8.8 | 16800 | 13000 | 77.38% | 2.1 | 0 | 12 |  |  |  |  | R-32 | 1.4167 | Residential & Commercial | USHP | Ducted CEE Tier 1
212552560 | Central HP <5.4 tons | DAY & NIGHT | HRCU-A-CB (Split System: Heat Pump with Remote Outdoor Unit-Air-Source) | CVH837GKA** | ADP |  | FG80936 | *80CTL0901716A* | 32400 | 18 | 8.5 | 30800 | 29800 | 96.75% | 2 | 0 | 11.5 |  |  |  |  | R-410A | 2.7 | Residential & Commercial | USHP | Ducted CEE Tier 1
215292223 | Central HP <5.4 tons | AIRQUEST | HRCU-A-CB (Split System: Heat Pump with Remote Outdoor Unit-Air-Source) | DLCURAH24ABK | ADP |  | HG31930 | *96MSN0401410A* | 22600 | 16 | 8.5 | 25400 | 24800 | 97.64% | 2.1 | 0 | 9.5 |  |  |  |  | R-410A | 1.8833 | Residential & Commercial | USHP
215292250 | Central HP <5.4 tons | AIRQUEST | HRCU-A-CB (Split System: Heat Pump with Remote Outdoor Unit-Air-Source) | DLCURAH24ABK | ADP |  | H,GE30924 | *96MSN0401410A* | 22400 | 15.2 | 8.5 | 25400 | 24800 | 97.64% | 2.1 | 0 | 9.5 |  |  |  |  | R-410A | 1.8667 | Residential & Commercial | USHP
215292255 | Central HP <5.4 tons | AIRQUEST | HRCU-A-CB (Split System: Heat Pump with Remote Outdoor Unit-Air-Source) | DLCURAH24ABK | ADP |  | H,GE7J936 | *96MSN0401410A* | 23200 | 16 | 8.5 | 25400 | 24800 | 97.64% | 2.1 | 0 | 10 |  |  |  |  | R-410A | 1.9333 | Residential & Commercial | USHP | Ducted CEE Tier 1
215292282 | Central HP <5.4 tons | AIRQUEST | HRCU-A-CB (Split System: Heat Pump with Remote Outdoor Unit-Air-Source) | DLCURAH24ABK | ADP |  | HG32924 | *96MSN0401712A* | 22600 | 16 | 8.5 | 24800 | 24600 | 99.19% | 2.08 | 0 | 9 |  |  |  |  | R-410A | 1.8833 | Residential & Commercial | USHP
215292289 | Central HP <5.4 tons | AIRQUEST | HRCU-A-CB (Split System: Heat Pump with Remote Outdoor Unit-Air-Source) | DLCURAH24ABK | ADP |  | H,GE33936 | *96MSN0401712A* | 23000 | 16 | 8.5 | 24600 | 24000 | 97.56% | 2 | 0 | 9 |  |  |  |  | R-410A | 1.9167 | Residential & Commercial | USHP
215292348 | Central HP <5.4 tons | AIRQUEST | HRCU-A-CB (Split System: Heat Pump with Remote Outdoor Unit-Air-Source) | DLCURAH24ABK | ADP |  | HG35936 | *96MSN0601412A* | 23600 | 16 | 8.5 | 24600 | 23400 | 95.12% | 1.98 | 0 | 10 |  |  |  |  | R-410A | 1.9667 | Residential & Commercial | USHP | Ducted CEE Tier 1
215292350 | Central HP <5.4 tons | AIRQUEST | HRCU-A-CB (Split System: Heat Pump with Remote Outdoor Unit-Air-Source) | DLCURAH24ABK | ADP |  | HE35936 | *96MSN0601412A* | 23600 | 16 | 8.5 | 24600 | 23400 | 95.12% | 1.98 | 0 | 10 |  |  |  |  | R-410A | 1.9667 | Residential & Commercial | USHP | Ducted CEE Tier 1
215292384 | Central HP <5.4 tons | AIRQUEST | HRCU-A-CB (Split System: Heat Pump with Remote Outdoor Unit-Air-Source) | DLCURAH24ABK | ADP |  | H,GG32930 | *96MSN0601716A* | 23600 | 16 | 9.5 | 25000 | 24400 | 97.6% | 2.04 | 0 | 10 |  |  |  |  | R-410A | 1.9667 | Residential & Commercial | USHP | Ducted CEE Tier 1
215292389 | Central HP <5.4 tons | AIRQUEST | HRCU-A-CB (Split System: Heat Pump with Remote Outdoor Unit-Air-Source) | DLCURAH24ABK | ADP |  | H,GE32936 | *96MSN0601716A* | 23600 | 16 | 9.5 | 25000 | 24400 | 97.6% | 2.04 | 0 | 10 |  |  |  |  | R-410A | 1.9667 | Residential & Commercial | USHP | Ducted CEE Tier 1
215292391 | Central HP <5.4 tons | AIRQUEST | HRCU-A-CB (Split System: Heat Pump with Remote Outdoor Unit-Air-Source) | DLCURAH24ABK | ADP |  | H,GG33936 | *96MSN0601716A* | 23200 | 17 | 9 | 24200 | 23200 | 95.87% | 1.96 | 0 | 9.5 |  |  |  |  | R-410A | 1.9333 | Residential & Commercial | USHP
215292400 | Central HP <5.4 tons | AIRQUEST | HRCU-A-CB (Split System: Heat Pump with Remote Outdoor Unit-Air-Source) | DLCURAH24ABK | ADP |  | HG35936 | *96MSN0601716A* | 23600 | 17 | 9 | 24200 | 23200 | 95.87% | 1.96 | 0 | 10 |  |  |  |  | R-410A | 1.9667 | Residential & Commercial | USHP | Ducted CEE Tier 1
215292466 | Central HP <5.4 tons | AIRQUEST | HRCU-A-CB (Split System: Heat Pump with Remote Outdoor Unit-Air-Source) | DLCURAH24ABK | ADP |  | H,GE8J936 | *96MSN0801716A* | 23600 | 17 | 8.5 | 24800 | 23600 | 95.16% | 1.98 | 0 | 10.5 |  |  |  |  | R-410A | 1.9667 | Residential & Commercial | USHP | Ducted CEE Tier 1
215292473 | Central HP <5.4 tons | AIRQUEST | HRCU-A-CB (Split System: Heat Pump with Remote Outdoor Unit-Air-Source) | DLCURAH24ABK | ADP |  | H,GG80936 | *96MSN0801716A* | 23800 | 17 | 8.5 | 24800 | 23600 | 95.16% | 2 | 0 | 10.5 |  |  |  |  | R-410A | 1.9833 | Residential & Commercial | USHP | Ducted CEE Tier 1
215292482 | Central HP <5.4 tons | AIRQUEST | HRCU-A-CB (Split System: Heat Pump with Remote Outdoor Unit-Air-Source) | DLCURAH24ABK | ADP |  | H,GG31930 | *96MSN0802120A* | 22600 | 16 | 8.5 | 24800 | 23800 | 95.97% | 2.02 | 0 | 10 |  |  |  |  | R-410A | 1.8833 | Residential & Commercial | USHP | Ducted CEE Tier 1
215292489 | Central HP <5.4 tons | AIRQUEST | HRCU-A-CB (Split System: Heat Pump with Remote Outdoor Unit-Air-Source) | DLCURAH24ABK | ADP |  | H,GG32936 | *96MSN0802120A* | 23000 | 17 | 8.5 | 24800 | 23800 | 95.97% | 2.02 | 0 | 10 |  |  |  |  | R-410A | 1.9167 | Residential & Commercial | USHP | Ducted CEE Tier 1
215292498 | Central HP <5.4 tons | AIRQUEST | HRCU-A-CB (Split System: Heat Pump with Remote Outdoor Unit-Air-Source) | DLCURAH24ABK | ADP |  | HE33936 | *96MSN0802120A* | 23200 | 17 | 8.5 | 24800 | 23800 | 95.97% | 2.02 | 0 | 10 |  |  |  |  | R-410A | 1.9333 | Residential & Commercial | USHP | Ducted CEE Tier 1
215292548 | Central HP <5.4 tons | AIRQUEST | HRCU-A-CB (Split System: Heat Pump with Remote Outdoor Unit-Air-Source) | DLCURAH24ABK | ADP |  | H,GE33936 | *96VTN0401410A* | 23000 | 16 | 8.5 | 24000 | 23400 | 97.5% | 1.96 | 0 | 9.5 |  |  |  |  | R-410A | 1.9167 | Residential & Commercial | USHP
215292557 | Central HP <5.4 tons | AIRQUEST | HRCU-A-CB (Split System: Heat Pump with Remote Outdoor Unit-Air-Source) | DLCURAH24ABK | ADP |  | H,GG36936 | *96VTN0401410A* | 23400 | 16 | 8.5 | 24000 | 23400 | 97.5% | 1.96 | 0 | 10 |  |  |  |  | R-410A | 1.95 | Residential & Commercial | USHP | Ducted CEE Tier 1
215292564 | Central HP <5.4 tons | AIRQUEST | HRCU-A-CB (Split System: Heat Pump with Remote Outdoor Unit-Air-Source) | DLCURAH24ABK | ADP |  | H,GE7J936 | *96VTN0401410A* | 22800 | 16 | 8.5 | 24000 | 23400 | 97.5% | 1.96 | 0 | 9.5 |  |  |  |  | R-410A | 1.9 | Residential & Commercial | USHP
215292566 | Central HP <5.4 tons | AIRQUEST | HRCU-A-CB (Split System: Heat Pump with Remote Outdoor Unit-Air-Source) | DLCURAH24ABK | ADP |  | HG8J936 | *96VTN0401410A* | 23000 | 16 | 8.5 | 24200 | 23800 | 98.35% | 2.02 | 0 | 10 |  |  |  |  | R-410A | 1.9167 | Residential & Commercial | USHP | Ducted CEE Tier 1
215292573 | Central HP <5.4 tons | AIRQUEST | HRCU-A-CB (Split System: Heat Pump with Remote Outdoor Unit-Air-Source) | DLCURAH24ABK | ADP |  | H,GG80936 | *96VTN0401410A* | 23400 | 16 | 8.5 | 24000 | 23400 | 97.5% | 1.96 | 0 | 10 |  |  |  |  | R-410A | 1.95 | Residential & Commercial | USHP | Ducted CEE Tier 1
215292589 | Central HP <5.4 tons | AIRQUEST | HRCU-A-CB (Split System: Heat Pump with Remote Outdoor Unit-Air-Source) | DLCURAH24ABK | ADP |  | HG32924 | *96VTN0401410B* | 23000 | 16 | 8.5 | 25400 | 26600 | 104.7% | 2.28 | 0 | 9.5 |  |  |  |  | R-410A | 1.9167 | Residential & Commercial | USHP
215292591 | Central HP <5.4 tons | AIRQUEST | HRCU-A-CB (Split System: Heat Pump with Remote Outdoor Unit-Air-Source) | DLCURAH24ABK | ADP |  | H,GE32930 | *96VTN0401410B* | 23000 | 16 | 8.5 | 25400 | 26600 | 104.7% | 2.28 | 0 | 9.5 |  |  |  |  | R-410A | 1.9167 | Residential & Commercial | USHP
215292598 | Central HP <5.4 tons | AIRQUEST | HRCU-A-CB (Split System: Heat Pump with Remote Outdoor Unit-Air-Source) | DLCURAH24ABK | ADP |  | H,GG34936 | *96VTN0401410B* | 23400 | 16 | 8.5 | 24800 | 24400 | 98.39% | 2.06 | 0 | 10 |  |  |  |  | R-410A | 1.95 | Residential & Commercial | USHP | Ducted CEE Tier 1
216820756 | Central HP <5.4 tons | SURE | HRCU-A-CB (Split System: Heat Pump with Remote Outdoor Unit-Air-Source) | RD18AY24AJVC |  |  | TCFY2421MTANM | S97MV0703A17DH | 21000 | 18 | 8.1 | 21000 | 17000 | 80.95% | 1.9 | 0 | 10 |  |  |  |  | R-454B | 1.75 | Residential & Commercial | USHP | Ducted CEE Tier 1
210691849 | Central HP <5.4 tons | TRANE | HRCU-A-CB (Split System: Heat Pump with Remote Outdoor Unit-Air-Source) | 4TWV0X60A1 |  |  | 4PX*CU60BS3 | S8V2C100M5PCA | 54000 | 19 | 8.2 | 52000 | 40000 | 76.92% | 1.78 | 11.7 | 11.7 |  |  |  |  | R-410A | 4.5 | Residential & Commercial | USHP | Ducted CEE Tier 1
216821065 | Central HP <5.4 tons | SURE | HRCU-A-CB (Split System: Heat Pump with Remote Outdoor Unit-Air-Source) | RD18AY60AJVC |  |  | TCFY6024STANM | S801V1005A21UHN | 51000 | 17 | 10 | 51000 | 38000 | 74.51% | 2 | 0 | 11 |  |  |  |  | R-454B | 4.25 | Residential & Commercial | USHP | Ducted CEE Tier 1
216821097 | Central HP <5.4 tons | SURE | HRCU-A-CB (Split System: Heat Pump with Remote Outdoor Unit-Air-Source) | RD18AY60AJVC |  |  | TCFY6024STANM | S801V1255A24UH | 51500 | 17 | 10 | 51000 | 38000 | 74.51% | 2 | 0 | 11 |  |  |  |  | R-454B | 4.2917 | Residential & Commercial | USHP | Ducted CEE Tier 1
205751225 | Central HP <5.4 tons | TEMPSTAR | HRCU-A-CB (Split System: Heat Pump with Remote Outdoor Unit-Air-Source) | TVH837GKA** |  |  | EA*4X43L21A*+WALLCON | *80CTL0901716A* | 33000 | 18 | 8.5 | 32800 | 25000 | 76.22% | 2 | 12 | 11.7 |  |  |  |  | R-410A | 2.75 | Residential & Commercial | USHP | Ducted CEE Tier 1
204300548 | Central HP <5.4 tons | TEMPSTAR | HRCU-A-CB (Split System: Heat Pump with Remote Outdoor Unit-Air-Source) | TVH837GKA** |  |  | EHD4X48AAL+WALLCON | *97CMN1202422A* | 32600 | 16.5 | 8.1 | 33000 | 25000 | 75.76% | 1.96 | 11.5 | 11 |  |  |  |  | R-410A | 2.7167 | Residential & Commercial | USHP | Ducted CEE Tier 1
211244526 | Central HP <5.4 tons | COMFORTMAKER | HRCU-A-CB (Split System: Heat Pump with Remote Outdoor Unit-Air-Source) | DLCURAH24ABK |  |  | EN(A,D)4X30L17** | *80VSL0701716A* | 23800 | 16.5 | 8.1 | 26000 | 23200 | 89.23% | 1.92 | 0 | 10.5 |  |  |  |  | R-410A | 1.9833 | Residential & Commercial | USHP | Ducted CEE Tier 1
212544190 | Central HP <5.4 tons | DAY & NIGHT | HRCU-A-CB (Split System: Heat Pump with Remote Outdoor Unit-Air-Source) | DLCURAH24ABK | ADP |  | FG80936 | *95ESN0401410A* | 24400 | 15.2 | 8.5 | 25000 | 22000 | 88% | 1.82 | 0 | 10 |  |  |  |  | R-410A | 2.0333 | Residential & Commercial | USHP | Ducted CEE Tier 1
215487782 | Central HP <5.4 tons | AMANA | HRCU-A-CB (Split System: Heat Pump with Remote Outdoor Unit-Air-Source) | AZV6SA1810A* |  |  | CA*EA3022*3A* | A*VC960403BNB* | 17000 | 19 | 8.8 | 16800 | 13000 | 77.38% | 2.1 | 0 | 12 |  |  |  |  | R-32 | 1.4167 | Residential & Commercial | USHP | Ducted CEE Tier 1
213785198 | Central HP <5.4 tons | BRYANT HEATING AND COOLING SYSTEMS | HRCU-A-CB (Split System: Heat Pump with Remote Outdoor Unit-Air-Source) | 284ANV024*0**B* |  |  | CSPH*3012AL*+UI | 88*TB66135C24*** | 23400 | 18.5 | 10 | 26800 | 19900 | 74.25% | 2.44 | 0 | 12.5 |  |  |  |  | R-410A | 1.95 | Residential & Commercial | USHP | Ducted CEE Tier 1
213785216 | Central HP <5.4 tons | BRYANT HEATING AND COOLING SYSTEMS | HRCU-A-CB (Split System: Heat Pump with Remote Outdoor Unit-Air-Source) | 284ANV024*0**B* |  |  | CSPH*3612AL*+UI | 88*TB36045C17*** | 23600 | 18.5 | 9 | 26800 | 20000 | 74.63% | 2.44 | 0 | 12.5 |  |  |  |  | R-410A | 1.9667 | Residential & Commercial | USHP | Ducted CEE Tier 1
215487746 | Central HP <5.4 tons | AMANA | HRCU-A-CB (Split System: Heat Pump with Remote Outdoor Unit-Air-Source) | AZV7SA4810A* |  |  | CA*EA6030*3A* | A*VC960804CNB* | 45500 | 16.2 | 8.8 | 47000 | 33600 | 71.49% | 2 | 0 | 10 |  |  |  |  | R-32 | 3.7917 | Residential & Commercial | USHP | Ducted CEE Tier 1
215727989 | Central HP <5.4 tons | CHAMPION HEATING AND COOLING | HRCU-A-CB (Split System: Heat Pump with Remote Outdoor Unit-Air-Source) | HH860E2S11 | ADP |  | H,YE48(1,2)60+TXV | Z9ES100C20SMPS1 | 45500 | 18 | 8.5 | 45000 | 33600 | 74.67% | 2 | 0 | 11.7 |  |  |  |  | R-454B | 3.7917 | Residential & Commercial | USHP | Ducted CEE Tier 1
215487713 | Central HP <5.4 tons | AMANA | HRCU-A-CB (Split System: Heat Pump with Remote Outdoor Unit-Air-Source) | AZV7SA4210A* |  |  | CA*EA6030*3A* | A*VM970804CNB* | 40500 | 16.5 | 8.8 | 41000 | 31000 | 75.61% | 2 | 0 | 10 |  |  |  |  | R-32 | 3.375 | Residential & Commercial | USHP | Ducted CEE Tier 1
215487715 | Central HP <5.4 tons | AMANA | HRCU-A-CB (Split System: Heat Pump with Remote Outdoor Unit-Air-Source) | AZV7SA4210A* |  |  | CA*EA6030*3A* | A*VM971205DNB* | 40500 | 17 | 8.8 | 41000 | 31000 | 75.61% | 2 | 0 | 10 |  |  |  |  | R-32 | 3.375 | Residential & Commercial | USHP | Ducted CEE Tier 1
215487728 | Central HP <5.4 tons | AMANA | HRCU-A-CB (Split System: Heat Pump with Remote Outdoor Unit-Air-Source) | AZV7SA4210A* |  |  | CHPEA4830*3A* | A*VC800805D*A* | 40500 | 17 | 8.6 | 41000 | 31000 | 75.61% | 2 | 0 | 10 |  |  |  |  | R-32 | 3.375 | Residential & Commercial | USHP | Ducted CEE Tier 1
215487730 | Central HP <5.4 tons | AMANA | HRCU-A-CB (Split System: Heat Pump with Remote Outdoor Unit-Air-Source) | AZV7SA4210A* |  |  | CHPEA4830*3A* | A*VC960804CNB* | 40500 | 16.5 | 8.6 | 41000 | 31000 | 75.61% | 2 | 0 | 10 |  |  |  |  | R-32 | 3.375 | Residential & Commercial | USHP | Ducted CEE Tier 1
215487745 | Central HP <5.4 tons | AMANA | HRCU-A-CB (Split System: Heat Pump with Remote Outdoor Unit-Air-Source) | AZV7SA4810A* |  |  | CA*EA6030*3A* | A*VC801005C*A* | 45500 | 16.5 | 8.8 | 47000 | 33600 | 71.49% | 2 | 0 | 10 |  |  |  |  | R-32 | 3.7917 | Residential & Commercial | USHP | Ducted CEE Tier 1
211240239 | Central HP <5.4 tons | COMFORTMAKER | HRCU-A-CB (Split System: Heat Pump with Remote Outdoor Unit-Air-Source) | DLCURAH24ABK |  |  | EA*4X24L14A* | *96VSN0401410A* | 23400 | 15.5 | 8.5 | 26800 | 24800 | 92.54% | 2.04 | 0 | 9.5 |  |  |  |  | R-410A | 1.95 | Residential & Commercial | USHP
216820971 | Central HP <5.4 tons | SURE | HRCU-A-CB (Split System: Heat Pump with Remote Outdoor Unit-Air-Source) | RD18AY48AJVC |  |  | TCFY4824STANM | S962V1155A24M4 | 41000 | 18 | 8.1 | 41000 | 37600 | 91.71% | 2.1 | 0 | 10 |  |  |  |  | R-454B | 3.4167 | Residential & Commercial | USHP | Ducted CEE Tier 1
216821030 | Central HP <5.4 tons | SURE | HRCU-A-CB (Split System: Heat Pump with Remote Outdoor Unit-Air-Source) | RD18AY48AJVC |  |  | TCFY4824STANM | S802V1505A24UH | 41500 | 18 | 8.1 | 41500 | 37400 | 90.12% | 2.1 | 0 | 10 |  |  |  |  | R-454B | 3.4583 | Residential & Commercial | USHP | Ducted CEE Tier 1
216821128 | Central HP <5.4 tons | SURE | HRCU-A-CB (Split System: Heat Pump with Remote Outdoor Unit-Air-Source) | RD18AY60AJVC |  |  | TCFY6024STANM | S97MV1005A21DH | 51000 | 17 | 10 | 51000 | 38000 | 74.51% | 2 | 0 | 10 |  |  |  |  | R-454B | 4.25 | Residential & Commercial | USHP | Ducted CEE Tier 1
216821182 | Central HP <5.4 tons | SURE | HRCU-A-CB (Split System: Heat Pump with Remote Outdoor Unit-Air-Source) | RD18AY60AJVC |  |  | TCFY6021STAAM | S98MV0855A21UP | 48500 | 16 | 8.1 | 48500 | 39000 | 80.41% | 2 | 0 | 10 |  |  |  |  | R-454B | 4.0417 | Residential & Commercial | USHP | Ducted CEE Tier 1
215935325 | Central HP <5.4 tons | BRYANT HEATING AND COOLING SYSTEMS | HRCU-A-CB (Split System: Heat Pump with Remote Outdoor Unit-Air-Source) | 293VAN036**AA* |  |  | CVAMA6024XMA*+UI | 83*CA60100C21*** | 35400 | 21.5 | 8.5 | 38000 | 28600 | 75.26% | 2.02 | 0 | 12 |  |  |  |  | R-454B | 2.95 | Residential & Commercial | USHP | Ducted CEE Tier 1
215935275 | Central HP <5.4 tons | BRYANT HEATING AND COOLING SYSTEMS | HRCU-A-CB (Split System: Heat Pump with Remote Outdoor Unit-Air-Source) | 293VAN036**AA* |  |  | CVAMA6021XMA*+UI | 987MC42080C17*** | 35400 | 21.5 | 8.5 | 38500 | 29000 | 75.32% | 2.02 | 0 | 12 |  |  |  |  | R-454B | 2.95 | Residential & Commercial | USHP | Ducted CEE Tier 1
207805760 | Central HP <5.4 tons | TRANE | HRCU-A-CB (Split System: Heat Pump with Remote Outdoor Unit-Air-Source) | 4TWA7048A4 |  |  | 4TXCC009DS3+P0V0C000M50SC | 0 | 48000 | 17 | 8.1 | 48000 | 48500 | 101% | 3.6 | 13 | 12.5 |  |  |  |  | R-410A | 4 | Residential & Commercial | USHP | Ducted CEE Tier 1
211240323 | Central HP <5.4 tons | COMFORTMAKER | HRCU-A-CB (Split System: Heat Pump with Remote Outdoor Unit-Air-Source) | DLCURAH24ABK |  |  | EA*4X24L14A* | *80ES(N,L)0451412A* | 24200 | 16 | 8.5 | 27200 | 23400 | 86.03% | 1.9 | 0 | 10 |  |  |  |  | R-410A | 2.0167 | Residential & Commercial | USHP | Ducted CEE Tier 1
211240490 | Central HP <5.4 tons | COMFORTMAKER | HRCU-A-CB (Split System: Heat Pump with Remote Outdoor Unit-Air-Source) | DLCURAH24ABK |  |  | EA*4X24L17A* | *95ESU0601716A* | 24000 | 16.5 | 8.5 | 26800 | 24000 | 89.55% | 1.98 | 0 | 10 |  |  |  |  | R-410A | 2 | Residential & Commercial | USHP | Ducted CEE Tier 1
211240926 | Central HP <5.4 tons | COMFORTMAKER | HRCU-A-CB (Split System: Heat Pump with Remote Outdoor Unit-Air-Source) | DLCURAH24ABK |  |  | EA*4X25L17A* | *95ESU0601716A* | 24800 | 17 | 8.5 | 25600 | 21000 | 82.03% | 1.78 | 0 | 10.5 |  |  |  |  | R-410A | 2.0667 | Residential & Commercial | USHP | Ducted CEE Tier 1
211241025 | Central HP <5.4 tons | COMFORTMAKER | HRCU-A-CB (Split System: Heat Pump with Remote Outdoor Unit-Air-Source) | DLCURAH24ABK |  |  | EA*4X25L17A* | *96VTN0401410A* | 24400 | 16 | 8.5 | 25600 | 21600 | 84.38% | 1.78 | 0 | 10 |  |  |  |  | R-410A | 2.0333 | Residential & Commercial | USHP | Ducted CEE Tier 1
211241125 | Central HP <5.4 tons | COMFORTMAKER | HRCU-A-CB (Split System: Heat Pump with Remote Outdoor Unit-Air-Source) | DLCURAH24ABK |  |  | EA*4X25L17A* | *92ESN0601714A* | 25000 | 17 | 8.5 | 25600 | 21000 | 82.03% | 1.78 | 0 | 10.5 |  |  |  |  | R-410A | 2.0833 | Residential & Commercial | USHP | Ducted CEE Tier 1
211241676 | Central HP <5.4 tons | COMFORTMAKER | HRCU-A-CB (Split System: Heat Pump with Remote Outdoor Unit-Air-Source) | DLCURAH24ABK |  |  | EA*4X30L17A* | *80ES(N,L)0901714A* | 24600 | 16.5 | 8.5 | 26600 | 22600 | 84.96% | 1.86 | 0 | 10 |  |  |  |  | R-410A | 2.05 | Residential & Commercial | USHP | Ducted CEE Tier 1
211241710 | Central HP <5.4 tons | COMFORTMAKER | HRCU-A-CB (Split System: Heat Pump with Remote Outdoor Unit-Air-Source) | DLCURAH24ABK |  |  | EA*4X30L17A* | *92ESN0801716A* | 24200 | 17 | 8.5 | 26400 | 22800 | 86.36% | 1.9 | 0 | 10 |  |  |  |  | R-410A | 2.0167 | Residential & Commercial | USHP | Ducted CEE Tier 1
213872346 | Central HP <5.4 tons | CHAMPION HEATING AND COOLING | HRCU-A-CB (Split System: Heat Pump with Remote Outdoor Unit-Air-Source) | HMH72B341 | ADP |  | H,YG9J936 | TP9C100C16MP13 | 34000 | 17 | 8.5 | 32400 | 23600 | 72.84% | 2.1 | 0 | 10 |  |  |  |  | R-410A | 2.8333 | Residential & Commercial | USHP | Ducted CEE Tier 1
216441218 | Central HP <5.4 tons | CHAMPION HEATING AND COOLING | HRCU-A-CB (Split System: Heat Pump with Remote Outdoor Unit-Air-Source) | HH836E2S11 | ADP |  | SL9*39+TXV | 0 | 33000 | 19 | 8.95 | 29800 | 24800 | 83.22% | 2 | 0 | 11.7 |  |  |  |  | R-454B | 2.75 | Residential & Commercial | USHP | Ducted CEE Tier 1
215727930 | Central HP <5.4 tons | CHAMPION HEATING AND COOLING | HRCU-A-CB (Split System: Heat Pump with Remote Outdoor Unit-Air-Source) | HH860E2S11 | ADP |  | H,YE36(1,2)60+TXV | TM8V100C20MP12 | 51500 | 18 | 8.3 | 52000 | 38500 | 74.04% | 1.96 | 0 | 10.5 |  |  |  |  | R-454B | 4.2917 | Residential & Commercial | USHP | Ducted CEE Tier 1
215727946 | Central HP <5.4 tons | CHAMPION HEATING AND COOLING | HRCU-A-CB (Split System: Heat Pump with Remote Outdoor Unit-Air-Source) | HH860E2S11 | ADP |  | H,YE36(1,2)60+TXV | TM9E100C16MP12 | 44000 | 17 | 8.4 | 44000 | 34000 | 77.27% | 1.98 | 0 | 10.5 |  |  |  |  | R-454B | 3.6667 | Residential & Commercial | USHP | Ducted CEE Tier 1
215727980 | Central HP <5.4 tons | CHAMPION HEATING AND COOLING | HRCU-A-CB (Split System: Heat Pump with Remote Outdoor Unit-Air-Source) | HH860E2S11 | ADP |  | H,YE36(1,2)60+TXV | Z8ES130D20SMPS1 | 52500 | 18 | 8.3 | 52500 | 39000 | 74.29% | 1.96 | 0 | 11 |  |  |  |  | R-454B | 4.375 | Residential & Commercial | USHP | Ducted CEE Tier 1
215292618 | Central HP <5.4 tons | AIRQUEST | HRCU-A-CB (Split System: Heat Pump with Remote Outdoor Unit-Air-Source) | DLCURAH24ABK | ADP |  | HE8J936 | *96VTN0401410B* | 23200 | 16 | 8.5 | 24800 | 24400 | 98.39% | 2.06 | 0 | 10 |  |  |  |  | R-410A | 1.9333 | Residential & Commercial | USHP | Ducted CEE Tier 1
215292623 | Central HP <5.4 tons | AIRQUEST | HRCU-A-CB (Split System: Heat Pump with Remote Outdoor Unit-Air-Source) | DLCURAH24ABK | ADP |  | H,GE1K936 | *96VTN0401410B* | 23400 | 16 | 8.5 | 24800 | 24400 | 98.39% | 2.06 | 0 | 10 |  |  |  |  | R-410A | 1.95 | Residential & Commercial | USHP | Ducted CEE Tier 1
215292659 | Central HP <5.4 tons | AIRQUEST | HRCU-A-CB (Split System: Heat Pump with Remote Outdoor Unit-Air-Source) | DLCURAH24ABK | ADP |  | H,GE30924 | *96VTN0401712A* | 22200 | 15.2 | 8.5 | 24800 | 25600 | 103.2% | 2.18 | 0 | 9 |  |  |  |  | R-410A | 1.85 | Residential & Commercial | USHP
215292673 | Central HP <5.4 tons | AIRQUEST | HRCU-A-CB (Split System: Heat Pump with Remote Outdoor Unit-Air-Source) | DLCURAH24ABK | ADP |  | HG80936 | *96VTN0401712A* | 23400 | 16 | 8.5 | 24200 | 23200 | 95.87% | 1.94 | 0 | 10 |  |  |  |  | R-410A | 1.95 | Residential & Commercial | USHP | Ducted CEE Tier 1
215292682 | Central HP <5.4 tons | AIRQUEST | HRCU-A-CB (Split System: Heat Pump with Remote Outdoor Unit-Air-Source) | DLCURAH24ABK | ADP |  | H,GE31924 | *96VTN0401712B* | 22200 | 16 | 8.5 | 24600 | 23800 | 96.75% | 2 | 0 | 9.5 |  |  |  |  | R-410A | 1.85 | Residential & Commercial | USHP
215292723 | Central HP <5.4 tons | AIRQUEST | HRCU-A-CB (Split System: Heat Pump with Remote Outdoor Unit-Air-Source) | DLCURAH24ABK | ADP |  | H,GG80936 | *96VTN0401712B* | 23400 | 16 | 8.5 | 24600 | 23800 | 96.75% | 2 | 0 | 10 |  |  |  |  | R-410A | 1.95 | Residential & Commercial | USHP | Ducted CEE Tier 1
215292725 | Central HP <5.4 tons | AIRQUEST | HRCU-A-CB (Split System: Heat Pump with Remote Outdoor Unit-Air-Source) | DLCURAH24ABK | ADP |  | H,GG81936 | *96VTN0401712B* | 23400 | 16 | 8.5 | 24600 | 23800 | 96.75% | 2 | 0 | 10 |  |  |  |  | R-410A | 1.95 | Residential & Commercial | USHP | Ducted CEE Tier 1
215292732 | Central HP <5.4 tons | AIRQUEST | HRCU-A-CB (Split System: Heat Pump with Remote Outdoor Unit-Air-Source) | DLCURAH24ABK | ADP |  | H,GG31930 | *96VTN0601412A* | 22800 | 16 | 8.5 | 24800 | 25200 | 101.6% | 2.14 | 0 | 9.5 |  |  |  |  | R-410A | 1.9 | Residential & Commercial | USHP
213362797 | Central HP <5.4 tons | COLEMAN | HRCU-A-CB (Split System: Heat Pump with Remote Outdoor Unit-Air-Source) | HMH72B341 | ADP |  | H,YG81936 | Z9ES060A10SMPS1 | 33400 | 18 | 8.1 | 31200 | 22800 | 73.08% | 2.02 | 0 | 9.5 |  |  |  |  | R-410A | 2.7833 | Residential & Commercial | USHP
212555755 | Central HP <5.4 tons | DAY & NIGHT | HRCU-A-CB (Split System: Heat Pump with Remote Outdoor Unit-Air-Source) | CVH848GKA2* | ADP |  | V,G60H210P299 | *97CMN1002122A* | 44500 | 17 | 8.5 | 44500 | 34600 | 77.75% | 2 | 0 | 10 |  |  |  |  | R-410A | 3.7083 | Residential & Commercial | USHP | Ducted CEE Tier 1
216488017 | Central HP <5.4 tons | CHAMPION HEATING AND COOLING | HRCU-A-CB (Split System: Heat Pump with Remote Outdoor Unit-Air-Source) | HH824E2S11 | ADP |  | A36VBA*+TXV | Z9ES060B12SMPS1 | 23000 | 17 | 9.5 | 21400 | 18700 | 87.38% | 2 | 0 | 11.7 |  |  |  |  | R-454B | 1.9167 | Residential & Commercial | USHP | Ducted CEE Tier 1
213361581 | Central HP <5.4 tons | CARRIER | HRCU-A-CB (Split System: Heat Pump with Remote Outdoor Unit-Air-Source) | 25VNA424A*031* |  |  | FE4BNXB24L*+UI | 0 | 23400 | 20.5 | 10 | 26600 | 19900 | 74.81% | 2.46 | 0 | 13 |  |  |  |  | R-410A | 1.95 | Residential & Commercial | USHP | Ducted CEE Tier 1
210691855 | Central HP <5.4 tons | TRANE | HRCU-A-CB (Split System: Heat Pump with Remote Outdoor Unit-Air-Source) | 4TWV0X60A1 |  |  | 4TXCD010DS3 | S8V2D120M5PCA | 54000 | 19 | 8.2 | 52000 | 39500 | 75.96% | 1.83 | 12 | 11.7 |  |  |  |  | R-410A | 4.5 | Residential & Commercial | USHP | Ducted CEE Tier 1
212603218 | Central HP <5.4 tons | DAY & NIGHT | HRCU-A-CB (Split System: Heat Pump with Remote Outdoor Unit-Air-Source) | DLCURAH24ABK | ADP |  | FG81936 | *96VSN0801716A* | 24200 | 17 | 8.5 | 24000 | 20800 | 86.67% | 1.78 | 0 | 10 |  |  |  |  | R-410A | 2.0167 | Residential & Commercial | USHP | Ducted CEE Tier 1
210533060 | Central HP <5.4 tons | CARRIER | HRCU-A-CB (Split System: Heat Pump with Remote Outdoor Unit-Air-Source) | 25VNA424A*031* |  |  | CNPV*3017AL*+UI | 59MN7B080C17**14 | 23200 | 20 | 9.5 | 26800 | 20000 | 74.63% | 2.36 | 0 | 13 |  |  |  |  | R-410A | 1.9333 | Residential & Commercial | USHP | Ducted CEE Tier 1
216677550 | Central HP <5.4 tons | TEMPSTAR | HRCU-A-CB (Split System: Heat Pump with Remote Outdoor Unit-Air-Source) | D5CURAH24AAK |  |  | EA*5X37M21A* | *96VSN0601716B* | 24400 | 15.5 | 8.5 | 23000 | 19000 | 82.61% | 1.96 | 0 | 10 |  |  |  |  | R-454B | 2.0333 | Residential & Commercial | USHP | Ducted CEE Tier 1
216677600 | Central HP <5.4 tons | TEMPSTAR | HRCU-A-CB (Split System: Heat Pump with Remote Outdoor Unit-Air-Source) | D5CURAH24AAK |  |  | EA*5X37M17A* | *96VSN0801716B* | 24400 | 15.5 | 8.5 | 23600 | 19300 | 81.78% | 1.94 | 0 | 10 |  |  |  |  | R-454B | 2.0333 | Residential & Commercial | USHP | Ducted CEE Tier 1
210533062 | Central HP <5.4 tons | CARRIER | HRCU-A-CB (Split System: Heat Pump with Remote Outdoor Unit-Air-Source) | 25VNA424A*031* |  |  | CNPV*3017AL*+UI | 58TN*A070C14**12 | 23200 | 21 | 10 | 26600 | 19900 | 74.81% | 2.4 | 0 | 13 |  |  |  |  | R-410A | 1.9333 | Residential & Commercial | USHP | Ducted CEE Tier 1
210533076 | Central HP <5.4 tons | CARRIER | HRCU-A-CB (Split System: Heat Pump with Remote Outdoor Unit-Air-Source) | 25VNA424A*031* |  |  | CNPV*4221AL*+UI | 59CU5A100C21**22 | 23600 | 20.5 | 10 | 26600 | 19800 | 74.44% | 2.46 | 0 | 13.5 |  |  |  |  | R-410A | 1.9667 | Residential & Commercial | USHP | Ducted CEE Tier 1
215292793 | Central HP <5.4 tons | AIRQUEST | HRCU-A-CB (Split System: Heat Pump with Remote Outdoor Unit-Air-Source) | DLCURAH24ABK | ADP |  | HG33936 | *96VTN0601412B* | 23200 | 17 | 8.5 | 24600 | 23600 | 95.93% | 2 | 0 | 9.5 |  |  |  |  | R-410A | 1.9333 | Residential & Commercial | USHP
215292802 | Central HP <5.4 tons | AIRQUEST | HRCU-A-CB (Split System: Heat Pump with Remote Outdoor Unit-Air-Source) | DLCURAH24ABK | ADP |  | H,GE35936 | *96VTN0601412B* | 23600 | 17 | 8.5 | 24600 | 23600 | 95.93% | 2 | 0 | 10 |  |  |  |  | R-410A | 1.9667 | Residential & Commercial | USHP | Ducted CEE Tier 1
215292816 | Central HP <5.4 tons | AIRQUEST | HRCU-A-CB (Split System: Heat Pump with Remote Outdoor Unit-Air-Source) | DLCURAH24ABK | ADP |  | HE8J936 | *96VTN0601412B* | 23400 | 17 | 8.5 | 24600 | 23600 | 95.93% | 2 | 0 | 10 |  |  |  |  | R-410A | 1.95 | Residential & Commercial | USHP | Ducted CEE Tier 1
215292818 | Central HP <5.4 tons | AIRQUEST | HRCU-A-CB (Split System: Heat Pump with Remote Outdoor Unit-Air-Source) | DLCURAH24ABK | ADP |  | HG9J936 | *96VTN0601412B* | 23600 | 17 | 8.5 | 24600 | 23600 | 95.93% | 2 | 0 | 10 |  |  |  |  | R-410A | 1.9667 | Residential & Commercial | USHP | Ducted CEE Tier 1
215292866 | Central HP <5.4 tons | AIRQUEST | HRCU-A-CB (Split System: Heat Pump with Remote Outdoor Unit-Air-Source) | DLCURAH24ABK | ADP |  | H,GG9J936 | *96VTN0601714A* | 24000 | 16 | 8.5 | 24400 | 22400 | 91.8% | 1.88 | 0 | 10 |  |  |  |  | R-410A | 2 | Residential & Commercial | USHP | Ducted CEE Tier 1
215292891 | Central HP <5.4 tons | AIRQUEST | HRCU-A-CB (Split System: Heat Pump with Remote Outdoor Unit-Air-Source) | DLCURAH24ABK | ADP |  | H,GG33936 | *96VTN0601716B* | 23800 | 16 | 9 | 24400 | 22800 | 93.44% | 1.92 | 0 | 10.5 |  |  |  |  | R-410A | 1.9833 | Residential & Commercial | USHP | Ducted CEE Tier 1
215292893 | Central HP <5.4 tons | AIRQUEST | HRCU-A-CB (Split System: Heat Pump with Remote Outdoor Unit-Air-Source) | DLCURAH24ABK | ADP |  | H,GE33936 | *96VTN0601716B* | 23800 | 16 | 9 | 24400 | 22800 | 93.44% | 1.92 | 0 | 10.5 |  |  |  |  | R-410A | 1.9833 | Residential & Commercial | USHP | Ducted CEE Tier 1
215292943 | Central HP <5.4 tons | AIRQUEST | HRCU-A-CB (Split System: Heat Pump with Remote Outdoor Unit-Air-Source) | DLCURAH24ABK | ADP |  | HG33936 | *96VTN0801716A* | 24000 | 16 | 8.1 | 24600 | 22600 | 91.87% | 1.9 | 0 | 10.5 |  |  |  |  | R-410A | 2 | Residential & Commercial | USHP | Ducted CEE Tier 1
214301833 | Central HP <5.4 tons | CHAMPION HEATING AND COOLING | HRCU-A-CB (Split System: Heat Pump with Remote Outdoor Unit-Air-Source) | HMH72B341 | ADP |  | H,YE9J(1,2)36+TXV | TM8E040A12MP11 | 32800 | 18 | 8.1 | 31800 | 23000 | 72.33% | 2.04 | 0 | 10 |  |  |  |  | R-410A | 2.7333 | Residential & Commercial | USHP | Ducted CEE Tier 1
214301883 | Central HP <5.4 tons | CHAMPION HEATING AND COOLING | HRCU-A-CB (Split System: Heat Pump with Remote Outdoor Unit-Air-Source) | HMH72B341 | ADP |  | H,YE9J(1,2)36+TXV | Z8ES080C16LMPS1 | 34000 | 18 | 8.5 | 31800 | 23800 | 74.84% | 2.14 | 0 | 10 |  |  |  |  | R-410A | 2.8333 | Residential & Commercial | USHP | Ducted CEE Tier 1
214301894 | Central HP <5.4 tons | CHAMPION HEATING AND COOLING | HRCU-A-CB (Split System: Heat Pump with Remote Outdoor Unit-Air-Source) | HMH72B341 | ADP |  | H,YE9J(1,2)36+TXV | Z8ES100C16LMPS1 | 34000 | 18 | 8.5 | 31800 | 24000 | 75.47% | 2.12 | 0 | 9.5 |  |  |  |  | R-410A | 2.8333 | Residential & Commercial | USHP
211243333 | Central HP <5.4 tons | COMFORTMAKER | HRCU-A-CB (Split System: Heat Pump with Remote Outdoor Unit-Air-Source) | DLCURAH24ABK |  |  | EA*4X37L21A* | *80VSL0451716A* | 24800 | 16.5 | 8.5 | 25600 | 21000 | 82.03% | 1.76 | 0 | 10.5 |  |  |  |  | R-410A | 2.0667 | Residential & Commercial | USHP | Ducted CEE Tier 1
211243466 | Central HP <5.4 tons | COMFORTMAKER | HRCU-A-CB (Split System: Heat Pump with Remote Outdoor Unit-Air-Source) | DLCURAH24ABK |  |  | EA*4X37L21A* | *96VTN0802120A* | 24200 | 17 | 8.1 | 25000 | 21400 | 85.6% | 1.8 | 0 | 10 |  |  |  |  | R-410A | 2.0167 | Residential & Commercial | USHP | Ducted CEE Tier 1
211243885 | Central HP <5.4 tons | COMFORTMAKER | HRCU-A-CB (Split System: Heat Pump with Remote Outdoor Unit-Air-Source) | DLCURAH24ABK |  |  | EN(A,D)4X24L17** | *96VSN0601412A* | 23200 | 16 | 8.5 | 26400 | 24600 | 93.18% | 2.04 | 0 | 10 |  |  |  |  | R-410A | 1.9333 | Residential & Commercial | USHP | Ducted CEE Tier 1
204456633 | Central HP <5.4 tons | TEMPSTAR | HRCU-A-CB (Split System: Heat Pump with Remote Outdoor Unit-Air-Source) | TVH825GKA2* |  |  | EA*4X36L17A*+WALLCON | *97CMN0601714A* | 23400 | 16 | 8.1 | 21600 | 16800 | 77.78% | 1.92 | 11 | 10.5 |  |  |  |  | R-410A | 1.95 | Residential & Commercial | USHP | Ducted CEE Tier 1
206771279 | Central HP <5.4 tons | TEMPSTAR | HRCU-A-CB (Split System: Heat Pump with Remote Outdoor Unit-Air-Source) | TVH837GKA2* |  |  | EA*4X37L21A*+WALLCON | *80CTL0902120A* | 32800 | 17.5 | 8.5 | 33000 | 25200 | 76.36% | 1.98 | 12 | 11.7 |  |  |  |  | R-410A | 2.7333 | Residential & Commercial | USHP | Ducted CEE Tier 1
206771783 | Central HP <5.4 tons | TEMPSTAR | HRCU-A-CB (Split System: Heat Pump with Remote Outdoor Unit-Air-Source) | TVH837GKA2* |  |  | EA*4X48L21A*+WALLCON | *80CTL0902120A* | 32200 | 17.5 | 8.5 | 32600 | 25000 | 76.69% | 1.98 | 12 | 11.7 |  |  |  |  | R-410A | 2.6833 | Residential & Commercial | USHP | Ducted CEE Tier 1
216821023 | Central HP <5.4 tons | SURE | HRCU-A-CB (Split System: Heat Pump with Remote Outdoor Unit-Air-Source) | RD18AY48AJVC |  |  | TCFY4821STANM | S802V0754A17UH | 41000 | 18 | 8.1 | 41000 | 37600 | 91.71% | 2.1 | 0 | 10 |  |  |  |  | R-454B | 3.4167 | Residential & Commercial | USHP | Ducted CEE Tier 1
204456579 | Central HP <5.4 tons | TEMPSTAR | HRCU-A-CB (Split System: Heat Pump with Remote Outdoor Unit-Air-Source) | TVH825GKA2* |  |  | EA*4X30L17A*+WALLCON | *80CTL0701412A* | 23600 | 17 | 8.1 | 21600 | 16600 | 76.85% | 1.92 | 11.5 | 11 |  |  |  |  | R-410A | 1.9667 | Residential & Commercial | USHP | Ducted CEE Tier 1
206133373 | Central HP <5.4 tons | TEMPSTAR | HRCU-A-CB (Split System: Heat Pump with Remote Outdoor Unit-Air-Source) | TVH825GKA2* |  |  | EA*4X36L17A*+WALLCON | *80CSU0601716A* | 23600 | 16.5 | 8.1 | 21400 | 16700 | 78.04% | 1.94 | 11 | 10.5 |  |  |  |  | R-410A | 1.9667 | Residential & Commercial | USHP | Ducted CEE Tier 1
206133423 | Central HP <5.4 tons | TEMPSTAR | HRCU-A-CB (Split System: Heat Pump with Remote Outdoor Unit-Air-Source) | TVH825GKA2* |  |  | EA*4X37L17A*+WALLCON | *80CSU0401712A* | 24200 | 17 | 8.1 | 21400 | 16700 | 78.04% | 2 | 11.5 | 11 |  |  |  |  | R-410A | 2.0167 | Residential & Commercial | USHP | Ducted CEE Tier 1
206133825 | Central HP <5.4 tons | TEMPSTAR | HRCU-A-CB (Split System: Heat Pump with Remote Outdoor Unit-Air-Source) | TVH825GKA2* |  |  | EA*4X37L21A*+WALLCON | *95CSU0802120A* | 24400 | 17 | 8.5 | 21200 | 16600 | 78.3% | 2.04 | 11.5 | 11 |  |  |  |  | R-410A | 2.0333 | Residential & Commercial | USHP | Ducted CEE Tier 1
215292977 | Central HP <5.4 tons | AIRQUEST | HRCU-A-CB (Split System: Heat Pump with Remote Outdoor Unit-Air-Source) | DLCURAH24ABK | ADP |  | H,GG31930 | *96VTN0801716B* | 23200 | 16 | 8.5 | 25400 | 25200 | 99.21% | 2.14 | 0 | 9.5 |  |  |  |  | R-410A | 1.9333 | Residential & Commercial | USHP
215292984 | Central HP <5.4 tons | AIRQUEST | HRCU-A-CB (Split System: Heat Pump with Remote Outdoor Unit-Air-Source) | DLCURAH24ABK | ADP |  | H,GG32936 | *96VTN0801716B* | 22800 | 17 | 8.5 | 24600 | 24600 | 100% | 2.08 | 0 | 9.5 |  |  |  |  | R-410A | 1.9 | Residential & Commercial | USHP
215292993 | Central HP <5.4 tons | AIRQUEST | HRCU-A-CB (Split System: Heat Pump with Remote Outdoor Unit-Air-Source) | DLCURAH24ABK | ADP |  | HE33936 | *96VTN0801716B* | 23200 | 17 | 8.5 | 24600 | 23600 | 95.93% | 2 | 0 | 9.5 |  |  |  |  | R-410A | 1.9333 | Residential & Commercial | USHP
215293007 | Central HP <5.4 tons | AIRQUEST | HRCU-A-CB (Split System: Heat Pump with Remote Outdoor Unit-Air-Source) | DLCURAH24ABK | ADP |  | HG7J924 | *96VTN0801716B* | 23000 | 17 | 8.5 | 24600 | 23600 | 95.93% | 2 | 0 | 9.5 |  |  |  |  | R-410A | 1.9167 | Residential & Commercial | USHP
215293009 | Central HP <5.4 tons | AIRQUEST | HRCU-A-CB (Split System: Heat Pump with Remote Outdoor Unit-Air-Source) | DLCURAH24ABK | ADP |  | H,GE7J924 | *96VTN0801716B* | 23000 | 17 | 8.5 | 24600 | 23600 | 95.93% | 2 | 0 | 9.5 |  |  |  |  | R-410A | 1.9167 | Residential & Commercial | USHP
215293043 | Central HP <5.4 tons | AIRQUEST | HRCU-A-CB (Split System: Heat Pump with Remote Outdoor Unit-Air-Source) | DLCURAH24ABK | ADP |  | H,GE33936 | *96VTN0802120A* | 23200 | 17 | 8.1 | 24200 | 23400 | 96.69% | 1.98 | 0 | 10 |  |  |  |  | R-410A | 1.9333 | Residential & Commercial | USHP | Ducted CEE Tier 1
215293068 | Central HP <5.4 tons | AIRQUEST | HRCU-A-CB (Split System: Heat Pump with Remote Outdoor Unit-Air-Source) | DLCURAH24ABK | ADP |  | H,GG80936 | *96VTN0802120A* | 23600 | 17 | 8.1 | 24200 | 23400 | 96.69% | 1.98 | 0 | 10.5 |  |  |  |  | R-410A | 1.9667 | Residential & Commercial | USHP | Ducted CEE Tier 1
215293077 | Central HP <5.4 tons | AIRQUEST | HRCU-A-CB (Split System: Heat Pump with Remote Outdoor Unit-Air-Source) | DLCURAH24ABK | ADP |  | HG31930 | *96VTN0802120B* | 22800 | 16 | 8.5 | 24800 | 23600 | 95.16% | 1.98 | 0 | 10 |  |  |  |  | R-410A | 1.9 | Residential & Commercial | USHP | Ducted CEE Tier 1
215293100 | Central HP <5.4 tons | AIRQUEST | HRCU-A-CB (Split System: Heat Pump with Remote Outdoor Unit-Air-Source) | DLCURAH24ABK | ADP |  | HE35936 | *96VTN0802120B* | 23800 | 17 | 8.5 | 24800 | 23600 | 95.16% | 1.98 | 0 | 10.5 |  |  |  |  | R-410A | 1.9833 | Residential & Commercial | USHP | Ducted CEE Tier 1
215293134 | Central HP <5.4 tons | AIRQUEST | HRCU-A-CB (Split System: Heat Pump with Remote Outdoor Unit-Air-Source) | DLCURAH24ABK | ADP |  | H,GG32936 | *96VTN1002120A* | 23400 | 17 | 8.5 | 24400 | 22400 | 91.8% | 1.9 | 0 | 9.5 |  |  |  |  | R-410A | 1.95 | Residential & Commercial | USHP
214066840 | Central HP <5.4 tons | SURE | HRCU-A-CB (Split System: Heat Pump with Remote Outdoor Unit-Air-Source) | RD17AZ36AJ3N |  |  | TCFZ3621MTANM | S951V0855A21M4S | 34200 | 18 | 8.1 | 34200 | 29600 | 86.55% | 1.9 | 0 | 10 |  |  |  |  | R-410A | 2.85 | Residential & Commercial | USHP | Ducted CEE Tier 1
214849418 | Central HP <5.4 tons | RHEEM | HRCU-A-CB (Split System: Heat Pump with Remote Outdoor Unit-Air-Source) | RD17AZ36AJ3N | ADP |  | H,RE9J936 | R801V0755A21UHS | 32200 | 17 | 8.1 | 32600 | 29000 | 88.96% | 2 | 0 | 11 |  |  |  |  | R-410A | 2.6833 | Residential & Commercial | USHP | Ducted CEE Tier 1
213872260 | Central HP <5.4 tons | AMANA | HRCU-A-CB (Split System: Heat Pump with Remote Outdoor Unit-Air-Source) | ASZS60421EA* |  |  | CA*EA6030*4A* | A*VM971005CNB* | 40000 | 17 | 8.6 | 40000 | 30600 | 76.5% | 2.2 | 0 | 10 |  |  |  |  | R-410A | 3.3333 | Residential & Commercial | USHP | Ducted CEE Tier 1
202459381 | Central HP <5.4 tons | TRANE | HRCU-A-CB (Split System: Heat Pump with Remote Outdoor Unit-Air-Source) | 4TWA7048A3 |  |  | 4PX*DU60BS3 | S8X2D120M5PSA | 47500 | 16.5 | 8.1 | 48000 | 48000 | 100% | 3.6 | 13 | 12 |  |  |  |  | R-410A | 3.9583 | Residential & Commercial | USHP | Ducted CEE Tier 1
216488066 | Central HP <5.4 tons | CHAMPION HEATING AND COOLING | HRCU-A-CB (Split System: Heat Pump with Remote Outdoor Unit-Air-Source) | HH836E2S11 | ADP |  | A36VDA*+TXV | Z9ES100C20SMPS1 | 34800 | 18 | 8.5 | 31400 | 26800 | 85.35% | 2 | 0 | 11 |  |  |  |  | R-454B | 2.9 | Residential & Commercial | USHP | Ducted CEE Tier 1
216441215 | Central HP <5.4 tons | CHAMPION HEATING AND COOLING | HRCU-A-CB (Split System: Heat Pump with Remote Outdoor Unit-Air-Source) | HH836E2S11 | ADP |  | FE*TT3*37+TXV | 0 | 34000 | 19 | 9 | 29800 | 24800 | 83.22% | 2 | 0 | 11.7 |  |  |  |  | R-454B | 2.8333 | Residential & Commercial | USHP | Ducted CEE Tier 1
204456381 | Central HP <5.4 tons | TEMPSTAR | HRCU-A-CB (Split System: Heat Pump with Remote Outdoor Unit-Air-Source) | TVH825GKA2* |  |  | EA*4X24L17A*+WALLCON | *80CTL0701716A* | 23200 | 16.5 | 8.1 | 22000 | 16800 | 76.36% | 1.9 | 11 | 10.5 |  |  |  |  | R-410A | 1.9333 | Residential & Commercial | USHP | Ducted CEE Tier 1
204456516 | Central HP <5.4 tons | TEMPSTAR | HRCU-A-CB (Split System: Heat Pump with Remote Outdoor Unit-Air-Source) | TVH825GKA2* |  |  | EA*4X30L14A*+WALLCON | *80CTL0701412A* | 23400 | 17 | 8.1 | 21600 | 16700 | 77.31% | 1.92 | 11 | 11 |  |  |  |  | R-410A | 1.95 | Residential & Commercial | USHP | Ducted CEE Tier 1
211871788 | Central HP <5.4 tons | CARRIER | HRCU-A-CB (Split System: Heat Pump with Remote Outdoor Unit-Air-Source) | 38MURAQ24AB3* | ADP |  | H,PE31(1,2)24+TXV | 59SC2D080E17**16 | 23800 | 17 | 8.5 | 25200 | 23800 | 94.44% | 1.96 | 0 | 10 |  |  |  |  | R-410A | 1.9833 | Residential & Commercial | USHP | Ducted CEE Tier 1
215487645 | Central HP <5.4 tons | AMANA | HRCU-A-CB (Split System: Heat Pump with Remote Outdoor Unit-Air-Source) | AZV7SA2410A* |  |  | CA*EA3022*3A* | A*VM970603BNB* | 23200 | 19 | 8.6 | 23200 | 17000 | 73.28% | 2 | 0 | 11 |  |  |  |  | R-32 | 1.9333 | Residential & Commercial | USHP | Ducted CEE Tier 1
215487646 | Central HP <5.4 tons | AMANA | HRCU-A-CB (Split System: Heat Pump with Remote Outdoor Unit-Air-Source) | AZV7SA2410A* |  |  | CA*EA3022*3A* | A*VM970803BNB* | 23200 | 19 | 8.6 | 23200 | 17000 | 73.28% | 2 | 0 | 11 |  |  |  |  | R-32 | 1.9333 | Residential & Commercial | USHP | Ducted CEE Tier 1
215487681 | Central HP <5.4 tons | AMANA | HRCU-A-CB (Split System: Heat Pump with Remote Outdoor Unit-Air-Source) | AZV7SA2410A* |  |  | CHPEA3026*3A* | A*VC800804C*A* | 23200 | 19 | 8.6 | 23200 | 17000 | 73.28% | 2 | 0 | 11 |  |  |  |  | R-32 | 1.9333 | Residential & Commercial | USHP | Ducted CEE Tier 1
215487717 | Central HP <5.4 tons | AMANA | HRCU-A-CB (Split System: Heat Pump with Remote Outdoor Unit-Air-Source) | AZV7SA4210A* |  |  | CA*EA6030*3A* | A*VC800805C*A* | 40500 | 17 | 8.8 | 41000 | 31000 | 75.61% | 2 | 0 | 10 |  |  |  |  | R-32 | 3.375 | Residential & Commercial | USHP | Ducted CEE Tier 1
215487783 | Central HP <5.4 tons | AMANA | HRCU-A-CB (Split System: Heat Pump with Remote Outdoor Unit-Air-Source) | AZV6SA1810A* |  |  | CA*EA2418*3A* | A*VC960403BNB* | 17000 | 19 | 8.8 | 16800 | 13000 | 77.38% | 2.1 | 0 | 12 |  |  |  |  | R-32 | 1.4167 | Residential & Commercial | USHP | Ducted CEE Tier 1
215487801 | Central HP <5.4 tons | AMANA | HRCU-A-CB (Split System: Heat Pump with Remote Outdoor Unit-Air-Source) | AZV6SA1810A* |  |  | CA*EA2418*3A* | A*VM970803BNB* | 17000 | 19 | 8.8 | 16800 | 13000 | 77.38% | 2.1 | 0 | 12 |  |  |  |  | R-32 | 1.4167 | Residential & Commercial | USHP | Ducted CEE Tier 1
204299734 | Central HP <5.4 tons | TEMPSTAR | HRCU-A-CB (Split System: Heat Pump with Remote Outdoor Unit-Air-Source) | TVH837GKA** |  |  | EN(A,D,W)4X48L21**+WALLCON | *80CTL0701716A* | 32400 | 17.5 | 8.1 | 33000 | 25000 | 75.76% | 1.94 | 12 | 11.5 |  |  |  |  | R-410A | 2.7 | Residential & Commercial | USHP | Ducted CEE Tier 1
215487744 | Central HP <5.4 tons | AMANA | HRCU-A-CB (Split System: Heat Pump with Remote Outdoor Unit-Air-Source) | AZV7SA4810A* |  |  | CA*EA6030*3A* | A*VC800805C*A* | 45500 | 16.5 | 8.8 | 47000 | 33600 | 71.49% | 2 | 0 | 10 |  |  |  |  | R-32 | 3.7917 | Residential & Commercial | USHP | Ducted CEE Tier 1
215487758 | Central HP <5.4 tons | AMANA | HRCU-A-CB (Split System: Heat Pump with Remote Outdoor Unit-Air-Source) | AZV7SA4810A* |  |  | CHPEA4830*3A* | A*VM970804CNB* | 45500 | 16.2 | 8.5 | 46000 | 33600 | 73.04% | 2 | 0 | 10 |  |  |  |  | R-32 | 3.7917 | Residential & Commercial | USHP | Ducted CEE Tier 1
207526297 | Central HP <5.4 tons | TRANE | HRCU-A-CB (Split System: Heat Pump with Remote Outdoor Unit-Air-Source) | 4TWV8X48A1 |  |  | 4TXCC009DS3 | *UHMC100ACV4 | 46500 | 18 | 8.5 | 41000 | 29000 | 70.73% | 2 | 12.5 | 12 |  |  |  |  | R-410A | 3.875 | Residential & Commercial | USHP | Ducted CEE Tier 1
211941561 | Central HP <5.4 tons | CARRIER | HRCU-A-CB (Split System: Heat Pump with Remote Outdoor Unit-Air-Source) | 25VNA448A*031* | ADP |  | H,PG36948 | 58TN*A090C21**20 | 44000 | 21 | 8.1 | 44500 | 35800 | 80.45% | 2.28 | 0 | 12 |  |  |  |  | R-410A | 3.6667 | Residential & Commercial | USHP | Ducted CEE Tier 1
215727932 | Central HP <5.4 tons | CHAMPION HEATING AND COOLING | HRCU-A-CB (Split System: Heat Pump with Remote Outdoor Unit-Air-Source) | HH860E2S11 | ADP |  | H,YE36(1,2)60+TXV | TM8V120C20MP12 | 51500 | 18 | 8.3 | 52000 | 38500 | 74.04% | 1.96 | 0 | 10.5 |  |  |  |  | R-454B | 4.2917 | Residential & Commercial | USHP | Ducted CEE Tier 1
202459449 | Central HP <5.4 tons | TRANE | HRCU-A-CB (Split System: Heat Pump with Remote Outdoor Unit-Air-Source) | 4TWA7048A3 |  |  | 4TXFH064AZ3 | S8X2D120M5PSA | 47500 | 16.5 | 8.1 | 48000 | 48000 | 100% | 3.6 | 13 | 12 |  |  |  |  | R-410A | 3.9583 | Residential & Commercial | USHP | Ducted CEE Tier 1
213362731 | Central HP <5.4 tons | COLEMAN | HRCU-A-CB (Split System: Heat Pump with Remote Outdoor Unit-Air-Source) | HMH72B341 | ADP |  | H,YG81936 | CPLC060A12MP13 | 34000 | 17 | 8.1 | 32400 | 23800 | 73.46% | 2.06 | 0 | 9.5 |  |  |  |  | R-410A | 2.8333 | Residential & Commercial | USHP
204456841 | Central HP <5.4 tons | TEMPSTAR | HRCU-A-CB (Split System: Heat Pump with Remote Outdoor Unit-Air-Source) | TVH825GKA2* |  |  | EA*4X37L17A*+WALLCON | *96CTN0601714A* | 24000 | 16 | 8.1 | 21400 | 16800 | 78.5% | 1.98 | 11 | 11 |  |  |  |  | R-410A | 2 | Residential & Commercial | USHP | Ducted CEE Tier 1
215487688 | Central HP <5.4 tons | AMANA | HRCU-A-CB (Split System: Heat Pump with Remote Outdoor Unit-Air-Source) | AZV7SA2410A* |  |  | CHPEA3026*3A* | A*VC961005CNB* | 23200 | 19 | 8.6 | 23200 | 17000 | 73.28% | 2 | 0 | 11 |  |  |  |  | R-32 | 1.9333 | Residential & Commercial | USHP | Ducted CEE Tier 1
204299054 | Central HP <5.4 tons | TEMPSTAR | HRCU-A-CB (Split System: Heat Pump with Remote Outdoor Unit-Air-Source) | TVH837GKA** |  |  | EA*4X42L21A*+WALLCON | *97CMN0602120A* | 31600 | 17 | 8.1 | 33400 | 24800 | 74.25% | 1.86 | 11 | 11 |  |  |  |  | R-410A | 2.6333 | Residential & Commercial | USHP | Ducted CEE Tier 1
204299324 | Central HP <5.4 tons | TEMPSTAR | HRCU-A-CB (Split System: Heat Pump with Remote Outdoor Unit-Air-Source) | TVH837GKA** |  |  | EA*4X48L21A*+WALLCON | *80CTL0901716A* | 32400 | 18 | 8.5 | 32600 | 24800 | 76.07% | 2 | 12 | 11.7 |  |  |  |  | R-410A | 2.7 | Residential & Commercial | USHP | Ducted CEE Tier 1
213366550 | Central HP <5.4 tons | COLEMAN | HRCU-A-CB (Split System: Heat Pump with Remote Outdoor Unit-Air-Source) | HMH72B341 | ADP |  | V,Y36H***P449 | Z8ES040A12SMPS1 | 34000 | 18 | 8.5 | 31800 | 23800 | 74.84% | 2.1 | 0 | 10 |  |  |  |  | R-410A | 2.8333 | Residential & Commercial | USHP | Ducted CEE Tier 1
214301881 | Central HP <5.4 tons | CHAMPION HEATING AND COOLING | HRCU-A-CB (Split System: Heat Pump with Remote Outdoor Unit-Air-Source) | HMH72B341 | ADP |  | H,YE7J(1,2)36+TXV | Z8ES080B12SMPS1 | 33200 | 18 | 8.5 | 31400 | 23000 | 73.25% | 2.04 | 0 | 10 |  |  |  |  | R-410A | 2.7667 | Residential & Commercial | USHP | Ducted CEE Tier 1
214301895 | Central HP <5.4 tons | CHAMPION HEATING AND COOLING | HRCU-A-CB (Split System: Heat Pump with Remote Outdoor Unit-Air-Source) | HMH72B341 | ADP |  | H,YE7J(1,2)36+TXV | Z8ES100C16SMPS1 | 32400 | 17 | 8.1 | 30400 | 22400 | 73.68% | 2.02 | 0 | 9.5 |  |  |  |  | R-410A | 2.7 | Residential & Commercial | USHP
214301897 | Central HP <5.4 tons | CHAMPION HEATING AND COOLING | HRCU-A-CB (Split System: Heat Pump with Remote Outdoor Unit-Air-Source) | HMH72B341 | ADP |  | H,YE9J(1,2)36+TXV | Z8ES100C20LMPS1 | 34000 | 17 | 8.5 | 31800 | 23800 | 74.84% | 2.14 | 0 | 9.5 |  |  |  |  | R-410A | 2.8333 | Residential & Commercial | USHP
215935295 | Central HP <5.4 tons | BRYANT HEATING AND COOLING SYSTEMS | HRCU-A-CB (Split System: Heat Pump with Remote Outdoor Unit-Air-Source) | 293VAN036**AA* |  |  | CVAMA6021XMA*+UI | 987MC66100C21*** | 35600 | 22 | 8.5 | 38000 | 28600 | 75.26% | 2.02 | 0 | 12.5 |  |  |  |  | R-454B | 2.9667 | Residential & Commercial | USHP | Ducted CEE Tier 1
215487751 | Central HP <5.4 tons | AMANA | HRCU-A-CB (Split System: Heat Pump with Remote Outdoor Unit-Air-Source) | AZV7SA4810A* |  |  | CA*EA6030*3A* | A*VC961205DNB* | 45500 | 16.5 | 8.8 | 47000 | 33600 | 71.49% | 2 | 0 | 10 |  |  |  |  | R-32 | 3.7917 | Residential & Commercial | USHP | Ducted CEE Tier 1
215487669 | Central HP <5.4 tons | AMANA | HRCU-A-CB (Split System: Heat Pump with Remote Outdoor Unit-Air-Source) | AZV7SA2410A* |  |  | CA*EA3626*3A* | A*VC960403BNB* | 23200 | 19 | 8.6 | 23200 | 17000 | 73.28% | 2 | 0 | 11 |  |  |  |  | R-32 | 1.9333 | Residential & Commercial | USHP | Ducted CEE Tier 1
216488025 | Central HP <5.4 tons | CHAMPION HEATING AND COOLING | HRCU-A-CB (Split System: Heat Pump with Remote Outdoor Unit-Air-Source) | HH836E2S11 | ADP |  | A36VDA*+TXV | TM9V080C16MP12 | 33800 | 18 | 8.5 | 30200 | 25600 | 84.77% | 2 | 0 | 11 |  |  |  |  | R-454B | 2.8167 | Residential & Commercial | USHP | Ducted CEE Tier 1
215293143 | Central HP <5.4 tons | AIRQUEST | HRCU-A-CB (Split System: Heat Pump with Remote Outdoor Unit-Air-Source) | DLCURAH24ABK | ADP |  | HE33936 | *96VTN1002120A* | 23800 | 17 | 8.5 | 24400 | 22400 | 91.8% | 1.9 | 0 | 10 |  |  |  |  | R-410A | 1.9833 | Residential & Commercial | USHP | Ducted CEE Tier 1
215293200 | Central HP <5.4 tons | AIRQUEST | HRCU-A-CB (Split System: Heat Pump with Remote Outdoor Unit-Air-Source) | DLCURAH24ABK | ADP |  | H,GG36936 | *96VTN1002120B* | 23600 | 17 | 8.5 | 24600 | 24200 | 98.37% | 2.04 | 0 | 10.5 |  |  |  |  | R-410A | 1.9667 | Residential & Commercial | USHP | Ducted CEE Tier 1
204456498 | Central HP <5.4 tons | TEMPSTAR | HRCU-A-CB (Split System: Heat Pump with Remote Outdoor Unit-Air-Source) | TVH825GKA2* |  |  | EA*4X25L17A*+WALLCON | *80CTL0701412A* | 24400 | 17.5 | 8.5 | 21200 | 16600 | 78.3% | 2.02 | 11 | 11.5 |  |  |  |  | R-410A | 2.0333 | Residential & Commercial | USHP | Ducted CEE Tier 1
204456651 | Central HP <5.4 tons | TEMPSTAR | HRCU-A-CB (Split System: Heat Pump with Remote Outdoor Unit-Air-Source) | TVH825GKA2* |  |  | EA*4X36L17A*+WALLCON | *80CTL0701412A* | 23600 | 17 | 8.1 | 21400 | 16600 | 77.57% | 1.94 | 11 | 11 |  |  |  |  | R-410A | 1.9667 | Residential & Commercial | USHP | Ducted CEE Tier 1
215487680 | Central HP <5.4 tons | AMANA | HRCU-A-CB (Split System: Heat Pump with Remote Outdoor Unit-Air-Source) | AZV7SA2410A* |  |  | CHPEA3026*3A* | A*VC800803B*A* | 23200 | 19 | 8.6 | 23200 | 17000 | 73.28% | 2 | 0 | 11 |  |  |  |  | R-32 | 1.9333 | Residential & Commercial | USHP | Ducted CEE Tier 1
215487763 | Central HP <5.4 tons | AMANA | HRCU-A-CB (Split System: Heat Pump with Remote Outdoor Unit-Air-Source) | AZV7SA4810A* |  |  | CHPEA6030*3A* | A*VC800804C*A* | 45500 | 16.5 | 8.5 | 46500 | 33600 | 72.26% | 2 | 0 | 10 |  |  |  |  | R-32 | 3.7917 | Residential & Commercial | USHP | Ducted CEE Tier 1
216820781 | Central HP <5.4 tons | SURE | HRCU-A-CB (Split System: Heat Pump with Remote Outdoor Unit-Air-Source) | RD18AY48AJVC |  |  | TCFY4824MTANM | S98MV0855A21UP | 42500 | 17 | 8.1 | 42500 | 33400 | 78.59% | 2 | 0 | 10 |  |  |  |  | R-454B | 3.5417 | Residential & Commercial | USHP | Ducted CEE Tier 1
216820906 | Central HP <5.4 tons | SURE | HRCU-A-CB (Split System: Heat Pump with Remote Outdoor Unit-Air-Source) | RD18AY48AJVC |  |  | TCFY4821STANM | S962V0705A21M4 | 41000 | 17 | 8.1 | 41000 | 37800 | 92.2% | 2.1 | 0 | 10 |  |  |  |  | R-454B | 3.4167 | Residential & Commercial | USHP | Ducted CEE Tier 1
216820979 | Central HP <5.4 tons | SURE | HRCU-A-CB (Split System: Heat Pump with Remote Outdoor Unit-Air-Source) | RD18AY48AJVC |  |  | TCFY4821STANM | S951V1005A21M4 | 41000 | 17 | 8.1 | 41000 | 37800 | 92.2% | 2.1 | 0 | 10 |  |  |  |  | R-454B | 3.4167 | Residential & Commercial | USHP | Ducted CEE Tier 1
215727934 | Central HP <5.4 tons | CHAMPION HEATING AND COOLING | HRCU-A-CB (Split System: Heat Pump with Remote Outdoor Unit-Air-Source) | HH860E2S11 | ADP |  | H,YE36(1,2)60+TXV | TM8Y080C16MP11 | 43500 | 17 | 8.4 | 42000 | 33000 | 78.57% | 1.98 | 0 | 11.5 |  |  |  |  | R-454B | 3.625 | Residential & Commercial | USHP | Ducted CEE Tier 1
215727952 | Central HP <5.4 tons | CHAMPION HEATING AND COOLING | HRCU-A-CB (Split System: Heat Pump with Remote Outdoor Unit-Air-Source) | HH860E2S11 | ADP |  | H,YE36(1,2)60+TXV | TM9V080C16MP12 | 43000 | 17 | 8.4 | 42000 | 33000 | 78.57% | 1.98 | 0 | 10.5 |  |  |  |  | R-454B | 3.5833 | Residential & Commercial | USHP | Ducted CEE Tier 1
211262230 | Central HP <5.4 tons | TEMPSTAR | HRCU-A-CB (Split System: Heat Pump with Remote Outdoor Unit-Air-Source) | DLCURAH18ABK |  |  | EA*4X30L17A* | OMV112K14A | 18200 | 15.5 | 8.5 | 18900 | 18400 | 97.35% | 2.2 | 0 | 10.5 |  |  |  |  | R-410A | 1.5167 | Residential & Commercial | USHP | Ducted CEE Tier 1
211262671 | Central HP <5.4 tons | TEMPSTAR | HRCU-A-CB (Split System: Heat Pump with Remote Outdoor Unit-Air-Source) | DLCURAH18ABK |  |  | EN(A,D)4X24L14** | *96VTN0601412A* | 17900 | 15.5 | 8.5 | 18800 | 18700 | 99.47% | 2.26 | 0 | 11 |  |  |  |  | R-410A | 1.4917 | Residential & Commercial | USHP | Ducted CEE Tier 1
204299414 | Central HP <5.4 tons | TEMPSTAR | HRCU-A-CB (Split System: Heat Pump with Remote Outdoor Unit-Air-Source) | TVH837GKA** |  |  | EA*4X48L24A*+WALLCON | *97CMN1202422A* | 32200 | 17.5 | 8.5 | 32600 | 25000 | 76.69% | 1.98 | 12 | 11.7 |  |  |  |  | R-410A | 2.6833 | Residential & Commercial | USHP | Ducted CEE Tier 1
211262605 | Central HP <5.4 tons | TEMPSTAR | HRCU-A-CB (Split System: Heat Pump with Remote Outdoor Unit-Air-Source) | DLCURAH18ABK |  |  | EN(A,D)4X24L14** | *95ESN0401410A* | 17800 | 15.5 | 8.5 | 18700 | 18800 | 100.5% | 2.26 | 0 | 10.5 |  |  |  |  | R-410A | 1.4833 | Residential & Commercial | USHP | Ducted CEE Tier 1
211241926 | Central HP <5.4 tons | COMFORTMAKER | HRCU-A-CB (Split System: Heat Pump with Remote Outdoor Unit-Air-Source) | DLCURAH24ABK |  |  | EA*4X36L17A* | *80VSL0701716A* | 24000 | 16.5 | 8.5 | 26000 | 22800 | 87.69% | 1.9 | 0 | 10 |  |  |  |  | R-410A | 2 | Residential & Commercial | USHP | Ducted CEE Tier 1
211242179 | Central HP <5.4 tons | COMFORTMAKER | HRCU-A-CB (Split System: Heat Pump with Remote Outdoor Unit-Air-Source) | DLCURAH24ABK |  |  | EA*4X36L17A* | *92ESN0401410A* | 24200 | 15.2 | 8.5 | 26400 | 22600 | 85.61% | 1.84 | 0 | 10 |  |  |  |  | R-410A | 2.0167 | Residential & Commercial | USHP | Ducted CEE Tier 1
211242731 | Central HP <5.4 tons | COMFORTMAKER | HRCU-A-CB (Split System: Heat Pump with Remote Outdoor Unit-Air-Source) | DLCURAH24ABK |  |  | EA*4X36L21A* | OLV098A12* | 23400 | 16.5 | 8.5 | 25600 | 23800 | 92.97% | 1.98 | 0 | 10 |  |  |  |  | R-410A | 1.95 | Residential & Commercial | USHP | Ducted CEE Tier 1
211242812 | Central HP <5.4 tons | COMFORTMAKER | HRCU-A-CB (Split System: Heat Pump with Remote Outdoor Unit-Air-Source) | DLCURAH24ABK |  |  | EA*4X37L17A* | *96VSN0801716A* | 24600 | 16.5 | 8.5 | 25600 | 21400 | 83.59% | 1.8 | 0 | 10 |  |  |  |  | R-410A | 2.05 | Residential & Commercial | USHP | Ducted CEE Tier 1
211243230 | Central HP <5.4 tons | COMFORTMAKER | HRCU-A-CB (Split System: Heat Pump with Remote Outdoor Unit-Air-Source) | DLCURAH24ABK |  |  | EA*4X37L21A* | *96VSN0802120A* | 24600 | 17 | 8.5 | 25200 | 21000 | 83.33% | 1.78 | 0 | 10.5 |  |  |  |  | R-410A | 2.05 | Residential & Commercial | USHP | Ducted CEE Tier 1
211243634 | Central HP <5.4 tons | COMFORTMAKER | HRCU-A-CB (Split System: Heat Pump with Remote Outdoor Unit-Air-Source) | DLCURAH24ABK |  |  | EA*4X37L21A* | *92ESN0401712A* | 24400 | 16 | 8.1 | 25400 | 21200 | 83.46% | 1.78 | 0 | 10 |  |  |  |  | R-410A | 2.0333 | Residential & Commercial | USHP | Ducted CEE Tier 1
214301835 | Central HP <5.4 tons | CHAMPION HEATING AND COOLING | HRCU-A-CB (Split System: Heat Pump with Remote Outdoor Unit-Air-Source) | HMH72B341 | ADP |  | H,YE9J(1,2)36+TXV | TM8E060A12MP11 | 34000 | 17 | 8.1 | 32200 | 23400 | 72.67% | 2.06 | 0 | 10 |  |  |  |  | R-410A | 2.8333 | Residential & Commercial | USHP | Ducted CEE Tier 1
214301844 | Central HP <5.4 tons | CHAMPION HEATING AND COOLING | HRCU-A-CB (Split System: Heat Pump with Remote Outdoor Unit-Air-Source) | HMH72B341 | ADP |  | H,YE9J(1,2)36+TXV | TM8E120C16MP11 | 33200 | 18 | 8.5 | 31400 | 22800 | 72.61% | 2.06 | 0 | 10 |  |  |  |  | R-410A | 2.7667 | Residential & Commercial | USHP | Ducted CEE Tier 1
214301867 | Central HP <5.4 tons | CHAMPION HEATING AND COOLING | HRCU-A-CB (Split System: Heat Pump with Remote Outdoor Unit-Air-Source) | HMH72B341 | ADP |  | H,YE7J(1,2)36+TXV | TM9Y060B12MP11 | 32600 | 17 | 8.1 | 32400 | 23400 | 72.22% | 2 | 0 | 9.5 |  |  |  |  | R-410A | 2.7167 | Residential & Commercial | USHP
214301869 | Central HP <5.4 tons | CHAMPION HEATING AND COOLING | HRCU-A-CB (Split System: Heat Pump with Remote Outdoor Unit-Air-Source) | HMH72B341 | ADP |  | H,YE7J(1,2)36+TXV | TM9Y080C16MP11 | 32200 | 17 | 8.25 | 30600 | 23200 | 75.82% | 2 | 0 | 9 |  |  |  |  | R-410A | 2.6833 | Residential & Commercial | USHP
214301892 | Central HP <5.4 tons | CHAMPION HEATING AND COOLING | HRCU-A-CB (Split System: Heat Pump with Remote Outdoor Unit-Air-Source) | HMH72B341 | ADP |  | H,YE9J(1,2)36+TXV | Z8ES100B12SMPS1 | 33000 | 18 | 8.5 | 31400 | 22800 | 72.61% | 2.04 | 0 | 9.5 |  |  |  |  | R-410A | 2.75 | Residential & Commercial | USHP
214301908 | Central HP <5.4 tons | CHAMPION HEATING AND COOLING | HRCU-A-CB (Split System: Heat Pump with Remote Outdoor Unit-Air-Source) | HMH72B341 | ADP |  | H,YE9J(1,2)36+TXV | Z8ET080B12LMPS1 | 33200 | 18 | 8.5 | 31400 | 23000 | 73.25% | 2.04 | 0 | 9.5 |  |  |  |  | R-410A | 2.7667 | Residential & Commercial | USHP
216820787 | Central HP <5.4 tons | SURE | HRCU-A-CB (Split System: Heat Pump with Remote Outdoor Unit-Air-Source) | RD18AY48AJVC |  |  | TCFY4824MTANM | S951V0855A21M4 | 42500 | 17 | 8.1 | 42500 | 33600 | 79.06% | 2 | 0 | 10 |  |  |  |  | R-454B | 3.5417 | Residential & Commercial | USHP | Ducted CEE Tier 1
207436244 | Central HP <5.4 tons | LENNOX | HRCU-A-CB (Split System: Heat Pump with Remote Outdoor Unit-Air-Source) | SL25XPV-024-230A** |  |  | CX35-48B+TDR | SL280UH090V48B* | 22200 | 21 | 9.4 | 21600 | 20400 | 94.44% | 1.86 | 14.5 | 14.3 |  |  |  |  | R-410A | 1.85 | Residential & Commercial | USHP | Ducted CEE Tier 1
216820669 | Central HP <5.4 tons | SURE | HRCU-A-CB (Split System: Heat Pump with Remote Outdoor Unit-Air-Source) | RD18AY24AJVC |  |  | TCFY2417MTANM | S802V0503A14DZ | 21000 | 18 | 8.1 | 20800 | 17000 | 81.73% | 1.9 | 0 | 10 |  |  |  |  | R-454B | 1.75 | Residential & Commercial | USHP | Ducted CEE Tier 1
216821132 | Central HP <5.4 tons | SURE | HRCU-A-CB (Split System: Heat Pump with Remote Outdoor Unit-Air-Source) | RD18AY60AJVC |  |  | TCFY6021STAAM | S921V0705A21M4 | 48500 | 16 | 8.1 | 48500 | 39500 | 81.44% | 2 | 0 | 10 |  |  |  |  | R-454B | 4.0417 | Residential & Commercial | USHP | Ducted CEE Tier 1
211902843 | Central HP <5.4 tons | CARRIER | HRCU-A-CB (Split System: Heat Pump with Remote Outdoor Unit-Air-Source) | 38MURAQ24AB3* | ADP |  | CDP29A15P+TXV | 59SC2D060E17**14 | 23800 | 16 | 8.5 | 25200 | 23800 | 94.44% | 1.96 | 0 | 10 |  |  |  |  | R-410A | 1.9833 | Residential & Commercial | USHP | Ducted CEE Tier 1
211263023 | Central HP <5.4 tons | TEMPSTAR | HRCU-A-CB (Split System: Heat Pump with Remote Outdoor Unit-Air-Source) | DLCURAH18ABK |  |  | EN(A,D)4X24L17** | *95ESU0601716A* | 18500 | 15.5 | 8.5 | 19500 | 18400 | 94.36% | 2.24 | 0 | 11 |  |  |  |  | R-410A | 1.5417 | Residential & Commercial | USHP | Ducted CEE Tier 1
204299374 | Central HP <5.4 tons | TEMPSTAR | HRCU-A-CB (Split System: Heat Pump with Remote Outdoor Unit-Air-Source) | TVH837GKA** |  |  | EA*4X48L24A*+WALLCON | *80CTL1352422A* | 32400 | 17.5 | 8.5 | 32400 | 24800 | 76.54% | 2 | 12 | 11.7 |  |  |  |  | R-410A | 2.7 | Residential & Commercial | USHP | Ducted CEE Tier 1
204299404 | Central HP <5.4 tons | TEMPSTAR | HRCU-A-CB (Split System: Heat Pump with Remote Outdoor Unit-Air-Source) | TVH837GKA** |  |  | EA*4X48L24A*+WALLCON | *97CMN1002122A* | 32400 | 17.5 | 8.5 | 32600 | 24800 | 76.07% | 2 | 12 | 11.7 |  |  |  |  | R-410A | 2.7 | Residential & Commercial | USHP | Ducted CEE Tier 1
214301866 | Central HP <5.4 tons | CHAMPION HEATING AND COOLING | HRCU-A-CB (Split System: Heat Pump with Remote Outdoor Unit-Air-Source) | HMH72B341 | ADP |  | H,YE9J(1,2)36+TXV | TM9V100C20MP12 | 34000 | 17 | 8.1 | 32400 | 24400 | 75.31% | 2.12 | 0 | 9.5 |  |  |  |  | R-410A | 2.8333 | Residential & Commercial | USHP
215937557 | Central HP <5.4 tons | AIRQUEST | HRCU-A-CB (Split System: Heat Pump with Remote Outdoor Unit-Air-Source) | H5H3V48*K*AAA* |  |  | EVM5X60M24A*+WALLCON | *96CTN1002122B* | 45500 | 20.5 | 8.1 | 52500 | 38000 | 72.38% | 1.9 | 0 | 11.5 |  |  |  |  | R-454B | 3.7917 | Residential & Commercial | USHP | Ducted CEE Tier 1
215293216 | Central HP <5.4 tons | AIRQUEST | HRCU-A-CB (Split System: Heat Pump with Remote Outdoor Unit-Air-Source) | DLCURAH24ABK | ADP |  | H,GG1K936 | *96VTN1002120B* | 23600 | 17 | 8.5 | 24600 | 24200 | 98.37% | 2.04 | 0 | 10.5 |  |  |  |  | R-410A | 1.9667 | Residential & Commercial | USHP | Ducted CEE Tier 1
215293218 | Central HP <5.4 tons | AIRQUEST | HRCU-A-CB (Split System: Heat Pump with Remote Outdoor Unit-Air-Source) | DLCURAH24ABK | ADP |  | H,GG80936 | *96VTN1002120B* | 23600 | 17 | 8.5 | 24600 | 24200 | 98.37% | 2.04 | 0 | 10.5 |  |  |  |  | R-410A | 1.9667 | Residential & Commercial | USHP | Ducted CEE Tier 1
215293234 | Central HP <5.4 tons | AIRQUEST | HRCU-A-CB (Split System: Heat Pump with Remote Outdoor Unit-Air-Source) | DLCURAH24ABK | ADP |  | HG32924 | *96VTN1002122A* | 23200 | 17 | 8.5 | 24200 | 22800 | 94.21% | 1.92 | 0 | 9.5 |  |  |  |  | R-410A | 1.9333 | Residential & Commercial | USHP
215293236 | Central HP <5.4 tons | AIRQUEST | HRCU-A-CB (Split System: Heat Pump with Remote Outdoor Unit-Air-Source) | DLCURAH24ABK | ADP |  | H,GE32930 | *96VTN1002122A* | 23200 | 17 | 8.5 | 24200 | 22800 | 94.21% | 1.92 | 0 | 9.5 |  |  |  |  | R-410A | 1.9333 | Residential & Commercial | USHP
215293252 | Central HP <5.4 tons | AIRQUEST | HRCU-A-CB (Split System: Heat Pump with Remote Outdoor Unit-Air-Source) | DLCURAH24ABK | ADP |  | H,GG30924 | *96VTN1002122A* | 22400 | 16 | 8.5 | 24200 | 22800 | 94.21% | 1.92 | 0 | 9.5 |  |  |  |  | R-410A | 1.8667 | Residential & Commercial | USHP
215293259 | Central HP <5.4 tons | AIRQUEST | HRCU-A-CB (Split System: Heat Pump with Remote Outdoor Unit-Air-Source) | DLCURAH24ABK | ADP |  | HG8J936 | *96VTN1002122A* | 23400 | 17 | 8.1 | 24200 | 23400 | 96.69% | 1.98 | 0 | 10.5 |  |  |  |  | R-410A | 1.95 | Residential & Commercial | USHP | Ducted CEE Tier 1
216488077 | Central HP <5.4 tons | CHAMPION HEATING AND COOLING | HRCU-A-CB (Split System: Heat Pump with Remote Outdoor Unit-Air-Source) | HH860E2S11 | ADP |  | A60VGA*+TXV | TM9Y100C20MP11 | 53000 | 18 | 8.45 | 52500 | 39000 | 74.29% | 2 | 0 | 11 |  |  |  |  | R-454B | 4.4167 | Residential & Commercial | USHP | Ducted CEE Tier 1
205751096 | Central HP <5.4 tons | TEMPSTAR | HRCU-A-CB (Split System: Heat Pump with Remote Outdoor Unit-Air-Source) | TVH837GKA** |  |  | EA*4X37L21A*+WALLCON | *80CTL0901716A* | 33000 | 18 | 8.5 | 32800 | 25000 | 76.22% | 2 | 12 | 11.7 |  |  |  |  | R-410A | 2.75 | Residential & Commercial | USHP | Ducted CEE Tier 1
211243952 | Central HP <5.4 tons | COMFORTMAKER | HRCU-A-CB (Split System: Heat Pump with Remote Outdoor Unit-Air-Source) | DLCURAH24ABK |  |  | EN(A,D)4X24L17** | *80VSL0701716A* | 23400 | 16 | 8.5 | 26600 | 24000 | 90.23% | 1.98 | 0 | 10 |  |  |  |  | R-410A | 1.95 | Residential & Commercial | USHP | Ducted CEE Tier 1
211244517 | Central HP <5.4 tons | COMFORTMAKER | HRCU-A-CB (Split System: Heat Pump with Remote Outdoor Unit-Air-Source) | DLCURAH24ABK |  |  | EN(A,D)4X30L17** | *80VSL0451716A* | 24200 | 16 | 8.1 | 26400 | 22800 | 86.36% | 1.88 | 0 | 10.5 |  |  |  |  | R-410A | 2.0167 | Residential & Commercial | USHP | Ducted CEE Tier 1
216820683 | Central HP <5.4 tons | SURE | HRCU-A-CB (Split System: Heat Pump with Remote Outdoor Unit-Air-Source) | RD18AY24AJVC |  |  | TCFY2417MTANM | S801V0504A17UHU | 20800 | 17 | 8.1 | 20800 | 17100 | 82.21% | 1.9 | 0 | 10 |  |  |  |  | R-454B | 1.7333 | Residential & Commercial | USHP | Ducted CEE Tier 1
214301838 | Central HP <5.4 tons | CHAMPION HEATING AND COOLING | HRCU-A-CB (Split System: Heat Pump with Remote Outdoor Unit-Air-Source) | HMH72B341 | ADP |  | H,YE7J(1,2)36+TXV | TM8E080C16MP11 | 33000 | 18 | 8.5 | 31400 | 22800 | 72.61% | 2.04 | 0 | 10 |  |  |  |  | R-410A | 2.75 | Residential & Commercial | USHP | Ducted CEE Tier 1
214505414 | Central HP <5.4 tons | AMANA | HRCU-A-CB (Split System: Heat Pump with Remote Outdoor Unit-Air-Source) | ASZS60241EA* |  |  | CA*EA2422*4B*+MBVK16CP1X00A* | 0 | 23000 | 17 | 8.6 | 23000 | 16100 | 70% | 2 | 0 | 10 |  |  |  |  | R-410A | 1.9167 | Residential & Commercial | USHP | Ducted CEE Tier 1
215487649 | Central HP <5.4 tons | AMANA | HRCU-A-CB (Split System: Heat Pump with Remote Outdoor Unit-Air-Source) | AZV7SA2410A* |  |  | CA*EA3022*3A* | A*VC800603B*A* | 23200 | 19 | 8.6 | 23200 | 17000 | 73.28% | 2 | 0 | 11 |  |  |  |  | R-32 | 1.9333 | Residential & Commercial | USHP | Ducted CEE Tier 1
215487651 | Central HP <5.4 tons | AMANA | HRCU-A-CB (Split System: Heat Pump with Remote Outdoor Unit-Air-Source) | AZV7SA2410A* |  |  | CA*EA3022*3A* | A*VC800804C*A* | 23200 | 19 | 8.6 | 23200 | 17000 | 73.28% | 2 | 0 | 11 |  |  |  |  | R-32 | 1.9333 | Residential & Commercial | USHP | Ducted CEE Tier 1
211239225 | Central HP <5.4 tons | COMFORTMAKER | HRCU-A-CB (Split System: Heat Pump with Remote Outdoor Unit-Air-Source) | DLCURAH24ABK |  |  | FJMA4*24L*B* | 0 | 24000 | 16 | 9 | 26400 | 23400 | 88.64% | 1.92 | 0 | 10 |  |  |  |  | R-410A | 2 | Residential & Commercial | USHP | Ducted CEE Tier 1
211240302 | Central HP <5.4 tons | COMFORTMAKER | HRCU-A-CB (Split System: Heat Pump with Remote Outdoor Unit-Air-Source) | DLCURAH24ABK |  |  | EA*4X24L14A* | *96VTN0601412A* | 23200 | 16 | 8.5 | 26400 | 25600 | 96.97% | 2.14 | 0 | 10 |  |  |  |  | R-410A | 1.9333 | Residential & Commercial | USHP | Ducted CEE Tier 1
211240386 | Central HP <5.4 tons | COMFORTMAKER | HRCU-A-CB (Split System: Heat Pump with Remote Outdoor Unit-Air-Source) | DLCURAH24ABK |  |  | EA*4X24L17A* | *96VSN0601714A* | 23800 | 16 | 8.5 | 26800 | 24000 | 89.55% | 1.98 | 0 | 10 |  |  |  |  | R-410A | 1.9833 | Residential & Commercial | USHP | Ducted CEE Tier 1
215487767 | Central HP <5.4 tons | AMANA | HRCU-A-CB (Split System: Heat Pump with Remote Outdoor Unit-Air-Source) | AZV7SA4810A* |  |  | CHPEA6030*3A* | A*VC961005CNB* | 45500 | 16.2 | 8.5 | 46500 | 33600 | 72.26% | 2 | 0 | 10 |  |  |  |  | R-32 | 3.7917 | Residential & Commercial | USHP | Ducted CEE Tier 1
204299834 | Central HP <5.4 tons | TEMPSTAR | HRCU-A-CB (Split System: Heat Pump with Remote Outdoor Unit-Air-Source) | TVH837GKA** |  |  | EN(A,D,W)4X48L21**+WALLCON | *96CTN1002122A* | 32400 | 17.5 | 8.1 | 33000 | 24800 | 75.15% | 1.96 | 11.5 | 11.7 |  |  |  |  | R-410A | 2.7 | Residential & Commercial | USHP | Ducted CEE Tier 1
204299884 | Central HP <5.4 tons | TEMPSTAR | HRCU-A-CB (Split System: Heat Pump with Remote Outdoor Unit-Air-Source) | TVH837GKA** |  |  | EN(A,D)4X48L24**+WALLCON | *80CTL0902120A* | 32400 | 17.5 | 8.1 | 33000 | 24800 | 75.15% | 1.96 | 12 | 11.7 |  |  |  |  | R-410A | 2.7 | Residential & Commercial | USHP | Ducted CEE Tier 1
215487685 | Central HP <5.4 tons | AMANA | HRCU-A-CB (Split System: Heat Pump with Remote Outdoor Unit-Air-Source) | AZV7SA2410A* |  |  | CHPEA3026*3A* | A*VC960603BNB* | 23200 | 19 | 8.6 | 23200 | 17000 | 73.28% | 2 | 0 | 11 |  |  |  |  | R-32 | 1.9333 | Residential & Commercial | USHP | Ducted CEE Tier 1
208699672 | Central HP <5.4 tons | CARRIER | HRCU-A-CB (Split System: Heat Pump with Remote Outdoor Unit-Air-Source) | 25VNA436A*031* | ADP |  | H,PG34936 | 58TN*A135C24**22 | 32200 | 20 | 8.95 | 33200 | 25000 | 75.3% | 2.04 | 12.5 | 11.7 |  |  |  |  | R-410A | 2.6833 | Residential & Commercial | USHP | Ducted CEE Tier 1
204299074 | Central HP <5.4 tons | TEMPSTAR | HRCU-A-CB (Split System: Heat Pump with Remote Outdoor Unit-Air-Source) | TVH837GKA** |  |  | EA*4X42L24A*+WALLCON | *80CTL0902120A* | 31800 | 17.5 | 8.1 | 33200 | 24400 | 73.49% | 1.9 | 11 | 11.5 |  |  |  |  | R-410A | 2.65 | Residential & Commercial | USHP | Ducted CEE Tier 1
210533026 | Central HP <5.4 tons | CARRIER | HRCU-A-CB (Split System: Heat Pump with Remote Outdoor Unit-Air-Source) | 25VNA424A*031* |  |  | CAP**4321AL*+UI | 59CU5A060C17**16 | 24000 | 20 | 10.5 | 26400 | 19800 | 75% | 2.52 | 0 | 13 |  |  |  |  | R-410A | 2 | Residential & Commercial | USHP | Ducted CEE Tier 1
210533042 | Central HP <5.4 tons | CARRIER | HRCU-A-CB (Split System: Heat Pump with Remote Outdoor Unit-Air-Source) | 25VNA424A*031* |  |  | CAP**4321AL*+UI | 59MN7B080C17**14 | 24000 | 20 | 10.5 | 26400 | 19800 | 75% | 2.52 | 0 | 13.5 |  |  |  |  | R-410A | 2 | Residential & Commercial | USHP | Ducted CEE Tier 1
206765563 | Central HP <5.4 tons | TEMPSTAR | HRCU-A-CB (Split System: Heat Pump with Remote Outdoor Unit-Air-Source) | TVH825GKA3* |  |  | EA*4X25L17A*+WALLCON | *80CTL0901716A* | 24400 | 17.5 | 8.5 | 21200 | 16600 | 78.3% | 2.04 | 12 | 11.5 |  |  |  |  | R-410A | 2.0333 | Residential & Commercial | USHP | Ducted CEE Tier 1
206765824 | Central HP <5.4 tons | TEMPSTAR | HRCU-A-CB (Split System: Heat Pump with Remote Outdoor Unit-Air-Source) | TVH825GKA3* |  |  | EA*4X36L21A*+WALLCON | *96CTN1002122A* | 23600 | 16.5 | 8.1 | 21400 | 16600 | 77.57% | 1.94 | 11 | 11 |  |  |  |  | R-410A | 1.9667 | Residential & Commercial | USHP | Ducted CEE Tier 1
206766040 | Central HP <5.4 tons | TEMPSTAR | HRCU-A-CB (Split System: Heat Pump with Remote Outdoor Unit-Air-Source) | TVH825GKA3* |  |  | EA*4X37L21A*+WALLCON | *80CTL0901716A* | 24600 | 17.5 | 8.5 | 21000 | 16500 | 78.57% | 2.04 | 12 | 11.7 |  |  |  |  | R-410A | 2.05 | Residential & Commercial | USHP | Ducted CEE Tier 1
211240443 | Central HP <5.4 tons | COMFORTMAKER | HRCU-A-CB (Split System: Heat Pump with Remote Outdoor Unit-Air-Source) | DLCURAH24ABK |  |  | EA*4X24L17A* | *80ES(N,L)0701716A* | 24600 | 16 | 8.5 | 27400 | 23000 | 83.94% | 1.88 | 0 | 10 |  |  |  |  | R-410A | 2.05 | Residential & Commercial | USHP | Ducted CEE Tier 1
211240711 | Central HP <5.4 tons | COMFORTMAKER | HRCU-A-CB (Split System: Heat Pump with Remote Outdoor Unit-Air-Source) | DLCURAH24ABK |  |  | EA*4X24L17A* | *95ESN0601714A* | 24400 | 15.5 | 8.5 | 27200 | 23200 | 85.29% | 1.9 | 0 | 10 |  |  |  |  | R-410A | 2.0333 | Residential & Commercial | USHP | Ducted CEE Tier 1
216820744 | Central HP <5.4 tons | SURE | HRCU-A-CB (Split System: Heat Pump with Remote Outdoor Unit-Air-Source) | RD18AY24AJVC |  |  | TCFY2421MTANM | S962V0603A17M4 | 21000 | 17 | 8.1 | 21000 | 17100 | 81.43% | 1.9 | 0 | 10 |  |  |  |  | R-454B | 1.75 | Residential & Commercial | USHP | Ducted CEE Tier 1
215487774 | Central HP <5.4 tons | AMANA | HRCU-A-CB (Split System: Heat Pump with Remote Outdoor Unit-Air-Source) | AZV6SA1810A* |  |  | CA*EA2418*3A* | A*VC960804CNB* | 17000 | 19 | 8.8 | 16800 | 13000 | 77.38% | 2.1 | 0 | 12 |  |  |  |  | R-32 | 1.4167 | Residential & Commercial | USHP | Ducted CEE Tier 1
215487792 | Central HP <5.4 tons | AMANA | HRCU-A-CB (Split System: Heat Pump with Remote Outdoor Unit-Air-Source) | AZV6SA1810A* |  |  | CA*EA3022*3A* | A*VC800604B*A* | 17000 | 19 | 8.8 | 16800 | 13000 | 77.38% | 2.1 | 0 | 12 |  |  |  |  | R-32 | 1.4167 | Residential & Commercial | USHP | Ducted CEE Tier 1
215487799 | Central HP <5.4 tons | AMANA | HRCU-A-CB (Split System: Heat Pump with Remote Outdoor Unit-Air-Source) | AZV6SA1810A* |  |  | CHPEA2422*3A* | A*VM970803BNB* | 17000 | 19 | 8.8 | 16800 | 13000 | 77.38% | 2.1 | 0 | 12 |  |  |  |  | R-32 | 1.4167 | Residential & Commercial | USHP | Ducted CEE Tier 1
206767194 | Central HP <5.4 tons | TEMPSTAR | HRCU-A-CB (Split System: Heat Pump with Remote Outdoor Unit-Air-Source) | TVH825GKA3* |  |  | EA*4X37L17A*+WALLCON | *80CSU0601716A* | 24200 | 16.5 | 8.1 | 21400 | 16700 | 78.04% | 1.98 | 11.5 | 10.5 |  |  |  |  | R-410A | 2.0167 | Residential & Commercial | USHP | Ducted CEE Tier 1
215487778 | Central HP <5.4 tons | AMANA | HRCU-A-CB (Split System: Heat Pump with Remote Outdoor Unit-Air-Source) | AZV6SA1810A* |  |  | CHPEA2422*3A* | A*VC960603BNB* | 17000 | 19 | 8.8 | 16800 | 13000 | 77.38% | 2.1 | 0 | 12 |  |  |  |  | R-32 | 1.4167 | Residential & Commercial | USHP | Ducted CEE Tier 1
216820685 | Central HP <5.4 tons | SURE | HRCU-A-CB (Split System: Heat Pump with Remote Outdoor Unit-Air-Source) | RD18AY24AJVC |  |  | TCFY2417MTANM | S801V0503A14UH | 21000 | 18 | 8.1 | 20800 | 17000 | 81.73% | 1.9 | 0 | 10 |  |  |  |  | R-454B | 1.75 | Residential & Commercial | USHP | Ducted CEE Tier 1
216820694 | Central HP <5.4 tons | SURE | HRCU-A-CB (Split System: Heat Pump with Remote Outdoor Unit-Air-Source) | RD18AY24AJVC |  |  | TCFY2417MTANM | S921V0603A17M4 | 21000 | 17 | 8.1 | 21000 | 17100 | 81.43% | 1.9 | 0 | 10 |  |  |  |  | R-454B | 1.75 | Residential & Commercial | USHP | Ducted CEE Tier 1
214301914 | Central HP <5.4 tons | CHAMPION HEATING AND COOLING | HRCU-A-CB (Split System: Heat Pump with Remote Outdoor Unit-Air-Source) | HMH72B341 | ADP |  | H,YE9J(1,2)36+TXV | Z8ET120C20LMPS1 | 34000 | 18 | 8.5 | 31800 | 23800 | 74.84% | 2.12 | 0 | 9.5 |  |  |  |  | R-410A | 2.8333 | Residential & Commercial | USHP
214301847 | Central HP <5.4 tons | CHAMPION HEATING AND COOLING | HRCU-A-CB (Split System: Heat Pump with Remote Outdoor Unit-Air-Source) | HMH72B341 | ADP |  | H,YE7J(1,2)36+TXV | TM9E060A10MP12 | 32400 | 17 | 8.1 | 31800 | 23200 | 72.96% | 2 | 0 | 9.5 |  |  |  |  | R-410A | 2.7 | Residential & Commercial | USHP
214301863 | Central HP <5.4 tons | CHAMPION HEATING AND COOLING | HRCU-A-CB (Split System: Heat Pump with Remote Outdoor Unit-Air-Source) | HMH72B341 | ADP |  | H,YE9J(1,2)36+TXV | TM9V080C16MP12 | 34000 | 17 | 8.1 | 32200 | 23400 | 72.67% | 2.08 | 0 | 10 |  |  |  |  | R-410A | 2.8333 | Residential & Commercial | USHP | Ducted CEE Tier 1
210533050 | Central HP <5.4 tons | CARRIER | HRCU-A-CB (Split System: Heat Pump with Remote Outdoor Unit-Air-Source) | 25VNA424A*031* |  |  | CNPV*3017AL*+UI | 58CU*A040C17**12 | 23200 | 20 | 9.5 | 26600 | 19900 | 74.81% | 2.38 | 0 | 13 |  |  |  |  | R-410A | 1.9333 | Residential & Commercial | USHP | Ducted CEE Tier 1
210533086 | Central HP <5.4 tons | CARRIER | HRCU-A-CB (Split System: Heat Pump with Remote Outdoor Unit-Air-Source) | 25VNA424A*031* |  |  | CSPH*3012AL*+UI | 59CU5A100C21**22 | 23400 | 19.5 | 9 | 27000 | 19900 | 73.7% | 2.46 | 0 | 12.5 |  |  |  |  | R-410A | 1.95 | Residential & Commercial | USHP | Ducted CEE Tier 1
204299564 | Central HP <5.4 tons | TEMPSTAR | HRCU-A-CB (Split System: Heat Pump with Remote Outdoor Unit-Air-Source) | TVH837GKA** |  |  | END4X42L17**+WALLCON | *80CTL0901716A* | 32200 | 17.5 | 8.1 | 33000 | 24600 | 74.55% | 1.92 | 11 | 11.7 |  |  |  |  | R-410A | 2.6833 | Residential & Commercial | USHP | Ducted CEE Tier 1
216820903 | Central HP <5.4 tons | SURE | HRCU-A-CB (Split System: Heat Pump with Remote Outdoor Unit-Air-Source) | RD18AY48AJVC |  |  | TCFY4821STANM | S98MV1005A21UP | 40500 | 17 | 8.1 | 40500 | 38000 | 93.83% | 2.1 | 0 | 10 |  |  |  |  | R-454B | 3.375 | Residential & Commercial | USHP | Ducted CEE Tier 1
216820923 | Central HP <5.4 tons | SURE | HRCU-A-CB (Split System: Heat Pump with Remote Outdoor Unit-Air-Source) | RD18AY48AJVC |  |  | TCFY4821STANM | S801V1005A21UHN | 41000 | 18 | 8.1 | 41000 | 37600 | 91.71% | 2.1 | 0 | 10 |  |  |  |  | R-454B | 3.4167 | Residential & Commercial | USHP | Ducted CEE Tier 1
216821003 | Central HP <5.4 tons | SURE | HRCU-A-CB (Split System: Heat Pump with Remote Outdoor Unit-Air-Source) | RD18AY48AJVC |  |  | TCFY4821STANM | S97MV0855A21DH | 41000 | 17 | 8.1 | 41000 | 37800 | 92.2% | 2.1 | 0 | 10 |  |  |  |  | R-454B | 3.4167 | Residential & Commercial | USHP | Ducted CEE Tier 1
216821005 | Central HP <5.4 tons | SURE | HRCU-A-CB (Split System: Heat Pump with Remote Outdoor Unit-Air-Source) | RD18AY48AJVC |  |  | TCFY4824STANM | S951V0855A21M4 | 40500 | 17 | 8.1 | 40500 | 37800 | 93.33% | 2.1 | 0 | 10 |  |  |  |  | R-454B | 3.375 | Residential & Commercial | USHP | Ducted CEE Tier 1
215728009 | Central HP <5.4 tons | CHAMPION HEATING AND COOLING | HRCU-A-CB (Split System: Heat Pump with Remote Outdoor Unit-Air-Source) | HH824E2S11 | ADP |  | H,YE7J(1,2)36+TXV | TM9E060A10MP12 | 22400 | 16 | 8.8 | 21400 | 17700 | 82.71% | 1.96 | 0 | 10.5 |  |  |  |  | R-454B | 1.8667 | Residential & Commercial | USHP | Ducted CEE Tier 1
215728034 | Central HP <5.4 tons | CHAMPION HEATING AND COOLING | HRCU-A-CB (Split System: Heat Pump with Remote Outdoor Unit-Air-Source) | HH824E2S11 | ADP |  | H,YE7J(1,2)36+TXV | Z8ET080B12LMPS1 | 23000 | 18 | 9 | 21400 | 18100 | 84.58% | 2 | 0 | 12 |  |  |  |  | R-454B | 1.9167 | Residential & Commercial | USHP | Ducted CEE Tier 1
215728036 | Central HP <5.4 tons | CHAMPION HEATING AND COOLING | HRCU-A-CB (Split System: Heat Pump with Remote Outdoor Unit-Air-Source) | HH824E2S11 | ADP |  | H,YE7J(1,2)36+TXV | Z9ES026A08SMPS1 | 22400 | 17 | 8.3 | 21400 | 16900 | 78.97% | 1.96 | 0 | 11.5 |  |  |  |  | R-454B | 1.8667 | Residential & Commercial | USHP | Ducted CEE Tier 1
216488007 | Central HP <5.4 tons | CHAMPION HEATING AND COOLING | HRCU-A-CB (Split System: Heat Pump with Remote Outdoor Unit-Air-Source) | HH824E2S11 | ADP |  | A36VBA*+TXV | Z8ET060A12LMPS1 | 22400 | 18 | 9.15 | 21200 | 18100 | 85.38% | 1.94 | 0 | 11.5 |  |  |  |  | R-454B | 1.8667 | Residential & Commercial | USHP | Ducted CEE Tier 1
207436269 | Central HP <5.4 tons | LENNOX | HRCU-A-CB (Split System: Heat Pump with Remote Outdoor Unit-Air-Source) | SL25XPV-036-230A** |  |  | C35-48B+TDR+TXV | SLP99UH070XV36B* | 33800 | 21.6 | 8.8 | 35800 | 27800 | 77.65% | 1.8 | 13.5 | 13 |  |  |  |  | R-410A | 2.8167 | Residential & Commercial | USHP | Ducted CEE Tier 1
207590064 | Central HP <5.4 tons | AMERICAN STANDARD | HRCU-A-CB (Split System: Heat Pump with Remote Outdoor Unit-Air-Source) | 4A6V0X60A1 |  |  | TEM8A0D60V51+TDR | 0 | 51500 | 18.5 | 8.7 | 50500 | 38500 | 76.24% | 1.85 | 12.25 | 11.5 |  |  |  |  | R-410A | 4.2917 | Residential & Commercial | USHP | Ducted CEE Tier 1
212552525 | Central HP <5.4 tons | DAY & NIGHT | HRCU-A-CB (Split System: Heat Pump with Remote Outdoor Unit-Air-Source) | CVH837GKA** | ADP |  | PL36H210P299 | *80CSU0401712A* | 32400 | 18 | 8.5 | 30400 | 29800 | 98.03% | 2 | 0 | 11 |  |  |  |  | R-410A | 2.7 | Residential & Commercial | USHP | Ducted CEE Tier 1
214301842 | Central HP <5.4 tons | CHAMPION HEATING AND COOLING | HRCU-A-CB (Split System: Heat Pump with Remote Outdoor Unit-Air-Source) | HMH72B341 | ADP |  | H,YE9J(1,2)36+TXV | TM8E100C16MP11 | 33000 | 18 | 8.5 | 31400 | 22800 | 72.61% | 2.04 | 0 | 10 |  |  |  |  | R-410A | 2.75 | Residential & Commercial | USHP | Ducted CEE Tier 1
216821028 | Central HP <5.4 tons | SURE | HRCU-A-CB (Split System: Heat Pump with Remote Outdoor Unit-Air-Source) | RD18AY48AJVC |  |  | TCFY4821STANM | S801V0755A21DZ | 41000 | 18 | 8.1 | 41000 | 37600 | 91.71% | 2.1 | 0 | 10 |  |  |  |  | R-454B | 3.4167 | Residential & Commercial | USHP | Ducted CEE Tier 1
214301853 | Central HP <5.4 tons | CHAMPION HEATING AND COOLING | HRCU-A-CB (Split System: Heat Pump with Remote Outdoor Unit-Air-Source) | HMH72B341 | ADP |  | H,YE9J(1,2)36+TXV | TM9E080C16MP12 | 33000 | 18 | 8.1 | 31400 | 22800 | 72.61% | 2.04 | 0 | 10 |  |  |  |  | R-410A | 2.75 | Residential & Commercial | USHP | Ducted CEE Tier 1
214301874 | Central HP <5.4 tons | CHAMPION HEATING AND COOLING | HRCU-A-CB (Split System: Heat Pump with Remote Outdoor Unit-Air-Source) | HMH72B341 | ADP |  | H,YE9J(1,2)36+TXV | TM9Y120D20MP11 | 33800 | 16 | 8.5 | 30800 | 23400 | 75.97% | 2.08 | 0 | 9 |  |  |  |  | R-410A | 2.8167 | Residential & Commercial | USHP
216820778 | Central HP <5.4 tons | SURE | HRCU-A-CB (Split System: Heat Pump with Remote Outdoor Unit-Air-Source) | RD18AY24AJVC |  |  | TCFY2421MTANM | S801V0504A17UHU | 20800 | 17 | 8.1 | 20800 | 17100 | 82.21% | 1.9 | 0 | 10 |  |  |  |  | R-454B | 1.7333 | Residential & Commercial | USHP | Ducted CEE Tier 1
215938027 | Central HP <5.4 tons | AIRQUEST | HRCU-A-CB (Split System: Heat Pump with Remote Outdoor Unit-Air-Source) | H5H3V48*K*AAA* |  |  | EVD5X49M24A*+WALLCON | *80CTL1102120B* | 45500 | 21 | 8.1 | 52500 | 38000 | 72.38% | 1.95 | 0 | 11.5 |  |  |  |  | R-454B | 3.7917 | Residential & Commercial | USHP | Ducted CEE Tier 1
214075285 | Central HP <5.4 tons | SURE | HRCU-A-CB (Split System: Heat Pump with Remote Outdoor Unit-Air-Source) | RD17AZ60AJ3N |  |  | TCFZ6024STANM | S801V0755A21UHN | 55500 | 18 | 8.1 | 54000 | 49500 | 91.67% | 1.75 | 0 | 10 |  |  |  |  | R-410A | 4.625 | Residential & Commercial | USHP | Ducted CEE Tier 1
214075335 | Central HP <5.4 tons | SURE | HRCU-A-CB (Split System: Heat Pump with Remote Outdoor Unit-Air-Source) | RD17AZ60AJ3N |  |  | TCFZ6024STANM | S921V0855A21M4S | 55000 | 17 | 8.1 | 54000 | 49500 | 91.67% | 1.75 | 0 | 10 |  |  |  |  | R-410A | 4.5833 | Residential & Commercial | USHP | Ducted CEE Tier 1
215487689 | Central HP <5.4 tons | AMANA | HRCU-A-CB (Split System: Heat Pump with Remote Outdoor Unit-Air-Source) | AZV7SA3610A* |  |  | CA*EA4830*3A* | A*VC961205DNB* | 34800 | 18.5 | 8.5 | 35000 | 28400 | 81.14% | 2 | 0 | 10.5 |  |  |  |  | R-32 | 2.9 | Residential & Commercial | USHP | Ducted CEE Tier 1
215487690 | Central HP <5.4 tons | AMANA | HRCU-A-CB (Split System: Heat Pump with Remote Outdoor Unit-Air-Source) | AZV7SA3610A* |  |  | CA*EA4830*3A* | A*VC961005CNB* | 34800 | 18.5 | 8.5 | 35000 | 28400 | 81.14% | 2 | 0 | 10.5 |  |  |  |  | R-32 | 2.9 | Residential & Commercial | USHP | Ducted CEE Tier 1
214849227 | Central HP <5.4 tons | RHEEM | HRCU-A-CB (Split System: Heat Pump with Remote Outdoor Unit-Air-Source) | RD17AZ60AJ3N | ADP |  | H,RE51960 | R801V1005A21DZ | 54000 | 17 | 8.1 | 51500 | 48500 | 94.17% | 1.75 | 0 | 9.5 |  |  |  |  | R-410A | 4.5 | Residential & Commercial | USHP
215290430 | Central HP <5.4 tons | AIRQUEST | HRCU-A-CB (Split System: Heat Pump with Remote Outdoor Unit-Air-Source) | DLCURAH18ABK | ADP |  | H,GE8J936 | *96VTN0801716B* | 17700 | 16 | 8.5 | 17100 | 18700 | 109.4% | 2.3 | 0 | 11 |  |  |  |  | R-410A | 1.475 | Residential & Commercial | USHP | Ducted CEE Tier 1
215290433 | Central HP <5.4 tons | AIRQUEST | HRCU-A-CB (Split System: Heat Pump with Remote Outdoor Unit-Air-Source) | DLCURAH18ABK | ADP |  | HG9J936 | *96VTN0801716B* | 17700 | 16 | 8.5 | 17100 | 18700 | 109.4% | 2.3 | 0 | 11 |  |  |  |  | R-410A | 1.475 | Residential & Commercial | USHP | Ducted CEE Tier 1
210532958 | Central HP <5.4 tons | CARRIER | HRCU-A-CB (Split System: Heat Pump with Remote Outdoor Unit-Air-Source) | 25VNA424A*031* |  |  | CAP**2517AL*+UI | 59TN6B060C17**14 | 24000 | 20 | 10.5 | 26600 | 19900 | 74.81% | 2.5 | 0 | 13 |  |  |  |  | R-410A | 2 | Residential & Commercial | USHP | Ducted CEE Tier 1
210532992 | Central HP <5.4 tons | CARRIER | HRCU-A-CB (Split System: Heat Pump with Remote Outdoor Unit-Air-Source) | 25VNA424A*031* |  |  | CAP**3721AL*+UI | 59CU5A080C21**20 | 24200 | 20.5 | 10.5 | 26400 | 19600 | 74.24% | 2.56 | 0 | 13.5 |  |  |  |  | R-410A | 2.0167 | Residential & Commercial | USHP | Ducted CEE Tier 1
214849220 | Central HP <5.4 tons | RHEEM | HRCU-A-CB (Split System: Heat Pump with Remote Outdoor Unit-Air-Source) | RD17AZ60AJ3N | ADP |  | H,RE49960 | R801V0755A21DZ | 53000 | 17 | 8.1 | 52000 | 48500 | 93.27% | 1.75 | 0 | 9.5 |  |  |  |  | R-410A | 4.4167 | Residential & Commercial | USHP
215487803 | Central HP <5.4 tons | AMANA | HRCU-A-CB (Split System: Heat Pump with Remote Outdoor Unit-Air-Source) | AZV6SA1810A* |  |  | CA*EA3022*3A* | A*VM970603BNB* | 17000 | 19 | 8.8 | 16800 | 13000 | 77.38% | 2.1 | 0 | 12 |  |  |  |  | R-32 | 1.4167 | Residential & Commercial | USHP | Ducted CEE Tier 1
216891924 | Central HP <5.4 tons | SURE | HRCU-A-CB (Split System: Heat Pump with Remote Outdoor Unit-Air-Source) | RD18AY24AJVC |  |  | TCFY2421MTANM | S802V0754A17UH | 21200 | 18 | 8.5 | 20800 | 16900 | 81.25% | 1.9 | 0 | 11.7 |  |  |  |  | R-454B | 1.7667 | Residential & Commercial | USHP | Ducted CEE Tier 1
215487694 | Central HP <5.4 tons | AMANA | HRCU-A-CB (Split System: Heat Pump with Remote Outdoor Unit-Air-Source) | AZV7SA3610A* |  |  | CA*EA4830*3A* | A*VC800805C*A* | 34800 | 18.5 | 8.5 | 35000 | 28400 | 81.14% | 2 | 0 | 10.5 |  |  |  |  | R-32 | 2.9 | Residential & Commercial | USHP | Ducted CEE Tier 1
213366549 | Central HP <5.4 tons | COLEMAN | HRCU-A-CB (Split System: Heat Pump with Remote Outdoor Unit-Air-Source) | HMH72B341 | ADP |  | H,YG34936 | Z8ES040A12SMPS1 | 33200 | 18 | 8.5 | 31400 | 23000 | 73.25% | 2.06 | 0 | 10 |  |  |  |  | R-410A | 2.7667 | Residential & Commercial | USHP | Ducted CEE Tier 1
214075324 | Central HP <5.4 tons | SURE | HRCU-A-CB (Split System: Heat Pump with Remote Outdoor Unit-Air-Source) | RD17AZ60AJ3N |  |  | TCFZ6024STANM | S951V1005A21UHU | 55000 | 18 | 8.1 | 54000 | 49500 | 91.67% | 1.75 | 0 | 10 |  |  |  |  | R-410A | 4.5833 | Residential & Commercial | USHP | Ducted CEE Tier 1
215487699 | Central HP <5.4 tons | AMANA | HRCU-A-CB (Split System: Heat Pump with Remote Outdoor Unit-Air-Source) | AZV7SA3610A* |  |  | CA*EA6030*3A* | A*VC801005C*A* | 35000 | 18.5 | 8.5 | 35000 | 28400 | 81.14% | 2 | 0 | 10.5 |  |  |  |  | R-32 | 2.9167 | Residential & Commercial | USHP | Ducted CEE Tier 1
214849234 | Central HP <5.4 tons | RHEEM | HRCU-A-CB (Split System: Heat Pump with Remote Outdoor Unit-Air-Source) | RD17AZ60AJ3N | ADP |  | H,RE49(1,2)60+TXV | R801V1505A24UH | 53000 | 17 | 8.1 | 51500 | 48500 | 94.17% | 1.75 | 0 | 9.5 |  |  |  |  | R-410A | 4.4167 | Residential & Commercial | USHP
214853973 | Central HP <5.4 tons | RHEEM | HRCU-A-CB (Split System: Heat Pump with Remote Outdoor Unit-Air-Source) | RD17AZ60AJ3N | ADP |  | H,RE51(1,2)60+TXV | R802V1505A24UHS | 54000 | 17 | 8.1 | 51500 | 48500 | 94.17% | 1.75 | 0 | 9.5 |  |  |  |  | R-410A | 4.5 | Residential & Commercial | USHP
211194293 | Central HP <5.4 tons | CARRIER | HRCU-A-CB (Split System: Heat Pump with Remote Outdoor Unit-Air-Source) | 38MURAQ30AB3* |  |  | FMA4X30**AL* | 0 | 31200 | 15.5 | 8.5 | 35400 | 26800 | 75.71% | 1.86 | 0 | 9 |  |  |  |  | R-410A | 2.6 | Residential & Commercial | USHP
212552606 | Central HP <5.4 tons | DAY & NIGHT | HRCU-A-CB (Split System: Heat Pump with Remote Outdoor Unit-Air-Source) | CVH848GKA** | ADP |  | FG84960 | *80CSU0802120A* | 45500 | 18 | 8.5 | 44000 | 34400 | 78.18% | 2 | 0 | 10.5 |  |  |  |  | R-410A | 3.7917 | Residential & Commercial | USHP | Ducted CEE Tier 1
212552624 | Central HP <5.4 tons | DAY & NIGHT | HRCU-A-CB (Split System: Heat Pump with Remote Outdoor Unit-Air-Source) | CVH848GKA** | ADP |  | FG36960 | *80CTL1102120A* | 45000 | 17 | 8.5 | 44000 | 34600 | 78.64% | 2 | 0 | 9.5 |  |  |  |  | R-410A | 3.75 | Residential & Commercial | USHP
212552631 | Central HP <5.4 tons | DAY & NIGHT | HRCU-A-CB (Split System: Heat Pump with Remote Outdoor Unit-Air-Source) | CVH848GKA** | ADP |  | V,G60H245P189 | *80CTL1352422A* | 45500 | 17 | 8.5 | 44000 | 35000 | 79.55% | 2 | 0 | 10.5 |  |  |  |  | R-410A | 3.7917 | Residential & Commercial | USHP | Ducted CEE Tier 1
210533044 | Central HP <5.4 tons | CARRIER | HRCU-A-CB (Split System: Heat Pump with Remote Outdoor Unit-Air-Source) | 25VNA424A*031* |  |  | CAP**4321AL*+UI | 58TN*A090C17**16 | 24200 | 21.5 | 11 | 26400 | 19600 | 74.24% | 2.58 | 0 | 14 |  |  |  |  | R-410A | 2.0167 | Residential & Commercial | USHP | Ducted CEE Tier 1
210533078 | Central HP <5.4 tons | CARRIER | HRCU-A-CB (Split System: Heat Pump with Remote Outdoor Unit-Air-Source) | 25VNA424A*031* |  |  | CNPV*4221AL*+UI | 58CU*A040C17**12 | 23200 | 20.5 | 10 | 26600 | 19800 | 74.44% | 2.44 | 0 | 13.5 |  |  |  |  | R-410A | 1.9333 | Residential & Commercial | USHP | Ducted CEE Tier 1
210533094 | Central HP <5.4 tons | CARRIER | HRCU-A-CB (Split System: Heat Pump with Remote Outdoor Unit-Air-Source) | 25VNA424A*031* |  |  | CSPH*3012AL*+UI | 59TN6B060C17**14 | 23400 | 19 | 10 | 27200 | 20000 | 73.53% | 2.42 | 0 | 12.5 |  |  |  |  | R-410A | 1.95 | Residential & Commercial | USHP | Ducted CEE Tier 1
210533112 | Central HP <5.4 tons | CARRIER | HRCU-A-CB (Split System: Heat Pump with Remote Outdoor Unit-Air-Source) | 25VNA424A*031* |  |  | CSPH*4212AL*+UI | 58CU*A040C17**12 | 23600 | 19.5 | 9.5 | 26400 | 19700 | 74.62% | 2.52 | 0 | 13 |  |  |  |  | R-410A | 1.9667 | Residential & Commercial | USHP | Ducted CEE Tier 1
216990317 | Central HP <5.4 tons | BRYANT HEATING AND COOLING SYSTEMS | HRCU-A-CB (Split System: Heat Pump with Remote Outdoor Unit-Air-Source) | 290VAN048**AA* | ADP |  | C48A***L15*+TXV | 88*TB60070C21*** | 44000 | 17 | 9 | 46500 | 33800 | 72.69% | 2.06 | 0 | 9.5 |  |  |  |  | R-454B | 3.6667 | Residential & Commercial | USHP
216990342 | Central HP <5.4 tons | BRYANT HEATING AND COOLING SYSTEMS | HRCU-A-CB (Split System: Heat Pump with Remote Outdoor Unit-Air-Source) | 290VAN048**AA* | ADP |  | PL60H210P29*+TXV | 88*TB60110C21*** | 44500 | 18 | 9 | 45500 | 33200 | 72.97% | 2.06 | 0 | 9.5 |  |  |  |  | R-454B | 3.7083 | Residential & Commercial | USHP
211243684 | Central HP <5.4 tons | COMFORTMAKER | HRCU-A-CB (Split System: Heat Pump with Remote Outdoor Unit-Air-Source) | DLCURAH24ABK |  |  | EA*4X37L21A* | OMV112K14A | 25000 | 16 | 8.5 | 25600 | 21000 | 82.03% | 1.76 | 0 | 10 |  |  |  |  | R-410A | 2.0833 | Residential & Commercial | USHP | Ducted CEE Tier 1
211244050 | Central HP <5.4 tons | COMFORTMAKER | HRCU-A-CB (Split System: Heat Pump with Remote Outdoor Unit-Air-Source) | DLCURAH24ABK |  |  | EN(A,D)4X24L17** | *95ESN0601412A* | 24000 | 15.2 | 8.5 | 27200 | 23000 | 84.56% | 1.88 | 0 | 10 |  |  |  |  | R-410A | 2 | Residential & Commercial | USHP | Ducted CEE Tier 1
211244450 | Central HP <5.4 tons | COMFORTMAKER | HRCU-A-CB (Split System: Heat Pump with Remote Outdoor Unit-Air-Source) | DLCURAH24ABK |  |  | EN(A,D)4X30L17** | *96VSN0401712A* | 23400 | 16 | 8.1 | 25800 | 24000 | 93.02% | 1.98 | 0 | 10 |  |  |  |  | R-410A | 1.95 | Residential & Commercial | USHP | Ducted CEE Tier 1
211244468 | Central HP <5.4 tons | COMFORTMAKER | HRCU-A-CB (Split System: Heat Pump with Remote Outdoor Unit-Air-Source) | DLCURAH24ABK |  |  | EN(A,D)4X30L17** | *96VSN0801716A* | 24200 | 16.5 | 8.1 | 26200 | 23000 | 87.79% | 1.9 | 0 | 10.5 |  |  |  |  | R-410A | 2.0167 | Residential & Commercial | USHP | Ducted CEE Tier 1
215487696 | Central HP <5.4 tons | AMANA | HRCU-A-CB (Split System: Heat Pump with Remote Outdoor Unit-Air-Source) | AZV7SA3610A* |  |  | CA*EA4830*3A* | A*VM971205DNB* | 34800 | 18.5 | 8.5 | 35000 | 28400 | 81.14% | 2 | 0 | 10.5 |  |  |  |  | R-32 | 2.9 | Residential & Commercial | USHP | Ducted CEE Tier 1
213872351 | Central HP <5.4 tons | CHAMPION HEATING AND COOLING | HRCU-A-CB (Split System: Heat Pump with Remote Outdoor Unit-Air-Source) | HMH72B341 | ADP |  | H,YG7J936 | Z8ES080B12LMPS1 | 33200 | 18 | 8.5 | 31400 | 23000 | 73.25% | 2.04 | 0 | 10 |  |  |  |  | R-410A | 2.7667 | Residential & Commercial | USHP | Ducted CEE Tier 1
216990351 | Central HP <5.4 tons | BRYANT HEATING AND COOLING SYSTEMS | HRCU-A-CB (Split System: Heat Pump with Remote Outdoor Unit-Air-Source) | 290VAN048**AA* | ADP |  | PL60H210P17*+TXV | 88*TB60110C21*** | 45000 | 18 | 9 | 45500 | 33000 | 72.53% | 2.08 | 0 | 10 |  |  |  |  | R-454B | 3.75 | Residential & Commercial | USHP | Ducted CEE Tier 1
216991839 | Central HP <5.4 tons | BRYANT HEATING AND COOLING SYSTEMS | HRCU-A-CB (Split System: Heat Pump with Remote Outdoor Unit-Air-Source) | 37MUHAQ24AA3 | ADP |  | PL36H175P14*+TXV | 88*TB36045C17*** | 22200 | 16 | 8.1 | 19200 | 18300 | 95.31% | 1.85 | 0 | 10.5 |  |  |  |  | R-454B | 1.85 | Residential & Commercial | USHP | Ducted CEE Tier 1
216991855 | Central HP <5.4 tons | BRYANT HEATING AND COOLING SYSTEMS | HRCU-A-CB (Split System: Heat Pump with Remote Outdoor Unit-Air-Source) | 37MUHAQ24AA3 | ADP |  | PL36H***P44*+TXV | 88*TB36070C14*** | 22400 | 16 | 8.1 | 19200 | 18300 | 95.31% | 1.85 | 0 | 11 |  |  |  |  | R-454B | 1.8667 | Residential & Commercial | USHP | Ducted CEE Tier 1
216991430 | Central HP <5.4 tons | BRYANT HEATING AND COOLING SYSTEMS | HRCU-A-CB (Split System: Heat Pump with Remote Outdoor Unit-Air-Source) | 37MURAQ24AA3 | ADP |  | C36A***L15*+TXV | 912SE36060M14*** | 24000 | 15.2 | 8.5 | 22400 | 19000 | 84.82% | 1.92 | 0 | 10 |  |  |  |  | R-454B | 2 | Residential & Commercial | USHP | Ducted CEE Tier 1
214075586 | Central HP <5.4 tons | SURE | HRCU-A-CB (Split System: Heat Pump with Remote Outdoor Unit-Air-Source) | RD17AZ24AJ3N |  |  | TCFZ2417MTANM | S801V0754A17UHN | 22600 | 18 | 9.5 | 22600 | 16800 | 74.34% | 2.1 | 0 | 11.2 |  |  |  |  | R-410A | 1.8833 | Residential & Commercial | USHP | Ducted CEE Tier 1
212552610 | Central HP <5.4 tons | DAY & NIGHT | HRCU-A-CB (Split System: Heat Pump with Remote Outdoor Unit-Air-Source) | CVH848GKA** | ADP |  | V,G60H210P299 | *80CTL0902120A* | 46000 | 17 | 8.5 | 44000 | 34600 | 78.64% | 2 | 0 | 10 |  |  |  |  | R-410A | 3.8333 | Residential & Commercial | USHP | Ducted CEE Tier 1
212552611 | Central HP <5.4 tons | DAY & NIGHT | HRCU-A-CB (Split System: Heat Pump with Remote Outdoor Unit-Air-Source) | CVH848GKA** | ADP |  | FG35948 | *80CTL0902120A* | 45000 | 17 | 8.5 | 45000 | 34800 | 77.33% | 2 | 0 | 10 |  |  |  |  | R-410A | 3.75 | Residential & Commercial | USHP | Ducted CEE Tier 1
212552630 | Central HP <5.4 tons | DAY & NIGHT | HRCU-A-CB (Split System: Heat Pump with Remote Outdoor Unit-Air-Source) | CVH848GKA** | ADP |  | FG36960 | *80CTL1352422A* | 45000 | 17 | 8.5 | 45000 | 34600 | 76.89% | 2 | 0 | 10 |  |  |  |  | R-410A | 3.75 | Residential & Commercial | USHP | Ducted CEE Tier 1
213362783 | Central HP <5.4 tons | COLEMAN | HRCU-A-CB (Split System: Heat Pump with Remote Outdoor Unit-Air-Source) | HMH72B341 | ADP |  | H,YG81936 | TPLC060A12MP13 | 34000 | 17 | 8.1 | 32400 | 23800 | 73.46% | 2.06 | 0 | 9.5 |  |  |  |  | R-410A | 2.8333 | Residential & Commercial | USHP
207708987 | Central HP <5.4 tons | TRANE | HRCU-A-CB (Split System: Heat Pump with Remote Outdoor Unit-Air-Source) | 4TWV0X60A1 |  |  | TEM8A0C48V41+TDR | 0 | 54000 | 19.5 | 8.5 | 51000 | 37000 | 72.55% | 1.84 | 12.25 | 12 |  |  |  |  | R-410A | 4.5 | Residential & Commercial | USHP | Ducted CEE Tier 1
216790843 | Central HP <5.4 tons | RHEEM | HRCU-A-CB (Split System: Heat Pump with Remote Outdoor Unit-Air-Source) | RD17AZ24AJ3N | ADP |  | H,RG8J936 | R802V0754A17UHS | 22000 | 17 | 9.5 | 21000 | 16400 | 78.1% | 2.1 | 0 | 11 |  |  |  |  | R-410A | 1.8333 | Residential & Commercial | USHP | Ducted CEE Tier 1
214849339 | Central HP <5.4 tons | RHEEM | HRCU-A-CB (Split System: Heat Pump with Remote Outdoor Unit-Air-Source) | RD17AZ24AJ3N | ADP |  | H,RE7J(1,2)36+TXV | R801V0754A17UHS | 21600 | 17 | 9.5 | 21000 | 16400 | 78.1% | 2.1 | 0 | 10.5 |  |  |  |  | R-410A | 1.8 | Residential & Commercial | USHP | Ducted CEE Tier 1
213872279 | Central HP <5.4 tons | AMANA | HRCU-A-CB (Split System: Heat Pump with Remote Outdoor Unit-Air-Source) | ASZS60481EA* |  |  | CA*EA6030*4A* | A*VC800805C*A* | 44000 | 17 | 8.5 | 43500 | 31000 | 71.26% | 2 | 0 | 10 |  |  |  |  | R-410A | 3.6667 | Residential & Commercial | USHP | Ducted CEE Tier 1
210470655 | Central HP <5.4 tons | COMFORTMAKER | HRCU-A-CB (Split System: Heat Pump with Remote Outdoor Unit-Air-Source) | CVH837GKA2* |  |  | EA*4X61L24A*+WALLCON | *97CMN0602120A* | 33000 | 17.5 | 8.5 | 32400 | 25200 | 77.78% | 1.98 | 0 | 11.7 |  |  |  |  | R-410A | 2.75 | Residential & Commercial | USHP | Ducted CEE Tier 1
215292769 | Central HP <5.4 tons | AIRQUEST | HRCU-A-CB (Split System: Heat Pump with Remote Outdoor Unit-Air-Source) | DLCURAH24ABK | ADP |  | H,GG1K936 | *96VTN0601412A* | 23600 | 16 | 8.5 | 24200 | 23000 | 95.04% | 1.94 | 0 | 10 |  |  |  |  | R-410A | 1.9667 | Residential & Commercial | USHP | Ducted CEE Tier 1
215292771 | Central HP <5.4 tons | AIRQUEST | HRCU-A-CB (Split System: Heat Pump with Remote Outdoor Unit-Air-Source) | DLCURAH24ABK | ADP |  | H,GG80936 | *96VTN0601412A* | 23600 | 16 | 8.5 | 24200 | 23000 | 95.04% | 1.94 | 0 | 10 |  |  |  |  | R-410A | 1.9667 | Residential & Commercial | USHP | Ducted CEE Tier 1
215292786 | Central HP <5.4 tons | AIRQUEST | HRCU-A-CB (Split System: Heat Pump with Remote Outdoor Unit-Air-Source) | DLCURAH24ABK | ADP |  | H,GG32936 | *96VTN0601412B* | 23200 | 16 | 8.5 | 25200 | 26600 | 105.6% | 2.3 | 0 | 10 |  |  |  |  | R-410A | 1.9333 | Residential & Commercial | USHP | Ducted CEE Tier 1
216891906 | Central HP <5.4 tons | SURE | HRCU-A-CB (Split System: Heat Pump with Remote Outdoor Unit-Air-Source) | RD18AY36AJVC |  |  | TCFY3621MTANM | S801V0504A17UHU | 32200 | 18 | 10 | 32200 | 28200 | 87.58% | 2.1 | 0 | 12 |  |  |  |  | R-454B | 2.6833 | Residential & Commercial | USHP | Ducted CEE Tier 1
216891917 | Central HP <5.4 tons | SURE | HRCU-A-CB (Split System: Heat Pump with Remote Outdoor Unit-Air-Source) | RD18AY36AJVC |  |  | TCFY3621MTANM | S802V0755A21UH | 32600 | 19 | 10 | 32600 | 27800 | 85.28% | 2.1 | 0 | 12 |  |  |  |  | R-454B | 2.7167 | Residential & Commercial | USHP | Ducted CEE Tier 1
216891947 | Central HP <5.4 tons | SURE | HRCU-A-CB (Split System: Heat Pump with Remote Outdoor Unit-Air-Source) | RD18AY36AJVC |  |  | TCFY3621STANM | S801V1005A21DZ | 31800 | 19 | 8.5 | 31800 | 27400 | 86.16% | 2 | 0 | 12 |  |  |  |  | R-454B | 2.65 | Residential & Commercial | USHP | Ducted CEE Tier 1
216891949 | Central HP <5.4 tons | SURE | HRCU-A-CB (Split System: Heat Pump with Remote Outdoor Unit-Air-Source) | RD18AY36AJVC |  |  | TCFY3621STANM | S921V0855A21M4 | 31400 | 19 | 8.5 | 31400 | 27800 | 88.54% | 1.9 | 0 | 12 |  |  |  |  | R-454B | 2.6167 | Residential & Commercial | USHP | Ducted CEE Tier 1
216891956 | Central HP <5.4 tons | SURE | HRCU-A-CB (Split System: Heat Pump with Remote Outdoor Unit-Air-Source) | RD18AY36AJVC |  |  | TCFY3621STANM | S951V1005A21M4 | 31400 | 18 | 8.5 | 31400 | 27800 | 88.54% | 1.9 | 0 | 12 |  |  |  |  | R-454B | 2.6167 | Residential & Commercial | USHP | Ducted CEE Tier 1
216891965 | Central HP <5.4 tons | SURE | HRCU-A-CB (Split System: Heat Pump with Remote Outdoor Unit-Air-Source) | RD18AY36AJVC |  |  | TCFY3617STANM | S802V1004A17UH | 31600 | 19 | 8.5 | 31600 | 27600 | 87.34% | 1.9 | 0 | 12 |  |  |  |  | R-454B | 2.6333 | Residential & Commercial | USHP | Ducted CEE Tier 1
216677750 | Central HP <5.4 tons | TEMPSTAR | HRCU-A-CB (Split System: Heat Pump with Remote Outdoor Unit-Air-Source) | D5CURAH24AAK |  |  | EA*5X30M17A* | *95MSU0601716A* | 23600 | 15.2 | 8.5 | 24200 | 19400 | 80.17% | 1.9 | 0 | 9.8 |  |  |  |  | R-454B | 1.9667 | Residential & Commercial | USHP
216678267 | Central HP <5.4 tons | TEMPSTAR | HRCU-A-CB (Split System: Heat Pump with Remote Outdoor Unit-Air-Source) | D5CURAH24AAK |  |  | EA*5X25M17A* | *97VTN0601716A* | 24400 | 15.5 | 8.5 | 23200 | 19100 | 82.33% | 1.94 | 0 | 10 |  |  |  |  | R-454B | 2.0333 | Residential & Commercial | USHP | Ducted CEE Tier 1
214505419 | Central HP <5.4 tons | AMANA | HRCU-A-CB (Split System: Heat Pump with Remote Outdoor Unit-Air-Source) | ASZS60241EA* |  |  | CA*EA3026*4B*+MBVK16CP1X00A* | 0 | 23000 | 17 | 8.6 | 23000 | 16100 | 70% | 2 | 0 | 10 |  |  |  |  | R-410A | 1.9167 | Residential & Commercial | USHP | Ducted CEE Tier 1
215292805 | Central HP <5.4 tons | AIRQUEST | HRCU-A-CB (Split System: Heat Pump with Remote Outdoor Unit-Air-Source) | DLCURAH24ABK | ADP |  | H,GG37936 | *96VTN0601412B* | 23600 | 17 | 8.5 | 24600 | 23600 | 95.93% | 2 | 0 | 10 |  |  |  |  | R-410A | 1.9667 | Residential & Commercial | USHP | Ducted CEE Tier 1
215292819 | Central HP <5.4 tons | AIRQUEST | HRCU-A-CB (Split System: Heat Pump with Remote Outdoor Unit-Air-Source) | DLCURAH24ABK | ADP |  | H,GE9J936 | *96VTN0601412B* | 23600 | 17 | 8.5 | 24600 | 23600 | 95.93% | 2 | 0 | 10 |  |  |  |  | R-410A | 1.9667 | Residential & Commercial | USHP | Ducted CEE Tier 1
215292838 | Central HP <5.4 tons | AIRQUEST | HRCU-A-CB (Split System: Heat Pump with Remote Outdoor Unit-Air-Source) | DLCURAH24ABK | ADP |  | HG32924 | *96VTN0601714A* | 23600 | 16 | 8.5 | 25200 | 24000 | 95.24% | 2.02 | 0 | 10 |  |  |  |  | R-410A | 1.9667 | Residential & Commercial | USHP | Ducted CEE Tier 1
215292853 | Central HP <5.4 tons | AIRQUEST | HRCU-A-CB (Split System: Heat Pump with Remote Outdoor Unit-Air-Source) | DLCURAH24ABK | ADP |  | HE35936 | *96VTN0601714A* | 24000 | 16 | 8.5 | 24400 | 22400 | 91.8% | 1.88 | 0 | 10 |  |  |  |  | R-410A | 2 | Residential & Commercial | USHP | Ducted CEE Tier 1
215292869 | Central HP <5.4 tons | AIRQUEST | HRCU-A-CB (Split System: Heat Pump with Remote Outdoor Unit-Air-Source) | DLCURAH24ABK | ADP |  | H,GE1K936 | *96VTN0601714A* | 24000 | 16 | 8.5 | 24400 | 22400 | 91.8% | 1.88 | 0 | 10 |  |  |  |  | R-410A | 2 | Residential & Commercial | USHP | Ducted CEE Tier 1
215292871 | Central HP <5.4 tons | AIRQUEST | HRCU-A-CB (Split System: Heat Pump with Remote Outdoor Unit-Air-Source) | DLCURAH24ABK | ADP |  | HG80936 | *96VTN0601714A* | 24000 | 16 | 8.5 | 24400 | 22400 | 91.8% | 1.88 | 0 | 10 |  |  |  |  | R-410A | 2 | Residential & Commercial | USHP | Ducted CEE Tier 1
215292903 | Central HP <5.4 tons | AIRQUEST | HRCU-A-CB (Split System: Heat Pump with Remote Outdoor Unit-Air-Source) | DLCURAH24ABK | ADP |  | H,GG36936 | *96VTN0601716B* | 24000 | 16 | 9 | 24400 | 22800 | 93.44% | 1.92 | 0 | 10.5 |  |  |  |  | R-410A | 2 | Residential & Commercial | USHP | Ducted CEE Tier 1
215292920 | Central HP <5.4 tons | AIRQUEST | HRCU-A-CB (Split System: Heat Pump with Remote Outdoor Unit-Air-Source) | DLCURAH24ABK | ADP |  | H,GE1K936 | *96VTN0601716B* | 24000 | 16 | 9 | 24400 | 22800 | 93.44% | 1.92 | 0 | 10.5 |  |  |  |  | R-410A | 2 | Residential & Commercial | USHP | Ducted CEE Tier 1
216891976 | Central HP <5.4 tons | SURE | HRCU-A-CB (Split System: Heat Pump with Remote Outdoor Unit-Air-Source) | RD18AY36AJVC |  |  | TCFY3617STANM | S802V0754A17UH | 31600 | 19 | 8.5 | 31600 | 27600 | 87.34% | 2 | 0 | 12 |  |  |  |  | R-454B | 2.6333 | Residential & Commercial | USHP | Ducted CEE Tier 1
216891981 | Central HP <5.4 tons | SURE | HRCU-A-CB (Split System: Heat Pump with Remote Outdoor Unit-Air-Source) | RD18AY36AJVC |  |  | TCFY3621STANM | S802V0754A17DZ | 31400 | 19 | 8.5 | 31400 | 27600 | 87.9% | 1.9 | 0 | 12 |  |  |  |  | R-454B | 2.6167 | Residential & Commercial | USHP | Ducted CEE Tier 1
216891992 | Central HP <5.4 tons | SURE | HRCU-A-CB (Split System: Heat Pump with Remote Outdoor Unit-Air-Source) | RD18AY36AJVC |  |  | TCFY3621STANM | S951V0705A21UHU | 31400 | 19 | 8.5 | 31400 | 27600 | 87.9% | 1.9 | 0 | 12 |  |  |  |  | R-454B | 2.6167 | Residential & Commercial | USHP | Ducted CEE Tier 1
216892015 | Central HP <5.4 tons | SURE | HRCU-A-CB (Split System: Heat Pump with Remote Outdoor Unit-Air-Source) | RD18AY36AJVC |  |  | TCFY3617STANM | S802V0503A14UH | 31400 | 18 | 8.5 | 31400 | 27800 | 88.54% | 1.9 | 0 | 12 |  |  |  |  | R-454B | 2.6167 | Residential & Commercial | USHP | Ducted CEE Tier 1
215292921 | Central HP <5.4 tons | AIRQUEST | HRCU-A-CB (Split System: Heat Pump with Remote Outdoor Unit-Air-Source) | DLCURAH24ABK | ADP |  | H,GG80936 | *96VTN0601716B* | 24000 | 16 | 9 | 24400 | 22800 | 93.44% | 1.92 | 0 | 10.5 |  |  |  |  | R-410A | 2 | Residential & Commercial | USHP | Ducted CEE Tier 1
215292922 | Central HP <5.4 tons | AIRQUEST | HRCU-A-CB (Split System: Heat Pump with Remote Outdoor Unit-Air-Source) | DLCURAH24ABK | ADP |  | HG80936 | *96VTN0601716B* | 24000 | 16 | 9 | 24400 | 22800 | 93.44% | 1.92 | 0 | 10.5 |  |  |  |  | R-410A | 2 | Residential & Commercial | USHP | Ducted CEE Tier 1
215292955 | Central HP <5.4 tons | AIRQUEST | HRCU-A-CB (Split System: Heat Pump with Remote Outdoor Unit-Air-Source) | DLCURAH24ABK | ADP |  | H,GG30924 | *96VTN0801716A* | 23000 | 16 | 8.1 | 24600 | 22600 | 91.87% | 1.9 | 0 | 10 |  |  |  |  | R-410A | 1.9167 | Residential & Commercial | USHP | Ducted CEE Tier 1
215292972 | Central HP <5.4 tons | AIRQUEST | HRCU-A-CB (Split System: Heat Pump with Remote Outdoor Unit-Air-Source) | DLCURAH24ABK | ADP |  | H,GE22936 | *96VTN0801716B* | 22800 | 16 | 8.5 | 25400 | 25200 | 99.21% | 2.14 | 0 | 9.5 |  |  |  |  | R-410A | 1.9 | Residential & Commercial | USHP
215292973 | Central HP <5.4 tons | AIRQUEST | HRCU-A-CB (Split System: Heat Pump with Remote Outdoor Unit-Air-Source) | DLCURAH24ABK | ADP |  | H,GE23936 | *96VTN0801716B* | 23200 | 16 | 8.5 | 25400 | 25200 | 99.21% | 2.14 | 0 | 9.5 |  |  |  |  | R-410A | 1.9333 | Residential & Commercial | USHP
215292988 | Central HP <5.4 tons | AIRQUEST | HRCU-A-CB (Split System: Heat Pump with Remote Outdoor Unit-Air-Source) | DLCURAH24ABK | ADP |  | H,GE32936 | *96VTN0801716B* | 22800 | 17 | 8.5 | 24600 | 24600 | 100% | 2.08 | 0 | 9.5 |  |  |  |  | R-410A | 1.9 | Residential & Commercial | USHP
215293020 | Central HP <5.4 tons | AIRQUEST | HRCU-A-CB (Split System: Heat Pump with Remote Outdoor Unit-Air-Source) | DLCURAH24ABK | ADP |  | H,GG80936 | *96VTN0801716B* | 23600 | 17 | 8.5 | 24600 | 23600 | 95.93% | 2 | 0 | 10 |  |  |  |  | R-410A | 1.9667 | Residential & Commercial | USHP | Ducted CEE Tier 1
215293072 | Central HP <5.4 tons | AIRQUEST | HRCU-A-CB (Split System: Heat Pump with Remote Outdoor Unit-Air-Source) | DLCURAH24ABK | ADP |  | H,GE23936 | *96VTN0802120B* | 22800 | 16 | 8.5 | 24800 | 23600 | 95.16% | 1.98 | 0 | 10 |  |  |  |  | R-410A | 1.9 | Residential & Commercial | USHP | Ducted CEE Tier 1
214389901 | Central HP <5.4 tons | CARRIER | HRCU-A-CB (Split System: Heat Pump with Remote Outdoor Unit-Air-Source) | 25VNA436A*031* | ADP |  | H,PG34936 | 58TN*B070C14**12 | 32200 | 19 | 9 | 35400 | 27600 | 77.97% | 2.02 | 0 | 11.7 |  |  |  |  | R-410A | 2.6833 | Residential & Commercial | USHP | Ducted CEE Tier 1
214389910 | Central HP <5.4 tons | CARRIER | HRCU-A-CB (Split System: Heat Pump with Remote Outdoor Unit-Air-Source) | 25VNA436A*031* | ADP |  | H,PG34936 | 58TN*B090C21**20 | 32600 | 20 | 9 | 34800 | 27200 | 78.16% | 2.06 | 0 | 12 |  |  |  |  | R-410A | 2.7167 | Residential & Commercial | USHP | Ducted CEE Tier 1
215294613 | Central HP <5.4 tons | AIRQUEST | HRCU-A-CB (Split System: Heat Pump with Remote Outdoor Unit-Air-Source) | DLCURAH36ABK | ADP |  | H,GG9J936 | *92MSN0601412A* | 35200 | 15.2 | 8.5 | 36800 | 34800 | 94.57% | 2 | 0 | 9.5 |  |  |  |  | R-410A | 2.9333 | Residential & Commercial | USHP
215294781 | Central HP <5.4 tons | AIRQUEST | HRCU-A-CB (Split System: Heat Pump with Remote Outdoor Unit-Air-Source) | DLCURAH36ABK | ADP |  | H,GE80936 | *92MSN0802120A* | 35800 | 16 | 8.5 | 36200 | 34200 | 94.48% | 2.02 | 0 | 10 |  |  |  |  | R-410A | 2.9833 | Residential & Commercial | USHP | Ducted CEE Tier 1
215294804 | Central HP <5.4 tons | AIRQUEST | HRCU-A-CB (Split System: Heat Pump with Remote Outdoor Unit-Air-Source) | DLCURAH36ABK | ADP |  | HE35936 | *92MSN1002120A* | 35400 | 16 | 8.1 | 36800 | 34600 | 94.02% | 1.88 | 0 | 10 |  |  |  |  | R-410A | 2.95 | Residential & Commercial | USHP | Ducted CEE Tier 1
215294813 | Central HP <5.4 tons | AIRQUEST | HRCU-A-CB (Split System: Heat Pump with Remote Outdoor Unit-Air-Source) | DLCURAH36ABK | ADP |  | HE7J936 | *92MSN1002120A* | 34000 | 16 | 8.1 | 36800 | 34400 | 93.48% | 2 | 0 | 10 |  |  |  |  | R-410A | 2.8333 | Residential & Commercial | USHP | Ducted CEE Tier 1
215294829 | Central HP <5.4 tons | AIRQUEST | HRCU-A-CB (Split System: Heat Pump with Remote Outdoor Unit-Air-Source) | DLCURAH36ABK | ADP |  | H,GE23936 | *92MSN1002122A* | 33200 | 16 | 8.1 | 36800 | 34600 | 94.02% | 1.9 | 0 | 9 |  |  |  |  | R-410A | 2.7667 | Residential & Commercial | USHP
215294854 | Central HP <5.4 tons | AIRQUEST | HRCU-A-CB (Split System: Heat Pump with Remote Outdoor Unit-Air-Source) | DLCURAH36ABK | ADP |  | HG7J936 | *92MSN1002122A* | 34000 | 16 | 8.1 | 36800 | 34600 | 94.02% | 2 | 0 | 10 |  |  |  |  | R-410A | 2.8333 | Residential & Commercial | USHP | Ducted CEE Tier 1
215294879 | Central HP <5.4 tons | AIRQUEST | HRCU-A-CB (Split System: Heat Pump with Remote Outdoor Unit-Air-Source) | DLCURAH36ABK | ADP |  | HE32936 | *92MSN1202420A* | 35200 | 16 | 8.1 | 36800 | 34800 | 94.57% | 1.9 | 0 | 9.5 |  |  |  |  | R-410A | 2.9333 | Residential & Commercial | USHP
215294899 | Central HP <5.4 tons | AIRQUEST | HRCU-A-CB (Split System: Heat Pump with Remote Outdoor Unit-Air-Source) | DLCURAH36ABK | ADP |  | H,GE7J936 | *92MSN1202420A* | 35600 | 16 | 8.1 | 36800 | 34800 | 94.57% | 1.9 | 0 | 10 |  |  |  |  | R-410A | 2.9667 | Residential & Commercial | USHP | Ducted CEE Tier 1
215294965 | Central HP <5.4 tons | AIRQUEST | HRCU-A-CB (Split System: Heat Pump with Remote Outdoor Unit-Air-Source) | DLCURAH36ABK | ADP |  | H,GG33936 | *96MSN0601716A* | 35000 | 15.2 | 8.5 | 36800 | 34800 | 94.57% | 1.88 | 0 | 9.5 |  |  |  |  | R-410A | 2.9167 | Residential & Commercial | USHP
215294972 | Central HP <5.4 tons | AIRQUEST | HRCU-A-CB (Split System: Heat Pump with Remote Outdoor Unit-Air-Source) | DLCURAH36ABK | ADP |  | HE34936 | *96MSN0601716A* | 35200 | 15.2 | 8.5 | 36800 | 34800 | 94.57% | 1.88 | 0 | 9.5 |  |  |  |  | R-410A | 2.9333 | Residential & Commercial | USHP
215295008 | Central HP <5.4 tons | AIRQUEST | HRCU-A-CB (Split System: Heat Pump with Remote Outdoor Unit-Air-Source) | DLCURAH36ABK | ADP |  | H,GG33936 | *96MSN0801716A* | 34400 | 15.2 | 8.5 | 36400 | 34400 | 94.51% | 2.02 | 0 | 9.5 |  |  |  |  | R-410A | 2.8667 | Residential & Commercial | USHP
216820696 | Central HP <5.4 tons | SURE | HRCU-A-CB (Split System: Heat Pump with Remote Outdoor Unit-Air-Source) | RD18AY24AJVC |  |  | TCFY2417MTANM | S98MV0703A17UP | 21000 | 18 | 8.1 | 20800 | 17000 | 81.73% | 1.9 | 0 | 10 |  |  |  |  | R-454B | 1.75 | Residential & Commercial | USHP | Ducted CEE Tier 1
214627811 | Central HP <5.4 tons | CARRIER | HRCU-A-CB (Split System: Heat Pump with Remote Outdoor Unit-Air-Source) | 38MURAQ18AB3* | ADP |  | PL36H210P299 | 59SU5B060M17**16 | 17600 | 16 | 8.1 | 16500 | 18300 | 110.9% | 2.24 | 0 | 11 |  |  |  |  | R-410A | 1.4667 | Residential & Commercial | USHP | Ducted CEE Tier 1
215487692 | Central HP <5.4 tons | AMANA | HRCU-A-CB (Split System: Heat Pump with Remote Outdoor Unit-Air-Source) | AZV7SA3610A* |  |  | CA*EA4830*3A* | A*VC801005C*A* | 34800 | 18.5 | 8.5 | 35000 | 28400 | 81.14% | 2 | 0 | 10.5 |  |  |  |  | R-32 | 2.9 | Residential & Commercial | USHP | Ducted CEE Tier 1
211240536 | Central HP <5.4 tons | COMFORTMAKER | HRCU-A-CB (Split System: Heat Pump with Remote Outdoor Unit-Air-Source) | DLCURAH24ABK |  |  | EA*4X24L17A* | *96VTN0801716A* | 23800 | 16.5 | 8.5 | 26800 | 24000 | 89.55% | 1.98 | 0 | 10 |  |  |  |  | R-410A | 1.9833 | Residential & Commercial | USHP | Ducted CEE Tier 1
215295024 | Central HP <5.4 tons | AIRQUEST | HRCU-A-CB (Split System: Heat Pump with Remote Outdoor Unit-Air-Source) | DLCURAH36ABK | ADP |  | H,GG48936 | *96MSN0801716A* | 35600 | 16 | 8.1 | 36800 | 34600 | 94.02% | 1.98 | 0 | 10 |  |  |  |  | R-410A | 2.9667 | Residential & Commercial | USHP | Ducted CEE Tier 1
215295065 | Central HP <5.4 tons | AIRQUEST | HRCU-A-CB (Split System: Heat Pump with Remote Outdoor Unit-Air-Source) | DLCURAH36ABK | ADP |  | HE36936 | *96MSN0802120A* | 35800 | 16 | 8.5 | 36400 | 34400 | 94.51% | 2.04 | 0 | 10 |  |  |  |  | R-410A | 2.9833 | Residential & Commercial | USHP | Ducted CEE Tier 1
215295074 | Central HP <5.4 tons | AIRQUEST | HRCU-A-CB (Split System: Heat Pump with Remote Outdoor Unit-Air-Source) | DLCURAH36ABK | ADP |  | HE8J936 | *96MSN0802120A* | 35600 | 16 | 8.1 | 36800 | 34800 | 94.57% | 1.9 | 0 | 10 |  |  |  |  | R-410A | 2.9667 | Residential & Commercial | USHP | Ducted CEE Tier 1
215295106 | Central HP <5.4 tons | AIRQUEST | HRCU-A-CB (Split System: Heat Pump with Remote Outdoor Unit-Air-Source) | DLCURAH36ABK | ADP |  | H,GG36936 | *96MSN1002120A* | 35800 | 16 | 8.5 | 36200 | 34200 | 94.48% | 2.04 | 0 | 10 |  |  |  |  | R-410A | 2.9833 | Residential & Commercial | USHP | Ducted CEE Tier 1
215295149 | Central HP <5.4 tons | AIRQUEST | HRCU-A-CB (Split System: Heat Pump with Remote Outdoor Unit-Air-Source) | DLCURAH36ABK | ADP |  | H,GG36936 | *96MSN1002122A* | 35600 | 16 | 8.5 | 36200 | 34200 | 94.48% | 2.06 | 0 | 10 |  |  |  |  | R-410A | 2.9667 | Residential & Commercial | USHP | Ducted CEE Tier 1
215295163 | Central HP <5.4 tons | AIRQUEST | HRCU-A-CB (Split System: Heat Pump with Remote Outdoor Unit-Air-Source) | DLCURAH36ABK | ADP |  | H,GE9J936 | *96MSN1002122A* | 35400 | 16 | 8.5 | 36800 | 34600 | 94.02% | 1.88 | 0 | 10 |  |  |  |  | R-410A | 2.95 | Residential & Commercial | USHP | Ducted CEE Tier 1
215295165 | Central HP <5.4 tons | AIRQUEST | HRCU-A-CB (Split System: Heat Pump with Remote Outdoor Unit-Air-Source) | DLCURAH36ABK | ADP |  | H,GE1K936 | *96MSN1002122A* | 35600 | 16 | 8.5 | 36200 | 34200 | 94.48% | 2.06 | 0 | 10 |  |  |  |  | R-410A | 2.9667 | Residential & Commercial | USHP | Ducted CEE Tier 1
215295188 | Central HP <5.4 tons | AIRQUEST | HRCU-A-CB (Split System: Heat Pump with Remote Outdoor Unit-Air-Source) | DLCURAH36ABK | ADP |  | H,GG35936 | *96MSN1202422A* | 35200 | 16 | 8.1 | 36800 | 34600 | 94.02% | 1.88 | 0 | 10 |  |  |  |  | R-410A | 2.9333 | Residential & Commercial | USHP | Ducted CEE Tier 1
215728031 | Central HP <5.4 tons | CHAMPION HEATING AND COOLING | HRCU-A-CB (Split System: Heat Pump with Remote Outdoor Unit-Air-Source) | HH824E2S11 | ADP |  | H,YE31(1,2)30+TXV | Z8ET060A12LMPS1 | 21800 | 18 | 8.5 | 21200 | 17300 | 81.6% | 1.9 | 0 | 11 |  |  |  |  | R-454B | 1.8167 | Residential & Commercial | USHP | Ducted CEE Tier 1
215295199 | Central HP <5.4 tons | AIRQUEST | HRCU-A-CB (Split System: Heat Pump with Remote Outdoor Unit-Air-Source) | DLCURAH36ABK | ADP |  | H,GE7J936 | *96MSN1202422A* | 34000 | 16 | 8.5 | 36200 | 34200 | 94.48% | 2.02 | 0 | 9.5 |  |  |  |  | R-410A | 2.8333 | Residential & Commercial | USHP
215295206 | Central HP <5.4 tons | AIRQUEST | HRCU-A-CB (Split System: Heat Pump with Remote Outdoor Unit-Air-Source) | DLCURAH36ABK | ADP |  | H,GE9J936 | *96MSN1202422A* | 35200 | 16 | 8.1 | 36800 | 34600 | 94.02% | 1.88 | 0 | 10 |  |  |  |  | R-410A | 2.9333 | Residential & Commercial | USHP | Ducted CEE Tier 1
215295224 | Central HP <5.4 tons | AIRQUEST | HRCU-A-CB (Split System: Heat Pump with Remote Outdoor Unit-Air-Source) | DLCURAH36ABK | ADP |  | HG33936 | *96MSN1402422A* | 34200 | 16 | 8.5 | 36200 | 34200 | 94.48% | 2.02 | 0 | 9.5 |  |  |  |  | R-410A | 2.85 | Residential & Commercial | USHP
215295233 | Central HP <5.4 tons | AIRQUEST | HRCU-A-CB (Split System: Heat Pump with Remote Outdoor Unit-Air-Source) | DLCURAH36ABK | ADP |  | H,GE35936 | *96MSN1402422A* | 35000 | 16 | 8.5 | 36200 | 34200 | 94.48% | 2.02 | 0 | 9.5 |  |  |  |  | R-410A | 2.9167 | Residential & Commercial | USHP
215295242 | Central HP <5.4 tons | AIRQUEST | HRCU-A-CB (Split System: Heat Pump with Remote Outdoor Unit-Air-Source) | DLCURAH36ABK | ADP |  | H,GE7J936 | *96MSN1402422A* | 34000 | 16 | 8.5 | 36200 | 34200 | 94.48% | 2.02 | 0 | 9.5 |  |  |  |  | R-410A | 2.8333 | Residential & Commercial | USHP
215295256 | Central HP <5.4 tons | AIRQUEST | HRCU-A-CB (Split System: Heat Pump with Remote Outdoor Unit-Air-Source) | DLCURAH36ABK | ADP |  | HG81936 | *96MSN1402422A* | 35600 | 16 | 8.5 | 36200 | 34200 | 94.48% | 2.02 | 0 | 10 |  |  |  |  | R-410A | 2.9667 | Residential & Commercial | USHP | Ducted CEE Tier 1
215295383 | Central HP <5.4 tons | AIRQUEST | HRCU-A-CB (Split System: Heat Pump with Remote Outdoor Unit-Air-Source) | DLCURAH36ABK | ADP |  | HE32936 | *96VTN0801716A* | 34400 | 15.2 | 8.1 | 36800 | 34600 | 94.02% | 1.86 | 0 | 9 |  |  |  |  | R-410A | 2.8667 | Residential & Commercial | USHP
215295399 | Central HP <5.4 tons | AIRQUEST | HRCU-A-CB (Split System: Heat Pump with Remote Outdoor Unit-Air-Source) | DLCURAH36ABK | ADP |  | H,GG48936 | *96VTN0801716A* | 35200 | 15.2 | 8.1 | 36800 | 34600 | 94.02% | 1.86 | 0 | 9.5 |  |  |  |  | R-410A | 2.9333 | Residential & Commercial | USHP
211242066 | Central HP <5.4 tons | COMFORTMAKER | HRCU-A-CB (Split System: Heat Pump with Remote Outdoor Unit-Air-Source) | DLCURAH24ABK |  |  | EA*4X36L17A* | *96VTN0601714A* | 24000 | 16.5 | 8.5 | 26000 | 22800 | 87.69% | 1.88 | 0 | 10 |  |  |  |  | R-410A | 2 | Residential & Commercial | USHP | Ducted CEE Tier 1
211242861 | Central HP <5.4 tons | COMFORTMAKER | HRCU-A-CB (Split System: Heat Pump with Remote Outdoor Unit-Air-Source) | DLCURAH24ABK |  |  | EA*4X37L17A* | *80VSL0451716A* | 24600 | 16.5 | 8.5 | 25600 | 21400 | 83.59% | 1.8 | 0 | 10 |  |  |  |  | R-410A | 2.05 | Residential & Commercial | USHP | Ducted CEE Tier 1
211242936 | Central HP <5.4 tons | COMFORTMAKER | HRCU-A-CB (Split System: Heat Pump with Remote Outdoor Unit-Air-Source) | DLCURAH24ABK |  |  | EA*4X37L17A* | *80VTL0701716A* | 24600 | 17 | 8.5 | 25600 | 21600 | 84.38% | 1.8 | 0 | 10.5 |  |  |  |  | R-410A | 2.05 | Residential & Commercial | USHP | Ducted CEE Tier 1
213613305 | Central HP <5.4 tons | AMANA | HRCU-A-CB (Split System: Heat Pump with Remote Outdoor Unit-Air-Source) | ASZS60361EA* |  |  | AHVE60DP1400B* | 0 | 34200 | 17.5 | 8.6 | 34200 | 30000 | 87.72% | 2 | 0 | 10 |  |  |  |  | R-410A | 2.85 | Residential & Commercial | USHP | Ducted CEE Tier 1
212978083 | Central HP <5.4 tons | COMFORTMAKER | HRCU-A-CB (Split System: Heat Pump with Remote Outdoor Unit-Air-Source) | DLCURAH24ABK |  |  | EA*4X24L14A* | *80MS(N,L)0701412A* | 23200 | 17 | 9 | 26800 | 26800 | 100% | 2.28 | 0 | 10 |  |  |  |  | R-410A | 1.9333 | Residential & Commercial | USHP | Ducted CEE Tier 1
212978215 | Central HP <5.4 tons | COMFORTMAKER | HRCU-A-CB (Split System: Heat Pump with Remote Outdoor Unit-Air-Source) | DLCURAH24ABK |  |  | EN(A,D,W)4X36L17** | *80MS(N,L)0701412A* | 23600 | 17 | 8.1 | 26000 | 24000 | 92.31% | 2 | 0 | 10.5 |  |  |  |  | R-410A | 1.9667 | Residential & Commercial | USHP | Ducted CEE Tier 1
215293103 | Central HP <5.4 tons | AIRQUEST | HRCU-A-CB (Split System: Heat Pump with Remote Outdoor Unit-Air-Source) | DLCURAH24ABK | ADP |  | H,GG30924 | *96VTN0802120B* | 22600 | 16 | 8.5 | 24800 | 23000 | 92.74% | 1.94 | 0 | 9.5 |  |  |  |  | R-410A | 1.8833 | Residential & Commercial | USHP
215293104 | Central HP <5.4 tons | AIRQUEST | HRCU-A-CB (Split System: Heat Pump with Remote Outdoor Unit-Air-Source) | DLCURAH24ABK | ADP |  | H,GE30924 | *96VTN0802120B* | 22600 | 16 | 8.5 | 24800 | 23000 | 92.74% | 1.94 | 0 | 9.5 |  |  |  |  | R-410A | 1.8833 | Residential & Commercial | USHP
215293105 | Central HP <5.4 tons | AIRQUEST | HRCU-A-CB (Split System: Heat Pump with Remote Outdoor Unit-Air-Source) | DLCURAH24ABK | ADP |  | HE30924 | *96VTN0802120B* | 22600 | 16 | 8.5 | 24800 | 23000 | 92.74% | 1.94 | 0 | 9.5 |  |  |  |  | R-410A | 1.8833 | Residential & Commercial | USHP
215293138 | Central HP <5.4 tons | AIRQUEST | HRCU-A-CB (Split System: Heat Pump with Remote Outdoor Unit-Air-Source) | DLCURAH24ABK | ADP |  | H,GE32936 | *96VTN1002120A* | 23400 | 17 | 8.5 | 24400 | 22400 | 91.8% | 1.9 | 0 | 9.5 |  |  |  |  | R-410A | 1.95 | Residential & Commercial | USHP
215293189 | Central HP <5.4 tons | AIRQUEST | HRCU-A-CB (Split System: Heat Pump with Remote Outdoor Unit-Air-Source) | DLCURAH24ABK | ADP |  | HG33936 | *96VTN1002120B* | 23200 | 17 | 8.5 | 24600 | 24200 | 98.37% | 2.04 | 0 | 10 |  |  |  |  | R-410A | 1.9333 | Residential & Commercial | USHP | Ducted CEE Tier 1
215293223 | Central HP <5.4 tons | AIRQUEST | HRCU-A-CB (Split System: Heat Pump with Remote Outdoor Unit-Air-Source) | DLCURAH24ABK | ADP |  | H,GE23936 | *96VTN1002122A* | 22600 | 16 | 8.1 | 24200 | 23400 | 96.69% | 1.98 | 0 | 10 |  |  |  |  | R-410A | 1.8833 | Residential & Commercial | USHP | Ducted CEE Tier 1
215293274 | Central HP <5.4 tons | AIRQUEST | HRCU-A-CB (Split System: Heat Pump with Remote Outdoor Unit-Air-Source) | DLCURAH24ABK | ADP |  | H,GG31930 | *96VTN1002122B* | 23200 | 17 | 8.5 | 24800 | 22800 | 91.94% | 1.92 | 0 | 9.5 |  |  |  |  | R-410A | 1.9333 | Residential & Commercial | USHP
215293289 | Central HP <5.4 tons | AIRQUEST | HRCU-A-CB (Split System: Heat Pump with Remote Outdoor Unit-Air-Source) | DLCURAH24ABK | ADP |  | H,GE33936 | *96VTN1002122B* | 23600 | 17 | 8.5 | 24800 | 23400 | 94.35% | 1.98 | 0 | 10.5 |  |  |  |  | R-410A | 1.9667 | Residential & Commercial | USHP | Ducted CEE Tier 1
215295433 | Central HP <5.4 tons | AIRQUEST | HRCU-A-CB (Split System: Heat Pump with Remote Outdoor Unit-Air-Source) | DLCURAH36ABK | ADP |  | HE35936 | *96VTN0801716B* | 34800 | 16 | 8.1 | 36200 | 34400 | 95.03% | 2 | 0 | 9.5 |  |  |  |  | R-410A | 2.9 | Residential & Commercial | USHP
215295474 | Central HP <5.4 tons | AIRQUEST | HRCU-A-CB (Split System: Heat Pump with Remote Outdoor Unit-Air-Source) | DLCURAH36ABK | ADP |  | H,GE35936 | *96VTN0802120A* | 35000 | 16 | 8.1 | 36800 | 34600 | 94.02% | 1.86 | 0 | 9.5 |  |  |  |  | R-410A | 2.9167 | Residential & Commercial | USHP
215295497 | Central HP <5.4 tons | AIRQUEST | HRCU-A-CB (Split System: Heat Pump with Remote Outdoor Unit-Air-Source) | DLCURAH36ABK | ADP |  | H,GG24936 | *96VTN0802120B* | 33800 | 16 | 8.1 | 36800 | 34800 | 94.57% | 1.82 | 0 | 9 |  |  |  |  | R-410A | 2.8167 | Residential & Commercial | USHP
215295501 | Central HP <5.4 tons | AIRQUEST | HRCU-A-CB (Split System: Heat Pump with Remote Outdoor Unit-Air-Source) | DLCURAH36ABK | ADP |  | H,GE32936 | *96VTN0802120B* | 35000 | 16 | 8.1 | 36800 | 34800 | 94.57% | 1.9 | 0 | 9.5 |  |  |  |  | R-410A | 2.9167 | Residential & Commercial | USHP
215295581 | Central HP <5.4 tons | AIRQUEST | HRCU-A-CB (Split System: Heat Pump with Remote Outdoor Unit-Air-Source) | DLCURAH36ABK | ADP |  | HG32936 | *96VTN1002120B* | 35000 | 16 | 8.1 | 36800 | 34800 | 94.57% | 1.82 | 0 | 10 |  |  |  |  | R-410A | 2.9167 | Residential & Commercial | USHP | Ducted CEE Tier 1
215295651 | Central HP <5.4 tons | AIRQUEST | HRCU-A-CB (Split System: Heat Pump with Remote Outdoor Unit-Air-Source) | DLCURAH36ABK | ADP |  | H,GE1K936 | *96VTN1002122A* | 35400 | 16 | 8.1 | 36800 | 34600 | 94.02% | 1.88 | 0 | 10 |  |  |  |  | R-410A | 2.95 | Residential & Commercial | USHP | Ducted CEE Tier 1
215295683 | Central HP <5.4 tons | AIRQUEST | HRCU-A-CB (Split System: Heat Pump with Remote Outdoor Unit-Air-Source) | DLCURAH36ABK | ADP |  | HG7J936 | *96VTN1002122B* | 35000 | 16 | 8.1 | 36800 | 34800 | 94.57% | 1.82 | 0 | 10 |  |  |  |  | R-410A | 2.9167 | Residential & Commercial | USHP | Ducted CEE Tier 1
215295692 | Central HP <5.4 tons | AIRQUEST | HRCU-A-CB (Split System: Heat Pump with Remote Outdoor Unit-Air-Source) | DLCURAH36ABK | ADP |  | H,GG1K936 | *96VTN1002122B* | 35200 | 17 | 8.1 | 36800 | 34400 | 93.48% | 2 | 0 | 10 |  |  |  |  | R-410A | 2.9333 | Residential & Commercial | USHP | Ducted CEE Tier 1
213785455 | Central HP <5.4 tons | BRYANT HEATING AND COOLING SYSTEMS | HRCU-A-CB (Split System: Heat Pump with Remote Outdoor Unit-Air-Source) | 284ANV036*0**B* |  |  | CAP**4224AL*+UI | 986TD66120C24*** | 32600 | 19 | 9 | 37800 | 26600 | 70.37% | 1.98 | 0 | 11.7 |  |  |  |  | R-410A | 2.7167 | Residential & Commercial | USHP | Ducted CEE Tier 1
213785523 | Central HP <5.4 tons | BRYANT HEATING AND COOLING SYSTEMS | HRCU-A-CB (Split System: Heat Pump with Remote Outdoor Unit-Air-Source) | 284ANV036*0**B* |  |  | CAP**6024AL*+UI | 88*TB66135C24*** | 33800 | 19.5 | 9 | 35800 | 25200 | 70.39% | 2 | 0 | 12 |  |  |  |  | R-410A | 2.8167 | Residential & Commercial | USHP | Ducted CEE Tier 1
213785525 | Central HP <5.4 tons | BRYANT HEATING AND COOLING SYSTEMS | HRCU-A-CB (Split System: Heat Pump with Remote Outdoor Unit-Air-Source) | 284ANV036*0**B* |  |  | CAP**6024AL*+UI | 987MC66100C21*** | 33800 | 19.5 | 9 | 35800 | 25200 | 70.39% | 2 | 0 | 12 |  |  |  |  | R-410A | 2.8167 | Residential & Commercial | USHP | Ducted CEE Tier 1
211222709 | Central HP <5.4 tons | COMFORTMAKER | HRCU-A-CB (Split System: Heat Pump with Remote Outdoor Unit-Air-Source) | DLCURAH30ABK |  |  | EA*4X37L21A* | *96VTN1002122A* | 30600 | 15.2 | 8.1 | 33000 | 26200 | 79.39% | 1.84 | 0 | 9 |  |  |  |  | R-410A | 2.55 | Residential & Commercial | USHP
212407322 | Central HP <5.4 tons | BRYANT HEATING AND COOLING SYSTEMS | HRCU-A-CB (Split System: Heat Pump with Remote Outdoor Unit-Air-Source) | 284ANV036*0**B* | ADP |  | C36A***C179 | 88*TA36070C14*** | 33400 | 19 | 9 | 33800 | 25800 | 76.33% | 2 | 0 | 12 |  |  |  |  | R-410A | 2.7833 | Residential & Commercial | USHP | Ducted CEE Tier 1
204456851 | Central HP <5.4 tons | TEMPSTAR | HRCU-A-CB (Split System: Heat Pump with Remote Outdoor Unit-Air-Source) | TVH825GKA2* |  |  | EA*4X37L17A*+WALLCON | *96CTN0801714A* | 24200 | 16.5 | 8.1 | 21400 | 16700 | 78.04% | 1.98 | 11.5 | 11 |  |  |  |  | R-410A | 2.0167 | Residential & Commercial | USHP | Ducted CEE Tier 1
215294607 | Central HP <5.4 tons | AIRQUEST | HRCU-A-CB (Split System: Heat Pump with Remote Outdoor Unit-Air-Source) | DLCURAH36ABK | ADP |  | HG7J936 | *92MSN0601412A* | 35000 | 15.2 | 8.1 | 36800 | 34800 | 94.57% | 1.82 | 0 | 9.5 |  |  |  |  | R-410A | 2.9167 | Residential & Commercial | USHP
215294644 | Central HP <5.4 tons | AIRQUEST | HRCU-A-CB (Split System: Heat Pump with Remote Outdoor Unit-Air-Source) | DLCURAH36ABK | ADP |  | H,GG36936 | *92MSN0601714A* | 35400 | 16 | 8.5 | 36200 | 34400 | 95.03% | 2.02 | 0 | 10 |  |  |  |  | R-410A | 2.95 | Residential & Commercial | USHP | Ducted CEE Tier 1
215294659 | Central HP <5.4 tons | AIRQUEST | HRCU-A-CB (Split System: Heat Pump with Remote Outdoor Unit-Air-Source) | DLCURAH36ABK | ADP |  | H,GG1K936 | *92MSN0601714A* | 35200 | 16 | 8.1 | 36800 | 34600 | 94.02% | 1.94 | 0 | 10 |  |  |  |  | R-410A | 2.9333 | Residential & Commercial | USHP | Ducted CEE Tier 1
215294761 | Central HP <5.4 tons | AIRQUEST | HRCU-A-CB (Split System: Heat Pump with Remote Outdoor Unit-Air-Source) | DLCURAH36ABK | ADP |  | H,GG48936 | *92MSN0802120A* | 35800 | 16 | 8.5 | 36200 | 34200 | 94.48% | 2.02 | 0 | 10 |  |  |  |  | R-410A | 2.9833 | Residential & Commercial | USHP | Ducted CEE Tier 1
215294776 | Central HP <5.4 tons | AIRQUEST | HRCU-A-CB (Split System: Heat Pump with Remote Outdoor Unit-Air-Source) | DLCURAH36ABK | ADP |  | H,GE9J936 | *92MSN0802120A* | 35200 | 16 | 8.1 | 36800 | 34600 | 94.02% | 1.88 | 0 | 10 |  |  |  |  | R-410A | 2.9333 | Residential & Commercial | USHP | Ducted CEE Tier 1
215294808 | Central HP <5.4 tons | AIRQUEST | HRCU-A-CB (Split System: Heat Pump with Remote Outdoor Unit-Air-Source) | DLCURAH36ABK | ADP |  | H,GG37936 | *92MSN1002120A* | 35800 | 16 | 8.5 | 36200 | 34200 | 94.48% | 2.02 | 0 | 10 |  |  |  |  | R-410A | 2.9833 | Residential & Commercial | USHP | Ducted CEE Tier 1
215294811 | Central HP <5.4 tons | AIRQUEST | HRCU-A-CB (Split System: Heat Pump with Remote Outdoor Unit-Air-Source) | DLCURAH36ABK | ADP |  | HG7J936 | *92MSN1002120A* | 34000 | 16 | 8.1 | 36800 | 34400 | 93.48% | 2 | 0 | 10 |  |  |  |  | R-410A | 2.8333 | Residential & Commercial | USHP | Ducted CEE Tier 1
212555746 | Central HP <5.4 tons | DAY & NIGHT | HRCU-A-CB (Split System: Heat Pump with Remote Outdoor Unit-Air-Source) | CVH848GKA2* | ADP |  | FG49960 | *80CTL1352422A* | 45500 | 17 | 8.1 | 44000 | 31400 | 71.36% | 2.26 | 0 | 10.5 |  |  |  |  | R-410A | 3.7917 | Residential & Commercial | USHP | Ducted CEE Tier 1
215487731 | Central HP <5.4 tons | AMANA | HRCU-A-CB (Split System: Heat Pump with Remote Outdoor Unit-Air-Source) | AZV7SA4210A* |  |  | CHPEA4830*3A* | A*VC961005CNB* | 40500 | 16.5 | 8.6 | 41000 | 31000 | 75.61% | 2 | 0 | 10 |  |  |  |  | R-32 | 3.375 | Residential & Commercial | USHP | Ducted CEE Tier 1
216972967 | Central HP <5.4 tons | CARRIER | HRCU-A-CB (Split System: Heat Pump with Remote Outdoor Unit-Air-Source) | 27VNA360A*030* | ADP |  | PL60H210P29*+TXV | 58TN*B070C21**20 | 54000 | 18 | 8.5 | 58500 | 46500 | 79.49% | 2.02 | 0 | 10.5 |  |  |  |  | R-454B | 4.5 | Residential & Commercial | USHP | Ducted CEE Tier 1
216972968 | Central HP <5.4 tons | CARRIER | HRCU-A-CB (Split System: Heat Pump with Remote Outdoor Unit-Air-Source) | 27VNA360A*030* | ADP |  | V,C60H210P29*+TXV | 58TN*B070C21**20 | 54000 | 18 | 8.5 | 58500 | 46500 | 79.49% | 2.02 | 0 | 10.5 |  |  |  |  | R-454B | 4.5 | Residential & Commercial | USHP | Ducted CEE Tier 1
216972999 | Central HP <5.4 tons | CARRIER | HRCU-A-CB (Split System: Heat Pump with Remote Outdoor Unit-Air-Source) | 27VNA360A*030* | ADP |  | C60A***L19*+TXV | 59CU5B080C21**20 | 56000 | 18 | 8.5 | 58500 | 46000 | 78.63% | 2.02 | 0 | 11 |  |  |  |  | R-454B | 4.6667 | Residential & Commercial | USHP | Ducted CEE Tier 1
212407325 | Central HP <5.4 tons | BRYANT HEATING AND COOLING SYSTEMS | HRCU-A-CB (Split System: Heat Pump with Remote Outdoor Unit-Air-Source) | 284ANV036*0**B* | ADP |  | C36A***L80(6,9) | 88*TA36070C14*** | 33400 | 19 | 9 | 33800 | 25800 | 76.33% | 2 | 0 | 12 |  |  |  |  | R-410A | 2.7833 | Residential & Commercial | USHP | Ducted CEE Tier 1
212407361 | Central HP <5.4 tons | BRYANT HEATING AND COOLING SYSTEMS | HRCU-A-CB (Split System: Heat Pump with Remote Outdoor Unit-Air-Source) | 284ANV036*0**B* | ADP |  | C36A***C719 | 88*TA36070C14*** | 33400 | 19 | 9 | 33800 | 25800 | 76.33% | 2 | 0 | 11.7 |  |  |  |  | R-410A | 2.7833 | Residential & Commercial | USHP | Ducted CEE Tier 1
215294876 | Central HP <5.4 tons | AIRQUEST | HRCU-A-CB (Split System: Heat Pump with Remote Outdoor Unit-Air-Source) | DLCURAH36ABK | ADP |  | H,GG32936 | *92MSN1202420A* | 35200 | 16 | 8.1 | 36800 | 34800 | 94.57% | 1.9 | 0 | 9.5 |  |  |  |  | R-410A | 2.9333 | Residential & Commercial | USHP
215294893 | Central HP <5.4 tons | AIRQUEST | HRCU-A-CB (Split System: Heat Pump with Remote Outdoor Unit-Air-Source) | DLCURAH36ABK | ADP |  | H,GE36936 | *92MSN1202420A* | 36000 | 16 | 8.5 | 36400 | 34400 | 94.51% | 2.04 | 0 | 10 |  |  |  |  | R-410A | 3 | Residential & Commercial | USHP | Ducted CEE Tier 1
215294959 | Central HP <5.4 tons | AIRQUEST | HRCU-A-CB (Split System: Heat Pump with Remote Outdoor Unit-Air-Source) | DLCURAH36ABK | ADP |  | H,GG24936 | *96MSN0601716A* | 33800 | 15.2 | 8.5 | 36800 | 34800 | 94.57% | 1.88 | 0 | 9 |  |  |  |  | R-410A | 2.8167 | Residential & Commercial | USHP
215294993 | Central HP <5.4 tons | AIRQUEST | HRCU-A-CB (Split System: Heat Pump with Remote Outdoor Unit-Air-Source) | DLCURAH36ABK | ADP |  | H,GE1K936 | *96MSN0601716A* | 35200 | 15.2 | 8.5 | 36800 | 34800 | 94.57% | 1.88 | 0 | 9.5 |  |  |  |  | R-410A | 2.9333 | Residential & Commercial | USHP
215294995 | Central HP <5.4 tons | AIRQUEST | HRCU-A-CB (Split System: Heat Pump with Remote Outdoor Unit-Air-Source) | DLCURAH36ABK | ADP |  | HG80936 | *96MSN0601716A* | 35600 | 15.2 | 8.5 | 36400 | 34400 | 94.51% | 2.04 | 0 | 9.5 |  |  |  |  | R-410A | 2.9667 | Residential & Commercial | USHP
215295010 | Central HP <5.4 tons | AIRQUEST | HRCU-A-CB (Split System: Heat Pump with Remote Outdoor Unit-Air-Source) | DLCURAH36ABK | ADP |  | H,GE33936 | *96MSN0801716A* | 34400 | 15.2 | 8.5 | 36400 | 34400 | 94.51% | 2.02 | 0 | 9.5 |  |  |  |  | R-410A | 2.8667 | Residential & Commercial | USHP
215295011 | Central HP <5.4 tons | AIRQUEST | HRCU-A-CB (Split System: Heat Pump with Remote Outdoor Unit-Air-Source) | DLCURAH36ABK | ADP |  | HE33936 | *96MSN0801716A* | 34400 | 15.2 | 8.5 | 36400 | 34400 | 94.51% | 2.02 | 0 | 9.5 |  |  |  |  | R-410A | 2.8667 | Residential & Commercial | USHP
215295079 | Central HP <5.4 tons | AIRQUEST | HRCU-A-CB (Split System: Heat Pump with Remote Outdoor Unit-Air-Source) | DLCURAH36ABK | ADP |  | H,GE1K936 | *96MSN0802120A* | 35800 | 16 | 8.5 | 36400 | 34400 | 94.51% | 2.04 | 0 | 10 |  |  |  |  | R-410A | 2.9833 | Residential & Commercial | USHP | Ducted CEE Tier 1
216820792 | Central HP <5.4 tons | SURE | HRCU-A-CB (Split System: Heat Pump with Remote Outdoor Unit-Air-Source) | RD18AY48AJVC |  |  | TCFY4824MTANM | S951V1005A21UH | 42500 | 17 | 8.1 | 42500 | 33400 | 78.59% | 2 | 0 | 10 |  |  |  |  | R-454B | 3.5417 | Residential & Commercial | USHP | Ducted CEE Tier 1
216820891 | Central HP <5.4 tons | SURE | HRCU-A-CB (Split System: Heat Pump with Remote Outdoor Unit-Air-Source) | RD18AY48AJVC |  |  | TCFY4824STANM | S921V1155A24M4 | 41000 | 18 | 8.1 | 41000 | 37600 | 91.71% | 2.1 | 0 | 10 |  |  |  |  | R-454B | 3.4167 | Residential & Commercial | USHP | Ducted CEE Tier 1
216820943 | Central HP <5.4 tons | SURE | HRCU-A-CB (Split System: Heat Pump with Remote Outdoor Unit-Air-Source) | RD18AY48AJVC |  |  | TCFY4821STANM | S98MV0855A21UP | 41000 | 17 | 8.1 | 41000 | 37800 | 92.2% | 2.1 | 0 | 10 |  |  |  |  | R-454B | 3.4167 | Residential & Commercial | USHP | Ducted CEE Tier 1
213785689 | Central HP <5.4 tons | BRYANT HEATING AND COOLING SYSTEMS | HRCU-A-CB (Split System: Heat Pump with Remote Outdoor Unit-Air-Source) | 284ANV036*0**B* |  |  | CSPH*4212AL*+UI | 987MC66120C24*** | 33400 | 18.5 | 8.5 | 36600 | 26000 | 71.04% | 2.02 | 0 | 11.7 |  |  |  |  | R-410A | 2.7833 | Residential & Commercial | USHP | Ducted CEE Tier 1
213785709 | Central HP <5.4 tons | BRYANT HEATING AND COOLING SYSTEMS | HRCU-A-CB (Split System: Heat Pump with Remote Outdoor Unit-Air-Source) | 284ANV036*0**B* |  |  | CSPH*4812AL*+UI | 88*TB60110C21*** | 33600 | 19 | 8.5 | 36600 | 25800 | 70.49% | 2.04 | 0 | 12 |  |  |  |  | R-410A | 2.8 | Residential & Commercial | USHP | Ducted CEE Tier 1
207454975 | Central HP <5.4 tons | LENNOX | HRCU-A-CB (Split System: Heat Pump with Remote Outdoor Unit-Air-Source) | SL25XPV-024-230A** | ADP |  | LH35/38F9 | SLP99UH090XV48C* | 22200 | 21 | 9.4 | 19800 | 19600 | 98.99% | 1.9 | 14 | 14.5 |  |  |  |  | R-410A | 1.85 | Residential & Commercial | USHP | Ducted CEE Tier 1
207805591 | Central HP <5.4 tons | TRANE | HRCU-A-CB (Split System: Heat Pump with Remote Outdoor Unit-Air-Source) | 4TWV0X60A1 |  |  | 4TXCD010DS3+P0V0D000M50SC+RP | 0 | 54000 | 19.5 | 8.2 | 51500 | 39000 | 75.73% | 1.75 | 12.5 | 12 |  |  |  |  | R-410A | 4.5 | Residential & Commercial | USHP | Ducted CEE Tier 1
205750646 | Central HP <5.4 tons | TEMPSTAR | HRCU-A-CB (Split System: Heat Pump with Remote Outdoor Unit-Air-Source) | TVH825GKA2* |  |  | EA*4X37L21A*+WALLCON | *80CTL0701716A* | 24400 | 17 | 8.5 | 21200 | 16600 | 78.3% | 2.02 | 11 | 11 |  |  |  |  | R-410A | 2.0333 | Residential & Commercial | USHP | Ducted CEE Tier 1
202461080 | Central HP <5.4 tons | AMERICAN STANDARD | HRCU-A-CB (Split System: Heat Pump with Remote Outdoor Unit-Air-Source) | 4A6C7048A4 |  |  | 4PX*DU60BS3 | S8X1D120M5PSA | 47500 | 16.5 | 8.1 | 48000 | 48000 | 100% | 3.6 | 13 | 12 |  |  |  |  | R-410A | 3.9583 | Residential & Commercial | USHP | Ducted CEE Tier 1
215295092 | Central HP <5.4 tons | AIRQUEST | HRCU-A-CB (Split System: Heat Pump with Remote Outdoor Unit-Air-Source) | DLCURAH36ABK | ADP |  | H,GE32936 | *96MSN1002120A* | 34200 | 16 | 8.5 | 36200 | 34200 | 94.48% | 2.04 | 0 | 9.5 |  |  |  |  | R-410A | 2.85 | Residential & Commercial | USHP
215295094 | Central HP <5.4 tons | AIRQUEST | HRCU-A-CB (Split System: Heat Pump with Remote Outdoor Unit-Air-Source) | DLCURAH36ABK | ADP |  | H,GG33936 | *96MSN1002120A* | 35200 | 16 | 8.1 | 36800 | 34600 | 94.02% | 1.88 | 0 | 10 |  |  |  |  | R-410A | 2.9333 | Residential & Commercial | USHP | Ducted CEE Tier 1
215295111 | Central HP <5.4 tons | AIRQUEST | HRCU-A-CB (Split System: Heat Pump with Remote Outdoor Unit-Air-Source) | DLCURAH36ABK | ADP |  | HG48936 | *96MSN1002120A* | 36000 | 16 | 8.5 | 36200 | 34200 | 94.48% | 2.04 | 0 | 10 |  |  |  |  | R-410A | 3 | Residential & Commercial | USHP | Ducted CEE Tier 1
215295112 | Central HP <5.4 tons | AIRQUEST | HRCU-A-CB (Split System: Heat Pump with Remote Outdoor Unit-Air-Source) | DLCURAH36ABK | ADP |  | HG7J936 | *96MSN1002120A* | 34400 | 16 | 8.5 | 36200 | 34200 | 94.48% | 2.04 | 0 | 9.5 |  |  |  |  | R-410A | 2.8667 | Residential & Commercial | USHP
215295127 | Central HP <5.4 tons | AIRQUEST | HRCU-A-CB (Split System: Heat Pump with Remote Outdoor Unit-Air-Source) | DLCURAH36ABK | ADP |  | HG81936 | *96MSN1002120A* | 36000 | 16 | 8.5 | 36200 | 34200 | 94.48% | 2.04 | 0 | 10 |  |  |  |  | R-410A | 3 | Residential & Commercial | USHP | Ducted CEE Tier 1
215295128 | Central HP <5.4 tons | AIRQUEST | HRCU-A-CB (Split System: Heat Pump with Remote Outdoor Unit-Air-Source) | DLCURAH36ABK | ADP |  | HG82936 | *96MSN1002120A* | 36000 | 16 | 8.5 | 36200 | 34200 | 94.48% | 2.04 | 0 | 10 |  |  |  |  | R-410A | 3 | Residential & Commercial | USHP | Ducted CEE Tier 1
215295129 | Central HP <5.4 tons | AIRQUEST | HRCU-A-CB (Split System: Heat Pump with Remote Outdoor Unit-Air-Source) | DLCURAH36ABK | ADP |  | H,GE22936 | *96MSN1002122A* | 32400 | 15.2 | 8.35 | 36800 | 34600 | 94.02% | 1.86 | 0 | 9 |  |  |  |  | R-410A | 2.7 | Residential & Commercial | USHP
215295176 | Central HP <5.4 tons | AIRQUEST | HRCU-A-CB (Split System: Heat Pump with Remote Outdoor Unit-Air-Source) | DLCURAH36ABK | ADP |  | H,GG32936 | *96MSN1202422A* | 33800 | 16 | 8.5 | 36200 | 34200 | 94.48% | 2.02 | 0 | 9.5 |  |  |  |  | R-410A | 2.8167 | Residential & Commercial | USHP
212979208 | Central HP <5.4 tons | COMFORTMAKER | HRCU-A-CB (Split System: Heat Pump with Remote Outdoor Unit-Air-Source) | DLCURAH24ABK |  |  | EN(A,D)4X24L17** | *80MS(N,L)0701716A* | 23200 | 16.5 | 8.5 | 26800 | 25400 | 94.78% | 2.14 | 0 | 10 |  |  |  |  | R-410A | 1.9333 | Residential & Commercial | USHP | Ducted CEE Tier 1
212981693 | Central HP <5.4 tons | COMFORTMAKER | HRCU-A-CB (Split System: Heat Pump with Remote Outdoor Unit-Air-Source) | DLCURAH24ABK |  |  | EA*4X24L17A* | *80MSU1002120A* | 23400 | 16.5 | 8.5 | 27000 | 25800 | 95.56% | 2.16 | 0 | 10 |  |  |  |  | R-410A | 1.95 | Residential & Commercial | USHP | Ducted CEE Tier 1
212407358 | Central HP <5.4 tons | BRYANT HEATING AND COOLING SYSTEMS | HRCU-A-CB (Split System: Heat Pump with Remote Outdoor Unit-Air-Source) | 284ANV036*0**B* | ADP |  | C36A***L759 | 88*TA36070C14*** | 33400 | 19 | 9 | 33800 | 25800 | 76.33% | 2 | 0 | 12 |  |  |  |  | R-410A | 2.7833 | Residential & Commercial | USHP | Ducted CEE Tier 1
214588343 | Central HP <5.4 tons | BRYANT HEATING AND COOLING SYSTEMS | HRCU-A-CB (Split System: Heat Pump with Remote Outdoor Unit-Air-Source) | 38MURAQ36AB3* | ADP |  | PL36H210P749 | 926TC60100V21*** | 35400 | 16 | 8.1 | 36800 | 34600 | 94.02% | 1.88 | 0 | 10 |  |  |  |  | R-410A | 2.95 | Residential & Commercial | USHP | Ducted CEE Tier 1
212543576 | Central HP <5.4 tons | DAY & NIGHT | HRCU-A-CB (Split System: Heat Pump with Remote Outdoor Unit-Air-Source) | DLCURAH36ABK | ADP |  | FG80936 | *92ESN0801716A* | 36000 | 15.2 | 8.1 | 36800 | 28000 | 76.09% | 2 | 0 | 10 |  |  |  |  | R-410A | 3 | Residential & Commercial | USHP | Ducted CEE Tier 1
216488009 | Central HP <5.4 tons | CHAMPION HEATING AND COOLING | HRCU-A-CB (Split System: Heat Pump with Remote Outdoor Unit-Air-Source) | HH824E2S11 | ADP |  | A36VBA*+TXV | Z8ET080B12LMPS1 | 22400 | 18 | 9.15 | 21200 | 18200 | 85.85% | 1.94 | 0 | 11.5 |  |  |  |  | R-454B | 1.8667 | Residential & Commercial | USHP | Ducted CEE Tier 1
215295195 | Central HP <5.4 tons | AIRQUEST | HRCU-A-CB (Split System: Heat Pump with Remote Outdoor Unit-Air-Source) | DLCURAH36ABK | ADP |  | H,GG37936 | *96MSN1202422A* | 35600 | 16 | 8.5 | 36200 | 34200 | 94.48% | 2.02 | 0 | 10 |  |  |  |  | R-410A | 2.9667 | Residential & Commercial | USHP | Ducted CEE Tier 1
215295209 | Central HP <5.4 tons | AIRQUEST | HRCU-A-CB (Split System: Heat Pump with Remote Outdoor Unit-Air-Source) | DLCURAH36ABK | ADP |  | H,GG80936 | *96MSN1202422A* | 35600 | 16 | 8.5 | 36200 | 34200 | 94.48% | 2.02 | 0 | 10 |  |  |  |  | R-410A | 2.9667 | Residential & Commercial | USHP | Ducted CEE Tier 1
215295212 | Central HP <5.4 tons | AIRQUEST | HRCU-A-CB (Split System: Heat Pump with Remote Outdoor Unit-Air-Source) | DLCURAH36ABK | ADP |  | H,GG81936 | *96MSN1202422A* | 35600 | 16 | 8.5 | 36200 | 34200 | 94.48% | 2.02 | 0 | 10 |  |  |  |  | R-410A | 2.9667 | Residential & Commercial | USHP | Ducted CEE Tier 1
215295229 | Central HP <5.4 tons | AIRQUEST | HRCU-A-CB (Split System: Heat Pump with Remote Outdoor Unit-Air-Source) | DLCURAH36ABK | ADP |  | H,GE34936 | *96MSN1402422A* | 34600 | 16 | 8.5 | 36200 | 34200 | 94.48% | 2.02 | 0 | 9.5 |  |  |  |  | R-410A | 2.8833 | Residential & Commercial | USHP
215295245 | Central HP <5.4 tons | AIRQUEST | HRCU-A-CB (Split System: Heat Pump with Remote Outdoor Unit-Air-Source) | DLCURAH36ABK | ADP |  | H,GE8J936 | *96MSN1402422A* | 34400 | 16 | 8.5 | 36200 | 34200 | 94.48% | 2.02 | 0 | 9.5 |  |  |  |  | R-410A | 2.8667 | Residential & Commercial | USHP
215295246 | Central HP <5.4 tons | AIRQUEST | HRCU-A-CB (Split System: Heat Pump with Remote Outdoor Unit-Air-Source) | DLCURAH36ABK | ADP |  | HE8J936 | *96MSN1402422A* | 34400 | 16 | 8.5 | 36200 | 34200 | 94.48% | 2.02 | 0 | 9.5 |  |  |  |  | R-410A | 2.8667 | Residential & Commercial | USHP
215295378 | Central HP <5.4 tons | AIRQUEST | HRCU-A-CB (Split System: Heat Pump with Remote Outdoor Unit-Air-Source) | DLCURAH36ABK | ADP |  | H,GG24936 | *96VTN0801716A* | 33800 | 15.2 | 8.1 | 36800 | 34600 | 94.02% | 1.86 | 0 | 9 |  |  |  |  | R-410A | 2.8167 | Residential & Commercial | USHP
215295395 | Central HP <5.4 tons | AIRQUEST | HRCU-A-CB (Split System: Heat Pump with Remote Outdoor Unit-Air-Source) | DLCURAH36ABK | ADP |  | H,GG36936 | *96VTN0801716A* | 35200 | 15.2 | 8.1 | 36800 | 34600 | 94.02% | 1.86 | 0 | 9.5 |  |  |  |  | R-410A | 2.9333 | Residential & Commercial | USHP
215295706 | Central HP <5.4 tons | AIRQUEST | HRCU-A-CB (Split System: Heat Pump with Remote Outdoor Unit-Air-Source) | DLCURAH36ABK | ADP |  | H,GE32936 | *96VTN1202422A* | 34800 | 16 | 8.1 | 36800 | 34600 | 94.02% | 1.88 | 0 | 9.5 |  |  |  |  | R-410A | 2.9 | Residential & Commercial | USHP
215295724 | Central HP <5.4 tons | AIRQUEST | HRCU-A-CB (Split System: Heat Pump with Remote Outdoor Unit-Air-Source) | DLCURAH36ABK | ADP |  | H,GE7J936 | *96VTN1202422A* | 35200 | 16 | 8.1 | 36800 | 34600 | 94.02% | 1.88 | 0 | 9.5 |  |  |  |  | R-410A | 2.9333 | Residential & Commercial | USHP
215295740 | Central HP <5.4 tons | AIRQUEST | HRCU-A-CB (Split System: Heat Pump with Remote Outdoor Unit-Air-Source) | DLCURAH36ABK | ADP |  | H,GG24936 | *96VTN1202422B* | 33000 | 16 | 8.45 | 36200 | 34200 | 94.48% | 2 | 0 | 9 |  |  |  |  | R-410A | 2.75 | Residential & Commercial | USHP
215295774 | Central HP <5.4 tons | AIRQUEST | HRCU-A-CB (Split System: Heat Pump with Remote Outdoor Unit-Air-Source) | DLCURAH36ABK | ADP |  | H,GE1K936 | *96VTN1202422B* | 35200 | 16 | 8.5 | 36200 | 34200 | 94.48% | 2.02 | 0 | 9.5 |  |  |  |  | R-410A | 2.9333 | Residential & Commercial | USHP
215295426 | Central HP <5.4 tons | AIRQUEST | HRCU-A-CB (Split System: Heat Pump with Remote Outdoor Unit-Air-Source) | DLCURAH36ABK | ADP |  | H,GG34936 | *96VTN0801716B* | 34400 | 16 | 8.1 | 36200 | 34400 | 95.03% | 2 | 0 | 9.5 |  |  |  |  | R-410A | 2.8667 | Residential & Commercial | USHP
215295443 | Central HP <5.4 tons | AIRQUEST | HRCU-A-CB (Split System: Heat Pump with Remote Outdoor Unit-Air-Source) | DLCURAH36ABK | ADP |  | HG8J936 | *96VTN0801716B* | 34200 | 16 | 8.1 | 36200 | 34400 | 95.03% | 2 | 0 | 9.5 |  |  |  |  | R-410A | 2.85 | Residential & Commercial | USHP
215295446 | Central HP <5.4 tons | AIRQUEST | HRCU-A-CB (Split System: Heat Pump with Remote Outdoor Unit-Air-Source) | DLCURAH36ABK | ADP |  | H,GG9J936 | *96VTN0801716B* | 34600 | 16 | 8.1 | 36200 | 34400 | 95.03% | 2 | 0 | 9.5 |  |  |  |  | R-410A | 2.8833 | Residential & Commercial | USHP
215295477 | Central HP <5.4 tons | AIRQUEST | HRCU-A-CB (Split System: Heat Pump with Remote Outdoor Unit-Air-Source) | DLCURAH36ABK | ADP |  | H,GE36936 | *96VTN0802120A* | 35400 | 16 | 8.1 | 36200 | 34200 | 94.48% | 2.02 | 0 | 10 |  |  |  |  | R-410A | 2.95 | Residential & Commercial | USHP | Ducted CEE Tier 1
215295480 | Central HP <5.4 tons | AIRQUEST | HRCU-A-CB (Split System: Heat Pump with Remote Outdoor Unit-Air-Source) | DLCURAH36ABK | ADP |  | H,GG48936 | *96VTN0802120A* | 35600 | 16 | 8.1 | 36800 | 34400 | 93.48% | 2 | 0 | 10 |  |  |  |  | R-410A | 2.9667 | Residential & Commercial | USHP | Ducted CEE Tier 1
215295511 | Central HP <5.4 tons | AIRQUEST | HRCU-A-CB (Split System: Heat Pump with Remote Outdoor Unit-Air-Source) | DLCURAH36ABK | ADP |  | H,GG35936 | *96VTN0802120B* | 35600 | 16 | 8.1 | 36800 | 34800 | 94.57% | 1.9 | 0 | 10 |  |  |  |  | R-410A | 2.9667 | Residential & Commercial | USHP | Ducted CEE Tier 1
215295529 | Central HP <5.4 tons | AIRQUEST | HRCU-A-CB (Split System: Heat Pump with Remote Outdoor Unit-Air-Source) | DLCURAH36ABK | ADP |  | H,GE9J936 | *96VTN0802120B* | 35600 | 16 | 8.1 | 36800 | 34800 | 94.57% | 1.9 | 0 | 10 |  |  |  |  | R-410A | 2.9667 | Residential & Commercial | USHP | Ducted CEE Tier 1
215295597 | Central HP <5.4 tons | AIRQUEST | HRCU-A-CB (Split System: Heat Pump with Remote Outdoor Unit-Air-Source) | DLCURAH36ABK | ADP |  | H,GE36936 | *96VTN1002120B* | 35800 | 16 | 8.5 | 36200 | 34400 | 95.03% | 2.04 | 0 | 10 |  |  |  |  | R-410A | 2.9833 | Residential & Commercial | USHP | Ducted CEE Tier 1
216820706 | Central HP <5.4 tons | SURE | HRCU-A-CB (Split System: Heat Pump with Remote Outdoor Unit-Air-Source) | RD18AY24AJVC |  |  | TCFY2417MTANM | S97MV0603A17DH | 21000 | 18 | 8.1 | 20800 | 17000 | 81.73% | 1.9 | 0 | 10 |  |  |  |  | R-454B | 1.75 | Residential & Commercial | USHP | Ducted CEE Tier 1
210533110 | Central HP <5.4 tons | CARRIER | HRCU-A-CB (Split System: Heat Pump with Remote Outdoor Unit-Air-Source) | 25VNA424A*031* |  |  | CSPH*4212AL*+UI | 59CU5A100C21**22 | 24000 | 19.5 | 9.5 | 26400 | 19600 | 74.24% | 2.54 | 0 | 13 |  |  |  |  | R-410A | 2 | Residential & Commercial | USHP | Ducted CEE Tier 1
205750694 | Central HP <5.4 tons | TEMPSTAR | HRCU-A-CB (Split System: Heat Pump with Remote Outdoor Unit-Air-Source) | TVH825GKA2* |  |  | EA*4X37L21A*+WALLCON | *97CMN0801714A* | 24400 | 16.5 | 8.1 | 21200 | 16700 | 78.77% | 2.02 | 11 | 11 |  |  |  |  | R-410A | 2.0333 | Residential & Commercial | USHP | Ducted CEE Tier 1
205750686 | Central HP <5.4 tons | TEMPSTAR | HRCU-A-CB (Split System: Heat Pump with Remote Outdoor Unit-Air-Source) | TVH825GKA2* |  |  | EA*4X37L21A*+WALLCON | *97CMN0601714A* | 24200 | 16 | 8.1 | 21200 | 16800 | 79.25% | 2 | 11 | 11 |  |  |  |  | R-410A | 2.0167 | Residential & Commercial | USHP | Ducted CEE Tier 1
211240786 | Central HP <5.4 tons | COMFORTMAKER | HRCU-A-CB (Split System: Heat Pump with Remote Outdoor Unit-Air-Source) | DLCURAH24ABK |  |  | EA*4X24L17A* | OLV098A12* | 23000 | 16 | 8.5 | 26400 | 26000 | 98.48% | 2.18 | 0 | 9.5 |  |  |  |  | R-410A | 1.9167 | Residential & Commercial | USHP
211241090 | Central HP <5.4 tons | COMFORTMAKER | HRCU-A-CB (Split System: Heat Pump with Remote Outdoor Unit-Air-Source) | DLCURAH24ABK |  |  | EA*4X25L17A* | *80ES(N,L)0701712A* | 25000 | 16.5 | 8.5 | 25800 | 21000 | 81.4% | 1.76 | 0 | 10.5 |  |  |  |  | R-410A | 2.0833 | Residential & Commercial | USHP | Ducted CEE Tier 1
215295628 | Central HP <5.4 tons | AIRQUEST | HRCU-A-CB (Split System: Heat Pump with Remote Outdoor Unit-Air-Source) | DLCURAH36ABK | ADP |  | HG33936 | *96VTN1002122A* | 35200 | 16 | 8.1 | 36800 | 34600 | 94.02% | 1.88 | 0 | 10 |  |  |  |  | R-410A | 2.9333 | Residential & Commercial | USHP | Ducted CEE Tier 1
215295663 | Central HP <5.4 tons | AIRQUEST | HRCU-A-CB (Split System: Heat Pump with Remote Outdoor Unit-Air-Source) | DLCURAH36ABK | ADP |  | H,GE32936 | *96VTN1002122B* | 34800 | 16 | 8.1 | 36800 | 34800 | 94.57% | 1.82 | 0 | 10 |  |  |  |  | R-410A | 2.9 | Residential & Commercial | USHP | Ducted CEE Tier 1
215295678 | Central HP <5.4 tons | AIRQUEST | HRCU-A-CB (Split System: Heat Pump with Remote Outdoor Unit-Air-Source) | DLCURAH36ABK | ADP |  | H,GE36936 | *96VTN1002122B* | 35400 | 17 | 8.1 | 36800 | 34400 | 93.48% | 2 | 0 | 10 |  |  |  |  | R-410A | 2.95 | Residential & Commercial | USHP | Ducted CEE Tier 1
214067864 | Central HP <5.4 tons | CARRIER | HRCU-A-CB (Split System: Heat Pump with Remote Outdoor Unit-Air-Source) | 38MURAQ36AB3* | ADP |  | C36A***L159 | 58SU*B040M17**12 | 35000 | 16 | 8.5 | 36200 | 34200 | 94.48% | 2.02 | 0 | 9.5 |  |  |  |  | R-410A | 2.9167 | Residential & Commercial | USHP
211240948 | Central HP <5.4 tons | COMFORTMAKER | HRCU-A-CB (Split System: Heat Pump with Remote Outdoor Unit-Air-Source) | DLCURAH24ABK |  |  | EA*4X25L17A* | *80VTL0451412A* | 24800 | 17 | 8.5 | 25600 | 21200 | 82.81% | 1.78 | 0 | 10.5 |  |  |  |  | R-410A | 2.0667 | Residential & Commercial | USHP | Ducted CEE Tier 1
211241035 | Central HP <5.4 tons | COMFORTMAKER | HRCU-A-CB (Split System: Heat Pump with Remote Outdoor Unit-Air-Source) | DLCURAH24ABK |  |  | EA*4X25L17A* | *96VTN0601412A* | 24000 | 16.5 | 8.1 | 25200 | 21600 | 85.71% | 1.82 | 0 | 10 |  |  |  |  | R-410A | 2 | Residential & Commercial | USHP | Ducted CEE Tier 1
211241136 | Central HP <5.4 tons | COMFORTMAKER | HRCU-A-CB (Split System: Heat Pump with Remote Outdoor Unit-Air-Source) | DLCURAH24ABK |  |  | EA*4X25L17A* | *92ESN0801716A* | 25000 | 17.5 | 8.5 | 25600 | 21000 | 82.03% | 1.78 | 0 | 10.5 |  |  |  |  | R-410A | 2.0833 | Residential & Commercial | USHP | Ducted CEE Tier 1
211241333 | Central HP <5.4 tons | COMFORTMAKER | HRCU-A-CB (Split System: Heat Pump with Remote Outdoor Unit-Air-Source) | DLCURAH24ABK |  |  | EA*4X30L14A* | *80ES(N,L)0451412A* | 24400 | 16 | 8.5 | 26600 | 22600 | 84.96% | 1.86 | 0 | 10 |  |  |  |  | R-410A | 2.0333 | Residential & Commercial | USHP | Ducted CEE Tier 1
216820876 | Central HP <5.4 tons | SURE | HRCU-A-CB (Split System: Heat Pump with Remote Outdoor Unit-Air-Source) | RD18AY48AJVC |  |  | TCFY4824STANM | S97MV1155A24DH | 41000 | 17 | 8.1 | 41000 | 37800 | 92.2% | 2.1 | 0 | 10 |  |  |  |  | R-454B | 3.4167 | Residential & Commercial | USHP | Ducted CEE Tier 1
213160934 | Central HP <5.4 tons | DAY & NIGHT | HRCU-A-CB (Split System: Heat Pump with Remote Outdoor Unit-Air-Source) | DLCURAH24ABK | ADP |  | V,G36H175P159+AEFE4B* | 0 | 24200 | 18 | 9 | 25000 | 22600 | 90.4% | 1.92 | 0 | 10.5 |  |  |  |  | R-410A | 2.0167 | Residential & Commercial | USHP | Ducted CEE Tier 1
212984066 | Central HP <5.4 tons | COMFORTMAKER | HRCU-A-CB (Split System: Heat Pump with Remote Outdoor Unit-Air-Source) | DLCURAH24ABK |  |  | EA*4X36L17A* | *92MSN0601714A* | 23800 | 17 | 8.5 | 26200 | 23800 | 90.84% | 1.98 | 0 | 10 |  |  |  |  | R-410A | 1.9833 | Residential & Commercial | USHP | Ducted CEE Tier 1
212407359 | Central HP <5.4 tons | BRYANT HEATING AND COOLING SYSTEMS | HRCU-A-CB (Split System: Heat Pump with Remote Outdoor Unit-Air-Source) | 284ANV036*0**B* | ADP |  | C36A***C759 | 88*TA36070C14*** | 33400 | 19 | 9 | 33800 | 25800 | 76.33% | 2 | 0 | 12 |  |  |  |  | R-410A | 2.7833 | Residential & Commercial | USHP | Ducted CEE Tier 1
216820973 | Central HP <5.4 tons | SURE | HRCU-A-CB (Split System: Heat Pump with Remote Outdoor Unit-Air-Source) | RD18AY48AJVC |  |  | TCFY4821STANM | S801V0754A17UH | 41000 | 18 | 8.1 | 41000 | 37600 | 91.71% | 2.1 | 0 | 10 |  |  |  |  | R-454B | 3.4167 | Residential & Commercial | USHP | Ducted CEE Tier 1
216891940 | Central HP <5.4 tons | SURE | HRCU-A-CB (Split System: Heat Pump with Remote Outdoor Unit-Air-Source) | RD18AY48AJVC |  |  | TCFY4824MTANM | S801V0755A21UH | 43000 | 17 | 8.1 | 43000 | 33200 | 77.21% | 2 | 0 | 11.7 |  |  |  |  | R-454B | 3.5833 | Residential & Commercial | USHP | Ducted CEE Tier 1
216892026 | Central HP <5.4 tons | SURE | HRCU-A-CB (Split System: Heat Pump with Remote Outdoor Unit-Air-Source) | RD18AY48AJVC |  |  | TCFY4824STANM | S801V1005A21DZ | 41500 | 18 | 10 | 41500 | 37400 | 90.12% | 2.1 | 0 | 11.7 |  |  |  |  | R-454B | 3.4583 | Residential & Commercial | USHP | Ducted CEE Tier 1
212552549 | Central HP <5.4 tons | DAY & NIGHT | HRCU-A-CB (Split System: Heat Pump with Remote Outdoor Unit-Air-Source) | CVH837GKA** | ADP |  | V,G36H175P159 | *80CTL0701716A* | 32000 | 17 | 8.5 | 31000 | 30000 | 96.77% | 2 | 0 | 11 |  |  |  |  | R-410A | 2.6667 | Residential & Commercial | USHP | Ducted CEE Tier 1
211244536 | Central HP <5.4 tons | COMFORTMAKER | HRCU-A-CB (Split System: Heat Pump with Remote Outdoor Unit-Air-Source) | DLCURAH24ABK |  |  | EN(A,D)4X30L17** | *95ESU0601716A* | 24200 | 16.5 | 8.1 | 26200 | 22800 | 87.02% | 1.9 | 0 | 10.5 |  |  |  |  | R-410A | 2.0167 | Residential & Commercial | USHP | Ducted CEE Tier 1
214588329 | Central HP <5.4 tons | BRYANT HEATING AND COOLING SYSTEMS | HRCU-A-CB (Split System: Heat Pump with Remote Outdoor Unit-Air-Source) | 38MURAQ36AB3* | ADP |  | C36A***L129 | 926TC48080V17*** | 35000 | 15.2 | 8.1 | 37400 | 35000 | 93.58% | 1.82 | 0 | 9.5 |  |  |  |  | R-410A | 2.9167 | Residential & Commercial | USHP
207805632 | Central HP <5.4 tons | TRANE | HRCU-A-CB (Split System: Heat Pump with Remote Outdoor Unit-Air-Source) | 4TWV8X60A1 |  |  | 4PX*DU60BS3+P0V0D000M50SC+RP | 0 | 54000 | 18 | 8.2 | 51500 | 39000 | 75.73% | 1.75 | 12.5 | 12 |  |  |  |  | R-410A | 4.5 | Residential & Commercial | USHP | Ducted CEE Tier 1
213258372 | Central HP <5.4 tons | KEEPRITE | HRCU-A-CB (Split System: Heat Pump with Remote Outdoor Unit-Air-Source) | DLCURAH24ABK | ADP |  | H,GG32936 | *96VTN0801716A* | 23800 | 16 | 8.5 | 25200 | 23000 | 91.27% | 1.92 | 0 | 10 |  |  |  |  | R-410A | 1.9833 | Residential & Commercial | USHP | Ducted CEE Tier 1
212543601 | Central HP <5.4 tons | DAY & NIGHT | HRCU-A-CB (Split System: Heat Pump with Remote Outdoor Unit-Air-Source) | DLCURAH36ABK | ADP |  | PL36H210P179 | *96VTN0802120A* | 35600 | 15.2 | 8.1 | 37400 | 27800 | 74.33% | 2 | 0 | 10 |  |  |  |  | R-410A | 2.9667 | Residential & Commercial | USHP | Ducted CEE Tier 1
216820958 | Central HP <5.4 tons | SURE | HRCU-A-CB (Split System: Heat Pump with Remote Outdoor Unit-Air-Source) | RD18AY48AJVC |  |  | TCFY4821STANM | S801V1005A21UHU | 41000 | 18 | 8.1 | 41000 | 37600 | 91.71% | 2.1 | 0 | 10 |  |  |  |  | R-454B | 3.4167 | Residential & Commercial | USHP | Ducted CEE Tier 1
216682596 | Central HP <5.4 tons | BRYANT HEATING AND COOLING SYSTEMS | HRCU-A-CB (Split System: Heat Pump with Remote Outdoor Unit-Air-Source) | 38MURAQ36AB3* |  |  | CAP**4824AL* | 927TA66100V21*** | 35800 | 16.5 | 9 | 37400 | 34200 | 91.44% | 1.94 | 0 | 10 |  |  |  |  | R-410A | 2.9833 | Residential & Commercial | USHP | Ducted CEE Tier 1
204299294 | Central HP <5.4 tons | TEMPSTAR | HRCU-A-CB (Split System: Heat Pump with Remote Outdoor Unit-Air-Source) | TVH837GKA** |  |  | EA*4X48L21A*+WALLCON | *97CMN1002122A* | 32400 | 17.5 | 8.5 | 32600 | 25000 | 76.69% | 1.98 | 12 | 11.7 |  |  |  |  | R-410A | 2.7 | Residential & Commercial | USHP | Ducted CEE Tier 1
216821076 | Central HP <5.4 tons | SURE | HRCU-A-CB (Split System: Heat Pump with Remote Outdoor Unit-Air-Source) | RD18AY60AJVC |  |  | TCFY6024STANM | S951V0855A21M4 | 50500 | 16 | 8.1 | 50500 | 38500 | 76.24% | 2 | 0 | 10 |  |  |  |  | R-454B | 4.2083 | Residential & Commercial | USHP | Ducted CEE Tier 1
216972731 | Central HP <5.4 tons | CARRIER | HRCU-A-CB (Split System: Heat Pump with Remote Outdoor Unit-Air-Source) | 27VNA348A*030* | ADP |  | V,C48H175P38*+TXV | 58CU*B060C17**16 | 43500 | 21 | 9.5 | 46000 | 36200 | 78.7% | 1.9 | 0 | 11 |  |  |  |  | R-454B | 3.625 | Residential & Commercial | USHP | Ducted CEE Tier 1
216972733 | Central HP <5.4 tons | CARRIER | HRCU-A-CB (Split System: Heat Pump with Remote Outdoor Unit-Air-Source) | 27VNA348A*030* | ADP |  | C48A***L18*+TXV | 58CU*B060C17**16 | 43500 | 21 | 9.5 | 46000 | 36200 | 78.7% | 1.9 | 0 | 11 |  |  |  |  | R-454B | 3.625 | Residential & Commercial | USHP | Ducted CEE Tier 1
216972749 | Central HP <5.4 tons | CARRIER | HRCU-A-CB (Split System: Heat Pump with Remote Outdoor Unit-Air-Source) | 27VNA348A*030* | ADP |  | A60VHA*+TXV | 58TN*B070C21**20 | 44500 | 21 | 9.5 | 46500 | 36200 | 77.85% | 2 | 0 | 11 |  |  |  |  | R-454B | 3.7083 | Residential & Commercial | USHP | Ducted CEE Tier 1
216972751 | Central HP <5.4 tons | CARRIER | HRCU-A-CB (Split System: Heat Pump with Remote Outdoor Unit-Air-Source) | 27VNA348A*030* | ADP |  | PL48H210P75*+TXV | 58TN*B070C21**20 | 43500 | 20 | 9.5 | 46000 | 36200 | 78.7% | 2 | 0 | 10.5 |  |  |  |  | R-454B | 3.625 | Residential & Commercial | USHP | Ducted CEE Tier 1
216972783 | Central HP <5.4 tons | CARRIER | HRCU-A-CB (Split System: Heat Pump with Remote Outdoor Unit-Air-Source) | 27VNA348A*030* | ADP |  | C60A***L18*+TXV | 58TN*B090C21**20 | 44500 | 21 | 9.5 | 46500 | 36200 | 77.85% | 2 | 0 | 11 |  |  |  |  | R-454B | 3.7083 | Residential & Commercial | USHP | Ducted CEE Tier 1
216972800 | Central HP <5.4 tons | CARRIER | HRCU-A-CB (Split System: Heat Pump with Remote Outdoor Unit-Air-Source) | 27VNA348A*030* | ADP |  | PL48H175P15*+TXV | 59CU5B060C17**16 | 42000 | 20 | 9.45 | 47000 | 36200 | 77.02% | 2 | 0 | 10 |  |  |  |  | R-454B | 3.5 | Residential & Commercial | USHP | Ducted CEE Tier 1
216972833 | Central HP <5.4 tons | CARRIER | HRCU-A-CB (Split System: Heat Pump with Remote Outdoor Unit-Air-Source) | 27VNA348A*030* | ADP |  | PL60H210P17*+TXV | 59CU5B100C21**22 | 44500 | 21 | 9.5 | 46500 | 36200 | 77.85% | 2 | 0 | 11 |  |  |  |  | R-454B | 3.7083 | Residential & Commercial | USHP | Ducted CEE Tier 1
216972933 | Central HP <5.4 tons | CARRIER | HRCU-A-CB (Split System: Heat Pump with Remote Outdoor Unit-Air-Source) | 27VNA348A*030* | ADP |  | C48A***L15*+TXV | 59TN7A080C17**16 | 43000 | 20 | 9.5 | 46500 | 37000 | 79.57% | 2 | 0 | 10.5 |  |  |  |  | R-454B | 3.5833 | Residential & Commercial | USHP | Ducted CEE Tier 1
216972934 | Central HP <5.4 tons | CARRIER | HRCU-A-CB (Split System: Heat Pump with Remote Outdoor Unit-Air-Source) | 27VNA348A*030* | ADP |  | PL48H210P75*+TXV | 59TN7A080C17**16 | 43000 | 20 | 9.5 | 46500 | 37000 | 79.57% | 2 | 0 | 10.5 |  |  |  |  | R-454B | 3.5833 | Residential & Commercial | USHP | Ducted CEE Tier 1
216972950 | Central HP <5.4 tons | CARRIER | HRCU-A-CB (Split System: Heat Pump with Remote Outdoor Unit-Air-Source) | 27VNA348A*030* | ADP |  | V,C60H210P17*+TXV | 59TN7A080C21**20 | 44500 | 21 | 9.5 | 46500 | 36200 | 77.85% | 2 | 0 | 11 |  |  |  |  | R-454B | 3.7083 | Residential & Commercial | USHP | Ducted CEE Tier 1
215487791 | Central HP <5.4 tons | AMANA | HRCU-A-CB (Split System: Heat Pump with Remote Outdoor Unit-Air-Source) | AZV6SA1810A* |  |  | CHPEA2422*3A* | A*VC800604B*A* | 17000 | 19 | 8.8 | 16800 | 13000 | 77.38% | 2.1 | 0 | 12 |  |  |  |  | R-32 | 1.4167 | Residential & Commercial | USHP | Ducted CEE Tier 1
212555741 | Central HP <5.4 tons | DAY & NIGHT | HRCU-A-CB (Split System: Heat Pump with Remote Outdoor Unit-Air-Source) | CVH848GKA2* | ADP |  | V,G60H210P299 | *80CTL0902120A* | 44500 | 17 | 8.5 | 44500 | 34600 | 77.75% | 2 | 0 | 10 |  |  |  |  | R-410A | 3.7083 | Residential & Commercial | USHP | Ducted CEE Tier 1
211264439 | Central HP <5.4 tons | TEMPSTAR | HRCU-A-CB (Split System: Heat Pump with Remote Outdoor Unit-Air-Source) | DLCURAH18ABK |  |  | EN(A,D)4X30L17** | *95ESN0261410A* | 18200 | 15.5 | 8.5 | 18800 | 18400 | 97.87% | 2.2 | 0 | 11 |  |  |  |  | R-410A | 1.5167 | Residential & Commercial | USHP | Ducted CEE Tier 1
216892042 | Central HP <5.4 tons | SURE | HRCU-A-CB (Split System: Heat Pump with Remote Outdoor Unit-Air-Source) | RD18AY36AJVC |  |  | TCFY3624MTANM | S97MV1005A21DH | 32600 | 19 | 10 | 32600 | 27800 | 85.28% | 2.1 | 0 | 12 |  |  |  |  | R-454B | 2.7167 | Residential & Commercial | USHP | Ducted CEE Tier 1
216891926 | Central HP <5.4 tons | SURE | HRCU-A-CB (Split System: Heat Pump with Remote Outdoor Unit-Air-Source) | RD18AY24AJVC |  |  | TCFY2421MTANM | S801V0754A17UH | 21200 | 18 | 8.5 | 20800 | 16900 | 81.25% | 1.9 | 0 | 11.7 |  |  |  |  | R-454B | 1.7667 | Residential & Commercial | USHP | Ducted CEE Tier 1
211712894 | Central HP <5.4 tons | CARRIER | HRCU-A-CB (Split System: Heat Pump with Remote Outdoor Unit-Air-Source) | 38MURAQ30AB3* |  |  | CAP**4224AL* | 59SC2D080E21**20 | 30600 | 15.2 | 8.1 | 34200 | 26800 | 78.36% | 1.82 | 0 | 9 |  |  |  |  | R-410A | 2.55 | Residential & Commercial | USHP
215938037 | Central HP <5.4 tons | AIRQUEST | HRCU-A-CB (Split System: Heat Pump with Remote Outdoor Unit-Air-Source) | H5H3V48*K*AAA* |  |  | EVD5X49M24A*+WALLCON | *80CTL1352422B* | 45500 | 21 | 8.1 | 52500 | 38000 | 72.38% | 1.95 | 0 | 11.5 |  |  |  |  | R-454B | 3.7917 | Residential & Commercial | USHP | Ducted CEE Tier 1
214588340 | Central HP <5.4 tons | BRYANT HEATING AND COOLING SYSTEMS | HRCU-A-CB (Split System: Heat Pump with Remote Outdoor Unit-Air-Source) | 38MURAQ36AB3* | ADP |  | PL36H210P749 | 926TC60080V21*** | 35600 | 16 | 8.1 | 36800 | 34800 | 94.57% | 1.9 | 0 | 10 |  |  |  |  | R-410A | 2.9667 | Residential & Commercial | USHP | Ducted CEE Tier 1
214848944 | Central HP <5.4 tons | BRYANT HEATING AND COOLING SYSTEMS | HRCU-A-CB (Split System: Heat Pump with Remote Outdoor Unit-Air-Source) | 38MURAQ36AB3* | ADP |  | PL36H175P149 | 83*SB36040M17*** | 34600 | 16 | 8.5 | 36200 | 34200 | 94.48% | 2.04 | 0 | 9.5 |  |  |  |  | R-410A | 2.8833 | Residential & Commercial | USHP
216891927 | Central HP <5.4 tons | SURE | HRCU-A-CB (Split System: Heat Pump with Remote Outdoor Unit-Air-Source) | RD18AY48AJVC |  |  | TCFY4824MTANM | S802V1005A21DZ | 43000 | 18 | 8.5 | 42500 | 33000 | 77.65% | 2.1 | 0 | 12 |  |  |  |  | R-454B | 3.5833 | Residential & Commercial | USHP | Ducted CEE Tier 1
206133363 | Central HP <5.4 tons | TEMPSTAR | HRCU-A-CB (Split System: Heat Pump with Remote Outdoor Unit-Air-Source) | TVH825GKA2* |  |  | EA*4X36L17A*+WALLCON | *80CSU0401712A* | 23600 | 16.5 | 8.1 | 21400 | 16600 | 77.57% | 1.94 | 11 | 10.5 |  |  |  |  | R-410A | 1.9667 | Residential & Commercial | USHP | Ducted CEE Tier 1
216891929 | Central HP <5.4 tons | SURE | HRCU-A-CB (Split System: Heat Pump with Remote Outdoor Unit-Air-Source) | RD18AY48AJVC |  |  | TCFY4824MTANM | S802V0755A21DZ | 43000 | 18 | 8.5 | 43000 | 33200 | 77.21% | 2.1 | 0 | 11.7 |  |  |  |  | R-454B | 3.5833 | Residential & Commercial | USHP | Ducted CEE Tier 1
216891930 | Central HP <5.4 tons | SURE | HRCU-A-CB (Split System: Heat Pump with Remote Outdoor Unit-Air-Source) | RD18AY48AJVC |  |  | TCFY4824MTANM | S801V1005A21UHN | 43000 | 18 | 8.5 | 43000 | 33200 | 77.21% | 2.1 | 0 | 11.7 |  |  |  |  | R-454B | 3.5833 | Residential & Commercial | USHP | Ducted CEE Tier 1
212552640 | Central HP <5.4 tons | DAY & NIGHT | HRCU-A-CB (Split System: Heat Pump with Remote Outdoor Unit-Air-Source) | CVH848GKA** | ADP |  | FG36960 | *95CSU0802120A* | 45000 | 17 | 8.5 | 45000 | 34800 | 77.33% | 2 | 0 | 10 |  |  |  |  | R-410A | 3.75 | Residential & Commercial | USHP | Ducted CEE Tier 1
212552656 | Central HP <5.4 tons | DAY & NIGHT | HRCU-A-CB (Split System: Heat Pump with Remote Outdoor Unit-Air-Source) | CVH848GKA** | ADP |  | FG86960 | *95CSU1002122A* | 45500 | 17 | 8.5 | 44000 | 34400 | 78.18% | 2 | 0 | 10.5 |  |  |  |  | R-410A | 3.7917 | Residential & Commercial | USHP | Ducted CEE Tier 1
215487741 | Central HP <5.4 tons | AMANA | HRCU-A-CB (Split System: Heat Pump with Remote Outdoor Unit-Air-Source) | AZV7SA4210A* |  |  | CHPEA6030*3A* | A*VC961005CNB* | 40500 | 16.5 | 8.6 | 41000 | 31000 | 75.61% | 2 | 0 | 10 |  |  |  |  | R-32 | 3.375 | Residential & Commercial | USHP | Ducted CEE Tier 1
216821013 | Central HP <5.4 tons | SURE | HRCU-A-CB (Split System: Heat Pump with Remote Outdoor Unit-Air-Source) | RD18AY48AJVC |  |  | TCFY4821STANM | S802V0504A17UH | 40500 | 16 | 8.1 | 40500 | 38000 | 93.83% | 2 | 0 | 10 |  |  |  |  | R-454B | 3.375 | Residential & Commercial | USHP | Ducted CEE Tier 1
216821020 | Central HP <5.4 tons | SURE | HRCU-A-CB (Split System: Heat Pump with Remote Outdoor Unit-Air-Source) | RD18AY48AJVC |  |  | TCFY4824STANM | S98MV0855A21UP | 41000 | 17 | 8.1 | 41000 | 37800 | 92.2% | 2.1 | 0 | 10 |  |  |  |  | R-454B | 3.4167 | Residential & Commercial | USHP | Ducted CEE Tier 1
214588272 | Central HP <5.4 tons | BRYANT HEATING AND COOLING SYSTEMS | HRCU-A-CB (Split System: Heat Pump with Remote Outdoor Unit-Air-Source) | 38MURAQ24AB3* | ADP |  | C36A***L129 | 926TC36040V17*** | 23400 | 16 | 8.5 | 25400 | 25800 | 101.6% | 2.18 | 0 | 9.5 |  |  |  |  | R-410A | 1.95 | Residential & Commercial | USHP
214588273 | Central HP <5.4 tons | BRYANT HEATING AND COOLING SYSTEMS | HRCU-A-CB (Split System: Heat Pump with Remote Outdoor Unit-Air-Source) | 38MURAQ24AB3* | ADP |  | C36A***L139 | 926TC36040V17*** | 23400 | 16 | 8.5 | 25400 | 25800 | 101.6% | 2.18 | 0 | 9.5 |  |  |  |  | R-410A | 1.95 | Residential & Commercial | USHP
214588288 | Central HP <5.4 tons | BRYANT HEATING AND COOLING SYSTEMS | HRCU-A-CB (Split System: Heat Pump with Remote Outdoor Unit-Air-Source) | 38MURAQ24AB3* | ADP |  | PL36H***P449 | 926TC36060V14*** | 23600 | 17 | 8.5 | 24600 | 23600 | 95.93% | 2 | 0 | 10 |  |  |  |  | R-410A | 1.9667 | Residential & Commercial | USHP | Ducted CEE Tier 1
207805637 | Central HP <5.4 tons | TRANE | HRCU-A-CB (Split System: Heat Pump with Remote Outdoor Unit-Air-Source) | 4TWV8X60A1 |  |  | 4TXCD010DS3+P0V0D000M50SC+RP | 0 | 54000 | 18 | 8.2 | 51500 | 39000 | 75.73% | 1.75 | 12.5 | 12 |  |  |  |  | R-410A | 4.5 | Residential & Commercial | USHP | Ducted CEE Tier 1
213362732 | Central HP <5.4 tons | COLEMAN | HRCU-A-CB (Split System: Heat Pump with Remote Outdoor Unit-Air-Source) | HMH72B341 | ADP |  | H,YG9J936 | CPLC080B12MP13 | 32400 | 17 | 8.1 | 32000 | 23200 | 72.5% | 2 | 0 | 9.5 |  |  |  |  | R-410A | 2.7 | Residential & Commercial | USHP
213362799 | Central HP <5.4 tons | COLEMAN | HRCU-A-CB (Split System: Heat Pump with Remote Outdoor Unit-Air-Source) | HMH72B341 | ADP |  | H,YG81936 | Z9ES060B12SMPS1 | 34000 | 17 | 8.1 | 31800 | 23600 | 74.21% | 2.06 | 0 | 9.5 |  |  |  |  | R-410A | 2.8333 | Residential & Commercial | USHP
216891883 | Central HP <5.4 tons | SURE | HRCU-A-CB (Split System: Heat Pump with Remote Outdoor Unit-Air-Source) | RD18AY36AJVC |  |  | TCFY3621MTANM | S802V0755A21DZ | 32600 | 19 | 10 | 32600 | 27800 | 85.28% | 2.1 | 0 | 12 |  |  |  |  | R-454B | 2.7167 | Residential & Commercial | USHP | Ducted CEE Tier 1
216891967 | Central HP <5.4 tons | SURE | HRCU-A-CB (Split System: Heat Pump with Remote Outdoor Unit-Air-Source) | RD18AY36AJVC |  |  | TCFY3617STANM | S962V0703A17M4 | 31400 | 18 | 8.5 | 31400 | 27800 | 88.54% | 1.9 | 0 | 12 |  |  |  |  | R-454B | 2.6167 | Residential & Commercial | USHP | Ducted CEE Tier 1
211263407 | Central HP <5.4 tons | TEMPSTAR | HRCU-A-CB (Split System: Heat Pump with Remote Outdoor Unit-Air-Source) | DLCURAH18ABK |  |  | EN(A,D)4X24L17** | *92ESN0601714A* | 17700 | 16 | 8.5 | 18500 | 18800 | 101.6% | 2.26 | 0 | 11 |  |  |  |  | R-410A | 1.475 | Residential & Commercial | USHP | Ducted CEE Tier 1
215487652 | Central HP <5.4 tons | AMANA | HRCU-A-CB (Split System: Heat Pump with Remote Outdoor Unit-Air-Source) | AZV7SA2410A* |  |  | CA*EA3022*3A* | A*VC800805C*A* | 23200 | 19 | 8.6 | 23200 | 17000 | 73.28% | 2 | 0 | 11 |  |  |  |  | R-32 | 1.9333 | Residential & Commercial | USHP | Ducted CEE Tier 1
215487684 | Central HP <5.4 tons | AMANA | HRCU-A-CB (Split System: Heat Pump with Remote Outdoor Unit-Air-Source) | AZV7SA2410A* |  |  | CHPEA3026*3A* | A*VC960403BNB* | 23200 | 19 | 8.6 | 23200 | 17000 | 73.28% | 2 | 0 | 11 |  |  |  |  | R-32 | 1.9333 | Residential & Commercial | USHP | Ducted CEE Tier 1
214066675 | Central HP <5.4 tons | SURE | HRCU-A-CB (Split System: Heat Pump with Remote Outdoor Unit-Air-Source) | RD17AZ36AJ3N |  |  | TCFZ3621MTANM | S801VA070417M | 34200 | 16 | 8.1 | 34200 | 29600 | 86.55% | 1.9 | 0 | 10 |  |  |  |  | R-410A | 2.85 | Residential & Commercial | USHP | Ducted CEE Tier 1
216990610 | Central HP <5.4 tons | BRYANT HEATING AND COOLING SYSTEMS | HRCU-A-CB (Split System: Heat Pump with Remote Outdoor Unit-Air-Source) | 293VAN048**AA* | ADP |  | V,C48H175P38*+TXV | 88*TB48070C17*** | 43500 | 20 | 9 | 47000 | 37000 | 78.72% | 2 | 0 | 10.5 |  |  |  |  | R-454B | 3.625 | Residential & Commercial | USHP | Ducted CEE Tier 1
212552541 | Central HP <5.4 tons | DAY & NIGHT | HRCU-A-CB (Split System: Heat Pump with Remote Outdoor Unit-Air-Source) | CVH837GKA** | ADP |  | PL36H210P299 | *80CSU1002120A* | 32600 | 17 | 8.5 | 30400 | 29600 | 97.37% | 2 | 0 | 11.5 |  |  |  |  | R-410A | 2.7167 | Residential & Commercial | USHP | Ducted CEE Tier 1
212969810 | Central HP <5.4 tons | COMFORTMAKER | HRCU-A-CB (Split System: Heat Pump with Remote Outdoor Unit-Air-Source) | DLCURAH24ABK |  |  | EN(A,D)4X24L17** | *80VSL0451412B* | 23400 | 17 | 8.5 | 27000 | 25000 | 92.59% | 2.08 | 0 | 10 |  |  |  |  | R-410A | 1.95 | Residential & Commercial | USHP | Ducted CEE Tier 1
216990626 | Central HP <5.4 tons | BRYANT HEATING AND COOLING SYSTEMS | HRCU-A-CB (Split System: Heat Pump with Remote Outdoor Unit-Air-Source) | 293VAN048**AA* | ADP |  | PL60H210P29*+TXV | 88*TB60070C21*** | 44000 | 21 | 9.5 | 46500 | 36200 | 77.85% | 2 | 0 | 10.5 |  |  |  |  | R-454B | 3.6667 | Residential & Commercial | USHP | Ducted CEE Tier 1
216990635 | Central HP <5.4 tons | BRYANT HEATING AND COOLING SYSTEMS | HRCU-A-CB (Split System: Heat Pump with Remote Outdoor Unit-Air-Source) | 293VAN048**AA* | ADP |  | PL60H210P17*+TXV | 88*TB60070C21*** | 44500 | 21 | 9.5 | 46500 | 36200 | 77.85% | 2 | 0 | 11 |  |  |  |  | R-454B | 3.7083 | Residential & Commercial | USHP | Ducted CEE Tier 1
216990646 | Central HP <5.4 tons | BRYANT HEATING AND COOLING SYSTEMS | HRCU-A-CB (Split System: Heat Pump with Remote Outdoor Unit-Air-Source) | 293VAN048**AA* | ADP |  | V,C48H210P16*+TXV | 88*TB60090C21*** | 44000 | 21 | 9.5 | 46000 | 35800 | 77.83% | 1.92 | 0 | 11 |  |  |  |  | R-454B | 3.6667 | Residential & Commercial | USHP | Ducted CEE Tier 1
216992541 | Central HP <5.4 tons | BRYANT HEATING AND COOLING SYSTEMS | HRCU-A-CB (Split System: Heat Pump with Remote Outdoor Unit-Air-Source) | 293VAN048**AA* | ADP |  | H,PG48*60+TXV | 987MC60080C21*** | 44000 | 21 | 9.5 | 46500 | 36600 | 78.71% | 2 | 0 | 10.5 |  |  |  |  | R-454B | 3.6667 | Residential & Commercial | USHP | Ducted CEE Tier 1
216821198 | Central HP <5.4 tons | SURE | HRCU-A-C (Split System: Heat Pump with Remote Outdoor Unit with No Indoor Fan --Air Source) | RD18AY48AJVC |  |  | TCFY4821STANM+RXMD-C04 | 0 | 40500 | 15.2 | 8.1 | 40500 | 38000 | 93.83% | 2 | 0 | 10 |  |  |  |  | R-454B | 3.375 | Residential & Commercial | USHP | Ducted CEE Tier 1
204456444 | Central HP <5.4 tons | TEMPSTAR | HRCU-A-CB (Split System: Heat Pump with Remote Outdoor Unit-Air-Source) | TVH825GKA2* |  |  | EA*4X25L17A*+WALLCON | *80CTL0451712A* | 24200 | 16.5 | 8.1 | 21400 | 16800 | 78.5% | 2 | 11 | 11 |  |  |  |  | R-410A | 2.0167 | Residential & Commercial | USHP | Ducted CEE Tier 1
204456669 | Central HP <5.4 tons | TEMPSTAR | HRCU-A-CB (Split System: Heat Pump with Remote Outdoor Unit-Air-Source) | TVH825GKA2* |  |  | EA*4X36L21A*+WALLCON | *80CTL0451712A* | 23400 | 16 | 8.1 | 21600 | 16800 | 77.78% | 1.92 | 11 | 10.5 |  |  |  |  | R-410A | 1.95 | Residential & Commercial | USHP | Ducted CEE Tier 1
213785757 | Central HP <5.4 tons | BRYANT HEATING AND COOLING SYSTEMS | HRCU-A-CB (Split System: Heat Pump with Remote Outdoor Unit-Air-Source) | 284ANV036*0**B* |  |  | CSPH*6012AL*+UI | 986TD42080C17*** | 33800 | 18.5 | 8.5 | 36200 | 25400 | 70.17% | 2.02 | 0 | 11.7 |  |  |  |  | R-410A | 2.8167 | Residential & Commercial | USHP | Ducted CEE Tier 1
215333850 | Central HP <5.4 tons | HISENSE | HRCU-A-C (Split System: Heat Pump with Remote Outdoor Unit with No Indoor Fan --Air Source) | AUWR-48U3SP | ADP |  | HG52960+TD | 0 | 42000 | 15.2 | 8.55 | 40000 | 34200 | 85.5% | 1.94 | 0 | 11 |  |  |  |  | R-410A | 3.5 | Residential & Commercial | USHP | Ducted CEE Tier 1
204300398 | Central HP <5.4 tons | TEMPSTAR | HRCU-A-CB (Split System: Heat Pump with Remote Outdoor Unit-Air-Source) | TVH837GKA** |  |  | EHD4X42AAL+WALLCON | *80CTL0901716A* | 32600 | 17 | 8.1 | 33000 | 24800 | 75.15% | 1.96 | 12 | 11 |  |  |  |  | R-410A | 2.7167 | Residential & Commercial | USHP | Ducted CEE Tier 1
212978349 | Central HP <5.4 tons | COMFORTMAKER | HRCU-A-CB (Split System: Heat Pump with Remote Outdoor Unit-Air-Source) | DLCURAH18ABK |  |  | EN(A,D)4X30L17** | *80MS(N,L)0701412A* | 17400 | 16.5 | 8.1 | 18000 | 18700 | 103.9% | 2.26 | 0 | 11 |  |  |  |  | R-410A | 1.45 | Residential & Commercial | USHP | Ducted CEE Tier 1
212979994 | Central HP <5.4 tons | COMFORTMAKER | HRCU-A-CB (Split System: Heat Pump with Remote Outdoor Unit-Air-Source) | DLCURAH18ABK |  |  | EN(A,D)4X24L17** | *80MS(N,L)0901714A* | 17400 | 16 | 8.5 | 18500 | 19200 | 103.8% | 2.3 | 0 | 10.5 |  |  |  |  | R-410A | 1.45 | Residential & Commercial | USHP | Ducted CEE Tier 1
214588268 | Central HP <5.4 tons | BRYANT HEATING AND COOLING SYSTEMS | HRCU-A-CB (Split System: Heat Pump with Remote Outdoor Unit-Air-Source) | 38MURAQ24AB3* | ADP |  | C36A***L159 | 926TC30040V14*** | 23400 | 16 | 8.5 | 24600 | 23800 | 96.75% | 2 | 0 | 10 |  |  |  |  | R-410A | 1.95 | Residential & Commercial | USHP | Ducted CEE Tier 1
214588270 | Central HP <5.4 tons | BRYANT HEATING AND COOLING SYSTEMS | HRCU-A-CB (Split System: Heat Pump with Remote Outdoor Unit-Air-Source) | 38MURAQ24AB3* | ADP |  | PL36H***P449 | 926TC30040V14*** | 23400 | 16 | 8.5 | 24600 | 23800 | 96.75% | 2 | 0 | 10 |  |  |  |  | R-410A | 1.95 | Residential & Commercial | USHP | Ducted CEE Tier 1
215487663 | Central HP <5.4 tons | AMANA | HRCU-A-CB (Split System: Heat Pump with Remote Outdoor Unit-Air-Source) | AZV7SA2410A* |  |  | CA*EA3626*3A* | A*VC800603B*A* | 23200 | 19 | 8.6 | 23200 | 17000 | 73.28% | 2 | 0 | 11 |  |  |  |  | R-32 | 1.9333 | Residential & Commercial | USHP | Ducted CEE Tier 1
215487665 | Central HP <5.4 tons | AMANA | HRCU-A-CB (Split System: Heat Pump with Remote Outdoor Unit-Air-Source) | AZV7SA2410A* |  |  | CA*EA3626*3A* | A*VC800803B*A* | 23200 | 19 | 8.6 | 23200 | 17000 | 73.28% | 2 | 0 | 11 |  |  |  |  | R-32 | 1.9333 | Residential & Commercial | USHP | Ducted CEE Tier 1
216990376 | Central HP <5.4 tons | BRYANT HEATING AND COOLING SYSTEMS | HRCU-A-CB (Split System: Heat Pump with Remote Outdoor Unit-Air-Source) | 290VAN060**AA* | ADP |  | C60A***L16*+TXV | 88*TB60110C21*** | 54000 | 18 | 9 | 57000 | 41000 | 71.93% | 2.02 | 0 | 8.5 |  |  |  |  | R-454B | 4.5 | Residential & Commercial | USHP
216990551 | Central HP <5.4 tons | BRYANT HEATING AND COOLING SYSTEMS | HRCU-A-CB (Split System: Heat Pump with Remote Outdoor Unit-Air-Source) | 293VAN036**AA* | ADP |  | A36VCA*+TXV | 88*TB36045C17*** | 32200 | 19 | 9 | 34200 | 27200 | 79.53% | 1.88 | 0 | 10.5 |  |  |  |  | R-454B | 2.6833 | Residential & Commercial | USHP | Ducted CEE Tier 1
216990560 | Central HP <5.4 tons | BRYANT HEATING AND COOLING SYSTEMS | HRCU-A-CB (Split System: Heat Pump with Remote Outdoor Unit-Air-Source) | 293VAN036**AA* | ADP |  | V,C36H175P13*+TXV | 88*TB36045C17*** | 32200 | 19 | 9 | 34200 | 27200 | 79.53% | 1.88 | 0 | 10.5 |  |  |  |  | R-454B | 2.6833 | Residential & Commercial | USHP | Ducted CEE Tier 1
216990585 | Central HP <5.4 tons | BRYANT HEATING AND COOLING SYSTEMS | HRCU-A-CB (Split System: Heat Pump with Remote Outdoor Unit-Air-Source) | 293VAN036**AA* | ADP |  | C36A***L13*+TXV | 88*TB48090C17*** | 32600 | 20 | 9.5 | 33400 | 26400 | 79.04% | 2.02 | 0 | 11 |  |  |  |  | R-454B | 2.7167 | Residential & Commercial | USHP | Ducted CEE Tier 1
216990601 | Central HP <5.4 tons | BRYANT HEATING AND COOLING SYSTEMS | HRCU-A-CB (Split System: Heat Pump with Remote Outdoor Unit-Air-Source) | 293VAN036**AA* | ADP |  | C36A***L53*+TXV | 88*TB60090C21*** | 34000 | 20 | 9.5 | 32400 | 25400 | 78.4% | 2.06 | 0 | 12 |  |  |  |  | R-454B | 2.8333 | Residential & Commercial | USHP | Ducted CEE Tier 1
216891896 | Central HP <5.4 tons | SURE | HRCU-A-CB (Split System: Heat Pump with Remote Outdoor Unit-Air-Source) | RD18AY36AJVC |  |  | TCFY3621MTANM | S921V0855A21M4 | 32400 | 19 | 10 | 32400 | 28000 | 86.42% | 2.1 | 0 | 12 |  |  |  |  | R-454B | 2.7 | Residential & Commercial | USHP | Ducted CEE Tier 1
216891961 | Central HP <5.4 tons | SURE | HRCU-A-CB (Split System: Heat Pump with Remote Outdoor Unit-Air-Source) | RD18AY36AJVC |  |  | TCFY3617STANM | S951V0403A17UH | 31200 | 18 | 8.5 | 31200 | 28000 | 89.74% | 1.9 | 0 | 11.7 |  |  |  |  | R-454B | 2.6 | Residential & Commercial | USHP | Ducted CEE Tier 1
216891977 | Central HP <5.4 tons | SURE | HRCU-A-CB (Split System: Heat Pump with Remote Outdoor Unit-Air-Source) | RD18AY36AJVC |  |  | TCFY3617STANM | S802V0754A17DZ | 31400 | 19 | 8.5 | 31400 | 27600 | 87.9% | 1.9 | 0 | 12 |  |  |  |  | R-454B | 2.6167 | Residential & Commercial | USHP | Ducted CEE Tier 1
216891996 | Central HP <5.4 tons | SURE | HRCU-A-CB (Split System: Heat Pump with Remote Outdoor Unit-Air-Source) | RD18AY36AJVC |  |  | TCFY3621STANM | S921V0403A17M4 | 31400 | 18 | 8.5 | 31400 | 27800 | 88.54% | 1.9 | 0 | 12 |  |  |  |  | R-454B | 2.6167 | Residential & Commercial | USHP | Ducted CEE Tier 1
216892060 | Central HP <5.4 tons | SURE | HRCU-A-CB (Split System: Heat Pump with Remote Outdoor Unit-Air-Source) | RD18AY36AJVC |  |  | TCFY3624MTANM | S802V0755A21DZ | 32600 | 19 | 10 | 32600 | 27800 | 85.28% | 2.1 | 0 | 12 |  |  |  |  | R-454B | 2.7167 | Residential & Commercial | USHP | Ducted CEE Tier 1
216892063 | Central HP <5.4 tons | SURE | HRCU-A-CB (Split System: Heat Pump with Remote Outdoor Unit-Air-Source) | RD18AY36AJVC |  |  | TCFY3624MTANM | S802V1255A24UH | 32600 | 19 | 10 | 32600 | 27800 | 85.28% | 2.1 | 0 | 12 |  |  |  |  | R-454B | 2.7167 | Residential & Commercial | USHP | Ducted CEE Tier 1
204456869 | Central HP <5.4 tons | TEMPSTAR | HRCU-A-CB (Split System: Heat Pump with Remote Outdoor Unit-Air-Source) | TVH825GKA2* |  |  | EA*4X37L17A*+WALLCON | *97CMN0801714A* | 24200 | 16 | 8.1 | 21400 | 16800 | 78.5% | 1.98 | 11 | 11 |  |  |  |  | R-410A | 2.0167 | Residential & Commercial | USHP | Ducted CEE Tier 1
204459420 | Central HP <5.4 tons | TEMPSTAR | HRCU-A-CB (Split System: Heat Pump with Remote Outdoor Unit-Air-Source) | TVH825GKA2* |  |  | EHD4X36AAL+WALLCON | *80CTL0901716A* | 24200 | 16.5 | 8.1 | 21400 | 16600 | 77.57% | 2 | 11 | 11 |  |  |  |  | R-410A | 2.0167 | Residential & Commercial | USHP | Ducted CEE Tier 1
212971223 | Central HP <5.4 tons | COMFORTMAKER | HRCU-A-CB (Split System: Heat Pump with Remote Outdoor Unit-Air-Source) | DLCURAH24ABK |  |  | EN(A,D)4X30L14** | *80VTL0451412B* | 23400 | 17 | 8.1 | 25800 | 24400 | 94.57% | 2.04 | 0 | 10 |  |  |  |  | R-410A | 1.95 | Residential & Commercial | USHP | Ducted CEE Tier 1
216820740 | Central HP <5.4 tons | SURE | HRCU-A-CB (Split System: Heat Pump with Remote Outdoor Unit-Air-Source) | RD18AY24AJVC |  |  | TCFY2421MTANM | S98MV1005A21UP | 21000 | 18 | 8.1 | 20800 | 17000 | 81.73% | 1.9 | 0 | 10 |  |  |  |  | R-454B | 1.75 | Residential & Commercial | USHP | Ducted CEE Tier 1
212982401 | Central HP <5.4 tons | COMFORTMAKER | HRCU-A-CB (Split System: Heat Pump with Remote Outdoor Unit-Air-Source) | DLCURAH18ABK |  |  | EA*4X25L17A* | *80MSU0401712A* | 17800 | 16 | 8.1 | 17800 | 17600 | 98.88% | 2.12 | 0 | 10.5 |  |  |  |  | R-410A | 1.4833 | Residential & Commercial | USHP | Ducted CEE Tier 1
212984150 | Central HP <5.4 tons | COMFORTMAKER | HRCU-A-CB (Split System: Heat Pump with Remote Outdoor Unit-Air-Source) | DLCURAH24ABK |  |  | EN(A,D)4X36L21** | *92MSN0601714A* | 23600 | 17 | 8.5 | 26400 | 24200 | 91.67% | 2.02 | 0 | 10.5 |  |  |  |  | R-410A | 1.9667 | Residential & Commercial | USHP | Ducted CEE Tier 1
212978625 | Central HP <5.4 tons | COMFORTMAKER | HRCU-A-CB (Split System: Heat Pump with Remote Outdoor Unit-Air-Source) | DLCURAH24ABK |  |  | EA*4X24L17A* | *80MS(N,L)0701712A* | 23600 | 17 | 9 | 27000 | 25800 | 95.56% | 2.16 | 0 | 10 |  |  |  |  | R-410A | 1.9667 | Residential & Commercial | USHP | Ducted CEE Tier 1
212981717 | Central HP <5.4 tons | COMFORTMAKER | HRCU-A-CB (Split System: Heat Pump with Remote Outdoor Unit-Air-Source) | DLCURAH24ABK |  |  | EA*4X30L17A* | *80MSU1002120A* | 23800 | 16.5 | 8.5 | 26200 | 23600 | 90.08% | 1.96 | 0 | 10 |  |  |  |  | R-410A | 1.9833 | Residential & Commercial | USHP | Ducted CEE Tier 1
212981801 | Central HP <5.4 tons | COMFORTMAKER | HRCU-A-CB (Split System: Heat Pump with Remote Outdoor Unit-Air-Source) | DLCURAH24ABK |  |  | EN(A,D,W)4X36L17** | *80MSU1002120A* | 23800 | 16.5 | 8.5 | 26400 | 24000 | 90.91% | 1.98 | 0 | 10.5 |  |  |  |  | R-410A | 1.9833 | Residential & Commercial | USHP | Ducted CEE Tier 1
216441211 | Central HP <5.4 tons | CHAMPION HEATING AND COOLING | HRCU-A-CB (Split System: Heat Pump with Remote Outdoor Unit-Air-Source) | HH824E2S11 | ADP |  | SK7*25+TXV | 0 | 23000 | 19 | 9.45 | 22400 | 16600 | 74.11% | 2.08 | 0 | 12 |  |  |  |  | R-454B | 1.9167 | Residential & Commercial | USHP | Ducted CEE Tier 1
212971637 | Central HP <5.4 tons | COMFORTMAKER | HRCU-A-CB (Split System: Heat Pump with Remote Outdoor Unit-Air-Source) | DLCURAH24ABK |  |  | EA*4X25L17A* | *80VTL0701716B* | 24200 | 17 | 8.5 | 25200 | 21600 | 85.71% | 1.82 | 0 | 10 |  |  |  |  | R-410A | 2.0167 | Residential & Commercial | USHP | Ducted CEE Tier 1
212971648 | Central HP <5.4 tons | COMFORTMAKER | HRCU-A-CB (Split System: Heat Pump with Remote Outdoor Unit-Air-Source) | DLCURAH24ABK |  |  | EA*4X30L17A* | *80VTL0701716B* | 23600 | 17 | 8.5 | 26000 | 24000 | 92.31% | 2 | 0 | 10 |  |  |  |  | R-410A | 1.9667 | Residential & Commercial | USHP | Ducted CEE Tier 1
212972125 | Central HP <5.4 tons | COMFORTMAKER | HRCU-A-CB (Split System: Heat Pump with Remote Outdoor Unit-Air-Source) | DLCURAH24ABK |  |  | EA*4X36L21A* | *80VTL0902120B* | 23600 | 17 | 8.5 | 26200 | 24000 | 91.6% | 1.98 | 0 | 10 |  |  |  |  | R-410A | 1.9667 | Residential & Commercial | USHP | Ducted CEE Tier 1
212972916 | Central HP <5.4 tons | COMFORTMAKER | HRCU-A-CB (Split System: Heat Pump with Remote Outdoor Unit-Air-Source) | DLCURAH24ABK |  |  | EA*4X25L17A* | *96VSN0401410B* | 24000 | 16.5 | 8.1 | 25200 | 21800 | 86.51% | 1.82 | 0 | 10 |  |  |  |  | R-410A | 2 | Residential & Commercial | USHP | Ducted CEE Tier 1
216990242 | Central HP <5.4 tons | BRYANT HEATING AND COOLING SYSTEMS | HRCU-A-CB (Split System: Heat Pump with Remote Outdoor Unit-Air-Source) | 290VAN036**AA* | ADP |  | V,C36H175P14*+TXV | 88*TB36045C17*** | 32800 | 17 | 9 | 33600 | 25000 | 74.4% | 1.88 | 0 | 9 |  |  |  |  | R-454B | 2.7333 | Residential & Commercial | USHP
216990669 | Central HP <5.4 tons | BRYANT HEATING AND COOLING SYSTEMS | HRCU-A-CB (Split System: Heat Pump with Remote Outdoor Unit-Air-Source) | 293VAN060**AA* | ADP |  | PL60H210P29*+TXV | 88*TB60070C21*** | 54000 | 18 | 8.5 | 58500 | 46500 | 79.49% | 2.02 | 0 | 10.5 |  |  |  |  | R-454B | 4.5 | Residential & Commercial | USHP | Ducted CEE Tier 1
212552593 | Central HP <5.4 tons | DAY & NIGHT | HRCU-A-CB (Split System: Heat Pump with Remote Outdoor Unit-Air-Source) | CVH837GKA** | ADP |  | PL36H210P299 | *97CMN0802120A* | 32600 | 17 | 8.5 | 30200 | 29400 | 97.35% | 2 | 0 | 11.5 |  |  |  |  | R-410A | 2.7167 | Residential & Commercial | USHP | Ducted CEE Tier 1
212969738 | Central HP <5.4 tons | AIRQUEST | HRCU-A-CB (Split System: Heat Pump with Remote Outdoor Unit-Air-Source) | DLCURAH24ABK |  |  | EA*4X24L17A* | *80VSL0451412B* | 23200 | 17 | 8.5 | 26800 | 27000 | 100.7% | 2.3 | 0 | 10 |  |  |  |  | R-410A | 1.9333 | Residential & Commercial | USHP | Ducted CEE Tier 1
216990671 | Central HP <5.4 tons | BRYANT HEATING AND COOLING SYSTEMS | HRCU-A-CB (Split System: Heat Pump with Remote Outdoor Unit-Air-Source) | 293VAN060**AA* | ADP |  | A60VHA*+TXV | 88*TB60070C21*** | 55500 | 18 | 8.1 | 58500 | 46000 | 78.63% | 1.95 | 0 | 11 |  |  |  |  | R-454B | 4.625 | Residential & Commercial | USHP | Ducted CEE Tier 1
216992559 | Central HP <5.4 tons | BRYANT HEATING AND COOLING SYSTEMS | HRCU-A-CB (Split System: Heat Pump with Remote Outdoor Unit-Air-Source) | 293VAN060**AA* | ADP |  | H,PG48*60+TXV | 987MC66120C24*** | 55500 | 18 | 8.5 | 58500 | 45500 | 77.78% | 2.06 | 0 | 11 |  |  |  |  | R-454B | 4.625 | Residential & Commercial | USHP | Ducted CEE Tier 1
214810368 | Central HP <5.4 tons | RHEEM | HRCU-A-CB (Split System: Heat Pump with Remote Outdoor Unit-Air-Source) | RD17AZ36AJ3N | ADP |  | H,RE9J936 | R962V1005A21M4S | 32200 | 16 | 8.1 | 32600 | 29200 | 89.57% | 1.9 | 0 | 9.5 |  |  |  |  | R-410A | 2.6833 | Residential & Commercial | USHP
214849407 | Central HP <5.4 tons | RHEEM | HRCU-A-CB (Split System: Heat Pump with Remote Outdoor Unit-Air-Source) | RD17AZ36AJ3N | ADP |  | H,RE8J(1,2)36+TXV | R801V0755A21DZ | 31800 | 16 | 8.1 | 32600 | 29000 | 88.96% | 2 | 0 | 10.5 |  |  |  |  | R-410A | 2.65 | Residential & Commercial | USHP | Ducted CEE Tier 1
211265047 | Central HP <5.4 tons | TEMPSTAR | HRCU-A-CB (Split System: Heat Pump with Remote Outdoor Unit-Air-Source) | DLCURAH18ABK |  |  | FVM4X24***L | 0 | 18100 | 16.5 | 8.5 | 18500 | 18000 | 97.3% | 2.18 | 0 | 11 |  |  |  |  | R-410A | 1.5083 | Residential & Commercial | USHP | Ducted CEE Tier 1
212970887 | Central HP <5.4 tons | COMFORTMAKER | HRCU-A-CB (Split System: Heat Pump with Remote Outdoor Unit-Air-Source) | DLCURAH18ABK |  |  | EA*4X25L17A* | *80VTL0451412B* | 18300 | 16.5 | 8.5 | 18100 | 17600 | 97.24% | 2.14 | 0 | 11 |  |  |  |  | R-410A | 1.525 | Residential & Commercial | USHP | Ducted CEE Tier 1
212973886 | Central HP <5.4 tons | COMFORTMAKER | HRCU-A-CB (Split System: Heat Pump with Remote Outdoor Unit-Air-Source) | DLCURAH24ABK |  |  | EA*4X37L21A* | *96VSN0801716B* | 24600 | 17 | 8.5 | 25200 | 21200 | 84.13% | 1.78 | 0 | 10.5 |  |  |  |  | R-410A | 2.05 | Residential & Commercial | USHP | Ducted CEE Tier 1
212974106 | Central HP <5.4 tons | COMFORTMAKER | HRCU-A-CB (Split System: Heat Pump with Remote Outdoor Unit-Air-Source) | DLCURAH24ABK |  |  | EA*4X37L21A* | *96VSN0802120B* | 24400 | 17 | 8.5 | 25200 | 21400 | 84.92% | 1.8 | 0 | 10.5 |  |  |  |  | R-410A | 2.0333 | Residential & Commercial | USHP | Ducted CEE Tier 1
212973264 | Central HP <5.4 tons | AIRQUEST | HRCU-A-CB (Split System: Heat Pump with Remote Outdoor Unit-Air-Source) | DLCURAH24ABK |  |  | EN(A,D)4X30L17** | *96VSN0401712B* | 23200 | 16 | 8.1 | 26200 | 24800 | 94.66% | 2.06 | 0 | 10 |  |  |  |  | R-410A | 1.9333 | Residential & Commercial | USHP | Ducted CEE Tier 1
214638689 | Central HP <5.4 tons | RHEEM | HRCU-A-CB (Split System: Heat Pump with Remote Outdoor Unit-Air-Source) | RD17AZ36AJ3N | ADP |  | H,RE8J936 | R951V0703A17M4S | 31800 | 17 | 8.1 | 32600 | 29200 | 89.57% | 1.9 | 0 | 9 |  |  |  |  | R-410A | 2.65 | Residential & Commercial | USHP
214638691 | Central HP <5.4 tons | RHEEM | HRCU-A-CB (Split System: Heat Pump with Remote Outdoor Unit-Air-Source) | RD17AZ36AJ3N | ADP |  | H,RE8J936 | R951V0855A21M4S | 31800 | 17 | 8.1 | 32600 | 29200 | 89.57% | 1.9 | 0 | 9 |  |  |  |  | R-410A | 2.65 | Residential & Commercial | USHP
215487769 | Central HP <5.4 tons | AMANA | HRCU-A-CB (Split System: Heat Pump with Remote Outdoor Unit-Air-Source) | AZV7SA4810A* |  |  | CHPEA6030*3A* | A*VM971005CNB* | 45500 | 16.2 | 8.5 | 46500 | 33600 | 72.26% | 2 | 0 | 10 |  |  |  |  | R-32 | 3.7917 | Residential & Commercial | USHP | Ducted CEE Tier 1
212552533 | Central HP <5.4 tons | DAY & NIGHT | HRCU-A-CB (Split System: Heat Pump with Remote Outdoor Unit-Air-Source) | CVH837GKA** | ADP |  | PL36H210P299 | *80CSU0601716A* | 32400 | 18 | 8.5 | 30600 | 29800 | 97.39% | 2 | 0 | 11 |  |  |  |  | R-410A | 2.7 | Residential & Commercial | USHP | Ducted CEE Tier 1
211241664 | Central HP <5.4 tons | COMFORTMAKER | HRCU-A-CB (Split System: Heat Pump with Remote Outdoor Unit-Air-Source) | DLCURAH24ABK |  |  | EA*4X30L17A* | *80ES(N,L)0701712A* | 24400 | 16.5 | 8.5 | 26400 | 22800 | 86.36% | 1.88 | 0 | 10 |  |  |  |  | R-410A | 2.0333 | Residential & Commercial | USHP | Ducted CEE Tier 1
216733973 | Central HP <5.4 tons | AIRQUEST | HRCU-A-CB (Split System: Heat Pump with Remote Outdoor Unit-Air-Source) | D5CUHAH24AAK |  |  | EA*5X30M17A* | *80CTL0901716B* | 22000 | 16 | 8.1 | 20800 | 18700 | 89.9% | 1.9 | 0 | 10.5 |  |  |  |  | R-454B | 1.8333 | Residential & Commercial | USHP | Ducted CEE Tier 1
215487716 | Central HP <5.4 tons | AMANA | HRCU-A-CB (Split System: Heat Pump with Remote Outdoor Unit-Air-Source) | AZV7SA4210A* |  |  | CA*EA6030*3A* | A*VC800804C*A* | 40500 | 17 | 8.8 | 41000 | 31000 | 75.61% | 2 | 0 | 10 |  |  |  |  | R-32 | 3.375 | Residential & Commercial | USHP | Ducted CEE Tier 1
215487725 | Central HP <5.4 tons | AMANA | HRCU-A-CB (Split System: Heat Pump with Remote Outdoor Unit-Air-Source) | AZV7SA4210A* |  |  | CHPEA4830*3A* | A*VM971205DNB* | 40500 | 17 | 8.6 | 41000 | 31000 | 75.61% | 2 | 0 | 10 |  |  |  |  | R-32 | 3.375 | Residential & Commercial | USHP | Ducted CEE Tier 1
215487736 | Central HP <5.4 tons | AMANA | HRCU-A-CB (Split System: Heat Pump with Remote Outdoor Unit-Air-Source) | AZV7SA4210A* |  |  | CHPEA6030*3A* | A*VC800804C*A* | 40500 | 17 | 8.6 | 41000 | 31000 | 75.61% | 2 | 0 | 10 |  |  |  |  | R-32 | 3.375 | Residential & Commercial | USHP | Ducted CEE Tier 1
203120324 | Central HP <5.4 tons | AMERICAN STANDARD | HRCU-A-CB (Split System: Heat Pump with Remote Outdoor Unit-Air-Source) | 4A6C7048A4 |  |  | 4TXFH064AZ3 | S8X1D120M5PTA | 47500 | 16.5 | 8.1 | 48000 | 48000 | 100% | 3.6 | 13 | 12 |  |  |  |  | R-410A | 3.9583 | Residential & Commercial | USHP | Ducted CEE Tier 1
216678314 | Central HP <5.4 tons | TEMPSTAR | HRCU-A-CB (Split System: Heat Pump with Remote Outdoor Unit-Air-Source) | D5CURAH24AAK |  |  | EA*5X36M17A* | *97VTN0801716A* | 23600 | 15.2 | 8.5 | 24000 | 19400 | 80.83% | 1.9 | 0 | 9.8 |  |  |  |  | R-454B | 1.9667 | Residential & Commercial | USHP
215487673 | Central HP <5.4 tons | AMANA | HRCU-A-CB (Split System: Heat Pump with Remote Outdoor Unit-Air-Source) | AZV7SA2410A* |  |  | CA*EA3626*3A* | A*VC961005CNB* | 23200 | 19 | 8.6 | 23200 | 17000 | 73.28% | 2 | 0 | 11 |  |  |  |  | R-32 | 1.9333 | Residential & Commercial | USHP | Ducted CEE Tier 1
216732767 | Central HP <5.4 tons | AIRQUEST | HRCU-A-CB (Split System: Heat Pump with Remote Outdoor Unit-Air-Source) | D5CUHAH24AAK |  |  | EA*5X24M17A* | *80MSU0601716A* | 21800 | 16 | 8.5 | 21000 | 19100 | 90.95% | 1.98 | 0 | 10.5 |  |  |  |  | R-454B | 1.8167 | Residential & Commercial | USHP | Ducted CEE Tier 1
212544207 | Central HP <5.4 tons | DAY & NIGHT | HRCU-A-CB (Split System: Heat Pump with Remote Outdoor Unit-Air-Source) | DLCURAH30ABK | ADP |  | PL36H210P299 | *80ESU0802120A | 29800 | 15.2 | 8.1 | 32200 | 26800 | 83.23% | 1.78 | 0 | 9 |  |  |  |  | R-410A | 2.4833 | Residential & Commercial | USHP
215487772 | Central HP <5.4 tons | AMANA | HRCU-A-CB (Split System: Heat Pump with Remote Outdoor Unit-Air-Source) | AZV7SA4810A* |  |  | CHPEA6030*3A* | A*VM971205DNB* | 45500 | 16.5 | 8.5 | 46500 | 33600 | 72.26% | 2 | 0 | 10 |  |  |  |  | R-32 | 3.7917 | Residential & Commercial | USHP | Ducted CEE Tier 1
207436149 | Central HP <5.4 tons | LENNOX | HRCU-A-CB (Split System: Heat Pump with Remote Outdoor Unit-Air-Source) | SL25XPV-024-230A** |  |  | C35-36B+TDR+TXV | EL296UH070XV36B* | 22200 | 23 | 9.2 | 21600 | 20400 | 94.44% | 1.84 | 15 | 14.3 |  |  |  |  | R-410A | 1.85 | Residential & Commercial | USHP | Ducted CEE Tier 1
212552636 | Central HP <5.4 tons | DAY & NIGHT | HRCU-A-CB (Split System: Heat Pump with Remote Outdoor Unit-Air-Source) | CVH848GKA** | ADP |  | PL60H210P299 | *95CSU0802120A* | 46000 | 17 | 8.5 | 44000 | 34600 | 78.64% | 2 | 0 | 10 |  |  |  |  | R-410A | 3.8333 | Residential & Commercial | USHP | Ducted CEE Tier 1
212552638 | Central HP <5.4 tons | DAY & NIGHT | HRCU-A-CB (Split System: Heat Pump with Remote Outdoor Unit-Air-Source) | CVH848GKA** | ADP |  | FG35948 | *95CSU0802120A* | 45000 | 17 | 8.5 | 45000 | 34800 | 77.33% | 2 | 0 | 10 |  |  |  |  | R-410A | 3.75 | Residential & Commercial | USHP | Ducted CEE Tier 1
212552654 | Central HP <5.4 tons | DAY & NIGHT | HRCU-A-CB (Split System: Heat Pump with Remote Outdoor Unit-Air-Source) | CVH848GKA** | ADP |  | FG84948 | *95CSU1002122A* | 45500 | 17 | 8.5 | 44000 | 34400 | 78.18% | 2 | 0 | 10.5 |  |  |  |  | R-410A | 3.7917 | Residential & Commercial | USHP | Ducted CEE Tier 1
215487790 | Central HP <5.4 tons | AMANA | HRCU-A-CB (Split System: Heat Pump with Remote Outdoor Unit-Air-Source) | AZV6SA1810A* |  |  | CA*EA2418*3A* | A*VC800803B*A* | 17000 | 19 | 8.8 | 16800 | 13000 | 77.38% | 2.1 | 0 | 12 |  |  |  |  | R-32 | 1.4167 | Residential & Commercial | USHP | Ducted CEE Tier 1
215487721 | Central HP <5.4 tons | AMANA | HRCU-A-CB (Split System: Heat Pump with Remote Outdoor Unit-Air-Source) | AZV7SA4210A* |  |  | CA*EA6030*3A* | A*VC961005CNB* | 40500 | 16.5 | 8.8 | 41000 | 31000 | 75.61% | 2 | 0 | 10 |  |  |  |  | R-32 | 3.375 | Residential & Commercial | USHP | Ducted CEE Tier 1
216972951 | Central HP <5.4 tons | CARRIER | HRCU-A-CB (Split System: Heat Pump with Remote Outdoor Unit-Air-Source) | 27VNA348A*030* | ADP |  | C60A***L18*+TXV | 59TN7A080C21**20 | 44500 | 21 | 9.5 | 46500 | 36200 | 77.85% | 2 | 0 | 11 |  |  |  |  | R-454B | 3.7083 | Residential & Commercial | USHP | Ducted CEE Tier 1
216972952 | Central HP <5.4 tons | CARRIER | HRCU-A-CB (Split System: Heat Pump with Remote Outdoor Unit-Air-Source) | 27VNA348A*030* | ADP |  | C60A***L19*+TXV | 59TN7A080C21**20 | 44500 | 21 | 9.5 | 46500 | 36200 | 77.85% | 2 | 0 | 11 |  |  |  |  | R-454B | 3.7083 | Residential & Commercial | USHP | Ducted CEE Tier 1
216972064 | Central HP <5.4 tons | CARRIER | HRCU-A-CB (Split System: Heat Pump with Remote Outdoor Unit-Air-Source) | 27VNA154A*030* | ADP |  | V,C60H210P17*+TXV | 58TN*B070C21**20 | 49000 | 19 | 10.5 | 51000 | 53500 | 104.9% | 1.92 | 0 | 11 |  |  |  |  | R-454B | 4.0833 | Residential & Commercial | USHP | Ducted CEE Tier 1
216676024 | Central HP <5.4 tons | TEMPSTAR | HRCU-A-CB (Split System: Heat Pump with Remote Outdoor Unit-Air-Source) | D5CURAH24AAK |  |  | EA*5X25M17A* | *80MS(N,L)0901714A* | 24400 | 15.5 | 8.5 | 23200 | 19100 | 82.33% | 1.96 | 0 | 10 |  |  |  |  | R-454B | 2.0333 | Residential & Commercial | USHP | Ducted CEE Tier 1
216676249 | Central HP <5.4 tons | TEMPSTAR | HRCU-A-CB (Split System: Heat Pump with Remote Outdoor Unit-Air-Source) | D5CURAH24AAK |  |  | EA*5X30M17A* | *80VSL0701716B* | 23400 | 15.2 | 8.5 | 24000 | 19400 | 80.83% | 1.9 | 0 | 9.8 |  |  |  |  | R-454B | 1.95 | Residential & Commercial | USHP
212983732 | Central HP <5.4 tons | COMFORTMAKER | HRCU-A-CB (Split System: Heat Pump with Remote Outdoor Unit-Air-Source) | DLCURAH18ABK |  |  | EN(A,D)4X30L17** | *92MSN0601412A* | 17400 | 16.5 | 8.1 | 18000 | 18700 | 103.9% | 2.24 | 0 | 11 |  |  |  |  | R-410A | 1.45 | Residential & Commercial | USHP | Ducted CEE Tier 1
216678616 | Central HP <5.4 tons | TEMPSTAR | HRCU-A-CB (Split System: Heat Pump with Remote Outdoor Unit-Air-Source) | D5CURAH24AAK |  |  | FTMA5B36L0C* | 0 | 24600 | 16 | 9 | 24200 | 19400 | 80.17% | 2.02 | 0 | 10 |  |  |  |  | R-454B | 2.05 | Residential & Commercial | USHP | Ducted CEE Tier 1
215935487 | Central HP <5.4 tons | AIRQUEST | HRCU-A-CB (Split System: Heat Pump with Remote Outdoor Unit-Air-Source) | H5H3V36*K*AAA* |  |  | EVM5X61M24A*+WALLCON | *95CSU1002122B* | 36000 | 22.5 | 8.5 | 37600 | 28200 | 75% | 2.06 | 0 | 12.5 |  |  |  |  | R-454B | 3 | Residential & Commercial | USHP | Ducted CEE Tier 1
215936037 | Central HP <5.4 tons | AIRQUEST | HRCU-A-CB (Split System: Heat Pump with Remote Outdoor Unit-Air-Source) | H5H3V36*K*AAA* |  |  | EVD5X42M21A*+WALLCON | *95CSU0601716B* | 34200 | 20.5 | 8.5 | 39000 | 28600 | 73.33% | 2.04 | 0 | 11.5 |  |  |  |  | R-454B | 2.85 | Residential & Commercial | USHP | Ducted CEE Tier 1
215936187 | Central HP <5.4 tons | AIRQUEST | HRCU-A-CB (Split System: Heat Pump with Remote Outdoor Unit-Air-Source) | H5H3V36*K*AAA* |  |  | EVD5X42M24A*+WALLCON | *80CTL1352422B* | 35600 | 22 | 8.5 | 38000 | 28400 | 74.74% | 2.04 | 0 | 12.5 |  |  |  |  | R-454B | 2.9667 | Residential & Commercial | USHP | Ducted CEE Tier 1
215936237 | Central HP <5.4 tons | AIRQUEST | HRCU-A-CB (Split System: Heat Pump with Remote Outdoor Unit-Air-Source) | H5H3V36*K*AAA* |  |  | EVD5X42M24A*+WALLCON | *97CMN1002122B* | 35600 | 22 | 8.5 | 38000 | 28400 | 74.74% | 2.04 | 0 | 12.5 |  |  |  |  | R-454B | 2.9667 | Residential & Commercial | USHP | Ducted CEE Tier 1
216676893 | Central HP <5.4 tons | TEMPSTAR | HRCU-A-CB (Split System: Heat Pump with Remote Outdoor Unit-Air-Source) | D5CURAH24AAK |  |  | EA*5X37M17A* | *92MSN0601412A* | 24400 | 15.2 | 8.5 | 23600 | 19200 | 81.36% | 1.96 | 0 | 10 |  |  |  |  | R-454B | 2.0333 | Residential & Commercial | USHP | Ducted CEE Tier 1
216676950 | Central HP <5.4 tons | TEMPSTAR | HRCU-A-CB (Split System: Heat Pump with Remote Outdoor Unit-Air-Source) | D5CURAH24AAK |  |  | EA*5X37M21A* | *92MSN0601714A* | 24400 | 15.5 | 8.5 | 23000 | 19000 | 82.61% | 1.96 | 0 | 10 |  |  |  |  | R-454B | 2.0333 | Residential & Commercial | USHP | Ducted CEE Tier 1
216677000 | Central HP <5.4 tons | TEMPSTAR | HRCU-A-CB (Split System: Heat Pump with Remote Outdoor Unit-Air-Source) | D5CURAH24AAK |  |  | ESH5X36M12A* | *92MSN0802120A* | 24600 | 15.2 | 8.5 | 23800 | 19300 | 81.09% | 1.92 | 0 | 10 |  |  |  |  | R-454B | 2.05 | Residential & Commercial | USHP | Ducted CEE Tier 1
216677852 | Central HP <5.4 tons | TEMPSTAR | HRCU-A-CB (Split System: Heat Pump with Remote Outdoor Unit-Air-Source) | D5CURAH24AAK |  |  | ESH5X36M12A* | *95MSU1002122A* | 24800 | 16 | 8.5 | 24000 | 19400 | 80.83% | 1.92 | 0 | 10 |  |  |  |  | R-454B | 2.0667 | Residential & Commercial | USHP | Ducted CEE Tier 1
215295713 | Central HP <5.4 tons | AIRQUEST | HRCU-A-CB (Split System: Heat Pump with Remote Outdoor Unit-Air-Source) | DLCURAH36ABK | ADP |  | HG34936 | *96VTN1202422A* | 35600 | 16 | 8.1 | 36800 | 34600 | 94.02% | 1.88 | 0 | 10 |  |  |  |  | R-410A | 2.9667 | Residential & Commercial | USHP | Ducted CEE Tier 1
210595948 | Central HP <5.4 tons | CARRIER | HRCU-A-CB (Split System: Heat Pump with Remote Outdoor Unit-Air-Source) | 25VNA825A*031* |  |  | CAP**4221AL*+UI | 59TN6B060C17**14 | 23600 | 16.5 | 8.1 | 21400 | 16700 | 78.04% | 1.94 | 0 | 11 |  |  |  |  | R-410A | 1.9667 | Residential & Commercial | USHP | Ducted CEE Tier 1
210595950 | Central HP <5.4 tons | CARRIER | HRCU-A-CB (Split System: Heat Pump with Remote Outdoor Unit-Air-Source) | 25VNA825A*031* |  |  | CAP**4221AL*+UI | 59TN6B100C21**22 | 23800 | 16.5 | 8.1 | 21400 | 16600 | 77.57% | 1.96 | 0 | 11 |  |  |  |  | R-410A | 1.9833 | Residential & Commercial | USHP | Ducted CEE Tier 1
210595967 | Central HP <5.4 tons | CARRIER | HRCU-A-CB (Split System: Heat Pump with Remote Outdoor Unit-Air-Source) | 25VNA825A*031* |  |  | CAP**4321AL*+UI | 59CU5A080C21**20 | 24400 | 17 | 8.5 | 21200 | 16600 | 78.3% | 2.04 | 0 | 11 |  |  |  |  | R-410A | 2.0333 | Residential & Commercial | USHP | Ducted CEE Tier 1
215293523 | Central HP <5.4 tons | AIRQUEST | HRCU-A-CB (Split System: Heat Pump with Remote Outdoor Unit-Air-Source) | DLCURAH30ABK | ADP |  | H,GG35936 | *92MSN0801716A* | 29800 | 15.2 | 8.1 | 32400 | 27200 | 83.95% | 1.8 | 0 | 9 |  |  |  |  | R-410A | 2.4833 | Residential & Commercial | USHP
214389933 | Central HP <5.4 tons | CARRIER | HRCU-A-CB (Split System: Heat Pump with Remote Outdoor Unit-Air-Source) | 25VNA837A*030* | ADP |  | H,PG53936 | 58TN*B110C21**20 | 32800 | 18 | 8.5 | 30200 | 24400 | 80.79% | 2 | 0 | 11.5 |  |  |  |  | R-410A | 2.7333 | Residential & Commercial | USHP | Ducted CEE Tier 1
216675988 | Central HP <5.4 tons | TEMPSTAR | HRCU-A-CB (Split System: Heat Pump with Remote Outdoor Unit-Air-Source) | D5CURAH24AAK |  |  | EA*5X30M17A* | *80MS(N,L)0901714A* | 23600 | 15.2 | 8.5 | 24200 | 19400 | 80.17% | 1.9 | 0 | 9.8 |  |  |  |  | R-454B | 1.9667 | Residential & Commercial | USHP
215935887 | Central HP <5.4 tons | AIRQUEST | HRCU-A-CB (Split System: Heat Pump with Remote Outdoor Unit-Air-Source) | H5H3V36*K*AAA* |  |  | EVD5X38M17A*+WALLCON | *97CMN0801714B* | 35200 | 21 | 8.5 | 38500 | 29200 | 75.84% | 2 | 0 | 11.7 |  |  |  |  | R-454B | 2.9333 | Residential & Commercial | USHP | Ducted CEE Tier 1
215936557 | Central HP <5.4 tons | AIRQUEST | HRCU-A-CB (Split System: Heat Pump with Remote Outdoor Unit-Air-Source) | H5H3V36*K*AAA* |  |  | EVD5X60M21A*+WALLCON | *80CSU0401712A* | 35600 | 22 | 8.5 | 38000 | 28800 | 75.79% | 2.02 | 0 | 12 |  |  |  |  | R-454B | 2.9667 | Residential & Commercial | USHP | Ducted CEE Tier 1
212552615 | Central HP <5.4 tons | DAY & NIGHT | HRCU-A-CB (Split System: Heat Pump with Remote Outdoor Unit-Air-Source) | CVH848GKA** | ADP |  | FG49960 | *80CTL0902120A* | 46000 | 17 | 8.5 | 44000 | 34600 | 78.64% | 2 | 0 | 10 |  |  |  |  | R-410A | 3.8333 | Residential & Commercial | USHP | Ducted CEE Tier 1
212552622 | Central HP <5.4 tons | DAY & NIGHT | HRCU-A-CB (Split System: Heat Pump with Remote Outdoor Unit-Air-Source) | CVH848GKA** | ADP |  | FG35948 | *80CTL1102120A* | 43500 | 17 | 8.5 | 44500 | 34600 | 77.75% | 2 | 0 | 9.5 |  |  |  |  | R-410A | 3.625 | Residential & Commercial | USHP
216820775 | Central HP <5.4 tons | SURE | HRCU-A-CB (Split System: Heat Pump with Remote Outdoor Unit-Air-Source) | RD18AY24AJVC |  |  | TCFY2421MTANM | S951V0603A17UH | 20800 | 17 | 8.1 | 20800 | 17100 | 82.21% | 1.9 | 0 | 10 |  |  |  |  | R-454B | 1.7333 | Residential & Commercial | USHP | Ducted CEE Tier 1
216972114 | Central HP <5.4 tons | CARRIER | HRCU-A-CB (Split System: Heat Pump with Remote Outdoor Unit-Air-Source) | 27VNA154A*030* | ADP |  | C60A***L18*+TXV | 58TN*B110C21**20 | 49500 | 19 | 10.5 | 50500 | 52500 | 104% | 1.96 | 0 | 11.5 |  |  |  |  | R-454B | 4.125 | Residential & Commercial | USHP | Ducted CEE Tier 1
216972164 | Central HP <5.4 tons | CARRIER | HRCU-A-CB (Split System: Heat Pump with Remote Outdoor Unit-Air-Source) | 27VNA154A*030* | ADP |  | C60A***L18*+TXV | 59CU5B100C21**22 | 49500 | 19 | 10.5 | 50000 | 52500 | 105% | 1.98 | 0 | 11.5 |  |  |  |  | R-454B | 4.125 | Residential & Commercial | USHP | Ducted CEE Tier 1
216972183 | Central HP <5.4 tons | CARRIER | HRCU-A-CB (Split System: Heat Pump with Remote Outdoor Unit-Air-Source) | 27VNA154A*030* | ADP |  | PL60H210P17*+TXV | 59MN7C060C21**20 | 48000 | 18 | 11 | 51500 | 53000 | 102.9% | 1.9 | 0 | 10 |  |  |  |  | R-454B | 4 | Residential & Commercial | USHP | Ducted CEE Tier 1
216972249 | Central HP <5.4 tons | CARRIER | HRCU-A-CB (Split System: Heat Pump with Remote Outdoor Unit-Air-Source) | 27VNA154A*030* | ADP |  | V,C60H210P29*+TXV | 59MN7C100C21**22 | 48000 | 19 | 10.5 | 50500 | 53000 | 105% | 1.96 | 0 | 10.5 |  |  |  |  | R-454B | 4 | Residential & Commercial | USHP | Ducted CEE Tier 1
216972314 | Central HP <5.4 tons | CARRIER | HRCU-A-CB (Split System: Heat Pump with Remote Outdoor Unit-Air-Source) | 27VNA154A*030* | ADP |  | C60A***L16*+TXV | 59TN6C080C21**20 | 48000 | 19 | 10.5 | 50500 | 53000 | 105% | 1.94 | 0 | 10.5 |  |  |  |  | R-454B | 4 | Residential & Commercial | USHP | Ducted CEE Tier 1
216972367 | Central HP <5.4 tons | CARRIER | HRCU-A-CB (Split System: Heat Pump with Remote Outdoor Unit-Air-Source) | 27VNA154A*030* | ADP |  | V,C60H210P17*+TXV | 59TN7A080C21**20 | 49000 | 19 | 10.5 | 50500 | 53000 | 105% | 1.94 | 0 | 11 |  |  |  |  | R-454B | 4.0833 | Residential & Commercial | USHP | Ducted CEE Tier 1
212552612 | Central HP <5.4 tons | DAY & NIGHT | HRCU-A-CB (Split System: Heat Pump with Remote Outdoor Unit-Air-Source) | CVH848GKA** | ADP |  | FG36948 | *80CTL0902120A* | 45000 | 17 | 8.5 | 45000 | 34800 | 77.33% | 2 | 0 | 10 |  |  |  |  | R-410A | 3.75 | Residential & Commercial | USHP | Ducted CEE Tier 1
212552613 | Central HP <5.4 tons | DAY & NIGHT | HRCU-A-CB (Split System: Heat Pump with Remote Outdoor Unit-Air-Source) | CVH848GKA** | ADP |  | FG36960 | *80CTL0902120A* | 45000 | 17 | 8.5 | 45000 | 34800 | 77.33% | 2 | 0 | 10 |  |  |  |  | R-410A | 3.75 | Residential & Commercial | USHP | Ducted CEE Tier 1
212552626 | Central HP <5.4 tons | DAY & NIGHT | HRCU-A-CB (Split System: Heat Pump with Remote Outdoor Unit-Air-Source) | CVH848GKA** | ADP |  | FG49960 | *80CTL1102120A* | 46000 | 17 | 8.5 | 44000 | 34600 | 78.64% | 2 | 0 | 10 |  |  |  |  | R-410A | 3.8333 | Residential & Commercial | USHP | Ducted CEE Tier 1
212552643 | Central HP <5.4 tons | DAY & NIGHT | HRCU-A-CB (Split System: Heat Pump with Remote Outdoor Unit-Air-Source) | CVH848GKA** | ADP |  | FG84948 | *95CSU0802120A* | 46000 | 17 | 8.5 | 44000 | 34600 | 78.64% | 2 | 0 | 10 |  |  |  |  | R-410A | 3.8333 | Residential & Commercial | USHP | Ducted CEE Tier 1
212552660 | Central HP <5.4 tons | DAY & NIGHT | HRCU-A-CB (Split System: Heat Pump with Remote Outdoor Unit-Air-Source) | CVH848GKA** | ADP |  | FG35948 | *96CTN1002122A* | 45000 | 17 | 8.5 | 45000 | 34800 | 77.33% | 2 | 0 | 10 |  |  |  |  | R-410A | 3.75 | Residential & Commercial | USHP | Ducted CEE Tier 1
212552677 | Central HP <5.4 tons | DAY & NIGHT | HRCU-A-CB (Split System: Heat Pump with Remote Outdoor Unit-Air-Source) | CVH848GKA** | ADP |  | FG36960 | *97CMN1002122A* | 45000 | 17 | 8.5 | 45000 | 34800 | 77.33% | 2 | 0 | 10 |  |  |  |  | R-410A | 3.75 | Residential & Commercial | USHP | Ducted CEE Tier 1
212552647 | Central HP <5.4 tons | DAY & NIGHT | HRCU-A-CB (Split System: Heat Pump with Remote Outdoor Unit-Air-Source) | CVH848GKA** | ADP |  | PL60H210P299 | *95CSU1002122A* | 46000 | 17 | 8.5 | 44000 | 34400 | 78.18% | 2 | 0 | 10 |  |  |  |  | R-410A | 3.8333 | Residential & Commercial | USHP | Ducted CEE Tier 1
212552665 | Central HP <5.4 tons | DAY & NIGHT | HRCU-A-CB (Split System: Heat Pump with Remote Outdoor Unit-Air-Source) | CVH848GKA** | ADP |  | FG84960 | *96CTN1002122A* | 46000 | 17 | 8.5 | 44000 | 34600 | 78.64% | 2 | 0 | 10 |  |  |  |  | R-410A | 3.8333 | Residential & Commercial | USHP | Ducted CEE Tier 1
212552674 | Central HP <5.4 tons | DAY & NIGHT | HRCU-A-CB (Split System: Heat Pump with Remote Outdoor Unit-Air-Source) | CVH848GKA** | ADP |  | V,G60H210P299 | *97CMN1002122A* | 46000 | 17 | 8.5 | 44000 | 34600 | 78.64% | 2 | 0 | 10 |  |  |  |  | R-410A | 3.8333 | Residential & Commercial | USHP | Ducted CEE Tier 1
212552681 | Central HP <5.4 tons | DAY & NIGHT | HRCU-A-CB (Split System: Heat Pump with Remote Outdoor Unit-Air-Source) | CVH848GKA** | ADP |  | FG84960 | *97CMN1002122A* | 46000 | 17 | 8.5 | 44000 | 34600 | 78.64% | 2 | 0 | 10 |  |  |  |  | R-410A | 3.8333 | Residential & Commercial | USHP | Ducted CEE Tier 1
215936337 | Central HP <5.4 tons | AIRQUEST | HRCU-A-CB (Split System: Heat Pump with Remote Outdoor Unit-Air-Source) | H5H3V36*K*AAA* |  |  | EVD5X48M24A*+WALLCON | *80CTL1352422B* | 35200 | 21.5 | 8.5 | 38000 | 28200 | 74.21% | 2.04 | 0 | 12 |  |  |  |  | R-454B | 2.9333 | Residential & Commercial | USHP | Ducted CEE Tier 1
215936407 | Central HP <5.4 tons | AIRQUEST | HRCU-A-CB (Split System: Heat Pump with Remote Outdoor Unit-Air-Source) | H5H3V36*K*AAA* |  |  | EVD5X48M24A*+WALLCON | *96CTN1002122B* | 35000 | 21.5 | 8.5 | 38000 | 28200 | 74.21% | 2.02 | 0 | 12 |  |  |  |  | R-454B | 2.9167 | Residential & Commercial | USHP | Ducted CEE Tier 1
215936437 | Central HP <5.4 tons | AIRQUEST | HRCU-A-CB (Split System: Heat Pump with Remote Outdoor Unit-Air-Source) | H5H3V36*K*AAA* |  |  | EVD5X49M24A*+WALLCON | *80CTL0702120B* | 35400 | 21.5 | 8.5 | 38000 | 28600 | 75.26% | 2.04 | 0 | 12 |  |  |  |  | R-454B | 2.95 | Residential & Commercial | USHP | Ducted CEE Tier 1
215936457 | Central HP <5.4 tons | AIRQUEST | HRCU-A-CB (Split System: Heat Pump with Remote Outdoor Unit-Air-Source) | H5H3V36*K*AAA* |  |  | EVD5X49M24A*+WALLCON | *80CTL1102120B* | 35600 | 22 | 8.5 | 38000 | 28400 | 74.74% | 2.04 | 0 | 12.5 |  |  |  |  | R-454B | 2.9667 | Residential & Commercial | USHP | Ducted CEE Tier 1
215936507 | Central HP <5.4 tons | AIRQUEST | HRCU-A-CB (Split System: Heat Pump with Remote Outdoor Unit-Air-Source) | H5H3V36*K*AAA* |  |  | EVD5X49M24A*+WALLCON | *97CMN0802120B* | 35400 | 21.5 | 8.5 | 38000 | 28400 | 74.74% | 2.04 | 0 | 12 |  |  |  |  | R-454B | 2.95 | Residential & Commercial | USHP | Ducted CEE Tier 1
215487726 | Central HP <5.4 tons | AMANA | HRCU-A-CB (Split System: Heat Pump with Remote Outdoor Unit-Air-Source) | AZV7SA4210A* |  |  | CHPEA4830*3A* | A*VC800804C*A* | 40500 | 17 | 8.6 | 41000 | 31000 | 75.61% | 2 | 0 | 10 |  |  |  |  | R-32 | 3.375 | Residential & Commercial | USHP | Ducted CEE Tier 1
210474536 | Central HP <5.4 tons | CARRIER | HRCU-A-CB (Split System: Heat Pump with Remote Outdoor Unit-Air-Source) | 25VNA825A*032* |  |  | CSPH*4812AL*+UI | 59TN6B060C17**14 | 24200 | 16 | 8.1 | 21400 | 16700 | 78.04% | 2 | 0 | 10.5 |  |  |  |  | R-410A | 2.0167 | Residential & Commercial | USHP | Ducted CEE Tier 1
212552532 | Central HP <5.4 tons | DAY & NIGHT | HRCU-A-CB (Split System: Heat Pump with Remote Outdoor Unit-Air-Source) | CVH837GKA** | ADP |  | FG82936 | *80CSU0401712A* | 32800 | 17 | 8.5 | 31200 | 30200 | 96.79% | 2 | 0 | 11.5 |  |  |  |  | R-410A | 2.7333 | Residential & Commercial | USHP | Ducted CEE Tier 1
215487729 | Central HP <5.4 tons | AMANA | HRCU-A-CB (Split System: Heat Pump with Remote Outdoor Unit-Air-Source) | AZV7SA4210A* |  |  | CHPEA4830*3A* | A*VC801005C*A* | 40500 | 17 | 8.6 | 41000 | 31000 | 75.61% | 2 | 0 | 10 |  |  |  |  | R-32 | 3.375 | Residential & Commercial | USHP | Ducted CEE Tier 1
215935687 | Central HP <5.4 tons | AIRQUEST | HRCU-A-CB (Split System: Heat Pump with Remote Outdoor Unit-Air-Source) | H5H3V36*K*AAA* |  |  | EVD5X36M21A*+WALLCON | *95CSU0802120B* | 34400 | 20.5 | 8.5 | 38500 | 28200 | 73.25% | 2.04 | 0 | 11.7 |  |  |  |  | R-454B | 2.8667 | Residential & Commercial | USHP | Ducted CEE Tier 1
215936707 | Central HP <5.4 tons | AIRQUEST | HRCU-A-CB (Split System: Heat Pump with Remote Outdoor Unit-Air-Source) | H5H3V36*K*AAA* |  |  | EVD5X60M21A*+WALLCON | *97CMN1002122B* | 35600 | 22 | 8.5 | 38000 | 28600 | 75.26% | 2.02 | 0 | 12.5 |  |  |  |  | R-454B | 2.9667 | Residential & Commercial | USHP | Ducted CEE Tier 1
215936907 | Central HP <5.4 tons | AIRQUEST | HRCU-A-CB (Split System: Heat Pump with Remote Outdoor Unit-Air-Source) | H5H3V36*K*AAA* |  |  | EVD5X61M21A*+WALLCON | *97CMN0801714B* | 35600 | 21.5 | 8.5 | 38000 | 28800 | 75.79% | 2.04 | 0 | 12 |  |  |  |  | R-454B | 2.9667 | Residential & Commercial | USHP | Ducted CEE Tier 1
211712245 | Central HP <5.4 tons | COMFORTMAKER | HRCU-A-CB (Split System: Heat Pump with Remote Outdoor Unit-Air-Source) | DLCURAH30ABK |  |  | EA*4X42L21A* | *96VTN1002122A* | 29600 | 15.2 | 8.1 | 33600 | 27400 | 81.55% | 1.78 | 0 | 9 |  |  |  |  | R-410A | 2.4667 | Residential & Commercial | USHP
212980546 | Central HP <5.4 tons | COMFORTMAKER | HRCU-A-CB (Split System: Heat Pump with Remote Outdoor Unit-Air-Source) | DLCURAH30ABK |  |  | EA*4X43L21A* | *80MS(N,L)0902120A* | 30800 | 15.2 | 8.5 | 33600 | 26400 | 78.57% | 1.86 | 0 | 9 |  |  |  |  | R-410A | 2.5667 | Residential & Commercial | USHP
212552670 | Central HP <5.4 tons | DAY & NIGHT | HRCU-A-CB (Split System: Heat Pump with Remote Outdoor Unit-Air-Source) | CVH848GKA** | ADP |  | FG84960 | *96CTN1202422A* | 45500 | 17 | 8.5 | 44500 | 34400 | 77.3% | 2 | 0 | 10.5 |  |  |  |  | R-410A | 3.7917 | Residential & Commercial | USHP | Ducted CEE Tier 1
215487747 | Central HP <5.4 tons | AMANA | HRCU-A-CB (Split System: Heat Pump with Remote Outdoor Unit-Air-Source) | AZV7SA4810A* |  |  | CA*EA6030*3A* | A*VC961005CNB* | 45500 | 16.2 | 8.8 | 47000 | 33600 | 71.49% | 2 | 0 | 10 |  |  |  |  | R-32 | 3.7917 | Residential & Commercial | USHP | Ducted CEE Tier 1
204456832 | Central HP <5.4 tons | TEMPSTAR | HRCU-A-CB (Split System: Heat Pump with Remote Outdoor Unit-Air-Source) | TVH825GKA2* |  |  | EA*4X37L17A*+WALLCON | *80CTL0701716A* | 24200 | 16.5 | 8.1 | 21400 | 16700 | 78.04% | 2 | 11 | 11 |  |  |  |  | R-410A | 2.0167 | Residential & Commercial | USHP | Ducted CEE Tier 1
214849350 | Central HP <5.4 tons | RHEEM | HRCU-A-CB (Split System: Heat Pump with Remote Outdoor Unit-Air-Source) | RD17AZ24AJ3N | ADP |  | H,RE32936 | R802V0503A14UHS | 21400 | 16 | 9.5 | 21000 | 16500 | 78.57% | 2 | 0 | 10.5 |  |  |  |  | R-410A | 1.7833 | Residential & Commercial | USHP | Ducted CEE Tier 1
216790845 | Central HP <5.4 tons | RHEEM | HRCU-A-CB (Split System: Heat Pump with Remote Outdoor Unit-Air-Source) | RD17AZ24AJ3N | ADP |  | H,RG8J936 | R962V0703A17M4S | 22000 | 16 | 9.5 | 21000 | 16500 | 78.57% | 2 | 0 | 11 |  |  |  |  | R-410A | 1.8333 | Residential & Commercial | USHP | Ducted CEE Tier 1
214810403 | Central HP <5.4 tons | RHEEM | HRCU-A-CB (Split System: Heat Pump with Remote Outdoor Unit-Air-Source) | RD17AZ24AJ3N | ADP |  | H,RE7J924 | R97MV0603A17DHS | 21600 | 18 | 8.1 | 21000 | 16500 | 78.57% | 2 | 0 | 9.5 |  |  |  |  | R-410A | 1.8 | Residential & Commercial | USHP
214810394 | Central HP <5.4 tons | RHEEM | HRCU-A-CB (Split System: Heat Pump with Remote Outdoor Unit-Air-Source) | RD17AZ24AJ3N | ADP |  | H,RE7J924 | R921V0703A17M4S | 21600 | 17 | 8.1 | 21000 | 16500 | 78.57% | 2 | 0 | 9.5 |  |  |  |  | R-410A | 1.8 | Residential & Commercial | USHP
215293511 | Central HP <5.4 tons | AIRQUEST | HRCU-A-CB (Split System: Heat Pump with Remote Outdoor Unit-Air-Source) | DLCURAH30ABK | ADP |  | HG32936 | *92MSN0801716A* | 29000 | 15.2 | 8.1 | 32400 | 27600 | 85.19% | 1.78 | 0 | 8.5 |  |  |  |  | R-410A | 2.4167 | Residential & Commercial | USHP
215293518 | Central HP <5.4 tons | AIRQUEST | HRCU-A-CB (Split System: Heat Pump with Remote Outdoor Unit-Air-Source) | DLCURAH30ABK | ADP |  | HE33936 | *92MSN0801716A* | 29400 | 15.2 | 8.1 | 32400 | 27600 | 85.19% | 1.78 | 0 | 9 |  |  |  |  | R-410A | 2.45 | Residential & Commercial | USHP
212980161 | Central HP <5.4 tons | COMFORTMAKER | HRCU-A-CB (Split System: Heat Pump with Remote Outdoor Unit-Air-Source) | DLCURAH36ABK |  |  | EA*4X48L21A* | *80MS(N,L)0902116A* | 35600 | 16.5 | 8.5 | 37800 | 34600 | 91.53% | 2.02 | 0 | 10 |  |  |  |  | R-410A | 2.9667 | Residential & Commercial | USHP | Ducted CEE Tier 1
216891974 | Central HP <5.4 tons | SURE | HRCU-A-CB (Split System: Heat Pump with Remote Outdoor Unit-Air-Source) | RD18AY36AJVC |  |  | TCFY3621STANM | S801V0754A17DZ | 31400 | 19 | 8.5 | 31400 | 27600 | 87.9% | 1.9 | 0 | 12 |  |  |  |  | R-454B | 2.6167 | Residential & Commercial | USHP | Ducted CEE Tier 1
216891983 | Central HP <5.4 tons | SURE | HRCU-A-CB (Split System: Heat Pump with Remote Outdoor Unit-Air-Source) | RD18AY36AJVC |  |  | TCFY3621STANM | S951V1005A21UH | 31400 | 19 | 8.5 | 31400 | 27600 | 87.9% | 1.9 | 0 | 12 |  |  |  |  | R-454B | 2.6167 | Residential & Commercial | USHP | Ducted CEE Tier 1
216892017 | Central HP <5.4 tons | SURE | HRCU-A-CB (Split System: Heat Pump with Remote Outdoor Unit-Air-Source) | RD18AY36AJVC |  |  | TCFY3621STANM | S97MV0603A17DH | 31400 | 19 | 8.5 | 31400 | 27800 | 88.54% | 1.9 | 0 | 12 |  |  |  |  | R-454B | 2.6167 | Residential & Commercial | USHP | Ducted CEE Tier 1
212982617 | Central HP <5.4 tons | COMFORTMAKER | HRCU-A-CB (Split System: Heat Pump with Remote Outdoor Unit-Air-Source) | DLCURAH30ABK |  |  | EA*4X36L21A* | *80MSU0601716A* | 29600 | 15.2 | 8.1 | 34000 | 27800 | 81.76% | 1.78 | 0 | 9 |  |  |  |  | R-410A | 2.4667 | Residential & Commercial | USHP
212982953 | Central HP <5.4 tons | COMFORTMAKER | HRCU-A-CB (Split System: Heat Pump with Remote Outdoor Unit-Air-Source) | DLCURAH30ABK |  |  | EA*4X42L21A* | *80MSU0802120A* | 29600 | 15.5 | 8.5 | 33600 | 27600 | 82.14% | 1.78 | 0 | 9 |  |  |  |  | R-410A | 2.4667 | Residential & Commercial | USHP
212981222 | Central HP <5.4 tons | COMFORTMAKER | HRCU-A-CB (Split System: Heat Pump with Remote Outdoor Unit-Air-Source) | DLCURAH30ABK |  |  | EA*4X42L24A* | *80MS(N,L)1352420A* | 30200 | 15.2 | 8.1 | 34400 | 27400 | 79.65% | 1.8 | 0 | 9 |  |  |  |  | R-410A | 2.5167 | Residential & Commercial | USHP
212552599 | Central HP <5.4 tons | DAY & NIGHT | HRCU-A-CB (Split System: Heat Pump with Remote Outdoor Unit-Air-Source) | CVH848GKA** | ADP |  | V,G60H210P299 | *80CSU0802120A* | 45000 | 18 | 8.5 | 44000 | 34400 | 78.18% | 2 | 0 | 10 |  |  |  |  | R-410A | 3.75 | Residential & Commercial | USHP | Ducted CEE Tier 1
216972533 | Central HP <5.4 tons | CARRIER | HRCU-A-CB (Split System: Heat Pump with Remote Outdoor Unit-Air-Source) | 27VNA336A*030* | ADP |  | C36A***L13*+TXV | 58TN*B090C17**16 | 32600 | 20 | 9.5 | 33400 | 26400 | 79.04% | 2.02 | 0 | 11 |  |  |  |  | R-454B | 2.7167 | Residential & Commercial | USHP | Ducted CEE Tier 1
216972566 | Central HP <5.4 tons | CARRIER | HRCU-A-CB (Split System: Heat Pump with Remote Outdoor Unit-Air-Source) | 27VNA336A*030* | ADP |  | PL36H210P74*+TXV | 58TN*B110C21**20 | 32800 | 20 | 9.5 | 33000 | 26200 | 79.39% | 2.02 | 0 | 11.5 |  |  |  |  | R-454B | 2.7333 | Residential & Commercial | USHP | Ducted CEE Tier 1
216972581 | Central HP <5.4 tons | CARRIER | HRCU-A-CB (Split System: Heat Pump with Remote Outdoor Unit-Air-Source) | 27VNA336A*030* | ADP |  | V,C36H175P14*+TXV | 59CU5B060C17**16 | 32400 | 19 | 9.5 | 33800 | 26800 | 79.29% | 2 | 0 | 11 |  |  |  |  | R-454B | 2.7 | Residential & Commercial | USHP | Ducted CEE Tier 1
216972584 | Central HP <5.4 tons | CARRIER | HRCU-A-CB (Split System: Heat Pump with Remote Outdoor Unit-Air-Source) | 27VNA336A*030* | ADP |  | PL36H175P15*+TXV | 59CU5B060C17**16 | 33200 | 19 | 9.5 | 33400 | 26400 | 79.04% | 2.02 | 0 | 11 |  |  |  |  | R-454B | 2.7667 | Residential & Commercial | USHP | Ducted CEE Tier 1
216972633 | Central HP <5.4 tons | CARRIER | HRCU-A-CB (Split System: Heat Pump with Remote Outdoor Unit-Air-Source) | 27VNA336A*030* | ADP |  | C36A***L53*+TXV | 59MN7C060C17**14 | 33800 | 19 | 9.5 | 32600 | 25800 | 79.14% | 2.06 | 0 | 11 |  |  |  |  | R-454B | 2.8167 | Residential & Commercial | USHP | Ducted CEE Tier 1
216678220 | Central HP <5.4 tons | TEMPSTAR | HRCU-A-CB (Split System: Heat Pump with Remote Outdoor Unit-Air-Source) | D5CURAH24AAK |  |  | EA*5X37M21A* | *96VTN1002122B* | 24800 | 15.5 | 9 | 23200 | 19100 | 82.33% | 2.08 | 0 | 10 |  |  |  |  | R-454B | 2.0667 | Residential & Commercial | USHP | Ducted CEE Tier 1
206135671 | Central HP <5.4 tons | TEMPSTAR | HRCU-A-CB (Split System: Heat Pump with Remote Outdoor Unit-Air-Source) | TVH837GKA** |  |  | EA*4X37L21A*+WALLCON | *80CSU0601716A* | 32800 | 17 | 8.5 | 33000 | 25200 | 76.36% | 1.96 | 12 | 11 |  |  |  |  | R-410A | 2.7333 | Residential & Commercial | USHP | Ducted CEE Tier 1
215293540 | Central HP <5.4 tons | AIRQUEST | HRCU-A-CB (Split System: Heat Pump with Remote Outdoor Unit-Air-Source) | DLCURAH30ABK | ADP |  | HG9J936 | *92MSN0801716A* | 29800 | 15.2 | 8.1 | 32400 | 27200 | 83.95% | 1.8 | 0 | 9 |  |  |  |  | R-410A | 2.4833 | Residential & Commercial | USHP
215293558 | Central HP <5.4 tons | AIRQUEST | HRCU-A-CB (Split System: Heat Pump with Remote Outdoor Unit-Air-Source) | DLCURAH30ABK | ADP |  | H,GG32930 | *92MSN0802120A* | 29600 | 15.2 | 8.1 | 32800 | 27600 | 84.15% | 1.78 | 0 | 8.5 |  |  |  |  | R-410A | 2.4667 | Residential & Commercial | USHP
215293573 | Central HP <5.4 tons | AIRQUEST | HRCU-A-CB (Split System: Heat Pump with Remote Outdoor Unit-Air-Source) | DLCURAH30ABK | ADP |  | HG35936 | *92MSN0802120A* | 30200 | 15.2 | 8.1 | 32600 | 27000 | 82.82% | 1.8 | 0 | 9 |  |  |  |  | R-410A | 2.5167 | Residential & Commercial | USHP
215293591 | Central HP <5.4 tons | AIRQUEST | HRCU-A-CB (Split System: Heat Pump with Remote Outdoor Unit-Air-Source) | DLCURAH30ABK | ADP |  | H,GG1K936 | *92MSN0802120A* | 30200 | 15.2 | 8.1 | 32600 | 27000 | 82.82% | 1.8 | 0 | 9 |  |  |  |  | R-410A | 2.5167 | Residential & Commercial | USHP
212383448 | Central HP <5.4 tons | AIRQUEST | HRCU-A-CB (Split System: Heat Pump with Remote Outdoor Unit-Air-Source) | DLCURAH36ABK |  |  | EA*4X42L21A* | OLV112A16A | 35400 | 15.2 | 8.1 | 39500 | 35200 | 89.11% | 1.88 | 0 | 9.5 |  |  |  |  | R-410A | 2.95 | Residential & Commercial | USHP
212383483 | Central HP <5.4 tons | AIRQUEST | HRCU-A-CB (Split System: Heat Pump with Remote Outdoor Unit-Air-Source) | DLCURAH36ABK |  |  | EA*4X48L21A* | *80ES(N,L)0701716A* | 35600 | 16 | 8.5 | 37800 | 34600 | 91.53% | 2.04 | 0 | 10 |  |  |  |  | R-410A | 2.9667 | Residential & Commercial | USHP | Ducted CEE Tier 1
215293621 | Central HP <5.4 tons | AIRQUEST | HRCU-A-CB (Split System: Heat Pump with Remote Outdoor Unit-Air-Source) | DLCURAH30ABK | ADP |  | HG35936 | *92MSN1002120A* | 30200 | 15.2 | 8.1 | 32600 | 27000 | 82.82% | 1.8 | 0 | 9 |  |  |  |  | R-410A | 2.5167 | Residential & Commercial | USHP
215293624 | Central HP <5.4 tons | AIRQUEST | HRCU-A-CB (Split System: Heat Pump with Remote Outdoor Unit-Air-Source) | DLCURAH30ABK | ADP |  | H,GG36936 | *92MSN1002120A* | 30200 | 15.2 | 8.1 | 32600 | 27000 | 82.82% | 1.8 | 0 | 9 |  |  |  |  | R-410A | 2.5167 | Residential & Commercial | USHP
212552548 | Central HP <5.4 tons | DAY & NIGHT | HRCU-A-CB (Split System: Heat Pump with Remote Outdoor Unit-Air-Source) | CVH837GKA** | ADP |  | PL36H175P159 | *80CTL0701716A* | 32000 | 17 | 8.5 | 31000 | 30000 | 96.77% | 2 | 0 | 11 |  |  |  |  | R-410A | 2.6667 | Residential & Commercial | USHP | Ducted CEE Tier 1
212552555 | Central HP <5.4 tons | DAY & NIGHT | HRCU-A-CB (Split System: Heat Pump with Remote Outdoor Unit-Air-Source) | CVH837GKA** | ADP |  | PL36H210P299 | *80CTL0901716A* | 33000 | 18 | 8.5 | 31200 | 30200 | 96.79% | 2 | 0 | 11.5 |  |  |  |  | R-410A | 2.75 | Residential & Commercial | USHP | Ducted CEE Tier 1
212552557 | Central HP <5.4 tons | DAY & NIGHT | HRCU-A-CB (Split System: Heat Pump with Remote Outdoor Unit-Air-Source) | CVH837GKA** | ADP |  | V,G36H175P159 | *80CTL0901716A* | 32200 | 18 | 8.5 | 30800 | 29800 | 96.75% | 2 | 0 | 11.5 |  |  |  |  | R-410A | 2.6833 | Residential & Commercial | USHP | Ducted CEE Tier 1
215293527 | Central HP <5.4 tons | AIRQUEST | HRCU-A-CB (Split System: Heat Pump with Remote Outdoor Unit-Air-Source) | DLCURAH30ABK | ADP |  | H,GG36936 | *92MSN0801716A* | 29800 | 15.2 | 8.1 | 32400 | 27200 | 83.95% | 1.8 | 0 | 9 |  |  |  |  | R-410A | 2.4833 | Residential & Commercial | USHP
215293529 | Central HP <5.4 tons | AIRQUEST | HRCU-A-CB (Split System: Heat Pump with Remote Outdoor Unit-Air-Source) | DLCURAH30ABK | ADP |  | HE36936 | *92MSN0801716A* | 29800 | 15.2 | 8.1 | 32400 | 27200 | 83.95% | 1.8 | 0 | 9 |  |  |  |  | R-410A | 2.4833 | Residential & Commercial | USHP
215293534 | Central HP <5.4 tons | AIRQUEST | HRCU-A-CB (Split System: Heat Pump with Remote Outdoor Unit-Air-Source) | DLCURAH30ABK | ADP |  | H,GE7J936 | *92MSN0801716A* | 29400 | 15.2 | 8.1 | 32400 | 27600 | 85.19% | 1.78 | 0 | 9 |  |  |  |  | R-410A | 2.45 | Residential & Commercial | USHP
215293552 | Central HP <5.4 tons | AIRQUEST | HRCU-A-CB (Split System: Heat Pump with Remote Outdoor Unit-Air-Source) | DLCURAH30ABK | ADP |  | H,GG24936 | *92MSN0802120A* | 29200 | 15.2 | 8.1 | 32800 | 27600 | 84.15% | 1.78 | 0 | 8.5 |  |  |  |  | R-410A | 2.4333 | Residential & Commercial | USHP
215293554 | Central HP <5.4 tons | AIRQUEST | HRCU-A-CB (Split System: Heat Pump with Remote Outdoor Unit-Air-Source) | DLCURAH30ABK | ADP |  | H,GG31930 | *92MSN0802120A* | 29000 | 15.2 | 8.1 | 32800 | 27600 | 84.15% | 1.78 | 0 | 8.5 |  |  |  |  | R-410A | 2.4167 | Residential & Commercial | USHP
215293559 | Central HP <5.4 tons | AIRQUEST | HRCU-A-CB (Split System: Heat Pump with Remote Outdoor Unit-Air-Source) | DLCURAH30ABK | ADP |  | H,GG32936 | *92MSN0802120A* | 29600 | 15.2 | 8.1 | 32800 | 27600 | 84.15% | 1.78 | 0 | 8.5 |  |  |  |  | R-410A | 2.4667 | Residential & Commercial | USHP
215293579 | Central HP <5.4 tons | AIRQUEST | HRCU-A-CB (Split System: Heat Pump with Remote Outdoor Unit-Air-Source) | DLCURAH30ABK | ADP |  | H,GG37936 | *92MSN0802120A* | 30200 | 15.2 | 8.1 | 32600 | 27000 | 82.82% | 1.8 | 0 | 9 |  |  |  |  | R-410A | 2.5167 | Residential & Commercial | USHP
215293584 | Central HP <5.4 tons | AIRQUEST | HRCU-A-CB (Split System: Heat Pump with Remote Outdoor Unit-Air-Source) | DLCURAH30ABK | ADP |  | HE7J936 | *92MSN0802120A* | 29800 | 15.2 | 8.1 | 32800 | 27600 | 84.15% | 1.78 | 0 | 9 |  |  |  |  | R-410A | 2.4833 | Residential & Commercial | USHP
215935447 | Central HP <5.4 tons | AIRQUEST | HRCU-A-CB (Split System: Heat Pump with Remote Outdoor Unit-Air-Source) | H5H3V36*K*AAA* |  |  | EVM5X60M24A*+WALLCON | *96CTN1202422B* | 35600 | 22 | 8.5 | 38000 | 28400 | 74.74% | 2.04 | 0 | 12.5 |  |  |  |  | R-454B | 2.9667 | Residential & Commercial | USHP | Ducted CEE Tier 1
215935717 | Central HP <5.4 tons | AIRQUEST | HRCU-A-CB (Split System: Heat Pump with Remote Outdoor Unit-Air-Source) | H5H3V36*K*AAA* |  |  | EVD5X36M21A*+WALLCON | *97CMN0602120B* | 34200 | 20.5 | 8.5 | 39000 | 28600 | 73.33% | 2.04 | 0 | 11.5 |  |  |  |  | R-454B | 2.85 | Residential & Commercial | USHP | Ducted CEE Tier 1
215935917 | Central HP <5.4 tons | AIRQUEST | HRCU-A-CB (Split System: Heat Pump with Remote Outdoor Unit-Air-Source) | H5H3V36*K*AAA* |  |  | EVD5X42M17A*+WALLCON | *97CMN0601714B* | 34200 | 20 | 8.5 | 38000 | 27400 | 72.11% | 2.08 | 0 | 11 |  |  |  |  | R-454B | 2.85 | Residential & Commercial | USHP | Ducted CEE Tier 1
215936417 | Central HP <5.4 tons | AIRQUEST | HRCU-A-CB (Split System: Heat Pump with Remote Outdoor Unit-Air-Source) | H5H3V36*K*AAA* |  |  | EVD5X48M24A*+WALLCON | *96CTN1202422B* | 35000 | 21.5 | 8.5 | 38000 | 28200 | 74.21% | 2.02 | 0 | 12 |  |  |  |  | R-454B | 2.9167 | Residential & Commercial | USHP | Ducted CEE Tier 1
215936467 | Central HP <5.4 tons | AIRQUEST | HRCU-A-CB (Split System: Heat Pump with Remote Outdoor Unit-Air-Source) | H5H3V36*K*AAA* |  |  | EVD5X49M24A*+WALLCON | *80CTL1352422B* | 35600 | 22 | 8.5 | 38000 | 28400 | 74.74% | 2.04 | 0 | 12.5 |  |  |  |  | R-454B | 2.9667 | Residential & Commercial | USHP | Ducted CEE Tier 1
215936537 | Central HP <5.4 tons | AIRQUEST | HRCU-A-CB (Split System: Heat Pump with Remote Outdoor Unit-Air-Source) | H5H3V36*K*AAA* |  |  | EVD5X49M24A*+WALLCON | *96CTN1002122B* | 35400 | 22 | 8.5 | 38000 | 28400 | 74.74% | 2.04 | 0 | 12.5 |  |  |  |  | R-454B | 2.95 | Residential & Commercial | USHP | Ducted CEE Tier 1
206133473 | Central HP <5.4 tons | TEMPSTAR | HRCU-A-CB (Split System: Heat Pump with Remote Outdoor Unit-Air-Source) | TVH825GKA2* |  |  | EA*4X37L21A*+WALLCON | *80CSU1002120A* | 24400 | 16.5 | 8.1 | 21200 | 16700 | 78.77% | 2.02 | 11.5 | 11 |  |  |  |  | R-410A | 2.0333 | Residential & Commercial | USHP | Ducted CEE Tier 1
206133775 | Central HP <5.4 tons | TEMPSTAR | HRCU-A-CB (Split System: Heat Pump with Remote Outdoor Unit-Air-Source) | TVH825GKA2* |  |  | EA*4X36L21A*+WALLCON | *95CSU0601716A* | 23600 | 16.5 | 8.1 | 21600 | 16700 | 77.31% | 1.92 | 11 | 10.5 |  |  |  |  | R-410A | 1.9667 | Residential & Commercial | USHP | Ducted CEE Tier 1
212552559 | Central HP <5.4 tons | DAY & NIGHT | HRCU-A-CB (Split System: Heat Pump with Remote Outdoor Unit-Air-Source) | CVH837GKA** | ADP |  | PL36H210P179 | *80CTL0901716A* | 32400 | 18 | 8.5 | 30800 | 29800 | 96.75% | 2 | 0 | 11.5 |  |  |  |  | R-410A | 2.7 | Residential & Commercial | USHP | Ducted CEE Tier 1
212552566 | Central HP <5.4 tons | DAY & NIGHT | HRCU-A-CB (Split System: Heat Pump with Remote Outdoor Unit-Air-Source) | CVH837GKA** | ADP |  | PL36H210P179 | *80CTL1102120A* | 32200 | 18 | 8.5 | 30200 | 29400 | 97.35% | 2 | 0 | 11 |  |  |  |  | R-410A | 2.6833 | Residential & Commercial | USHP | Ducted CEE Tier 1
214239306 | Central HP <5.4 tons | AIRQUEST | HRCU-A-CB (Split System: Heat Pump with Remote Outdoor Unit-Air-Source) | HVH837GKA2* |  |  | EN(A,D)4X48L24**+WALLCON | *80CTL1352422B* | 32400 | 17 | 8.1 | 32600 | 24600 | 75.46% | 1.96 | 0 | 11.7 |  |  |  |  | R-410A | 2.7 | Residential & Commercial | USHP | Ducted CEE Tier 1
214239356 | Central HP <5.4 tons | AIRQUEST | HRCU-A-CB (Split System: Heat Pump with Remote Outdoor Unit-Air-Source) | HVH837GKA2* |  |  | EN(A,D,W)4X60L24**+WALLCON | *80CTL0902120B* | 32800 | 17.5 | 8.1 | 32200 | 24600 | 76.4% | 1.96 | 0 | 12 |  |  |  |  | R-410A | 2.7333 | Residential & Commercial | USHP | Ducted CEE Tier 1
216972699 | Central HP <5.4 tons | CARRIER | HRCU-A-CB (Split System: Heat Pump with Remote Outdoor Unit-Air-Source) | 27VNA336A*030* | ADP |  | C36A***L15*+TXV | 59TN7A060C17**16 | 32800 | 19 | 9 | 33800 | 26600 | 78.7% | 1.9 | 0 | 11 |  |  |  |  | R-454B | 2.7333 | Residential & Commercial | USHP | Ducted CEE Tier 1
216972718 | Central HP <5.4 tons | CARRIER | HRCU-A-CB (Split System: Heat Pump with Remote Outdoor Unit-Air-Source) | 27VNA336A*030* | ADP |  | C36A***L53*+TXV | 59TN7A080C21**20 | 34000 | 20 | 9.5 | 32600 | 25600 | 78.53% | 2.06 | 0 | 11.7 |  |  |  |  | R-454B | 2.8333 | Residential & Commercial | USHP | Ducted CEE Tier 1
211207014 | Central HP <5.4 tons | YORK | HRCU-A-CB (Split System: Heat Pump with Remote Outdoor Unit-Air-Source) | YZV36B21 |  |  | XAMC36DE2N1+CC | TP9C100C16MP13 | 33000 | 18 | 8.5 | 34000 | 29200 | 85.88% | 1.96 | 0 | 12 |  |  |  |  | R-410A | 2.75 | Residential & Commercial | USHP | Ducted CEE Tier 1
211207015 | Central HP <5.4 tons | YORK | HRCU-A-CB (Split System: Heat Pump with Remote Outdoor Unit-Air-Source) | YZV36B21 |  |  | XAMC36DE2N1+CC | YP9C100C16MP13 | 33000 | 18 | 8.5 | 34000 | 29200 | 85.88% | 1.96 | 0 | 12 |  |  |  |  | R-410A | 2.75 | Residential & Commercial | USHP | Ducted CEE Tier 1
211207016 | Central HP <5.4 tons | YORK | HRCU-A-CB (Split System: Heat Pump with Remote Outdoor Unit-Air-Source) | YZV36B21 |  |  | XAMC36DE2N1+CC | TM9V080C16MP12 | 33000 | 18 | 8.5 | 34200 | 29200 | 85.38% | 1.96 | 0 | 12 |  |  |  |  | R-410A | 2.75 | Residential & Commercial | USHP | Ducted CEE Tier 1
212552608 | Central HP <5.4 tons | DAY & NIGHT | HRCU-A-CB (Split System: Heat Pump with Remote Outdoor Unit-Air-Source) | CVH848GKA** | ADP |  | PL48H210P299 | *80CTL0902120A* | 46000 | 17 | 8.5 | 44000 | 34600 | 78.64% | 2 | 0 | 10 |  |  |  |  | R-410A | 3.8333 | Residential & Commercial | USHP | Ducted CEE Tier 1
212552642 | Central HP <5.4 tons | DAY & NIGHT | HRCU-A-CB (Split System: Heat Pump with Remote Outdoor Unit-Air-Source) | CVH848GKA** | ADP |  | FG49960 | *95CSU0802120A* | 46000 | 17 | 8.5 | 44000 | 34600 | 78.64% | 2 | 0 | 10 |  |  |  |  | R-410A | 3.8333 | Residential & Commercial | USHP | Ducted CEE Tier 1
212552672 | Central HP <5.4 tons | DAY & NIGHT | HRCU-A-CB (Split System: Heat Pump with Remote Outdoor Unit-Air-Source) | CVH848GKA** | ADP |  | PL48H210P299 | *97CMN1002122A* | 46000 | 17 | 8.5 | 44000 | 34600 | 78.64% | 2 | 0 | 10 |  |  |  |  | R-410A | 3.8333 | Residential & Commercial | USHP | Ducted CEE Tier 1
212552676 | Central HP <5.4 tons | DAY & NIGHT | HRCU-A-CB (Split System: Heat Pump with Remote Outdoor Unit-Air-Source) | CVH848GKA** | ADP |  | FG36948 | *97CMN1002122A* | 45000 | 17 | 8.5 | 45000 | 34800 | 77.33% | 2 | 0 | 10 |  |  |  |  | R-410A | 3.75 | Residential & Commercial | USHP | Ducted CEE Tier 1
212394481 | Central HP <5.4 tons | DAY & NIGHT | HRCU-A-CB (Split System: Heat Pump with Remote Outdoor Unit-Air-Source) | DLCURAH30ABK | ADP |  | H,GE9J936 | *96VTN0802120A* | 29600 | 15.2 | 8.1 | 32000 | 27000 | 84.38% | 1.78 | 0 | 9 |  |  |  |  | R-410A | 2.4667 | Residential & Commercial | USHP
215293593 | Central HP <5.4 tons | AIRQUEST | HRCU-A-CB (Split System: Heat Pump with Remote Outdoor Unit-Air-Source) | DLCURAH30ABK | ADP |  | H,GG80936 | *92MSN0802120A* | 30200 | 15.2 | 8.1 | 32600 | 27000 | 82.82% | 1.8 | 0 | 9 |  |  |  |  | R-410A | 2.5167 | Residential & Commercial | USHP
215293609 | Central HP <5.4 tons | AIRQUEST | HRCU-A-CB (Split System: Heat Pump with Remote Outdoor Unit-Air-Source) | DLCURAH30ABK | ADP |  | H,GE32930 | *92MSN1002120A* | 29600 | 15.2 | 8.1 | 32800 | 27600 | 84.15% | 1.78 | 0 | 8.5 |  |  |  |  | R-410A | 2.4667 | Residential & Commercial | USHP
215293611 | Central HP <5.4 tons | AIRQUEST | HRCU-A-CB (Split System: Heat Pump with Remote Outdoor Unit-Air-Source) | DLCURAH30ABK | ADP |  | HE32936 | *92MSN1002120A* | 29600 | 15.2 | 8.1 | 32800 | 27600 | 84.15% | 1.78 | 0 | 8.5 |  |  |  |  | R-410A | 2.4667 | Residential & Commercial | USHP
215293618 | Central HP <5.4 tons | AIRQUEST | HRCU-A-CB (Split System: Heat Pump with Remote Outdoor Unit-Air-Source) | DLCURAH30ABK | ADP |  | H,GE34936 | *92MSN1002120A* | 30200 | 15.2 | 8.1 | 32600 | 27000 | 82.82% | 1.8 | 0 | 9 |  |  |  |  | R-410A | 2.5167 | Residential & Commercial | USHP
215293643 | Central HP <5.4 tons | AIRQUEST | HRCU-A-CB (Split System: Heat Pump with Remote Outdoor Unit-Air-Source) | DLCURAH30ABK | ADP |  | H,GE80936 | *92MSN1002120A* | 30200 | 15.2 | 8.1 | 32600 | 27000 | 82.82% | 1.8 | 0 | 9 |  |  |  |  | R-410A | 2.5167 | Residential & Commercial | USHP
215293645 | Central HP <5.4 tons | AIRQUEST | HRCU-A-CB (Split System: Heat Pump with Remote Outdoor Unit-Air-Source) | DLCURAH30ABK | ADP |  | HG81936 | *92MSN1002120A* | 29600 | 16 | 8.5 | 33400 | 26400 | 79.04% | 1.86 | 0 | 8.5 |  |  |  |  | R-410A | 2.4667 | Residential & Commercial | USHP
215293659 | Central HP <5.4 tons | AIRQUEST | HRCU-A-CB (Split System: Heat Pump with Remote Outdoor Unit-Air-Source) | DLCURAH30ABK | ADP |  | H,GE32936 | *92MSN1202420A* | 29200 | 15.2 | 8.1 | 32600 | 27200 | 83.44% | 1.8 | 0 | 8.5 |  |  |  |  | R-410A | 2.4333 | Residential & Commercial | USHP
215293879 | Central HP <5.4 tons | AIRQUEST | HRCU-A-CB (Split System: Heat Pump with Remote Outdoor Unit-Air-Source) | DLCURAH30ABK | ADP |  | H,GE33936 | *96MSN0802120A* | 29200 | 15.2 | 8.1 | 32600 | 27200 | 83.44% | 1.8 | 0 | 8.5 |  |  |  |  | R-410A | 2.4333 | Residential & Commercial | USHP
215936067 | Central HP <5.4 tons | AIRQUEST | HRCU-A-CB (Split System: Heat Pump with Remote Outdoor Unit-Air-Source) | H5H3V36*K*AAA* |  |  | EVD5X42M21A*+WALLCON | *97CMN0601714B* | 34000 | 20 | 8.1 | 38000 | 27000 | 71.05% | 2 | 0 | 11 |  |  |  |  | R-454B | 2.8333 | Residential & Commercial | USHP | Ducted CEE Tier 1
215936837 | Central HP <5.4 tons | AIRQUEST | HRCU-A-CB (Split System: Heat Pump with Remote Outdoor Unit-Air-Source) | H5H3V36*K*AAA* |  |  | EVD5X60M24A*+WALLCON | *97CMN1202422B* | 35400 | 22 | 8.5 | 38000 | 28400 | 74.74% | 2.04 | 0 | 12.5 |  |  |  |  | R-454B | 2.95 | Residential & Commercial | USHP | Ducted CEE Tier 1
215935597 | Central HP <5.4 tons | AIRQUEST | HRCU-A-CB (Split System: Heat Pump with Remote Outdoor Unit-Air-Source) | H5H3V36*K*AAA* |  |  | EVD5X36M21A*+WALLCON | *80CSU0601716A* | 34400 | 21 | 8.5 | 38500 | 28200 | 73.25% | 2.04 | 0 | 11.7 |  |  |  |  | R-454B | 2.8667 | Residential & Commercial | USHP | Ducted CEE Tier 1
215936567 | Central HP <5.4 tons | AIRQUEST | HRCU-A-CB (Split System: Heat Pump with Remote Outdoor Unit-Air-Source) | H5H3V36*K*AAA* |  |  | EVD5X60M21A*+WALLCON | *80CSU0601716A* | 35600 | 22 | 8.5 | 38000 | 28600 | 75.26% | 2.04 | 0 | 12 |  |  |  |  | R-454B | 2.9667 | Residential & Commercial | USHP | Ducted CEE Tier 1
215936737 | Central HP <5.4 tons | AIRQUEST | HRCU-A-CB (Split System: Heat Pump with Remote Outdoor Unit-Air-Source) | H5H3V36*K*AAA* |  |  | EVD5X60M24A*+WALLCON | *80CSU1002120A* | 35400 | 21.5 | 8.5 | 38000 | 28600 | 75.26% | 2.04 | 0 | 12 |  |  |  |  | R-454B | 2.95 | Residential & Commercial | USHP | Ducted CEE Tier 1
204299144 | Central HP <5.4 tons | TEMPSTAR | HRCU-A-CB (Split System: Heat Pump with Remote Outdoor Unit-Air-Source) | TVH837GKA** |  |  | EA*4X42L24A*+WALLCON | *96CTN1002122A* | 31800 | 17.5 | 8.1 | 33000 | 24400 | 73.94% | 1.9 | 12 | 11.5 |  |  |  |  | R-410A | 2.65 | Residential & Commercial | USHP | Ducted CEE Tier 1
204299894 | Central HP <5.4 tons | TEMPSTAR | HRCU-A-CB (Split System: Heat Pump with Remote Outdoor Unit-Air-Source) | TVH837GKA** |  |  | EN(A,D)4X48L24**+WALLCON | *80CTL1352422A* | 32400 | 17.5 | 8.1 | 32800 | 24800 | 75.61% | 1.98 | 12 | 11.7 |  |  |  |  | R-410A | 2.7 | Residential & Commercial | USHP | Ducted CEE Tier 1
212384315 | Central HP <5.4 tons | AIRQUEST | HRCU-A-CB (Split System: Heat Pump with Remote Outdoor Unit-Air-Source) | DLCURAH36ABK |  |  | END4X42L17** | *92ESN0601714A* | 35800 | 16 | 8.1 | 39000 | 35000 | 89.74% | 1.96 | 0 | 10 |  |  |  |  | R-410A | 2.9833 | Residential & Commercial | USHP | Ducted CEE Tier 1
212383330 | Central HP <5.4 tons | AIRQUEST | HRCU-A-CB (Split System: Heat Pump with Remote Outdoor Unit-Air-Source) | DLCURAH36ABK |  |  | EA*4X36L21A* | *92ESN0801716A* | 35200 | 16 | 8.1 | 39000 | 35200 | 90.26% | 1.82 | 0 | 9.5 |  |  |  |  | R-410A | 2.9333 | Residential & Commercial | USHP
215293640 | Central HP <5.4 tons | AIRQUEST | HRCU-A-CB (Split System: Heat Pump with Remote Outdoor Unit-Air-Source) | DLCURAH30ABK | ADP |  | H,GE1K936 | *92MSN1002120A* | 30200 | 15.2 | 8.1 | 32600 | 27000 | 82.82% | 1.8 | 0 | 9 |  |  |  |  | R-410A | 2.5167 | Residential & Commercial | USHP
215293657 | Central HP <5.4 tons | AIRQUEST | HRCU-A-CB (Split System: Heat Pump with Remote Outdoor Unit-Air-Source) | DLCURAH30ABK | ADP |  | HG32936 | *92MSN1202420A* | 29200 | 15.2 | 8.1 | 32600 | 27200 | 83.44% | 1.8 | 0 | 8.5 |  |  |  |  | R-410A | 2.4333 | Residential & Commercial | USHP
215293673 | Central HP <5.4 tons | AIRQUEST | HRCU-A-CB (Split System: Heat Pump with Remote Outdoor Unit-Air-Source) | DLCURAH30ABK | ADP |  | H,GG36936 | *92MSN1202420A* | 30000 | 15.2 | 8.1 | 32600 | 27200 | 83.44% | 1.8 | 0 | 9 |  |  |  |  | R-410A | 2.5 | Residential & Commercial | USHP
215293889 | Central HP <5.4 tons | AIRQUEST | HRCU-A-CB (Split System: Heat Pump with Remote Outdoor Unit-Air-Source) | DLCURAH30ABK | ADP |  | H,GG36936 | *96MSN0802120A* | 29800 | 15.2 | 8.1 | 32600 | 27200 | 83.44% | 1.8 | 0 | 9 |  |  |  |  | R-410A | 2.4833 | Residential & Commercial | USHP
215293906 | Central HP <5.4 tons | AIRQUEST | HRCU-A-CB (Split System: Heat Pump with Remote Outdoor Unit-Air-Source) | DLCURAH30ABK | ADP |  | H,GG80936 | *96MSN0802120A* | 29800 | 15.2 | 8.1 | 32600 | 27200 | 83.44% | 1.8 | 0 | 9 |  |  |  |  | R-410A | 2.4833 | Residential & Commercial | USHP
215293924 | Central HP <5.4 tons | AIRQUEST | HRCU-A-CB (Split System: Heat Pump with Remote Outdoor Unit-Air-Source) | DLCURAH30ABK | ADP |  | H,GE32936 | *96MSN1002120A* | 29400 | 15.2 | 8.5 | 32400 | 27000 | 83.33% | 1.8 | 0 | 8.5 |  |  |  |  | R-410A | 2.45 | Residential & Commercial | USHP
215293925 | Central HP <5.4 tons | AIRQUEST | HRCU-A-CB (Split System: Heat Pump with Remote Outdoor Unit-Air-Source) | DLCURAH30ABK | ADP |  | HE32936 | *96MSN1002120A* | 29400 | 15.2 | 8.5 | 32400 | 27000 | 83.33% | 1.8 | 0 | 8.5 |  |  |  |  | R-410A | 2.45 | Residential & Commercial | USHP
215293939 | Central HP <5.4 tons | AIRQUEST | HRCU-A-CB (Split System: Heat Pump with Remote Outdoor Unit-Air-Source) | DLCURAH30ABK | ADP |  | H,GE36936 | *96MSN1002120A* | 30200 | 15.2 | 8.5 | 32400 | 27000 | 83.33% | 1.8 | 0 | 9 |  |  |  |  | R-410A | 2.5167 | Residential & Commercial | USHP
215293940 | Central HP <5.4 tons | AIRQUEST | HRCU-A-CB (Split System: Heat Pump with Remote Outdoor Unit-Air-Source) | DLCURAH30ABK | ADP |  | HE36936 | *96MSN1002120A* | 30200 | 15.2 | 8.5 | 32400 | 27000 | 83.33% | 1.8 | 0 | 9 |  |  |  |  | R-410A | 2.5167 | Residential & Commercial | USHP
215293959 | Central HP <5.4 tons | AIRQUEST | HRCU-A-CB (Split System: Heat Pump with Remote Outdoor Unit-Air-Source) | DLCURAH30ABK | ADP |  | HG81936 | *96MSN1002120A* | 30200 | 15.2 | 8.5 | 32400 | 27000 | 83.33% | 1.8 | 0 | 9 |  |  |  |  | R-410A | 2.5167 | Residential & Commercial | USHP
215293989 | Central HP <5.4 tons | AIRQUEST | HRCU-A-CB (Split System: Heat Pump with Remote Outdoor Unit-Air-Source) | DLCURAH30ABK | ADP |  | HE36936 | *96MSN1202422A* | 30000 | 15.2 | 8.1 | 32600 | 27200 | 83.44% | 1.8 | 0 | 9 |  |  |  |  | R-410A | 2.5 | Residential & Commercial | USHP
215293990 | Central HP <5.4 tons | AIRQUEST | HRCU-A-CB (Split System: Heat Pump with Remote Outdoor Unit-Air-Source) | DLCURAH30ABK | ADP |  | H,GG37936 | *96MSN1202422A* | 30000 | 15.2 | 8.1 | 32600 | 27200 | 83.44% | 1.8 | 0 | 9 |  |  |  |  | R-410A | 2.5 | Residential & Commercial | USHP
215294007 | Central HP <5.4 tons | AIRQUEST | HRCU-A-CB (Split System: Heat Pump with Remote Outdoor Unit-Air-Source) | DLCURAH30ABK | ADP |  | H,GG81936 | *96MSN1202422A* | 30000 | 15.2 | 8.1 | 32600 | 27200 | 83.44% | 1.8 | 0 | 9 |  |  |  |  | R-410A | 2.5 | Residential & Commercial | USHP
215294008 | Central HP <5.4 tons | AIRQUEST | HRCU-A-CB (Split System: Heat Pump with Remote Outdoor Unit-Air-Source) | DLCURAH30ABK | ADP |  | HG81936 | *96MSN1202422A* | 30000 | 15.2 | 8.1 | 32600 | 27200 | 83.44% | 1.8 | 0 | 9 |  |  |  |  | R-410A | 2.5 | Residential & Commercial | USHP
204298584 | Central HP <5.4 tons | TEMPSTAR | HRCU-A-CB (Split System: Heat Pump with Remote Outdoor Unit-Air-Source) | TVH837GKA** |  |  | EA*4X36L17A*+WALLCON | *80CTL0701716A* | 31400 | 17 | 8.1 | 33400 | 24400 | 73.05% | 1.84 | 11 | 11 |  |  |  |  | R-410A | 2.6167 | Residential & Commercial | USHP | Ducted CEE Tier 1
215487797 | Central HP <5.4 tons | AMANA | HRCU-A-CB (Split System: Heat Pump with Remote Outdoor Unit-Air-Source) | AZV6SA1810A* |  |  | CA*EA3022*3A* | A*VM970804CNB* | 17000 | 19 | 8.8 | 16800 | 13000 | 77.38% | 2.1 | 0 | 12 |  |  |  |  | R-32 | 1.4167 | Residential & Commercial | USHP | Ducted CEE Tier 1
212552603 | Central HP <5.4 tons | DAY & NIGHT | HRCU-A-CB (Split System: Heat Pump with Remote Outdoor Unit-Air-Source) | CVH848GKA** | ADP |  | FG48960 | *80CSU0802120A* | 45000 | 18 | 8.5 | 44000 | 34400 | 78.18% | 2 | 0 | 10 |  |  |  |  | R-410A | 3.75 | Residential & Commercial | USHP | Ducted CEE Tier 1
212552618 | Central HP <5.4 tons | DAY & NIGHT | HRCU-A-CB (Split System: Heat Pump with Remote Outdoor Unit-Air-Source) | CVH848GKA** | ADP |  | FG86960 | *80CTL0902120A* | 46000 | 17 | 8.5 | 44000 | 34600 | 78.64% | 2 | 0 | 10 |  |  |  |  | R-410A | 3.8333 | Residential & Commercial | USHP | Ducted CEE Tier 1
212552653 | Central HP <5.4 tons | DAY & NIGHT | HRCU-A-CB (Split System: Heat Pump with Remote Outdoor Unit-Air-Source) | CVH848GKA** | ADP |  | FG49960 | *95CSU1002122A* | 45500 | 17 | 8.5 | 44000 | 34400 | 78.18% | 2 | 0 | 10.5 |  |  |  |  | R-410A | 3.7917 | Residential & Commercial | USHP | Ducted CEE Tier 1
212552669 | Central HP <5.4 tons | DAY & NIGHT | HRCU-A-CB (Split System: Heat Pump with Remote Outdoor Unit-Air-Source) | CVH848GKA** | ADP |  | FG49960 | *96CTN1202422A* | 45500 | 17 | 8.5 | 44500 | 34400 | 77.3% | 2 | 0 | 10.5 |  |  |  |  | R-410A | 3.7917 | Residential & Commercial | USHP | Ducted CEE Tier 1
215293902 | Central HP <5.4 tons | AIRQUEST | HRCU-A-CB (Split System: Heat Pump with Remote Outdoor Unit-Air-Source) | DLCURAH30ABK | ADP |  | HG9J936 | *96MSN0802120A* | 29800 | 15.2 | 8.1 | 32600 | 27200 | 83.44% | 1.8 | 0 | 9 |  |  |  |  | R-410A | 2.4833 | Residential & Commercial | USHP
215293945 | Central HP <5.4 tons | AIRQUEST | HRCU-A-CB (Split System: Heat Pump with Remote Outdoor Unit-Air-Source) | DLCURAH30ABK | ADP |  | H,GE7J936 | *96MSN1002120A* | 29600 | 15.2 | 8.5 | 32400 | 27000 | 83.33% | 1.8 | 0 | 8.5 |  |  |  |  | R-410A | 2.4667 | Residential & Commercial | USHP
215293954 | Central HP <5.4 tons | AIRQUEST | HRCU-A-CB (Split System: Heat Pump with Remote Outdoor Unit-Air-Source) | DLCURAH30ABK | ADP |  | H,GE1K936 | *96MSN1002120A* | 30200 | 15.2 | 8.5 | 32400 | 27000 | 83.33% | 1.8 | 0 | 9 |  |  |  |  | R-410A | 2.5167 | Residential & Commercial | USHP
215293970 | Central HP <5.4 tons | AIRQUEST | HRCU-A-CB (Split System: Heat Pump with Remote Outdoor Unit-Air-Source) | DLCURAH30ABK | ADP |  | H,GG32936 | *96MSN1202422A* | 29000 | 15.2 | 8.1 | 32600 | 27200 | 83.44% | 1.8 | 0 | 8.5 |  |  |  |  | R-410A | 2.4167 | Residential & Commercial | USHP
215293979 | Central HP <5.4 tons | AIRQUEST | HRCU-A-CB (Split System: Heat Pump with Remote Outdoor Unit-Air-Source) | DLCURAH30ABK | ADP |  | H,GG34936 | *96MSN1202422A* | 29800 | 15.2 | 8.1 | 32600 | 27200 | 83.44% | 1.8 | 0 | 9 |  |  |  |  | R-410A | 2.4833 | Residential & Commercial | USHP
215294002 | Central HP <5.4 tons | AIRQUEST | HRCU-A-CB (Split System: Heat Pump with Remote Outdoor Unit-Air-Source) | DLCURAH30ABK | ADP |  | H,GG1K936 | *96MSN1202422A* | 30000 | 15.2 | 8.1 | 32600 | 27200 | 83.44% | 1.8 | 0 | 9 |  |  |  |  | R-410A | 2.5 | Residential & Commercial | USHP
215294220 | Central HP <5.4 tons | AIRQUEST | HRCU-A-CB (Split System: Heat Pump with Remote Outdoor Unit-Air-Source) | DLCURAH30ABK | ADP |  | HG48936 | *96VTN0802120A* | 29600 | 15.2 | 8.1 | 32000 | 27000 | 84.38% | 1.78 | 0 | 9 |  |  |  |  | R-410A | 2.4667 | Residential & Commercial | USHP
215294229 | Central HP <5.4 tons | AIRQUEST | HRCU-A-CB (Split System: Heat Pump with Remote Outdoor Unit-Air-Source) | DLCURAH30ABK | ADP |  | H,GE9J936 | *96VTN0802120A* | 29600 | 15.2 | 8.1 | 32000 | 27000 | 84.38% | 1.78 | 0 | 9 |  |  |  |  | R-410A | 2.4667 | Residential & Commercial | USHP
206765527 | Central HP <5.4 tons | TEMPSTAR | HRCU-A-CB (Split System: Heat Pump with Remote Outdoor Unit-Air-Source) | TVH825GKA3* |  |  | EA*4X25L17A*+WALLCON | *96CTN0801714A* | 24200 | 16.5 | 8.1 | 21400 | 16700 | 78.04% | 2 | 11 | 11 |  |  |  |  | R-410A | 2.0167 | Residential & Commercial | USHP | Ducted CEE Tier 1
206765644 | Central HP <5.4 tons | TEMPSTAR | HRCU-A-CB (Split System: Heat Pump with Remote Outdoor Unit-Air-Source) | TVH825GKA3* |  |  | EA*4X30L17A*+WALLCON | *80CTL0901716A* | 23600 | 17 | 8.1 | 21400 | 16600 | 77.57% | 1.92 | 11 | 11 |  |  |  |  | R-410A | 1.9667 | Residential & Commercial | USHP | Ducted CEE Tier 1
213258272 | Central HP <5.4 tons | KEEPRITE | HRCU-A-CB (Split System: Heat Pump with Remote Outdoor Unit-Air-Source) | DLCURAH18ABK | ADP |  | H,GE32936 | *96VTN0601412A* | 17700 | 16 | 8.5 | 17200 | 18600 | 108.1% | 2.28 | 0 | 10 |  |  |  |  | R-410A | 1.475 | Residential & Commercial | USHP | Ducted CEE Tier 1
215294208 | Central HP <5.4 tons | AIRQUEST | HRCU-A-CB (Split System: Heat Pump with Remote Outdoor Unit-Air-Source) | DLCURAH30ABK | ADP |  | HG34936 | *96VTN0802120A* | 29400 | 15.2 | 8.1 | 32000 | 27000 | 84.38% | 1.78 | 0 | 9 |  |  |  |  | R-410A | 2.45 | Residential & Commercial | USHP
215294209 | Central HP <5.4 tons | AIRQUEST | HRCU-A-CB (Split System: Heat Pump with Remote Outdoor Unit-Air-Source) | DLCURAH30ABK | ADP |  | H,GE34936 | *96VTN0802120A* | 29400 | 15.2 | 8.1 | 32000 | 27000 | 84.38% | 1.78 | 0 | 9 |  |  |  |  | R-410A | 2.45 | Residential & Commercial | USHP
215294223 | Central HP <5.4 tons | AIRQUEST | HRCU-A-CB (Split System: Heat Pump with Remote Outdoor Unit-Air-Source) | DLCURAH30ABK | ADP |  | HE7J936 | *96VTN0802120A* | 28800 | 15.2 | 8.1 | 32000 | 27000 | 84.38% | 1.78 | 0 | 8.5 |  |  |  |  | R-410A | 2.4 | Residential & Commercial | USHP
215294407 | Central HP <5.4 tons | AIRQUEST | HRCU-A-CB (Split System: Heat Pump with Remote Outdoor Unit-Air-Source) | DLCURAH30ABK | ADP |  | H,GG35936 | *96VTN1002122A* | 30000 | 15.2 | 8.1 | 32400 | 26800 | 82.72% | 1.8 | 0 | 9 |  |  |  |  | R-410A | 2.5 | Residential & Commercial | USHP
215294410 | Central HP <5.4 tons | AIRQUEST | HRCU-A-CB (Split System: Heat Pump with Remote Outdoor Unit-Air-Source) | DLCURAH30ABK | ADP |  | HE35936 | *96VTN1002122A* | 30000 | 15.2 | 8.1 | 32400 | 26800 | 82.72% | 1.8 | 0 | 9 |  |  |  |  | R-410A | 2.5 | Residential & Commercial | USHP
215294426 | Central HP <5.4 tons | AIRQUEST | HRCU-A-CB (Split System: Heat Pump with Remote Outdoor Unit-Air-Source) | DLCURAH30ABK | ADP |  | H,GG1K936 | *96VTN1002122A* | 30000 | 15.2 | 8.1 | 32400 | 26800 | 82.72% | 1.8 | 0 | 9 |  |  |  |  | R-410A | 2.5 | Residential & Commercial | USHP
216676057 | Central HP <5.4 tons | TEMPSTAR | HRCU-A-CB (Split System: Heat Pump with Remote Outdoor Unit-Air-Source) | D5CURAH24AAK |  |  | ESH5X36M12A* | *80MS(N,L)0902116A* | 24200 | 15.2 | 8.5 | 23800 | 19300 | 81.09% | 1.92 | 0 | 10 |  |  |  |  | R-454B | 2.0167 | Residential & Commercial | USHP | Ducted CEE Tier 1
216676373 | Central HP <5.4 tons | TEMPSTAR | HRCU-A-CB (Split System: Heat Pump with Remote Outdoor Unit-Air-Source) | D5CURAH24AAK |  |  | ESH5X30M12A* | *80CSU0601716A* | 24600 | 15.2 | 8.5 | 24600 | 19600 | 79.67% | 1.9 | 0 | 9.8 |  |  |  |  | R-454B | 2.05 | Residential & Commercial | USHP
215487735 | Central HP <5.4 tons | AMANA | HRCU-A-CB (Split System: Heat Pump with Remote Outdoor Unit-Air-Source) | AZV7SA4210A* |  |  | CHPEA6030*3A* | A*VM971205DNB* | 40500 | 17 | 8.6 | 41000 | 31000 | 75.61% | 2 | 0 | 10 |  |  |  |  | R-32 | 3.375 | Residential & Commercial | USHP | Ducted CEE Tier 1
215935627 | Central HP <5.4 tons | AIRQUEST | HRCU-A-CB (Split System: Heat Pump with Remote Outdoor Unit-Air-Source) | H5H3V36*K*AAA* |  |  | EVD5X36M21A*+WALLCON | *80CTL0701716B* | 34200 | 20.5 | 8.5 | 39000 | 28400 | 72.82% | 2.02 | 0 | 11.5 |  |  |  |  | R-454B | 2.85 | Residential & Commercial | USHP | Ducted CEE Tier 1
215936347 | Central HP <5.4 tons | AIRQUEST | HRCU-A-CB (Split System: Heat Pump with Remote Outdoor Unit-Air-Source) | H5H3V36*K*AAA* |  |  | EVD5X48M24A*+WALLCON | *95CSU0802120B* | 35000 | 21 | 8.5 | 38500 | 28400 | 73.77% | 2.04 | 0 | 12 |  |  |  |  | R-454B | 2.9167 | Residential & Commercial | USHP | Ducted CEE Tier 1
215936547 | Central HP <5.4 tons | AIRQUEST | HRCU-A-CB (Split System: Heat Pump with Remote Outdoor Unit-Air-Source) | H5H3V36*K*AAA* |  |  | EVD5X49M24A*+WALLCON | *96CTN1202422B* | 35600 | 22 | 8.5 | 38500 | 28400 | 73.77% | 2.04 | 0 | 12.5 |  |  |  |  | R-454B | 2.9667 | Residential & Commercial | USHP | Ducted CEE Tier 1
215937017 | Central HP <5.4 tons | AIRQUEST | HRCU-A-CB (Split System: Heat Pump with Remote Outdoor Unit-Air-Source) | H5H3V48*K*AAA* |  |  | EVM5X48M21A*+WALLCON | *80CTL0902120B* | 44500 | 20 | 8.1 | 52000 | 38000 | 73.08% | 1.9 | 0 | 11 |  |  |  |  | R-454B | 3.7083 | Residential & Commercial | USHP | Ducted CEE Tier 1
215937567 | Central HP <5.4 tons | AIRQUEST | HRCU-A-CB (Split System: Heat Pump with Remote Outdoor Unit-Air-Source) | H5H3V48*K*AAA* |  |  | EVM5X60M24A*+WALLCON | *96CTN1202422B* | 45500 | 20.5 | 8.1 | 52500 | 38000 | 72.38% | 1.95 | 0 | 11.5 |  |  |  |  | R-454B | 3.7917 | Residential & Commercial | USHP | Ducted CEE Tier 1
215937767 | Central HP <5.4 tons | AIRQUEST | HRCU-A-CB (Split System: Heat Pump with Remote Outdoor Unit-Air-Source) | H5H3V48*K*AAA* |  |  | EVD5X48M21A*+WALLCON | *80CTL1102120B* | 44500 | 20 | 8.1 | 52000 | 38000 | 73.08% | 1.9 | 0 | 11 |  |  |  |  | R-454B | 3.7083 | Residential & Commercial | USHP | Ducted CEE Tier 1
215294411 | Central HP <5.4 tons | AIRQUEST | HRCU-A-CB (Split System: Heat Pump with Remote Outdoor Unit-Air-Source) | DLCURAH30ABK | ADP |  | H,GG36936 | *96VTN1002122A* | 30000 | 15.2 | 8.1 | 32400 | 26800 | 82.72% | 1.8 | 0 | 9 |  |  |  |  | R-410A | 2.5 | Residential & Commercial | USHP
215294422 | Central HP <5.4 tons | AIRQUEST | HRCU-A-CB (Split System: Heat Pump with Remote Outdoor Unit-Air-Source) | DLCURAH30ABK | ADP |  | HE8J936 | *96VTN1002122A* | 29600 | 15.2 | 8.1 | 32200 | 27400 | 85.09% | 1.76 | 0 | 9 |  |  |  |  | R-410A | 2.4667 | Residential & Commercial | USHP
215294431 | Central HP <5.4 tons | AIRQUEST | HRCU-A-CB (Split System: Heat Pump with Remote Outdoor Unit-Air-Source) | DLCURAH30ABK | ADP |  | H,GG81936 | *96VTN1002122A* | 30000 | 15.2 | 8.1 | 32400 | 26800 | 82.72% | 1.8 | 0 | 9 |  |  |  |  | R-410A | 2.5 | Residential & Commercial | USHP
215294436 | Central HP <5.4 tons | AIRQUEST | HRCU-A-CB (Split System: Heat Pump with Remote Outdoor Unit-Air-Source) | DLCURAH30ABK | ADP |  | H,GG24936 | *96VTN1002122B* | 29000 | 15.2 | 8.1 | 32600 | 27600 | 84.66% | 1.78 | 0 | 8.5 |  |  |  |  | R-410A | 2.4167 | Residential & Commercial | USHP
215294445 | Central HP <5.4 tons | AIRQUEST | HRCU-A-CB (Split System: Heat Pump with Remote Outdoor Unit-Air-Source) | DLCURAH30ABK | ADP |  | H,GE32930 | *96VTN1002122B* | 29400 | 15.2 | 8.1 | 32600 | 27600 | 84.66% | 1.78 | 0 | 8.5 |  |  |  |  | R-410A | 2.45 | Residential & Commercial | USHP
215294456 | Central HP <5.4 tons | AIRQUEST | HRCU-A-CB (Split System: Heat Pump with Remote Outdoor Unit-Air-Source) | DLCURAH30ABK | ADP |  | H,GG35936 | *96VTN1002122B* | 30000 | 15.2 | 8.1 | 32600 | 27200 | 83.44% | 1.8 | 0 | 9 |  |  |  |  | R-410A | 2.5 | Residential & Commercial | USHP
213145907 | Central HP <5.4 tons | CARRIER | HRCU-A-CB (Split System: Heat Pump with Remote Outdoor Unit-Air-Source) | 38MURAQ24AB3* | ADP |  | C36A***L139+AEFE3A* | 0 | 23800 | 18 | 8.75 | 25000 | 22600 | 90.4% | 1.88 | 0 | 10 |  |  |  |  | R-410A | 1.9833 | Residential & Commercial | USHP | Ducted CEE Tier 1
206765860 | Central HP <5.4 tons | TEMPSTAR | HRCU-A-CB (Split System: Heat Pump with Remote Outdoor Unit-Air-Source) | TVH825GKA3* |  |  | EA*4X37L17A*+WALLCON | *80CTL0451712A* | 24000 | 16 | 8.1 | 21600 | 16800 | 77.78% | 1.98 | 11 | 10.5 |  |  |  |  | R-410A | 2 | Residential & Commercial | USHP | Ducted CEE Tier 1
206766879 | Central HP <5.4 tons | TEMPSTAR | HRCU-A-CB (Split System: Heat Pump with Remote Outdoor Unit-Air-Source) | TVH825GKA3* |  |  | EHD4X30AAL+WALLCON | *80CTL0901716A* | 23800 | 16 | 8.1 | 21800 | 16700 | 76.61% | 1.98 | 11 | 10.5 |  |  |  |  | R-410A | 1.9833 | Residential & Commercial | USHP | Ducted CEE Tier 1
212552556 | Central HP <5.4 tons | DAY & NIGHT | HRCU-A-CB (Split System: Heat Pump with Remote Outdoor Unit-Air-Source) | CVH837GKA** | ADP |  | PL36H175P159 | *80CTL0901716A* | 32200 | 18 | 8.5 | 30800 | 29800 | 96.75% | 2 | 0 | 11.5 |  |  |  |  | R-410A | 2.6833 | Residential & Commercial | USHP | Ducted CEE Tier 1
215293306 | Central HP <5.4 tons | AIRQUEST | HRCU-A-CB (Split System: Heat Pump with Remote Outdoor Unit-Air-Source) | DLCURAH24ABK | ADP |  | H,GE7J924 | *96VTN1002122B* | 23400 | 17 | 8.5 | 24800 | 23400 | 94.35% | 1.98 | 0 | 10 |  |  |  |  | R-410A | 1.95 | Residential & Commercial | USHP | Ducted CEE Tier 1
211244545 | Central HP <5.4 tons | AIRQUEST | HRCU-A-CB (Split System: Heat Pump with Remote Outdoor Unit-Air-Source) | DLCURAH24ABK |  |  | EN(A,D)4X30L17** | *80ESU0401712A* | 24000 | 17 | 8.1 | 26000 | 23200 | 89.23% | 1.94 | 0 | 10.5 |  |  |  |  | R-410A | 2 | Residential & Commercial | USHP | Ducted CEE Tier 1
211244960 | Central HP <5.4 tons | AIRQUEST | HRCU-A-CB (Split System: Heat Pump with Remote Outdoor Unit-Air-Source) | DLCURAH24ABK |  |  | EN(A,D,W)4X36L17** | *80VSL0701716A* | 23800 | 16.5 | 8.1 | 26000 | 23200 | 89.23% | 1.92 | 0 | 10.5 |  |  |  |  | R-410A | 1.9833 | Residential & Commercial | USHP | Ducted CEE Tier 1
211245026 | Central HP <5.4 tons | AIRQUEST | HRCU-A-CB (Split System: Heat Pump with Remote Outdoor Unit-Air-Source) | DLCURAH24ABK |  |  | EN(A,D,W)4X36L17** | *80VTL0701716A* | 24200 | 17 | 8.1 | 26200 | 23000 | 87.79% | 1.9 | 0 | 10.5 |  |  |  |  | R-410A | 2.0167 | Residential & Commercial | USHP | Ducted CEE Tier 1
212609349 | Central HP <5.4 tons | SURE | HRCU-A-CB (Split System: Heat Pump with Remote Outdoor Unit-Air-Source) | SP18AZ36AJVC |  |  | TCFZ6021SEAAM | S802V0755A21DZ | 34200 | 18 | 8.5 | 34200 | 43000 | 125.7% | 2.2 | 0 | 12.5 |  |  |  |  | R-410A | 2.85 | Residential & Commercial | USHP | Ducted CEE Tier 1
213147025 | Central HP <5.4 tons | CARRIER | HRCU-A-CB (Split System: Heat Pump with Remote Outdoor Unit-Air-Source) | 38MURAQ24AB3* | ADP |  | V,C36H***P219+AEFE3A* | 0 | 24000 | 18 | 8.9 | 25000 | 22600 | 90.4% | 1.9 | 0 | 10.5 |  |  |  |  | R-410A | 2 | Residential & Commercial | USHP | Ducted CEE Tier 1
211245110 | Central HP <5.4 tons | AIRQUEST | HRCU-A-CB (Split System: Heat Pump with Remote Outdoor Unit-Air-Source) | DLCURAH24ABK |  |  | EN(A,D,W)4X36L17** | *80ES(N,L)0451412A* | 24600 | 16 | 8.1 | 26600 | 22400 | 84.21% | 1.84 | 0 | 10.5 |  |  |  |  | R-410A | 2.05 | Residential & Commercial | USHP | Ducted CEE Tier 1
211245247 | Central HP <5.4 tons | AIRQUEST | HRCU-A-CB (Split System: Heat Pump with Remote Outdoor Unit-Air-Source) | DLCURAH24ABK |  |  | EN(A,D,W)4X36L17** | *80ESU0601716A | 24800 | 16.5 | 8.5 | 26600 | 22200 | 83.46% | 1.84 | 0 | 10.5 |  |  |  |  | R-410A | 2.0667 | Residential & Commercial | USHP | Ducted CEE Tier 1
211245311 | Central HP <5.4 tons | AIRQUEST | HRCU-A-CB (Split System: Heat Pump with Remote Outdoor Unit-Air-Source) | DLCURAH24ABK |  |  | EN(A,D)4X36L21** | *96VSN0601714A* | 23400 | 16.5 | 8.1 | 25800 | 24000 | 93.02% | 2 | 0 | 10 |  |  |  |  | R-410A | 1.95 | Residential & Commercial | USHP | Ducted CEE Tier 1
211245494 | Central HP <5.4 tons | AIRQUEST | HRCU-A-CB (Split System: Heat Pump with Remote Outdoor Unit-Air-Source) | DLCURAH24ABK |  |  | EN(A,D)4X36L21** | *96VTN0401712A* | 23400 | 16 | 8.1 | 25800 | 24000 | 93.02% | 1.98 | 0 | 10 |  |  |  |  | R-410A | 1.95 | Residential & Commercial | USHP | Ducted CEE Tier 1
211245546 | Central HP <5.4 tons | AIRQUEST | HRCU-A-CB (Split System: Heat Pump with Remote Outdoor Unit-Air-Source) | DLCURAH24ABK |  |  | EN(A,D)4X36L21** | *96VTN0601714A* | 24000 | 16.5 | 8.1 | 26200 | 23200 | 88.55% | 1.92 | 0 | 10 |  |  |  |  | R-410A | 2 | Residential & Commercial | USHP | Ducted CEE Tier 1
211245680 | Central HP <5.4 tons | AIRQUEST | HRCU-A-CB (Split System: Heat Pump with Remote Outdoor Unit-Air-Source) | DLCURAH24ABK |  |  | EN(A,D)4X36L21** | *92ESN0802120A* | 24800 | 16.5 | 8.5 | 26800 | 22200 | 82.84% | 1.84 | 0 | 10.5 |  |  |  |  | R-410A | 2.0667 | Residential & Commercial | USHP | Ducted CEE Tier 1
215284840 | Central HP <5.4 tons | BRYANT HEATING AND COOLING SYSTEMS | HRCU-A-CB (Split System: Heat Pump with Remote Outdoor Unit-Air-Source) | 38MURAQ24AB3* | ADP |  | H,PG21924 | 916SA48060M17*** | 22200 | 16 | 9.45 | 25000 | 24400 | 97.6% | 2.04 | 0 | 9.5 |  |  |  |  | R-410A | 1.85 | Residential & Commercial | USHP
204299954 | Central HP <5.4 tons | TEMPSTAR | HRCU-A-CB (Split System: Heat Pump with Remote Outdoor Unit-Air-Source) | TVH837GKA** |  |  | EN(A,D)4X48L24**+WALLCON | *96CTN1002122A* | 32400 | 17.5 | 8.1 | 33000 | 24800 | 75.15% | 1.96 | 12 | 11.7 |  |  |  |  | R-410A | 2.7 | Residential & Commercial | USHP | Ducted CEE Tier 1
214389869 | Central HP <5.4 tons | CARRIER | HRCU-A-CB (Split System: Heat Pump with Remote Outdoor Unit-Air-Source) | 25VNA424A*031* | ADP |  | H,PG32936 | 58TN*B070C14**12 | 23200 | 20 | 10.5 | 25000 | 19500 | 78% | 2.42 | 0 | 13 |  |  |  |  | R-410A | 1.9333 | Residential & Commercial | USHP | Ducted CEE Tier 1
212978325 | Central HP <5.4 tons | COMFORTMAKER | HRCU-A-CB (Split System: Heat Pump with Remote Outdoor Unit-Air-Source) | DLCURAH18ABK |  |  | EN(A,D)4X24L17** | *80MS(N,L)0701412A* | 17600 | 16.5 | 8.5 | 18500 | 19100 | 103.2% | 2.3 | 0 | 11 |  |  |  |  | R-410A | 1.4667 | Residential & Commercial | USHP | Ducted CEE Tier 1
204456705 | Central HP <5.4 tons | TEMPSTAR | HRCU-A-CB (Split System: Heat Pump with Remote Outdoor Unit-Air-Source) | TVH825GKA2* |  |  | EA*4X36L21A*+WALLCON | *96CTN0601714A* | 23400 | 16.5 | 8.1 | 21600 | 16700 | 77.31% | 1.92 | 11 | 10.5 |  |  |  |  | R-410A | 1.95 | Residential & Commercial | USHP | Ducted CEE Tier 1
212970935 | Central HP <5.4 tons | COMFORTMAKER | HRCU-A-CB (Split System: Heat Pump with Remote Outdoor Unit-Air-Source) | DLCURAH18ABK |  |  | EN(A,D)4X24L17** | *80VTL0451412B* | 17700 | 16.5 | 8.5 | 18700 | 19100 | 102.1% | 2.3 | 0 | 11 |  |  |  |  | R-410A | 1.475 | Residential & Commercial | USHP | Ducted CEE Tier 1
212971439 | Central HP <5.4 tons | COMFORTMAKER | HRCU-A-CB (Split System: Heat Pump with Remote Outdoor Unit-Air-Source) | DLCURAH18ABK |  |  | EA*4X19L17A* | *80VTL0701716B* | 18000 | 16.5 | 8.5 | 18000 | 17800 | 98.89% | 2.14 | 0 | 10.5 |  |  |  |  | R-410A | 1.5 | Residential & Commercial | USHP | Ducted CEE Tier 1
212972766 | Central HP <5.4 tons | COMFORTMAKER | HRCU-A-CB (Split System: Heat Pump with Remote Outdoor Unit-Air-Source) | DLCURAH18ABK |  |  | EN(A,D)4X30L17** | *96VSN0401410B* | 17400 | 16 | 8.1 | 18000 | 18700 | 103.9% | 2.24 | 0 | 10.5 |  |  |  |  | R-410A | 1.45 | Residential & Commercial | USHP | Ducted CEE Tier 1
212973686 | Central HP <5.4 tons | COMFORTMAKER | HRCU-A-CB (Split System: Heat Pump with Remote Outdoor Unit-Air-Source) | DLCURAH18ABK |  |  | EA*4X30L17A* | *96VSN0801716B* | 17400 | 16 | 8.5 | 18000 | 18700 | 103.9% | 2.26 | 0 | 10.5 |  |  |  |  | R-410A | 1.45 | Residential & Commercial | USHP | Ducted CEE Tier 1
206765581 | Central HP <5.4 tons | TEMPSTAR | HRCU-A-CB (Split System: Heat Pump with Remote Outdoor Unit-Air-Source) | TVH825GKA3* |  |  | EA*4X30L17A*+WALLCON | *80CTL0451712A* | 23400 | 16 | 8.1 | 21600 | 16800 | 77.78% | 1.9 | 11 | 10.5 |  |  |  |  | R-410A | 1.95 | Residential & Commercial | USHP | Ducted CEE Tier 1
206765599 | Central HP <5.4 tons | TEMPSTAR | HRCU-A-CB (Split System: Heat Pump with Remote Outdoor Unit-Air-Source) | TVH825GKA3* |  |  | EA*4X30L17A*+WALLCON | *96CTN0601714A* | 23400 | 16 | 8.1 | 21600 | 16800 | 77.78% | 1.9 | 11 | 10.5 |  |  |  |  | R-410A | 1.95 | Residential & Commercial | USHP | Ducted CEE Tier 1
213258316 | Central HP <5.4 tons | KEEPRITE | HRCU-A-CB (Split System: Heat Pump with Remote Outdoor Unit-Air-Source) | DLCURAH24ABK | ADP |  | H,GE30924 | *96VSN0601412A* | 22400 | 16 | 8.5 | 24800 | 25200 | 101.6% | 2.14 | 0 | 9.5 |  |  |  |  | R-410A | 1.8667 | Residential & Commercial | USHP
213258943 | Central HP <5.4 tons | KEEPRITE | HRCU-A-CB (Split System: Heat Pump with Remote Outdoor Unit-Air-Source) | DLCURAH24ABK | ADP |  | H,GE7J936 | *96VSN0401410A* | 22800 | 16 | 8.5 | 24200 | 23800 | 98.35% | 2.02 | 0 | 9.5 |  |  |  |  | R-410A | 1.9 | Residential & Commercial | USHP
206766031 | Central HP <5.4 tons | TEMPSTAR | HRCU-A-CB (Split System: Heat Pump with Remote Outdoor Unit-Air-Source) | TVH825GKA3* |  |  | EA*4X37L21A*+WALLCON | *96CTN1002122A* | 24400 | 16.5 | 8.5 | 21200 | 16600 | 78.3% | 2.04 | 11 | 11 |  |  |  |  | R-410A | 2.0333 | Residential & Commercial | USHP | Ducted CEE Tier 1
206767185 | Central HP <5.4 tons | TEMPSTAR | HRCU-A-CB (Split System: Heat Pump with Remote Outdoor Unit-Air-Source) | TVH825GKA3* |  |  | EA*4X37L17A*+WALLCON | *80CSU0401712A* | 24200 | 17 | 8.1 | 21400 | 16600 | 77.57% | 2 | 11.5 | 11 |  |  |  |  | R-410A | 2.0167 | Residential & Commercial | USHP | Ducted CEE Tier 1
214810783 | Central HP <5.4 tons | ECOER | HRCU-A-CB (Split System: Heat Pump with Remote Outdoor Unit-Air-Source) | EODA18H-4860BAA | ADP |  | HG88960+AEFE5* | 0 | 53000 | 17 | 9 | 53000 | 38000 | 71.7% | 1.9 | 0 | 9.8 |  |  |  |  | R-410A | 4.4167 | Residential & Commercial | USHP
216021049 | Central HP <5.4 tons | RHEEM | HRCU-A-CB (Split System: Heat Pump with Remote Outdoor Unit-Air-Source) | RD17AZ48AJ3N | ADP |  | A48VGA+TXV+AEFE5* | 0 | 43000 | 17 | 8.1 | 43500 | 39500 | 90.8% | 2.1 | 0 | 11 |  |  |  |  | R-410A | 3.5833 | Residential & Commercial | USHP | Ducted CEE Tier 1
207436276 | Central HP <5.4 tons | LENNOX | HRCU-A-CB (Split System: Heat Pump with Remote Outdoor Unit-Air-Source) | SL25XPV-036-230A** |  |  | C35-48C+TDR+TXV | SL280UH090V60C* | 34000 | 21.4 | 8.8 | 35400 | 27400 | 77.4% | 1.84 | 14 | 13.5 |  |  |  |  | R-410A | 2.8333 | Residential & Commercial | USHP | Ducted CEE Tier 1
212544208 | Central HP <5.4 tons | DAY & NIGHT | HRCU-A-CB (Split System: Heat Pump with Remote Outdoor Unit-Air-Source) | DLCURAH30ABK | ADP |  | PL36H210P179 | *80ESU0802120A | 29800 | 15.2 | 8.1 | 32200 | 26800 | 83.23% | 1.78 | 0 | 9 |  |  |  |  | R-410A | 2.4833 | Residential & Commercial | USHP
212544224 | Central HP <5.4 tons | DAY & NIGHT | HRCU-A-CB (Split System: Heat Pump with Remote Outdoor Unit-Air-Source) | DLCURAH30ABK | ADP |  | FG80936 | *92ESN0801716A* | 29600 | 15.2 | 8.1 | 32200 | 27000 | 83.85% | 1.78 | 0 | 9 |  |  |  |  | R-410A | 2.4667 | Residential & Commercial | USHP
212544226 | Central HP <5.4 tons | DAY & NIGHT | HRCU-A-CB (Split System: Heat Pump with Remote Outdoor Unit-Air-Source) | DLCURAH30ABK | ADP |  | PL36H210P179 | *92ESN0802120A* | 30600 | 15.2 | 8.1 | 32600 | 26600 | 81.6% | 1.82 | 0 | 9 |  |  |  |  | R-410A | 2.55 | Residential & Commercial | USHP
202461053 | Central HP <5.4 tons | AMERICAN STANDARD | HRCU-A-CB (Split System: Heat Pump with Remote Outdoor Unit-Air-Source) | 4A6C7048A3 |  |  | 4TXFH064AZ3 | S8X1D120M5PSA | 47500 | 16.5 | 8.1 | 48000 | 48000 | 100% | 3.6 | 13 | 12 |  |  |  |  | R-410A | 3.9583 | Residential & Commercial | USHP | Ducted CEE Tier 1
210640869 | Central HP <5.4 tons | TRANE | HRCU-A-CB (Split System: Heat Pump with Remote Outdoor Unit-Air-Source) | 4TWV0X48A1 |  |  | 4PX*CU60BS3 | *UD2C100A9V5+RP | 45500 | 19 | 8.2 | 42000 | 29400 | 70% | 1.76 | 0 | 11.7 |  |  |  |  | R-410A | 3.7917 | Residential & Commercial | USHP | Ducted CEE Tier 1
212555747 | Central HP <5.4 tons | DAY & NIGHT | HRCU-A-CB (Split System: Heat Pump with Remote Outdoor Unit-Air-Source) | CVH848GKA2* | ADP |  | V,G60H210P299 | *95CSU0802120A* | 44500 | 17 | 8.5 | 44500 | 31800 | 71.46% | 2.24 | 0 | 10 |  |  |  |  | R-410A | 3.7083 | Residential & Commercial | USHP | Ducted CEE Tier 1
206765475 | Central HP <5.4 tons | TEMPSTAR | HRCU-A-CB (Split System: Heat Pump with Remote Outdoor Unit-Air-Source) | TVH825GKA3* |  |  | EA*4X24L17A*+WALLCON | *80CTL0701412A* | 23400 | 17 | 8.1 | 22000 | 16700 | 75.91% | 1.9 | 11 | 11 |  |  |  |  | R-410A | 1.95 | Residential & Commercial | USHP | Ducted CEE Tier 1
212552609 | Central HP <5.4 tons | DAY & NIGHT | HRCU-A-CB (Split System: Heat Pump with Remote Outdoor Unit-Air-Source) | CVH848GKA** | ADP |  | PL60H210P299 | *80CTL0902120A* | 46000 | 17 | 8.5 | 44000 | 34600 | 78.64% | 2 | 0 | 10 |  |  |  |  | R-410A | 3.8333 | Residential & Commercial | USHP | Ducted CEE Tier 1
212552623 | Central HP <5.4 tons | DAY & NIGHT | HRCU-A-CB (Split System: Heat Pump with Remote Outdoor Unit-Air-Source) | CVH848GKA** | ADP |  | FG36948 | *80CTL1102120A* | 45000 | 17 | 8.5 | 44000 | 34600 | 78.64% | 2 | 0 | 9.5 |  |  |  |  | R-410A | 3.75 | Residential & Commercial | USHP
214239406 | Central HP <5.4 tons | AIRQUEST | HRCU-A-CB (Split System: Heat Pump with Remote Outdoor Unit-Air-Source) | HVH837GKA2* |  |  | EN(A,D,W)4X60L24**+WALLCON | *96CTN1002122B* | 32800 | 17.5 | 8.1 | 32200 | 24600 | 76.4% | 1.96 | 0 | 12 |  |  |  |  | R-410A | 2.7333 | Residential & Commercial | USHP | Ducted CEE Tier 1
212552648 | Central HP <5.4 tons | DAY & NIGHT | HRCU-A-CB (Split System: Heat Pump with Remote Outdoor Unit-Air-Source) | CVH848GKA** | ADP |  | V,G60H210P299 | *95CSU1002122A* | 46000 | 17 | 8.5 | 44000 | 34400 | 78.18% | 2 | 0 | 10 |  |  |  |  | R-410A | 3.8333 | Residential & Commercial | USHP | Ducted CEE Tier 1
212552682 | Central HP <5.4 tons | DAY & NIGHT | HRCU-A-CB (Split System: Heat Pump with Remote Outdoor Unit-Air-Source) | CVH848GKA** | ADP |  | FG86960 | *97CMN1002122A* | 46000 | 17 | 8.5 | 44000 | 34600 | 78.64% | 2 | 0 | 10 |  |  |  |  | R-410A | 3.8333 | Residential & Commercial | USHP | Ducted CEE Tier 1
207436287 | Central HP <5.4 tons | LENNOX | HRCU-A-CB (Split System: Heat Pump with Remote Outdoor Unit-Air-Source) | SL25XPV-036-230A** |  |  | C35-50/60C+TDR+TXV | EL296UH090XV36C* | 33600 | 22.2 | 8.7 | 34400 | 26800 | 77.91% | 1.8 | 14 | 13.3 |  |  |  |  | R-410A | 2.8 | Residential & Commercial | USHP | Ducted CEE Tier 1
216676209 | Central HP <5.4 tons | TEMPSTAR | HRCU-A-CB (Split System: Heat Pump with Remote Outdoor Unit-Air-Source) | D5CURAH24AAK |  |  | EA*5X30M17A* | *80VSL0701412B* | 23800 | 15.5 | 8.5 | 24200 | 19400 | 80.17% | 1.9 | 0 | 9.8 |  |  |  |  | R-454B | 1.9833 | Residential & Commercial | USHP
216676525 | Central HP <5.4 tons | TEMPSTAR | HRCU-A-CB (Split System: Heat Pump with Remote Outdoor Unit-Air-Source) | D5CURAH24AAK |  |  | EA*5X37M21A* | *80MSU1002120A* | 24600 | 15.5 | 8.5 | 23200 | 19100 | 82.33% | 1.94 | 0 | 10 |  |  |  |  | R-454B | 2.05 | Residential & Commercial | USHP | Ducted CEE Tier 1
216676961 | Central HP <5.4 tons | TEMPSTAR | HRCU-A-CB (Split System: Heat Pump with Remote Outdoor Unit-Air-Source) | D5CURAH24AAK |  |  | EA*5X24M17A* | *92MSN0801716A* | 23200 | 15.2 | 8.5 | 24600 | 19600 | 79.67% | 1.88 | 0 | 9.5 |  |  |  |  | R-454B | 1.9333 | Residential & Commercial | USHP
207436294 | Central HP <5.4 tons | LENNOX | HRCU-A-CB (Split System: Heat Pump with Remote Outdoor Unit-Air-Source) | SL25XPV-036-230A** |  |  | C35-50/60C+TDR+TXV | SL280UH090XV60C* | 33800 | 21.6 | 8.7 | 34200 | 26600 | 77.78% | 1.82 | 14 | 13.5 |  |  |  |  | R-410A | 2.8167 | Residential & Commercial | USHP | Ducted CEE Tier 1
207436328 | Central HP <5.4 tons | LENNOX | HRCU-A-CB (Split System: Heat Pump with Remote Outdoor Unit-Air-Source) | SL25XPV-036-230A** |  |  | CBA38MV-036-230*+TDR | 0 | 33400 | 22 | 9.1 | 36000 | 26600 | 73.89% | 1.92 | 14 | 13.4 |  |  |  |  | R-410A | 2.7833 | Residential & Commercial | USHP | Ducted CEE Tier 1
216990519 | Central HP <5.4 tons | BRYANT HEATING AND COOLING SYSTEMS | HRCU-A-CB (Split System: Heat Pump with Remote Outdoor Unit-Air-Source) | 291VAN054**AA* | ADP |  | V,C48H210P16*+TXV | 88*TB60070C21*** | 48000 | 19 | 10.5 | 51000 | 53500 | 104.9% | 1.92 | 0 | 10.5 |  |  |  |  | R-454B | 4 | Residential & Commercial | USHP | Ducted CEE Tier 1
216990526 | Central HP <5.4 tons | BRYANT HEATING AND COOLING SYSTEMS | HRCU-A-CB (Split System: Heat Pump with Remote Outdoor Unit-Air-Source) | 291VAN054**AA* | ADP |  | C60A***L19*+TXV | 88*TB60070C21*** | 49000 | 19 | 10.5 | 51000 | 53500 | 104.9% | 1.92 | 0 | 11 |  |  |  |  | R-454B | 4.0833 | Residential & Commercial | USHP | Ducted CEE Tier 1
216990535 | Central HP <5.4 tons | BRYANT HEATING AND COOLING SYSTEMS | HRCU-A-CB (Split System: Heat Pump with Remote Outdoor Unit-Air-Source) | 291VAN054**AA* | ADP |  | C48A***L18*+TXV | 88*TB60090C21*** | 49500 | 19 | 10.5 | 50000 | 52500 | 105% | 1.96 | 0 | 11.5 |  |  |  |  | R-454B | 4.125 | Residential & Commercial | USHP | Ducted CEE Tier 1
216676760 | Central HP <5.4 tons | TEMPSTAR | HRCU-A-CB (Split System: Heat Pump with Remote Outdoor Unit-Air-Source) | D5CURAH24AAK |  |  | EA*5X36M17A* | *80MSU0601716A* | 23600 | 15.5 | 8.5 | 23800 | 19300 | 81.09% | 1.92 | 0 | 9.8 |  |  |  |  | R-454B | 1.9667 | Residential & Commercial | USHP
216676985 | Central HP <5.4 tons | TEMPSTAR | HRCU-A-CB (Split System: Heat Pump with Remote Outdoor Unit-Air-Source) | D5CURAH24AAK |  |  | EA*5X37M17A* | *92MSN0801716A* | 24600 | 15.5 | 9 | 23600 | 19200 | 81.36% | 2.06 | 0 | 10 |  |  |  |  | R-454B | 2.05 | Residential & Commercial | USHP | Ducted CEE Tier 1
216677035 | Central HP <5.4 tons | TEMPSTAR | HRCU-A-CB (Split System: Heat Pump with Remote Outdoor Unit-Air-Source) | D5CURAH24AAK |  |  | EA*5X37M21A* | *92MSN1002120A* | 24400 | 16 | 8.5 | 23000 | 19000 | 82.61% | 1.96 | 0 | 10 |  |  |  |  | R-454B | 2.0333 | Residential & Commercial | USHP | Ducted CEE Tier 1
216990544 | Central HP <5.4 tons | BRYANT HEATING AND COOLING SYSTEMS | HRCU-A-CB (Split System: Heat Pump with Remote Outdoor Unit-Air-Source) | 291VAN054**AA* | ADP |  | PL60H210P17*+TXV | 88*TB60110C21*** | 49500 | 19 | 10.5 | 50500 | 52500 | 104% | 1.96 | 0 | 11.5 |  |  |  |  | R-454B | 4.125 | Residential & Commercial | USHP | Ducted CEE Tier 1
216992507 | Central HP <5.4 tons | BRYANT HEATING AND COOLING SYSTEMS | HRCU-A-CB (Split System: Heat Pump with Remote Outdoor Unit-Air-Source) | 291VAN054**AA* | ADP |  | H,PG48*60+TXV | 88*TB48090C17*** | 48500 | 18 | 9.5 | 49000 | 49500 | 101% | 1.98 | 0 | 12 |  |  |  |  | R-454B | 4.0417 | Residential & Commercial | USHP | Ducted CEE Tier 1
216676149 | Central HP <5.4 tons | TEMPSTAR | HRCU-A-CB (Split System: Heat Pump with Remote Outdoor Unit-Air-Source) | D5CURAH24AAK |  |  | EA*5X36M17A* | *80VSL0451412B* | 23600 | 15.5 | 8.5 | 24000 | 19300 | 80.42% | 1.92 | 0 | 9.8 |  |  |  |  | R-454B | 1.9667 | Residential & Commercial | USHP
216676658 | Central HP <5.4 tons | TEMPSTAR | HRCU-A-CB (Split System: Heat Pump with Remote Outdoor Unit-Air-Source) | D5CURAH24AAK |  |  | EA*5X30M17A* | *80VTL0701716B* | 23600 | 15.2 | 8.5 | 24200 | 19400 | 80.17% | 1.9 | 0 | 9.8 |  |  |  |  | R-454B | 1.9667 | Residential & Commercial | USHP
206765439 | Central HP <5.4 tons | TEMPSTAR | HRCU-A-CB (Split System: Heat Pump with Remote Outdoor Unit-Air-Source) | TVH825GKA3* |  |  | EA*4X24L17A*+WALLCON | *96CTN0601714A* | 23200 | 16 | 8.1 | 22000 | 16900 | 76.82% | 1.88 | 11 | 10.5 |  |  |  |  | R-410A | 1.9333 | Residential & Commercial | USHP | Ducted CEE Tier 1
206765457 | Central HP <5.4 tons | TEMPSTAR | HRCU-A-CB (Split System: Heat Pump with Remote Outdoor Unit-Air-Source) | TVH825GKA3* |  |  | EA*4X24L17A*+WALLCON | *97CMN0601714A* | 23000 | 16 | 8.1 | 22000 | 17000 | 77.27% | 1.88 | 11 | 10.5 |  |  |  |  | R-410A | 1.9167 | Residential & Commercial | USHP | Ducted CEE Tier 1
204300348 | Central HP <5.4 tons | TEMPSTAR | HRCU-A-CB (Split System: Heat Pump with Remote Outdoor Unit-Air-Source) | TVH837GKA** |  |  | EHD4X42AAL+WALLCON | *97CMN1002122A* | 32600 | 16.5 | 8.1 | 33000 | 24800 | 75.15% | 1.96 | 12 | 11 |  |  |  |  | R-410A | 2.7167 | Residential & Commercial | USHP | Ducted CEE Tier 1
215938107 | Central HP <5.4 tons | AIRQUEST | HRCU-A-CB (Split System: Heat Pump with Remote Outdoor Unit-Air-Source) | H5H3V48*K*AAA* |  |  | EVD5X49M24A*+WALLCON | *96CTN1002122B* | 45500 | 20.5 | 8.1 | 52500 | 38000 | 72.38% | 1.9 | 0 | 11.5 |  |  |  |  | R-454B | 3.7917 | Residential & Commercial | USHP | Ducted CEE Tier 1
202461057 | Central HP <5.4 tons | AMERICAN STANDARD | HRCU-A-CB (Split System: Heat Pump with Remote Outdoor Unit-Air-Source) | 4A6C7048A3 |  |  | 4TXFH064AZ3 | S8X2D120M5PSA | 47500 | 16.5 | 8.1 | 48000 | 48000 | 100% | 3.6 | 13 | 12 |  |  |  |  | R-410A | 3.9583 | Residential & Commercial | USHP | Ducted CEE Tier 1
204456769 | Central HP <5.4 tons | TEMPSTAR | HRCU-A-CB (Split System: Heat Pump with Remote Outdoor Unit-Air-Source) | TVH825GKA2* |  |  | EA*4X36L21A*+WALLCON | *97CMN1002122A* | 23600 | 16.5 | 8.1 | 21400 | 16600 | 77.57% | 1.94 | 11 | 11 |  |  |  |  | R-410A | 1.9667 | Residential & Commercial | USHP | Ducted CEE Tier 1
204456814 | Central HP <5.4 tons | TEMPSTAR | HRCU-A-CB (Split System: Heat Pump with Remote Outdoor Unit-Air-Source) | TVH825GKA2* |  |  | EA*4X36L21A*+WALLCON | *97CMN0602120A* | 23600 | 16 | 8.1 | 21600 | 16700 | 77.31% | 1.92 | 11 | 10.5 |  |  |  |  | R-410A | 1.9667 | Residential & Commercial | USHP | Ducted CEE Tier 1
206767113 | Central HP <5.4 tons | TEMPSTAR | HRCU-A-CB (Split System: Heat Pump with Remote Outdoor Unit-Air-Source) | TVH825GKA3* |  |  | EA*4X30L17A*+WALLCON | *80CSU0401712A* | 23400 | 16.5 | 8.1 | 21600 | 16700 | 77.31% | 1.9 | 11 | 10.5 |  |  |  |  | R-410A | 1.95 | Residential & Commercial | USHP | Ducted CEE Tier 1
206767230 | Central HP <5.4 tons | TEMPSTAR | HRCU-A-CB (Split System: Heat Pump with Remote Outdoor Unit-Air-Source) | TVH825GKA3* |  |  | EA*4X37L21A*+WALLCON | *80CSU1002120A* | 24400 | 16.5 | 8.1 | 21200 | 16700 | 78.77% | 2.02 | 11.5 | 10.5 |  |  |  |  | R-410A | 2.0333 | Residential & Commercial | USHP | Ducted CEE Tier 1
216972384 | Central HP <5.4 tons | CARRIER | HRCU-A-CB (Split System: Heat Pump with Remote Outdoor Unit-Air-Source) | 27VNA154A*030* | ADP |  | C60A***L16*+TXV | 59TN7A100C21**22 | 48000 | 19 | 10.5 | 50500 | 53000 | 105% | 1.96 | 0 | 10.5 |  |  |  |  | R-454B | 4 | Residential & Commercial | USHP | Ducted CEE Tier 1
216992450 | Central HP <5.4 tons | BRYANT HEATING AND COOLING SYSTEMS | HRCU-A-CB (Split System: Heat Pump with Remote Outdoor Unit-Air-Source) | 290VAN048**AA* | ADP |  | H,PG35*48+TXV | 987MC42080C17*** | 44000 | 17 | 9 | 47000 | 34200 | 72.77% | 2.04 | 0 | 9 |  |  |  |  | R-454B | 3.6667 | Residential & Commercial | USHP
215935677 | Central HP <5.4 tons | AIRQUEST | HRCU-A-CB (Split System: Heat Pump with Remote Outdoor Unit-Air-Source) | H5H3V36*K*AAA* |  |  | EVD5X36M21A*+WALLCON | *95CSU0601716B* | 34200 | 20.5 | 8.5 | 39000 | 28600 | 73.33% | 2.04 | 0 | 11.5 |  |  |  |  | R-454B | 2.85 | Residential & Commercial | USHP | Ducted CEE Tier 1
215936597 | Central HP <5.4 tons | AIRQUEST | HRCU-A-CB (Split System: Heat Pump with Remote Outdoor Unit-Air-Source) | H5H3V36*K*AAA* |  |  | EVD5X60M21A*+WALLCON | *80CTL0701716B* | 35400 | 21.5 | 8.5 | 38000 | 28800 | 75.79% | 2.02 | 0 | 12 |  |  |  |  | R-454B | 2.95 | Residential & Commercial | USHP | Ducted CEE Tier 1
215936847 | Central HP <5.4 tons | AIRQUEST | HRCU-A-CB (Split System: Heat Pump with Remote Outdoor Unit-Air-Source) | H5H3V36*K*AAA* |  |  | EVD5X60M24A*+WALLCON | *96CTN1002122B* | 35600 | 22 | 8.5 | 38000 | 28400 | 74.74% | 2.04 | 0 | 12.5 |  |  |  |  | R-454B | 2.9667 | Residential & Commercial | USHP | Ducted CEE Tier 1
212974136 | Central HP <5.4 tons | COMFORTMAKER | HRCU-A-CB (Split System: Heat Pump with Remote Outdoor Unit-Air-Source) | DLCURAH30ABK |  |  | EA*4X37L21A* | *96VSN0802120B* | 30400 | 15.2 | 8.1 | 33400 | 26400 | 79.04% | 1.86 | 0 | 9 |  |  |  |  | R-410A | 2.5333 | Residential & Commercial | USHP
215938117 | Central HP <5.4 tons | AIRQUEST | HRCU-A-CB (Split System: Heat Pump with Remote Outdoor Unit-Air-Source) | H5H3V48*K*AAA* |  |  | EVD5X49M24A*+WALLCON | *96CTN1202422B* | 45500 | 20.5 | 8.1 | 52500 | 38000 | 72.38% | 1.95 | 0 | 11.5 |  |  |  |  | R-454B | 3.7917 | Residential & Commercial | USHP | Ducted CEE Tier 1
216992466 | Central HP <5.4 tons | BRYANT HEATING AND COOLING SYSTEMS | HRCU-A-CB (Split System: Heat Pump with Remote Outdoor Unit-Air-Source) | 290VAN060**AA* | ADP |  | H,PG48*60+TXV | 88*TB66135C24*** | 55500 | 19 | 9 | 57500 | 41000 | 71.3% | 2.02 | 0 | 8.5 |  |  |  |  | R-454B | 4.625 | Residential & Commercial | USHP
212973614 | Central HP <5.4 tons | AIRQUEST | HRCU-A-CB (Split System: Heat Pump with Remote Outdoor Unit-Air-Source) | DLCURAH24ABK |  |  | EN(A,D)4X30L14** | *96VSN0601412B* | 23400 | 16.5 | 8.1 | 26000 | 24400 | 93.85% | 2.02 | 0 | 10 |  |  |  |  | R-410A | 1.95 | Residential & Commercial | USHP | Ducted CEE Tier 1
212973834 | Central HP <5.4 tons | AIRQUEST | HRCU-A-CB (Split System: Heat Pump with Remote Outdoor Unit-Air-Source) | DLCURAH24ABK |  |  | EA*4X25L17A* | *96VSN0801716B* | 24400 | 17 | 8.5 | 25400 | 21600 | 85.04% | 1.8 | 0 | 10 |  |  |  |  | R-410A | 2.0333 | Residential & Commercial | USHP | Ducted CEE Tier 1
212970658 | Central HP <5.4 tons | AIRQUEST | HRCU-A-CB (Split System: Heat Pump with Remote Outdoor Unit-Air-Source) | DLCURAH36ABK |  |  | EA*4X42L21A* | *80VSL0902120B* | 35200 | 16 | 8.1 | 39000 | 35000 | 89.74% | 1.88 | 0 | 9.5 |  |  |  |  | R-410A | 2.9333 | Residential & Commercial | USHP
207526336 | Central HP <5.4 tons | TRANE | HRCU-A-CB (Split System: Heat Pump with Remote Outdoor Unit-Air-Source) | 4TWV8X60A1 |  |  | TAM9A0C60V51 | 0 | 53000 | 18 | 8.2 | 50000 | 39500 | 79% | 1.76 | 12.5 | 12 |  |  |  |  | R-410A | 4.4167 | Residential & Commercial | USHP | Ducted CEE Tier 1
204300608 | Central HP <5.4 tons | TEMPSTAR | HRCU-A-CB (Split System: Heat Pump with Remote Outdoor Unit-Air-Source) | TVH837GKA** |  |  | EHD4X48AAL+WALLCON | *97CMN0602120A* | 32400 | 16.5 | 8.1 | 33200 | 25200 | 75.9% | 1.94 | 11.5 | 11 |  |  |  |  | R-410A | 2.7 | Residential & Commercial | USHP | Ducted CEE Tier 1
210692141 | Central HP <5.4 tons | AMERICAN STANDARD | HRCU-A-CB (Split System: Heat Pump with Remote Outdoor Unit-Air-Source) | 4A6V8X60A1 |  |  | 4TXCC009DS3 | S8V2C100M5PCA | 54000 | 18 | 8.2 | 52000 | 40000 | 76.92% | 1.78 | 11.7 | 11.7 |  |  |  |  | R-410A | 4.5 | Residential & Commercial | USHP | Ducted CEE Tier 1
206773008 | Central HP <5.4 tons | TEMPSTAR | HRCU-A-CB (Split System: Heat Pump with Remote Outdoor Unit-Air-Source) | TVH837GKA2* |  |  | EHD4X48AAL+WALLCON | *80CTL0901716A* | 32800 | 17.5 | 8.1 | 33000 | 24800 | 75.15% | 1.98 | 12 | 11.5 |  |  |  |  | R-410A | 2.7333 | Residential & Commercial | USHP | Ducted CEE Tier 1
206773026 | Central HP <5.4 tons | TEMPSTAR | HRCU-A-CB (Split System: Heat Pump with Remote Outdoor Unit-Air-Source) | TVH837GKA2* |  |  | EHD4X48AAL+WALLCON | *97CMN0602120A* | 32400 | 16.5 | 8.1 | 33200 | 25200 | 75.9% | 1.94 | 11.5 | 11 |  |  |  |  | R-410A | 2.7 | Residential & Commercial | USHP | Ducted CEE Tier 1
216678577 | Central HP <5.4 tons | TEMPSTAR | HRCU-A-CB (Split System: Heat Pump with Remote Outdoor Unit-Air-Source) | D5CURAH24AAK |  |  | FM(C,U)5Z36**AL* | 0 | 24800 | 16 | 9.5 | 24800 | 19600 | 79.03% | 2.14 | 0 | 10 |  |  |  |  | R-454B | 2.0667 | Residential & Commercial | USHP | Ducted CEE Tier 1
203120270 | Central HP <5.4 tons | AMERICAN STANDARD | HRCU-A-CB (Split System: Heat Pump with Remote Outdoor Unit-Air-Source) | 4A6C7048A3 |  |  | 4TXFH064AZ3 | S8X2D120M5PTA | 47500 | 16.5 | 8.1 | 48000 | 48000 | 100% | 3.6 | 13 | 12 |  |  |  |  | R-410A | 3.9583 | Residential & Commercial | USHP | Ducted CEE Tier 1
204300378 | Central HP <5.4 tons | TEMPSTAR | HRCU-A-CB (Split System: Heat Pump with Remote Outdoor Unit-Air-Source) | TVH837GKA** |  |  | EHD4X42AAL+WALLCON | *96CTN1002122A* | 32600 | 16.5 | 8.1 | 33000 | 24800 | 75.15% | 1.96 | 12 | 11 |  |  |  |  | R-410A | 2.7167 | Residential & Commercial | USHP | Ducted CEE Tier 1
207252284 | Central HP <5.4 tons | AMERICAN STANDARD | HRCU-A-CB (Split System: Heat Pump with Remote Outdoor Unit-Air-Source) | 4A6C7048A3 |  |  | 4PX*CU60BS3 | L8V1C100U5VSA | 48000 | 17 | 8.1 | 48500 | 48000 | 98.97% | 3.6 | 12.5 | 12 |  |  |  |  | R-410A | 4 | Residential & Commercial | USHP | Ducted CEE Tier 1
204300498 | Central HP <5.4 tons | TEMPSTAR | HRCU-A-CB (Split System: Heat Pump with Remote Outdoor Unit-Air-Source) | TVH837GKA** |  |  | EHD4X48AAL+WALLCON | *96CTN1202422A* | 32600 | 17 | 8.1 | 33000 | 24800 | 75.15% | 1.98 | 11 | 11 |  |  |  |  | R-410A | 2.7167 | Residential & Commercial | USHP | Ducted CEE Tier 1
216677351 | Central HP <5.4 tons | TEMPSTAR | HRCU-A-CB (Split System: Heat Pump with Remote Outdoor Unit-Air-Source) | D5CURAH24AAK |  |  | EA*5X37M21A* | *96MSN1002120A* | 24800 | 15.5 | 8.5 | 23200 | 19100 | 82.33% | 1.96 | 0 | 10 |  |  |  |  | R-454B | 2.0667 | Residential & Commercial | USHP | Ducted CEE Tier 1
216677580 | Central HP <5.4 tons | TEMPSTAR | HRCU-A-CB (Split System: Heat Pump with Remote Outdoor Unit-Air-Source) | D5CURAH24AAK |  |  | EA*5X36M17A* | *96VSN0801716B* | 23600 | 15.2 | 8.5 | 24000 | 19400 | 80.83% | 1.9 | 0 | 9.8 |  |  |  |  | R-454B | 1.9667 | Residential & Commercial | USHP
211262458 | Central HP <5.4 tons | TEMPSTAR | HRCU-A-CB (Split System: Heat Pump with Remote Outdoor Unit-Air-Source) | DLCURAH18ABK |  |  | EN(A,D)4X18L14** | *92ESN0601412A* | 17800 | 15.5 | 8.5 | 18900 | 19200 | 101.6% | 2.3 | 0 | 10.5 |  |  |  |  | R-410A | 1.4833 | Residential & Commercial | USHP | Ducted CEE Tier 1
211262560 | Central HP <5.4 tons | TEMPSTAR | HRCU-A-CB (Split System: Heat Pump with Remote Outdoor Unit-Air-Source) | DLCURAH18ABK |  |  | EN(A,D)4X24L14** | *96VSN0601412A* | 17900 | 15.5 | 8.5 | 18800 | 18700 | 99.47% | 2.26 | 0 | 11 |  |  |  |  | R-410A | 1.4917 | Residential & Commercial | USHP | Ducted CEE Tier 1
214849457 | Central HP <5.4 tons | RHEEM | HRCU-A-CB (Split System: Heat Pump with Remote Outdoor Unit-Air-Source) | RD17AZ36AJ3N | ADP |  | H,RE9J(1,2)36+TXV | R802V0754A17UHS | 32200 | 17 | 8.1 | 32600 | 29000 | 88.96% | 2 | 0 | 9.5 |  |  |  |  | R-410A | 2.6833 | Residential & Commercial | USHP
215487765 | Central HP <5.4 tons | AMANA | HRCU-A-CB (Split System: Heat Pump with Remote Outdoor Unit-Air-Source) | AZV7SA4810A* |  |  | CHPEA6030*3A* | A*VC801005C*A* | 45500 | 16.5 | 8.5 | 46500 | 33600 | 72.26% | 2 | 0 | 10 |  |  |  |  | R-32 | 3.7917 | Residential & Commercial | USHP | Ducted CEE Tier 1
216488049 | Central HP <5.4 tons | CHAMPION HEATING AND COOLING | HRCU-A-CB (Split System: Heat Pump with Remote Outdoor Unit-Air-Source) | HH836E2S11 | ADP |  | A36VDA*+TXV | Z8ES100C16SMPS1 | 34400 | 18 | 8.5 | 30200 | 25600 | 84.77% | 2 | 0 | 11.7 |  |  |  |  | R-454B | 2.8667 | Residential & Commercial | USHP | Ducted CEE Tier 1
211377388 | Central HP <5.4 tons | YORK | HRCU-A-CB (Split System: Heat Pump with Remote Outdoor Unit-Air-Source) | HMH72B341 |  |  | XAFC36DBCN1 | TM9Y080B12MP11 | 34000 | 18 | 8.1 | 34000 | 24400 | 71.76% | 2.06 | 0 | 9.5 |  |  |  |  | R-410A | 2.8333 | Residential & Commercial | USHP
211377497 | Central HP <5.4 tons | YORK | HRCU-A-CB (Split System: Heat Pump with Remote Outdoor Unit-Air-Source) | HMH72B341 |  |  | XAHC36DBCN1 | YP9C100C16MP13 | 33800 | 17 | 8.1 | 33400 | 23600 | 70.66% | 2.06 | 0 | 9.5 |  |  |  |  | R-410A | 2.8167 | Residential & Commercial | USHP
211377611 | Central HP <5.4 tons | YORK | HRCU-A-CB (Split System: Heat Pump with Remote Outdoor Unit-Air-Source) | HMH72B341 |  |  | XAHB36DBCN1 | TM9V080B12MP12 | 33200 | 16.5 | 8.1 | 33400 | 23600 | 70.66% | 2 | 0 | 9.5 |  |  |  |  | R-410A | 2.7667 | Residential & Commercial | USHP
213785054 | Central HP <5.4 tons | BRYANT HEATING AND COOLING SYSTEMS | HRCU-A-CB (Split System: Heat Pump with Remote Outdoor Unit-Air-Source) | 284ANV024*0**B* |  |  | CAP**3017AL*+UI | 88*TB48070C17*** | 23200 | 19.5 | 10 | 26800 | 20000 | 74.63% | 2.36 | 0 | 12.5 |  |  |  |  | R-410A | 1.9333 | Residential & Commercial | USHP | Ducted CEE Tier 1
213785056 | Central HP <5.4 tons | BRYANT HEATING AND COOLING SYSTEMS | HRCU-A-CB (Split System: Heat Pump with Remote Outdoor Unit-Air-Source) | 284ANV024*0**B* |  |  | CAP**3017AL*+UI | 88*TB48090C17*** | 23200 | 20 | 10 | 26600 | 19900 | 74.81% | 2.36 | 0 | 12.5 |  |  |  |  | R-410A | 1.9333 | Residential & Commercial | USHP | Ducted CEE Tier 1
213785124 | Central HP <5.4 tons | BRYANT HEATING AND COOLING SYSTEMS | HRCU-A-CB (Split System: Heat Pump with Remote Outdoor Unit-Air-Source) | 284ANV024*0**B* |  |  | CAP**3721AL*+UI | 986TD42060C17*** | 24000 | 19.5 | 10.5 | 26600 | 19800 | 74.44% | 2.5 | 0 | 13 |  |  |  |  | R-410A | 2 | Residential & Commercial | USHP | Ducted CEE Tier 1
211377661 | Central HP <5.4 tons | YORK | HRCU-A-CB (Split System: Heat Pump with Remote Outdoor Unit-Air-Source) | HMH72B341 |  |  | XAFB36DXXN1+TXV | YP9C080B12MP13 | 33600 | 17.5 | 8.5 | 33400 | 23400 | 70.06% | 2.04 | 0 | 10 |  |  |  |  | R-410A | 2.8 | Residential & Commercial | USHP | Ducted CEE Tier 1
211377756 | Central HP <5.4 tons | YORK | HRCU-A-CB (Split System: Heat Pump with Remote Outdoor Unit-Air-Source) | HMH72B341 |  |  | XAFC36DBCN1 | TP9C060B12MP13 | 34000 | 17.5 | 8.1 | 34000 | 24200 | 71.18% | 2.06 | 0 | 9.5 |  |  |  |  | R-410A | 2.8333 | Residential & Commercial | USHP
211377870 | Central HP <5.4 tons | YORK | HRCU-A-CB (Split System: Heat Pump with Remote Outdoor Unit-Air-Source) | HMH72B341 |  |  | XAHC36DBCN1 | TM9E080B12MP12 | 33400 | 17 | 8.1 | 33200 | 23400 | 70.48% | 2.02 | 0 | 9.5 |  |  |  |  | R-410A | 2.7833 | Residential & Commercial | USHP
211377897 | Central HP <5.4 tons | YORK | HRCU-A-CB (Split System: Heat Pump with Remote Outdoor Unit-Air-Source) | HMH72B341 |  |  | XAFB36DBCN1 | TM9E080B12MP12 | 34000 | 17.5 | 8.1 | 33800 | 24000 | 71.01% | 2.06 | 0 | 10 |  |  |  |  | R-410A | 2.8333 | Residential & Commercial | USHP | Ducted CEE Tier 1
211377795 | Central HP <5.4 tons | YORK | HRCU-A-CB (Split System: Heat Pump with Remote Outdoor Unit-Air-Source) | HMH72B341 |  |  | XAFB30CXXN1+TXV | TM9V060B12MP12 | 32600 | 17 | 8.1 | 33600 | 23600 | 70.24% | 2.02 | 0 | 9.5 |  |  |  |  | R-410A | 2.7167 | Residential & Commercial | USHP
211377861 | Central HP <5.4 tons | YORK | HRCU-A-CB (Split System: Heat Pump with Remote Outdoor Unit-Air-Source) | HMH72B341 |  |  | XAFC36DXXN1+TXV | TM9E080C16MP12 | 34000 | 18 | 8.1 | 33600 | 23800 | 70.83% | 2.08 | 0 | 10 |  |  |  |  | R-410A | 2.8333 | Residential & Commercial | USHP | Ducted CEE Tier 1
211377931 | Central HP <5.4 tons | YORK | HRCU-A-CB (Split System: Heat Pump with Remote Outdoor Unit-Air-Source) | HMH72B341 |  |  | XAFC30CXXN1+TXV | TM9E060B12MP12 | 32600 | 17 | 8.1 | 33600 | 23600 | 70.24% | 2 | 0 | 9.5 |  |  |  |  | R-410A | 2.7167 | Residential & Commercial | USHP
211378040 | Central HP <5.4 tons | YORK | HRCU-A-CB (Split System: Heat Pump with Remote Outdoor Unit-Air-Source) | HMH72B341 |  |  | XAFC36DBCN1 | TM8Y080C16MP11 | 34000 | 18.5 | 8.5 | 34000 | 24000 | 70.59% | 2.1 | 0 | 10 |  |  |  |  | R-410A | 2.8333 | Residential & Commercial | USHP | Ducted CEE Tier 1
206772648 | Central HP <5.4 tons | TEMPSTAR | HRCU-A-CB (Split System: Heat Pump with Remote Outdoor Unit-Air-Source) | TVH837GKA2* |  |  | EHD4X36AAL+WALLCON | *96CTN1002122A* | 32200 | 16.5 | 8.1 | 33200 | 24800 | 74.7% | 1.94 | 11.5 | 11 |  |  |  |  | R-410A | 2.6833 | Residential & Commercial | USHP | Ducted CEE Tier 1
206773098 | Central HP <5.4 tons | TEMPSTAR | HRCU-A-CB (Split System: Heat Pump with Remote Outdoor Unit-Air-Source) | TVH837GKA2* |  |  | EA*4X42L24A*+WALLCON | *80CSU1002120A* | 31800 | 17 | 8.1 | 33200 | 24400 | 73.49% | 1.88 | 11.5 | 11 |  |  |  |  | R-410A | 2.65 | Residential & Commercial | USHP | Ducted CEE Tier 1
206773337 | Central HP <5.4 tons | TEMPSTAR | HRCU-A-CB (Split System: Heat Pump with Remote Outdoor Unit-Air-Source) | TVH837GKA2* |  |  | EHD4X42AAL+WALLCON | *80CSU0601716A* | 32400 | 16.5 | 8.1 | 33200 | 24800 | 74.7% | 1.94 | 11.5 | 11 |  |  |  |  | R-410A | 2.7 | Residential & Commercial | USHP | Ducted CEE Tier 1
206773526 | Central HP <5.4 tons | TEMPSTAR | HRCU-A-CB (Split System: Heat Pump with Remote Outdoor Unit-Air-Source) | TVH837GKA2* |  |  | EA*4X48L24A*+WALLCON | *95CSU0802120A* | 32400 | 17.5 | 8.5 | 32400 | 24800 | 76.54% | 2 | 12 | 11.5 |  |  |  |  | R-410A | 2.7 | Residential & Commercial | USHP | Ducted CEE Tier 1
214242498 | Central HP <5.4 tons | AIRQUEST | HRCU-A-CB (Split System: Heat Pump with Remote Outdoor Unit-Air-Source) | HVH825GKA2* |  |  | EN(A,D)4X24L17**+WALLCON | *96CTN0601714B* | 23200 | 15.5 | 8.1 | 22200 | 16900 | 76.13% | 1.92 | 0 | 10.5 |  |  |  |  | R-410A | 1.9333 | Residential & Commercial | USHP | Ducted CEE Tier 1
214242948 | Central HP <5.4 tons | AIRQUEST | HRCU-A-CB (Split System: Heat Pump with Remote Outdoor Unit-Air-Source) | HVH825GKA2* |  |  | END4X42L17**+WALLCON | *96CTN0801714B* | 24000 | 16.5 | 8.1 | 21400 | 16700 | 78.04% | 1.98 | 0 | 11 |  |  |  |  | R-410A | 2 | Residential & Commercial | USHP | Ducted CEE Tier 1
214243048 | Central HP <5.4 tons | AIRQUEST | HRCU-A-CB (Split System: Heat Pump with Remote Outdoor Unit-Air-Source) | HVH825GKA2* |  |  | EN(A,D,W)4X42L21**+WALLCON | *96CTN0601714B* | 23600 | 16 | 8.1 | 21600 | 16700 | 77.31% | 1.94 | 0 | 11 |  |  |  |  | R-410A | 1.9667 | Residential & Commercial | USHP | Ducted CEE Tier 1
214243248 | Central HP <5.4 tons | AIRQUEST | HRCU-A-CB (Split System: Heat Pump with Remote Outdoor Unit-Air-Source) | HVH825GKA2* |  |  | EN(A,D)4X48L24**+WALLCON | *96CTN1002122B* | 24200 | 17 | 8.1 | 21200 | 16600 | 78.3% | 2.02 | 0 | 11.5 |  |  |  |  | R-410A | 2.0167 | Residential & Commercial | USHP | Ducted CEE Tier 1
206133313 | Central HP <5.4 tons | TEMPSTAR | HRCU-A-CB (Split System: Heat Pump with Remote Outdoor Unit-Air-Source) | TVH825GKA2* |  |  | EA*4X24L17A*+WALLCON | *80CSU0601716A* | 23200 | 16.5 | 8.1 | 22000 | 16800 | 76.36% | 1.9 | 11 | 10.5 |  |  |  |  | R-410A | 1.9333 | Residential & Commercial | USHP | Ducted CEE Tier 1
212394535 | Central HP <5.4 tons | COLEMAN | HRCU-A-CB (Split System: Heat Pump with Remote Outdoor Unit-Air-Source) | HMH72B341 | ADP |  | H,YE35936 | TM9Y080B12MP11 | 34000 | 18 | 8.5 | 32400 | 24000 | 74.07% | 2.06 | 0 | 9.5 |  |  |  |  | R-410A | 2.8333 | Residential & Commercial | USHP
212969538 | Central HP <5.4 tons | AIRQUEST | HRCU-A-CB (Split System: Heat Pump with Remote Outdoor Unit-Air-Source) | DLCURAH18ABK |  |  | EA*4X25L17A* | *80VSL0451412B* | 18300 | 16.5 | 8.5 | 18100 | 17600 | 97.24% | 2.14 | 0 | 11 |  |  |  |  | R-410A | 1.525 | Residential & Commercial | USHP | Ducted CEE Tier 1
212973314 | Central HP <5.4 tons | AIRQUEST | HRCU-A-CB (Split System: Heat Pump with Remote Outdoor Unit-Air-Source) | DLCURAH18ABK |  |  | EA*4X24L17A* | *96VSN0601412B* | 17300 | 16 | 8.5 | 18200 | 19400 | 106.6% | 2.34 | 0 | 10.5 |  |  |  |  | R-410A | 1.4417 | Residential & Commercial | USHP | Ducted CEE Tier 1
214638694 | Central HP <5.4 tons | RHEEM | HRCU-A-CB (Split System: Heat Pump with Remote Outdoor Unit-Air-Source) | RD17AZ36AJ3N | ADP |  | H,RE8J936 | R962V0703A17M4S | 31800 | 17 | 8.1 | 32600 | 29200 | 89.57% | 1.9 | 0 | 9 |  |  |  |  | R-410A | 2.65 | Residential & Commercial | USHP
212972964 | Central HP <5.4 tons | AIRQUEST | HRCU-A-CB (Split System: Heat Pump with Remote Outdoor Unit-Air-Source) | DLCURAH24ABK |  |  | EN(A,D)4X24L14** | *96VSN0401410B* | 23000 | 16 | 8.5 | 27000 | 25600 | 94.81% | 2.12 | 0 | 10 |  |  |  |  | R-410A | 1.9167 | Residential & Commercial | USHP | Ducted CEE Tier 1
212975686 | Central HP <5.4 tons | AIRQUEST | HRCU-A-CB (Split System: Heat Pump with Remote Outdoor Unit-Air-Source) | DLCURAH24ABK |  |  | EA*4X36L17A* | *96VTN0601412B* | 23600 | 17 | 8.5 | 26200 | 24000 | 91.6% | 2 | 0 | 10 |  |  |  |  | R-410A | 1.9667 | Residential & Commercial | USHP | Ducted CEE Tier 1
205750638 | Central HP <5.4 tons | TEMPSTAR | HRCU-A-CB (Split System: Heat Pump with Remote Outdoor Unit-Air-Source) | TVH825GKA2* |  |  | EA*4X37L21A*+WALLCON | *80CTL0451712A* | 24200 | 16.5 | 8.1 | 21200 | 16700 | 78.77% | 2 | 11 | 11 |  |  |  |  | R-410A | 2.0167 | Residential & Commercial | USHP | Ducted CEE Tier 1
206133353 | Central HP <5.4 tons | TEMPSTAR | HRCU-A-CB (Split System: Heat Pump with Remote Outdoor Unit-Air-Source) | TVH825GKA2* |  |  | EA*4X30L17A*+WALLCON | *80CSU0601716A* | 23400 | 16.5 | 8.1 | 21600 | 16700 | 77.31% | 1.92 | 11 | 10.5 |  |  |  |  | R-410A | 1.95 | Residential & Commercial | USHP | Ducted CEE Tier 1
214875795 | Central HP <5.4 tons | YORK | HRCU-A-CB (Split System: Heat Pump with Remote Outdoor Unit-Air-Source) | HMH72B341 |  |  | XAFC36DBCN1+JME12C2SN1 | 0 | 34000 | 18.5 | 8.5 | 33600 | 23600 | 70.24% | 2 | 0 | 10.5 |  |  |  |  | R-410A | 2.8333 | Residential & Commercial | USHP | Ducted CEE Tier 1
214440986 | Central HP <5.4 tons | CARRIER | HRCU-A-CB (Split System: Heat Pump with Remote Outdoor Unit-Air-Source) | 25VNA436A*031* | ADP |  | H,PG53936 | 59TN6C100C21**22 | 33800 | 20 | 9 | 34800 | 27000 | 77.59% | 2.06 | 0 | 12.5 |  |  |  |  | R-410A | 2.8167 | Residential & Commercial | USHP | Ducted CEE Tier 1
210596031 | Central HP <5.4 tons | CARRIER | HRCU-A-CB (Split System: Heat Pump with Remote Outdoor Unit-Air-Source) | 25VNA825A*031* |  |  | CNPV*4821AL*+UI | 58TN*A045C17**12 | 24000 | 16.5 | 8.1 | 21400 | 16700 | 78.04% | 2 | 0 | 11 |  |  |  |  | R-410A | 2 | Residential & Commercial | USHP | Ducted CEE Tier 1
212973664 | Central HP <5.4 tons | AIRQUEST | HRCU-A-CB (Split System: Heat Pump with Remote Outdoor Unit-Air-Source) | DLCURAH18ABK |  |  | EA*4X24L17A* | *96VSN0801716B* | 17200 | 16 | 8.5 | 18200 | 19400 | 106.6% | 2.34 | 0 | 10.5 |  |  |  |  | R-410A | 1.4333 | Residential & Commercial | USHP | Ducted CEE Tier 1
212972664 | Central HP <5.4 tons | AIRQUEST | HRCU-A-CB (Split System: Heat Pump with Remote Outdoor Unit-Air-Source) | DLCURAH18ABK |  |  | EA*4X19L17A* | *96VSN0401410B* | 17700 | 16 | 8.1 | 17800 | 17900 | 100.6% | 2.16 | 0 | 10.5 |  |  |  |  | R-410A | 1.475 | Residential & Commercial | USHP | Ducted CEE Tier 1
212972714 | Central HP <5.4 tons | AIRQUEST | HRCU-A-CB (Split System: Heat Pump with Remote Outdoor Unit-Air-Source) | DLCURAH18ABK |  |  | EA*4X30L17A* | *96VSN0401410B* | 17400 | 16 | 8.5 | 18000 | 18800 | 104.4% | 2.24 | 0 | 10.5 |  |  |  |  | R-410A | 1.45 | Residential & Commercial | USHP | Ducted CEE Tier 1
214588275 | Central HP <5.4 tons | BRYANT HEATING AND COOLING SYSTEMS | HRCU-A-CB (Split System: Heat Pump with Remote Outdoor Unit-Air-Source) | 38MURAQ24AB3* | ADP |  | V,C36H175P149 | 926TC36040V17*** | 23200 | 16 | 8.5 | 24800 | 24800 | 100% | 2.08 | 0 | 10 |  |  |  |  | R-410A | 1.9333 | Residential & Commercial | USHP | Ducted CEE Tier 1
205750734 | Central HP <5.4 tons | TEMPSTAR | HRCU-A-CB (Split System: Heat Pump with Remote Outdoor Unit-Air-Source) | TVH825GKA2* |  |  | EA*4X37L21A*+WALLCON | *80CTL0901716A* | 24600 | 17.5 | 8.5 | 21000 | 16500 | 78.57% | 2.04 | 12 | 11.7 |  |  |  |  | R-410A | 2.05 | Residential & Commercial | USHP | Ducted CEE Tier 1
205750750 | Central HP <5.4 tons | TEMPSTAR | HRCU-A-CB (Split System: Heat Pump with Remote Outdoor Unit-Air-Source) | TVH825GKA2* |  |  | EA*4X37L21A*+WALLCON | *97CMN0602120A* | 24400 | 16.5 | 8.1 | 21200 | 16700 | 78.77% | 2.02 | 11 | 11 |  |  |  |  | R-410A | 2.0333 | Residential & Commercial | USHP | Ducted CEE Tier 1
206135731 | Central HP <5.4 tons | TEMPSTAR | HRCU-A-CB (Split System: Heat Pump with Remote Outdoor Unit-Air-Source) | TVH837GKA** |  |  | EA*4X43L21A*+WALLCON | *80CSU0401712A* | 33000 | 17.5 | 8.5 | 33000 | 25000 | 75.76% | 1.98 | 12 | 11 |  |  |  |  | R-410A | 2.75 | Residential & Commercial | USHP | Ducted CEE Tier 1
211378113 | Central HP <5.4 tons | YORK | HRCU-A-CB (Split System: Heat Pump with Remote Outdoor Unit-Air-Source) | HMH72B341 |  |  | XAHC36DXXN1+TXV | TM8V100C16MP12 | 34000 | 17 | 8.1 | 34000 | 24600 | 72.35% | 2.08 | 0 | 9.5 |  |  |  |  | R-410A | 2.8333 | Residential & Commercial | USHP
211378165 | Central HP <5.4 tons | YORK | HRCU-A-CB (Split System: Heat Pump with Remote Outdoor Unit-Air-Source) | HMH72B341 |  |  | XAHC30CXXN1+TXV | YPLC080C16MP13 | 32400 | 17 | 8.1 | 32400 | 22800 | 70.37% | 2 | 0 | 9.5 |  |  |  |  | R-410A | 2.7 | Residential & Commercial | USHP
211378179 | Central HP <5.4 tons | YORK | HRCU-A-CB (Split System: Heat Pump with Remote Outdoor Unit-Air-Source) | HMH72B341 |  |  | XAFC36DXXN1+TXV | TPLC080C16MP13 | 34000 | 17.5 | 8.5 | 33800 | 23800 | 70.41% | 2.08 | 0 | 10 |  |  |  |  | R-410A | 2.8333 | Residential & Commercial | USHP | Ducted CEE Tier 1
211378188 | Central HP <5.4 tons | YORK | HRCU-A-CB (Split System: Heat Pump with Remote Outdoor Unit-Air-Source) | HMH72B341 |  |  | XAFC36DXXN1+TXV | YPLC100C16MP13 | 34000 | 17.5 | 8.5 | 33800 | 23800 | 70.41% | 2.08 | 0 | 10 |  |  |  |  | R-410A | 2.8333 | Residential & Commercial | USHP | Ducted CEE Tier 1
203120273 | Central HP <5.4 tons | AMERICAN STANDARD | HRCU-A-CB (Split System: Heat Pump with Remote Outdoor Unit-Air-Source) | 4A6C7048A3 |  |  | 4TXFH064AZ3 | S8X1D120M5PTA | 47500 | 16.5 | 8.1 | 48000 | 48000 | 100% | 3.6 | 13 | 12 |  |  |  |  | R-410A | 3.9583 | Residential & Commercial | USHP | Ducted CEE Tier 1
216891933 | Central HP <5.4 tons | SURE | HRCU-A-CB (Split System: Heat Pump with Remote Outdoor Unit-Air-Source) | RD18AY48AJVC |  |  | TCFY4824MTANM | S801V1005A21UHU | 43000 | 18 | 8.5 | 43000 | 33200 | 77.21% | 2 | 0 | 11.7 |  |  |  |  | R-454B | 3.5833 | Residential & Commercial | USHP | Ducted CEE Tier 1
213369604 | Central HP <5.4 tons | KINGHOME | HRCU-A-C (Split System: Heat Pump with Remote Outdoor Unit with No Indoor Fan --Air Source) | KU36UHO | ADP |  | *G34936 | 0 | 22800 | 15.2 | 8.5 | 22400 | 21200 | 94.64% | 1.8 | 0 | 11 |  |  |  |  | R-410A | 1.9 | Residential & Commercial | USHP | Ducted CEE Tier 1
214837899 | Central HP <5.4 tons | RHEEM | HRCU-A-CB (Split System: Heat Pump with Remote Outdoor Unit-Air-Source) | RD17AZ48AJ3N | ADP |  | F,PE*UU1960 | 0 | 45500 | 17 | 8.1 | 43500 | 39500 | 90.8% | 2.1 | 0 | 11.7 |  |  |  |  | R-410A | 3.7917 | Residential & Commercial | USHP | Ducted CEE Tier 1
213411107 | Central HP <5.4 tons | COLEMAN | HRCU-A-CB (Split System: Heat Pump with Remote Outdoor Unit-Air-Source) | HMH72B341 | ADP |  | H,YG35936 | Z8ES080B12SMPS1 | 33200 | 18 | 8.5 | 31400 | 23000 | 73.25% | 2.04 | 0 | 10 |  |  |  |  | R-410A | 2.7667 | Residential & Commercial | USHP | Ducted CEE Tier 1
215389827 | Central HP <5.4 tons | ECOER | HRCU-A-C (Split System: Heat Pump with Remote Outdoor Unit with No Indoor Fan --Air Source) | EODA18H-4860B | ADP |  | HG84948+TD | 0 | 42000 | 15.2 | 8.5 | 41000 | 32000 | 78.05% | 1.9 | 0 | 10.5 |  |  |  |  | R-410A | 3.5 | Residential & Commercial | USHP | Ducted CEE Tier 1
212394485 | Central HP <5.4 tons | COLEMAN | HRCU-A-CB (Split System: Heat Pump with Remote Outdoor Unit-Air-Source) | HMH72B341 | ADP |  | H,YE35936 | TM9E040A10MP12 | 32200 | 17 | 8.5 | 32400 | 23000 | 70.99% | 1.98 | 0 | 9.5 |  |  |  |  | R-410A | 2.6833 | Residential & Commercial | USHP
212974616 | Central HP <5.4 tons | AIRQUEST | HRCU-A-CB (Split System: Heat Pump with Remote Outdoor Unit-Air-Source) | DLCURAH18ABK |  |  | EA*4X19L17A* | *96VTN0401410B* | 17600 | 16 | 8.1 | 17700 | 17900 | 101.1% | 2.16 | 0 | 10.5 |  |  |  |  | R-410A | 1.4667 | Residential & Commercial | USHP | Ducted CEE Tier 1
212974720 | Central HP <5.4 tons | AIRQUEST | HRCU-A-CB (Split System: Heat Pump with Remote Outdoor Unit-Air-Source) | DLCURAH18ABK |  |  | EN(A,D)4X24L17** | *96VTN0401410B* | 17300 | 15.5 | 8.5 | 18400 | 19200 | 104.3% | 2.3 | 0 | 10.5 |  |  |  |  | R-410A | 1.4417 | Residential & Commercial | USHP | Ducted CEE Tier 1
212974733 | Central HP <5.4 tons | AIRQUEST | HRCU-A-CB (Split System: Heat Pump with Remote Outdoor Unit-Air-Source) | DLCURAH18ABK |  |  | EN(A,D)4X30L14** | *96VTN0401410B* | 17400 | 16 | 8.1 | 18000 | 18600 | 103.3% | 2.22 | 0 | 10.5 |  |  |  |  | R-410A | 1.45 | Residential & Commercial | USHP | Ducted CEE Tier 1
215389831 | Central HP <5.4 tons | ECOER | HRCU-A-C (Split System: Heat Pump with Remote Outdoor Unit with No Indoor Fan --Air Source) | EODA18H-4860B | ADP |  | PL48H175P389+TD | 0 | 42000 | 15.2 | 8.5 | 41000 | 32000 | 78.05% | 1.9 | 0 | 10.5 |  |  |  |  | R-410A | 3.5 | Residential & Commercial | USHP | Ducted CEE Tier 1
211226863 | Central HP <5.4 tons | AIRQUEST | HRCU-A-CB (Split System: Heat Pump with Remote Outdoor Unit-Air-Source) | DLCURAH36ABK |  |  | EA*4X37L21A* | *80VSL0451716A* | 36200 | 15.5 | 8.5 | 38500 | 34800 | 90.39% | 2.06 | 0 | 10 |  |  |  |  | R-410A | 3.0167 | Residential & Commercial | USHP | Ducted CEE Tier 1
211226411 | Central HP <5.4 tons | AIRQUEST | HRCU-A-CB (Split System: Heat Pump with Remote Outdoor Unit-Air-Source) | DLCURAH36ABK |  |  | EA*4X36L21A* | *96VTN1002120A* | 35600 | 15.5 | 8.1 | 39500 | 35200 | 89.11% | 1.84 | 0 | 9.5 |  |  |  |  | R-410A | 2.9667 | Residential & Commercial | USHP
211226911 | Central HP <5.4 tons | AIRQUEST | HRCU-A-CB (Split System: Heat Pump with Remote Outdoor Unit-Air-Source) | DLCURAH36ABK |  |  | EA*4X37L21A* | *80ESU0601716A | 37000 | 16 | 8.5 | 38500 | 34800 | 90.39% | 2.12 | 0 | 10 |  |  |  |  | R-410A | 3.0833 | Residential & Commercial | USHP | Ducted CEE Tier 1
213785156 | Central HP <5.4 tons | BRYANT HEATING AND COOLING SYSTEMS | HRCU-A-CB (Split System: Heat Pump with Remote Outdoor Unit-Air-Source) | 284ANV024*0**B* |  |  | CAP**4224AL*+UI | 88*TB66135C24*** | 23400 | 20 | 10 | 26600 | 19700 | 74.06% | 2.46 | 0 | 13 |  |  |  |  | R-410A | 1.95 | Residential & Commercial | USHP | Ducted CEE Tier 1
216990523 | Central HP <5.4 tons | BRYANT HEATING AND COOLING SYSTEMS | HRCU-A-CB (Split System: Heat Pump with Remote Outdoor Unit-Air-Source) | 291VAN054**AA* | ADP |  | V,C60H210P17*+TXV | 88*TB60070C21*** | 49000 | 19 | 10.5 | 51000 | 53500 | 104.9% | 1.92 | 0 | 11 |  |  |  |  | R-454B | 4.0833 | Residential & Commercial | USHP | Ducted CEE Tier 1
216990541 | Central HP <5.4 tons | BRYANT HEATING AND COOLING SYSTEMS | HRCU-A-CB (Split System: Heat Pump with Remote Outdoor Unit-Air-Source) | 291VAN054**AA* | ADP |  | V,C48H210P16*+TXV | 88*TB60110C21*** | 48500 | 19 | 10.5 | 50500 | 52500 | 104% | 1.96 | 0 | 11 |  |  |  |  | R-454B | 4.0417 | Residential & Commercial | USHP | Ducted CEE Tier 1
216990371 | Central HP <5.4 tons | BRYANT HEATING AND COOLING SYSTEMS | HRCU-A-CB (Split System: Heat Pump with Remote Outdoor Unit-Air-Source) | 290VAN060**AA* | ADP |  | C60A***L18*+TXV | 88*TB60090C21*** | 55500 | 19 | 9 | 57500 | 41000 | 71.3% | 2.02 | 0 | 8.5 |  |  |  |  | R-454B | 4.625 | Residential & Commercial | USHP
216990374 | Central HP <5.4 tons | BRYANT HEATING AND COOLING SYSTEMS | HRCU-A-CB (Split System: Heat Pump with Remote Outdoor Unit-Air-Source) | 290VAN060**AA* | ADP |  | V,C60H210P29*+TXV | 88*TB60110C21*** | 54000 | 18 | 9 | 57500 | 41000 | 71.3% | 2.02 | 0 | 8.5 |  |  |  |  | R-454B | 4.5 | Residential & Commercial | USHP
214242888 | Central HP <5.4 tons | AIRQUEST | HRCU-A-CB (Split System: Heat Pump with Remote Outdoor Unit-Air-Source) | HVH825GKA2* |  |  | END4X42L17**+WALLCON | *80CTL0901716B* | 24000 | 17 | 8.1 | 21400 | 16600 | 77.57% | 1.98 | 0 | 11.5 |  |  |  |  | R-410A | 2 | Residential & Commercial | USHP | Ducted CEE Tier 1
204456570 | Central HP <5.4 tons | TEMPSTAR | HRCU-A-CB (Split System: Heat Pump with Remote Outdoor Unit-Air-Source) | TVH825GKA2* |  |  | EA*4X30L17A*+WALLCON | *97CMN0801714A* | 23400 | 16 | 8.1 | 21600 | 16800 | 77.78% | 1.9 | 11 | 10.5 |  |  |  |  | R-410A | 1.95 | Residential & Commercial | USHP | Ducted CEE Tier 1
213369670 | Central HP <5.4 tons | KINGHOME | HRCU-A-C (Split System: Heat Pump with Remote Outdoor Unit with No Indoor Fan --Air Source) | KU36UHO | ADP |  | *G33936+TD | 0 | 22400 | 15.2 | 8.4 | 22400 | 21200 | 94.64% | 1.78 | 0 | 10.5 |  |  |  |  | R-410A | 1.8667 | Residential & Commercial | USHP | Ducted CEE Tier 1
216892051 | Central HP <5.4 tons | SURE | HRCU-A-CB (Split System: Heat Pump with Remote Outdoor Unit-Air-Source) | RD18AY36AJVC |  |  | TCFY3624MTANM | S97MV0855A21DH | 32600 | 19 | 10 | 32600 | 27800 | 85.28% | 2.1 | 0 | 12 |  |  |  |  | R-454B | 2.7167 | Residential & Commercial | USHP | Ducted CEE Tier 1
215487753 | Central HP <5.4 tons | AMANA | HRCU-A-CB (Split System: Heat Pump with Remote Outdoor Unit-Air-Source) | AZV7SA4810A* |  |  | CHPEA4830*3A* | A*VC800804C*A* | 45500 | 16.5 | 8.5 | 46000 | 33600 | 73.04% | 2 | 0 | 10 |  |  |  |  | R-32 | 3.7917 | Residential & Commercial | USHP | Ducted CEE Tier 1
215487754 | Central HP <5.4 tons | AMANA | HRCU-A-CB (Split System: Heat Pump with Remote Outdoor Unit-Air-Source) | AZV7SA4810A* |  |  | CHPEA4830*3A* | A*VC800805C*A* | 45500 | 16.5 | 8.5 | 46000 | 33600 | 73.04% | 2 | 0 | 10 |  |  |  |  | R-32 | 3.7917 | Residential & Commercial | USHP | Ducted CEE Tier 1
212383416 | Central HP <5.4 tons | COMFORTMAKER | HRCU-A-CB (Split System: Heat Pump with Remote Outdoor Unit-Air-Source) | DLCURAH36ABK |  |  | EA*4X37L21A* | *95ESU0601716A* | 36800 | 15.5 | 8.5 | 39000 | 34800 | 89.23% | 2.1 | 0 | 10 |  |  |  |  | R-410A | 3.0667 | Residential & Commercial | USHP | Ducted CEE Tier 1
212383126 | Central HP <5.4 tons | COMFORTMAKER | HRCU-A-CB (Split System: Heat Pump with Remote Outdoor Unit-Air-Source) | DLCURAH36ABK |  |  | EA*4X36L21A* | *96VSN1002120A* | 35200 | 16 | 8.1 | 39000 | 35200 | 90.26% | 1.82 | 0 | 9.5 |  |  |  |  | R-410A | 2.9333 | Residential & Commercial | USHP
216990574 | Central HP <5.4 tons | BRYANT HEATING AND COOLING SYSTEMS | HRCU-A-CB (Split System: Heat Pump with Remote Outdoor Unit-Air-Source) | 293VAN036**AA* | ADP |  | V,C36H175P14*+TXV | 88*TB48070C17*** | 32600 | 19 | 9.5 | 33600 | 26600 | 79.17% | 2 | 0 | 11 |  |  |  |  | R-454B | 2.7167 | Residential & Commercial | USHP | Ducted CEE Tier 1
216990592 | Central HP <5.4 tons | BRYANT HEATING AND COOLING SYSTEMS | HRCU-A-CB (Split System: Heat Pump with Remote Outdoor Unit-Air-Source) | 293VAN036**AA* | ADP |  | PL36H***P44*+TXV | 88*TB48090C17*** | 33400 | 20 | 9.5 | 33000 | 26000 | 78.79% | 2.04 | 0 | 11.5 |  |  |  |  | R-454B | 2.7833 | Residential & Commercial | USHP | Ducted CEE Tier 1
213088094 | Central HP <5.4 tons | KINGHOME | HRCU-A-C (Split System: Heat Pump with Remote Outdoor Unit with No Indoor Fan --Air Source) | KU36UHO | ADP |  | HE36936+TD | 0 | 23000 | 15.2 | 8.5 | 22400 | 21200 | 94.64% | 1.8 | 0 | 11 |  |  |  |  | R-410A | 1.9167 | Residential & Commercial | USHP | Ducted CEE Tier 1
213088097 | Central HP <5.4 tons | KINGHOME | HRCU-A-C (Split System: Heat Pump with Remote Outdoor Unit with No Indoor Fan --Air Source) | KU60UHO | ADP |  | HG52960 | 0 | 50500 | 15.2 | 8.5 | 51000 | 36800 | 72.16% | 1.8 | 0 | 9.5 |  |  |  |  | R-410A | 4.2083 | Residential & Commercial | USHP
212972244 | Central HP <5.4 tons | AIRQUEST | HRCU-A-CB (Split System: Heat Pump with Remote Outdoor Unit-Air-Source) | DLCURAH36ABK |  |  | EA*4X48L24A* | *80VTL0902120B* | 35800 | 16.5 | 8.5 | 37800 | 34600 | 91.53% | 2.02 | 0 | 10 |  |  |  |  | R-410A | 2.9833 | Residential & Commercial | USHP | Ducted CEE Tier 1
212976809 | Central HP <5.4 tons | AIRQUEST | HRCU-A-CB (Split System: Heat Pump with Remote Outdoor Unit-Air-Source) | DLCURAH36ABK |  |  | EA*4X48L24A* | *96VTN1002120B* | 36000 | 16.5 | 8.5 | 37800 | 34800 | 92.06% | 2.04 | 0 | 10 |  |  |  |  | R-410A | 3 | Residential & Commercial | USHP | Ducted CEE Tier 1
212552661 | Central HP <5.4 tons | DAY & NIGHT | HRCU-A-CB (Split System: Heat Pump with Remote Outdoor Unit-Air-Source) | CVH848GKA** | ADP |  | FG36948 | *96CTN1002122A* | 45000 | 17 | 8.5 | 45000 | 34800 | 77.33% | 2 | 0 | 10 |  |  |  |  | R-410A | 3.75 | Residential & Commercial | USHP | Ducted CEE Tier 1
213369671 | Central HP <5.4 tons | KINGHOME | HRCU-A-C (Split System: Heat Pump with Remote Outdoor Unit with No Indoor Fan --Air Source) | KU36UHO | ADP |  | *G35936+TD | 0 | 23000 | 15.2 | 8.5 | 22400 | 21200 | 94.64% | 1.8 | 0 | 11 |  |  |  |  | R-410A | 1.9167 | Residential & Commercial | USHP | Ducted CEE Tier 1
213369605 | Central HP <5.4 tons | KINGHOME | HRCU-A-C (Split System: Heat Pump with Remote Outdoor Unit with No Indoor Fan --Air Source) | KU36UHO | ADP |  | *G34936+TD | 0 | 31600 | 15.2 | 8.5 | 32400 | 23600 | 72.84% | 1.8 | 0 | 9 |  |  |  |  | R-410A | 2.6333 | Residential & Commercial | USHP
213088090 | Central HP <5.4 tons | KINGHOME | HRCU-A-C (Split System: Heat Pump with Remote Outdoor Unit with No Indoor Fan --Air Source) | KU36UHO | ADP |  | HE34936+TD | 0 | 22800 | 15.2 | 8.5 | 22400 | 21200 | 94.64% | 1.8 | 0 | 11 |  |  |  |  | R-410A | 1.9 | Residential & Commercial | USHP | Ducted CEE Tier 1
213255507 | Central HP <5.4 tons | KINGHOME | HRCU-A-C (Split System: Heat Pump with Remote Outdoor Unit with No Indoor Fan --Air Source) | KU36UHO | ADP |  | *E34936+TD | 0 | 22800 | 15.2 | 8.5 | 22400 | 21200 | 94.64% | 1.8 | 0 | 11 |  |  |  |  | R-410A | 1.9 | Residential & Commercial | USHP | Ducted CEE Tier 1
213369606 | Central HP <5.4 tons | KINGHOME | HRCU-A-C (Split System: Heat Pump with Remote Outdoor Unit with No Indoor Fan --Air Source) | KU60UHO | ADP |  | *E50960 | 0 | 47000 | 15.2 | 8.4 | 46000 | 33200 | 72.17% | 1.78 | 0 | 10 |  |  |  |  | R-410A | 3.9167 | Residential & Commercial | USHP | Ducted CEE Tier 1
213088093 | Central HP <5.4 tons | KINGHOME | HRCU-A-C (Split System: Heat Pump with Remote Outdoor Unit with No Indoor Fan --Air Source) | KU36UHO | ADP |  | HE35936 | 0 | 31800 | 15.2 | 8.5 | 32400 | 23600 | 72.84% | 1.8 | 0 | 9 |  |  |  |  | R-410A | 2.65 | Residential & Commercial | USHP
213369672 | Central HP <5.4 tons | KINGHOME | HRCU-A-C (Split System: Heat Pump with Remote Outdoor Unit with No Indoor Fan --Air Source) | KU60UHO | ADP |  | *E51960+TD | 0 | 47000 | 15.2 | 8.45 | 46000 | 33200 | 72.17% | 1.78 | 0 | 10 |  |  |  |  | R-410A | 3.9167 | Residential & Commercial | USHP | Ducted CEE Tier 1
213088091 | Central HP <5.4 tons | KINGHOME | HRCU-A-C (Split System: Heat Pump with Remote Outdoor Unit with No Indoor Fan --Air Source) | KU36UHO | ADP |  | HE34936 | 0 | 31600 | 15.2 | 8.5 | 32400 | 23600 | 72.84% | 1.8 | 0 | 9 |  |  |  |  | R-410A | 2.6333 | Residential & Commercial | USHP
210692073 | Central HP <5.4 tons | AMERICAN STANDARD | HRCU-A-CB (Split System: Heat Pump with Remote Outdoor Unit-Air-Source) | 4A6V0X60A1 |  |  | 4PX*CU60BS3 | S8V2C100M5PCA | 54000 | 19 | 8.2 | 52000 | 40000 | 76.92% | 1.78 | 11.7 | 11.7 |  |  |  |  | R-410A | 4.5 | Residential & Commercial | USHP | Ducted CEE Tier 1
212552662 | Central HP <5.4 tons | DAY & NIGHT | HRCU-A-CB (Split System: Heat Pump with Remote Outdoor Unit-Air-Source) | CVH848GKA** | ADP |  | FG36960 | *96CTN1002122A* | 45000 | 17 | 8.5 | 45000 | 34800 | 77.33% | 2 | 0 | 10 |  |  |  |  | R-410A | 3.75 | Residential & Commercial | USHP | Ducted CEE Tier 1
212552679 | Central HP <5.4 tons | DAY & NIGHT | HRCU-A-CB (Split System: Heat Pump with Remote Outdoor Unit-Air-Source) | CVH848GKA** | ADP |  | FG49960 | *97CMN1002122A* | 46000 | 17 | 8.5 | 44000 | 34600 | 78.64% | 2 | 0 | 10 |  |  |  |  | R-410A | 3.8333 | Residential & Commercial | USHP | Ducted CEE Tier 1
216801755 | Central HP <5.4 tons | YORK | HRCU-A-CB (Split System: Heat Pump with Remote Outdoor Unit-Air-Source) | HH836E2S11 |  |  | CTF48C5CFS1 | Y82E080C16LMPS1 | 32800 | 19 | 9 | 30200 | 22800 | 75.5% | 2 | 0 | 11.7 |  |  |  |  | R-454B | 2.7333 | Residential & Commercial | USHP | Ducted CEE Tier 1
216772279 | Central HP <5.4 tons | RHEEM | HRCU-A-CB (Split System: Heat Pump with Remote Outdoor Unit-Air-Source) | RD17AZ36AJ3N | ADP |  | H,RE80936 | R802V0754A17UHS | 33000 | 17 | 8.1 | 32600 | 29000 | 88.96% | 2 | 0 | 9.5 |  |  |  |  | R-410A | 2.75 | Residential & Commercial | USHP
216973001 | Central HP <5.4 tons | CARRIER | HRCU-A-CB (Split System: Heat Pump with Remote Outdoor Unit-Air-Source) | 27VNA360A*030* | ADP |  | V,C60H210P29*+TXV | 59CU5B100C21**22 | 56000 | 18 | 8.1 | 59000 | 45000 | 76.27% | 2 | 0 | 11.5 |  |  |  |  | R-454B | 4.6667 | Residential & Commercial | USHP | Ducted CEE Tier 1
216973018 | Central HP <5.4 tons | CARRIER | HRCU-A-CB (Split System: Heat Pump with Remote Outdoor Unit-Air-Source) | 27VNA360A*030* | ADP |  | A60VHA*+TXV | 59MN7C080C21**20 | 55500 | 18 | 8.1 | 58500 | 45500 | 77.78% | 1.95 | 0 | 11 |  |  |  |  | R-454B | 4.625 | Residential & Commercial | USHP | Ducted CEE Tier 1
214810356 | Central HP <5.4 tons | RHEEM | HRCU-A-CB (Split System: Heat Pump with Remote Outdoor Unit-Air-Source) | RD17AZ36AJ3N | ADP |  | H,RE9J936 | R951V0403A17M4S | 32200 | 17 | 8.1 | 32600 | 29200 | 89.57% | 1.9 | 0 | 9.5 |  |  |  |  | R-410A | 2.6833 | Residential & Commercial | USHP
214810359 | Central HP <5.4 tons | RHEEM | HRCU-A-CB (Split System: Heat Pump with Remote Outdoor Unit-Air-Source) | RD17AZ36AJ3N | ADP |  | H,RE9J936 | R951V0603A17UHU | 32200 | 17 | 8.1 | 32600 | 29400 | 90.18% | 1.9 | 0 | 9.5 |  |  |  |  | R-410A | 2.6833 | Residential & Commercial | USHP
214569311 | Central HP <5.4 tons | RHEEM | HRCU-A-CB (Split System: Heat Pump with Remote Outdoor Unit-Air-Source) | RD17AZ36AJ3N | ADP |  | H,RE8J936 | R98MV1005A21UPS | 31800 | 17 | 8.1 | 32600 | 29200 | 89.57% | 1.9 | 0 | 9 |  |  |  |  | R-410A | 2.65 | Residential & Commercial | USHP
216990606 | Central HP <5.4 tons | BRYANT HEATING AND COOLING SYSTEMS | HRCU-A-CB (Split System: Heat Pump with Remote Outdoor Unit-Air-Source) | 293VAN048**AA* | ADP |  | V,C48H175P78*+TXV | 88*TB48070C17*** | 43000 | 20 | 9 | 46500 | 36800 | 79.14% | 2 | 0 | 10.5 |  |  |  |  | R-454B | 3.5833 | Residential & Commercial | USHP | Ducted CEE Tier 1
216990607 | Central HP <5.4 tons | BRYANT HEATING AND COOLING SYSTEMS | HRCU-A-CB (Split System: Heat Pump with Remote Outdoor Unit-Air-Source) | 293VAN048**AA* | ADP |  | C48A***L15*+TXV | 88*TB48070C17*** | 43000 | 20 | 9 | 46500 | 36800 | 79.14% | 2 | 0 | 10.5 |  |  |  |  | R-454B | 3.5833 | Residential & Commercial | USHP | Ducted CEE Tier 1
216990609 | Central HP <5.4 tons | BRYANT HEATING AND COOLING SYSTEMS | HRCU-A-CB (Split System: Heat Pump with Remote Outdoor Unit-Air-Source) | 293VAN048**AA* | ADP |  | C48A***L16*+TXV | 88*TB48070C17*** | 43000 | 20 | 9 | 46500 | 36800 | 79.14% | 2 | 0 | 10.5 |  |  |  |  | R-454B | 3.5833 | Residential & Commercial | USHP | Ducted CEE Tier 1
216990240 | Central HP <5.4 tons | BRYANT HEATING AND COOLING SYSTEMS | HRCU-A-CB (Split System: Heat Pump with Remote Outdoor Unit-Air-Source) | 290VAN036**AA* | ADP |  | C36A***L13*+TXV | 88*TB36045C17*** | 32400 | 17 | 9 | 33600 | 25000 | 74.4% | 1.88 | 0 | 9 |  |  |  |  | R-454B | 2.7 | Residential & Commercial | USHP
202461101 | Central HP <5.4 tons | AMERICAN STANDARD | HRCU-A-CB (Split System: Heat Pump with Remote Outdoor Unit-Air-Source) | 4A6C7048A4 |  |  | 4TXFH064AZ3 | S8X1D120M5PSA | 47500 | 16.5 | 8.1 | 48000 | 48000 | 100% | 3.6 | 13 | 12 |  |  |  |  | R-410A | 3.9583 | Residential & Commercial | USHP | Ducted CEE Tier 1
213255508 | Central HP <5.4 tons | KINGHOME | HRCU-A-C (Split System: Heat Pump with Remote Outdoor Unit with No Indoor Fan --Air Source) | KU36UHO | ADP |  | *E34936 | 0 | 31600 | 15.2 | 8.5 | 32400 | 23600 | 72.84% | 1.8 | 0 | 9 |  |  |  |  | R-410A | 2.6333 | Residential & Commercial | USHP
213255510 | Central HP <5.4 tons | KINGHOME | HRCU-A-C (Split System: Heat Pump with Remote Outdoor Unit with No Indoor Fan --Air Source) | KU60UHO | ADP |  | *G52960 | 0 | 50500 | 15.2 | 8.5 | 51000 | 36800 | 72.16% | 1.8 | 0 | 9.5 |  |  |  |  | R-410A | 4.2083 | Residential & Commercial | USHP
216772278 | Central HP <5.4 tons | RHEEM | HRCU-A-CB (Split System: Heat Pump with Remote Outdoor Unit-Air-Source) | RD17AZ36AJ3N | ADP |  | H,RE80936 | R802V0504A17UHS | 33000 | 17 | 8.1 | 32600 | 29400 | 90.18% | 1.9 | 0 | 9.5 |  |  |  |  | R-410A | 2.75 | Residential & Commercial | USHP
203120300 | Central HP <5.4 tons | AMERICAN STANDARD | HRCU-A-CB (Split System: Heat Pump with Remote Outdoor Unit-Air-Source) | 4A6C7048A4 |  |  | 4PX*DU60BS3 | S8X1D120M5PTA | 47500 | 16.5 | 8.1 | 48000 | 48000 | 100% | 3.6 | 13 | 12 |  |  |  |  | R-410A | 3.9583 | Residential & Commercial | USHP | Ducted CEE Tier 1
211207024 | Central HP <5.4 tons | YORK | HRCU-A-CB (Split System: Heat Pump with Remote Outdoor Unit-Air-Source) | YZV36B21 |  |  | XAMB36DE2N1+CC | YPLC080B12MP13 | 32600 | 18 | 8.5 | 34400 | 29600 | 86.05% | 1.94 | 0 | 11.7 |  |  |  |  | R-410A | 2.7167 | Residential & Commercial | USHP | Ducted CEE Tier 1
214588341 | Central HP <5.4 tons | BRYANT HEATING AND COOLING SYSTEMS | HRCU-A-CB (Split System: Heat Pump with Remote Outdoor Unit-Air-Source) | 38MURAQ36AB3* | ADP |  | C36A***L159 | 926TC60080V21*** | 35600 | 16 | 8.1 | 36800 | 34800 | 94.57% | 1.9 | 0 | 10 |  |  |  |  | R-410A | 2.9667 | Residential & Commercial | USHP | Ducted CEE Tier 1
215389829 | Central HP <5.4 tons | ECOER | HRCU-A-C (Split System: Heat Pump with Remote Outdoor Unit with No Indoor Fan --Air Source) | EODA18H-4860B | ADP |  | M48E599+TD | 0 | 40500 | 15.2 | 8.5 | 41000 | 32000 | 78.05% | 1.9 | 0 | 10 |  |  |  |  | R-410A | 3.375 | Residential & Commercial | USHP | Ducted CEE Tier 1
213255514 | Central HP <5.4 tons | KINGHOME | HRCU-A-C (Split System: Heat Pump with Remote Outdoor Unit with No Indoor Fan --Air Source) | KU36UHO | ADP |  | *E36936 | 0 | 32000 | 15.2 | 8.5 | 32400 | 23600 | 72.84% | 1.8 | 0 | 9.5 |  |  |  |  | R-410A | 2.6667 | Residential & Commercial | USHP
216990258 | Central HP <5.4 tons | BRYANT HEATING AND COOLING SYSTEMS | HRCU-A-CB (Split System: Heat Pump with Remote Outdoor Unit-Air-Source) | 290VAN036**AA* | ADP |  | PL36H210P29*+TXV | 88*TB48070C17*** | 34400 | 18 | 9 | 33800 | 24800 | 73.37% | 1.9 | 0 | 10 |  |  |  |  | R-454B | 2.8667 | Residential & Commercial | USHP | Ducted CEE Tier 1
216990288 | Central HP <5.4 tons | BRYANT HEATING AND COOLING SYSTEMS | HRCU-A-CB (Split System: Heat Pump with Remote Outdoor Unit-Air-Source) | 290VAN036**AA* | ADP |  | PL36H210P74*+TXV | 88*TB60090C21*** | 33200 | 18 | 9 | 34200 | 25200 | 73.68% | 1.86 | 0 | 10 |  |  |  |  | R-454B | 2.7667 | Residential & Commercial | USHP | Ducted CEE Tier 1
216990674 | Central HP <5.4 tons | BRYANT HEATING AND COOLING SYSTEMS | HRCU-A-CB (Split System: Heat Pump with Remote Outdoor Unit-Air-Source) | 293VAN060**AA* | ADP |  | V,C60H210P17*+TXV | 88*TB60070C21*** | 55500 | 18 | 8.1 | 58500 | 46000 | 78.63% | 1.95 | 0 | 11 |  |  |  |  | R-454B | 4.625 | Residential & Commercial | USHP | Ducted CEE Tier 1
216990691 | Central HP <5.4 tons | BRYANT HEATING AND COOLING SYSTEMS | HRCU-A-CB (Split System: Heat Pump with Remote Outdoor Unit-Air-Source) | 293VAN060**AA* | ADP |  | C60A***L18*+TXV | 88*TB60110C21*** | 55500 | 19 | 8.5 | 58500 | 46000 | 78.63% | 2.02 | 0 | 11 |  |  |  |  | R-454B | 4.625 | Residential & Commercial | USHP | Ducted CEE Tier 1
213785204 | Central HP <5.4 tons | BRYANT HEATING AND COOLING SYSTEMS | HRCU-A-CB (Split System: Heat Pump with Remote Outdoor Unit-Air-Source) | 284ANV024*0**B* |  |  | CSPH*3012AL*+UI | 987MC66100C21*** | 23400 | 19 | 10 | 26800 | 19900 | 74.25% | 2.44 | 0 | 12.5 |  |  |  |  | R-410A | 1.95 | Residential & Commercial | USHP | Ducted CEE Tier 1
212394493 | Central HP <5.4 tons | COLEMAN | HRCU-A-CB (Split System: Heat Pump with Remote Outdoor Unit-Air-Source) | HMH72B341 | ADP |  | H,YE32936 | TM9E080B12MP12 | 32800 | 17 | 8.5 | 32400 | 23000 | 70.99% | 2.02 | 0 | 9.5 |  |  |  |  | R-410A | 2.7333 | Residential & Commercial | USHP
214638690 | Central HP <5.4 tons | RHEEM | HRCU-A-CB (Split System: Heat Pump with Remote Outdoor Unit-Air-Source) | RD17AZ36AJ3N | ADP |  | H,RE9J936 | R951V0703A17M4S | 32200 | 17 | 8.1 | 32600 | 29200 | 89.57% | 1.9 | 0 | 9.5 |  |  |  |  | R-410A | 2.6833 | Residential & Commercial | USHP
213366561 | Central HP <5.4 tons | COLEMAN | HRCU-A-CB (Split System: Heat Pump with Remote Outdoor Unit-Air-Source) | HMH72B341 | ADP |  | H,YG7J936 | Z8ET080B12LMPS1 | 33200 | 18 | 8.5 | 31400 | 23000 | 73.25% | 2.04 | 0 | 9.5 |  |  |  |  | R-410A | 2.7667 | Residential & Commercial | USHP
206765466 | Central HP <5.4 tons | TEMPSTAR | HRCU-A-CB (Split System: Heat Pump with Remote Outdoor Unit-Air-Source) | TVH825GKA3* |  |  | EA*4X24L17A*+WALLCON | *97CMN0801714A* | 23200 | 16 | 8.1 | 22000 | 16900 | 76.82% | 1.88 | 11 | 10.5 |  |  |  |  | R-410A | 1.9333 | Residential & Commercial | USHP | Ducted CEE Tier 1
215487676 | Central HP <5.4 tons | AMANA | HRCU-A-CB (Split System: Heat Pump with Remote Outdoor Unit-Air-Source) | AZV7SA2410A* |  |  | CHPEA3026*3A* | A*VM970804CNB* | 23200 | 19 | 8.6 | 23200 | 17000 | 73.28% | 2 | 0 | 11 |  |  |  |  | R-32 | 1.9333 | Residential & Commercial | USHP | Ducted CEE Tier 1
211241345 | Central HP <5.4 tons | COMFORTMAKER | HRCU-A-CB (Split System: Heat Pump with Remote Outdoor Unit-Air-Source) | DLCURAH24ABK |  |  | EA*4X30L14A* | *92ESN0601412A* | 23400 | 16.5 | 8.5 | 25800 | 24400 | 94.57% | 2.02 | 0 | 10 |  |  |  |  | R-410A | 1.95 | Residential & Commercial | USHP | Ducted CEE Tier 1
211241699 | Central HP <5.4 tons | COMFORTMAKER | HRCU-A-CB (Split System: Heat Pump with Remote Outdoor Unit-Air-Source) | DLCURAH24ABK |  |  | EA*4X30L17A* | *92ESN0601714A* | 24400 | 17 | 8.5 | 26400 | 22800 | 86.36% | 1.88 | 0 | 10 |  |  |  |  | R-410A | 2.0333 | Residential & Commercial | USHP | Ducted CEE Tier 1
211241917 | Central HP <5.4 tons | COMFORTMAKER | HRCU-A-CB (Split System: Heat Pump with Remote Outdoor Unit-Air-Source) | DLCURAH24ABK |  |  | EA*4X36L17A* | *80VSL0451716A* | 24200 | 16.5 | 8.5 | 26200 | 22600 | 86.26% | 1.86 | 0 | 10 |  |  |  |  | R-410A | 2.0167 | Residential & Commercial | USHP | Ducted CEE Tier 1
211242024 | Central HP <5.4 tons | COMFORTMAKER | HRCU-A-CB (Split System: Heat Pump with Remote Outdoor Unit-Air-Source) | DLCURAH24ABK |  |  | EA*4X36L17A* | *95ESN0601412A* | 24400 | 15.5 | 8.5 | 26600 | 22400 | 84.21% | 1.84 | 0 | 10 |  |  |  |  | R-410A | 2.0333 | Residential & Commercial | USHP | Ducted CEE Tier 1
211242501 | Central HP <5.4 tons | COMFORTMAKER | HRCU-A-CB (Split System: Heat Pump with Remote Outdoor Unit-Air-Source) | DLCURAH24ABK |  |  | EA*4X36L21A* | *95ESN0401712A* | 24200 | 15.2 | 8.5 | 26400 | 22600 | 85.61% | 1.84 | 0 | 9.5 |  |  |  |  | R-410A | 2.0167 | Residential & Commercial | USHP
211242624 | Central HP <5.4 tons | COMFORTMAKER | HRCU-A-CB (Split System: Heat Pump with Remote Outdoor Unit-Air-Source) | DLCURAH24ABK |  |  | EA*4X36L21A* | *92ESN0601714A* | 24600 | 17 | 8.5 | 26200 | 22200 | 84.73% | 1.86 | 0 | 10 |  |  |  |  | R-410A | 2.05 | Residential & Commercial | USHP | Ducted CEE Tier 1
212544183 | Central HP <5.4 tons | DAY & NIGHT | HRCU-A-CB (Split System: Heat Pump with Remote Outdoor Unit-Air-Source) | DLCURAH18ABK | ADP |  | FG80936 | *92ESN0401410A* | 18000 | 15.2 | 8.5 | 17100 | 18100 | 105.8% | 2.22 | 0 | 10.5 |  |  |  |  | R-410A | 1.5 | Residential & Commercial | USHP | Ducted CEE Tier 1
202461081 | Central HP <5.4 tons | AMERICAN STANDARD | HRCU-A-CB (Split System: Heat Pump with Remote Outdoor Unit-Air-Source) | 4A6C7048A4 |  |  | 4PX*DU60BS3 | S8X2D120M5PSA | 47500 | 16.5 | 8.1 | 48000 | 48000 | 100% | 3.6 | 13 | 12 |  |  |  |  | R-410A | 3.9583 | Residential & Commercial | USHP | Ducted CEE Tier 1
212555731 | Central HP <5.4 tons | DAY & NIGHT | HRCU-A-CB (Split System: Heat Pump with Remote Outdoor Unit-Air-Source) | CVH837GKA2* | ADP |  | PL36H210P179 | *95CSU1002122A* | 32200 | 18 | 8.1 | 30200 | 27000 | 89.4% | 2.22 | 0 | 11 |  |  |  |  | R-410A | 2.6833 | Residential & Commercial | USHP | Ducted CEE Tier 1
216772273 | Central HP <5.4 tons | RHEEM | HRCU-A-CB (Split System: Heat Pump with Remote Outdoor Unit-Air-Source) | RD17AZ36AJ3N | ADP |  | H,RE9J936 | R802V0755A21UHS | 32200 | 17 | 8.1 | 32600 | 29000 | 88.96% | 2 | 0 | 11 |  |  |  |  | R-410A | 2.6833 | Residential & Commercial | USHP | Ducted CEE Tier 1
216772280 | Central HP <5.4 tons | RHEEM | HRCU-A-CB (Split System: Heat Pump with Remote Outdoor Unit-Air-Source) | RD17AZ36AJ3N | ADP |  | H,RE80936 | R802V0755A21UHS | 33000 | 17 | 8.1 | 32600 | 29000 | 88.96% | 2 | 0 | 11 |  |  |  |  | R-410A | 2.75 | Residential & Commercial | USHP | Ducted CEE Tier 1
214301902 | Central HP <5.4 tons | CHAMPION HEATING AND COOLING | HRCU-A-CB (Split System: Heat Pump with Remote Outdoor Unit-Air-Source) | HMH72B341 | ADP |  | H,YE9J(1,2)36+TXV | Z8ES120C16SMPS1 | 34000 | 18 | 8.5 | 31800 | 24000 | 75.47% | 2.12 | 0 | 9.5 |  |  |  |  | R-410A | 2.8333 | Residential & Commercial | USHP
211263242 | Central HP <5.4 tons | TEMPSTAR | HRCU-A-CB (Split System: Heat Pump with Remote Outdoor Unit-Air-Source) | DLCURAH18ABK |  |  | EN(A,D)4X24L17** | *96VTN0601412A* | 17900 | 15.5 | 8.5 | 18800 | 18700 | 99.47% | 2.26 | 0 | 11 |  |  |  |  | R-410A | 1.4917 | Residential & Commercial | USHP | Ducted CEE Tier 1
211263819 | Central HP <5.4 tons | TEMPSTAR | HRCU-A-CB (Split System: Heat Pump with Remote Outdoor Unit-Air-Source) | DLCURAH18ABK |  |  | EN(A,D)4X30L14** | *92ESN0601412A* | 18200 | 16 | 8.5 | 18700 | 18300 | 97.86% | 2.22 | 0 | 11 |  |  |  |  | R-410A | 1.5167 | Residential & Commercial | USHP | Ducted CEE Tier 1
216801756 | Central HP <5.4 tons | YORK | HRCU-A-CB (Split System: Heat Pump with Remote Outdoor Unit-Air-Source) | HH836E2S11 |  |  | CTU48C5XFS1+TXV | Y82E080C16LMPS1 | 32800 | 19 | 9 | 30200 | 22800 | 75.5% | 2 | 0 | 11.7 |  |  |  |  | R-454B | 2.7333 | Residential & Commercial | USHP | Ducted CEE Tier 1
216801758 | Central HP <5.4 tons | YORK | HRCU-A-CB (Split System: Heat Pump with Remote Outdoor Unit-Air-Source) | HH836E2S11 |  |  | CTM48C5CFS1 | Y82E100C16LMPS1 | 33600 | 19 | 9 | 31200 | 23200 | 74.36% | 2 | 0 | 11.7 |  |  |  |  | R-454B | 2.8 | Residential & Commercial | USHP | Ducted CEE Tier 1
215487738 | Central HP <5.4 tons | AMANA | HRCU-A-CB (Split System: Heat Pump with Remote Outdoor Unit-Air-Source) | AZV7SA4210A* |  |  | CHPEA6030*3A* | A*VC800805D*A* | 40500 | 17 | 8.6 | 41000 | 31000 | 75.61% | 2 | 0 | 10 |  |  |  |  | R-32 | 3.375 | Residential & Commercial | USHP | Ducted CEE Tier 1
214301877 | Central HP <5.4 tons | CHAMPION HEATING AND COOLING | HRCU-A-CB (Split System: Heat Pump with Remote Outdoor Unit-Air-Source) | HMH72B341 | ADP |  | H,YE7J(1,2)36+TXV | Z8ES040A12SMPS1 | 31800 | 17 | 8.1 | 30600 | 22200 | 72.55% | 2 | 0 | 10 |  |  |  |  | R-410A | 2.65 | Residential & Commercial | USHP | Ducted CEE Tier 1
212394529 | Central HP <5.4 tons | COLEMAN | HRCU-A-CB (Split System: Heat Pump with Remote Outdoor Unit-Air-Source) | HMH72B341 | ADP |  | H,YE33936 | TM9Y060B12MP11 | 32600 | 17 | 8.5 | 32400 | 23400 | 72.22% | 2 | 0 | 9.5 |  |  |  |  | R-410A | 2.7167 | Residential & Commercial | USHP
215487687 | Central HP <5.4 tons | AMANA | HRCU-A-CB (Split System: Heat Pump with Remote Outdoor Unit-Air-Source) | AZV7SA2410A* |  |  | CHPEA3026*3A* | A*VC960804CNB* | 23200 | 19 | 8.6 | 23200 | 17000 | 73.28% | 2 | 0 | 11 |  |  |  |  | R-32 | 1.9333 | Residential & Commercial | USHP | Ducted CEE Tier 1
212394511 | Central HP <5.4 tons | COLEMAN | HRCU-A-CB (Split System: Heat Pump with Remote Outdoor Unit-Air-Source) | HMH72B341 | ADP |  | H,YE34936 | TM9V060B12MP12 | 32600 | 17 | 8.5 | 32400 | 23200 | 71.6% | 2 | 0 | 9.5 |  |  |  |  | R-410A | 2.7167 | Residential & Commercial | USHP
212394530 | Central HP <5.4 tons | COLEMAN | HRCU-A-CB (Split System: Heat Pump with Remote Outdoor Unit-Air-Source) | HMH72B341 | ADP |  | H,YE34936 | TM9Y060B12MP11 | 32600 | 17 | 8.5 | 32400 | 23400 | 72.22% | 2 | 0 | 9.5 |  |  |  |  | R-410A | 2.7167 | Residential & Commercial | USHP
211264894 | Central HP <5.4 tons | TEMPSTAR | HRCU-A-CB (Split System: Heat Pump with Remote Outdoor Unit-Air-Source) | DLCURAH18ABK |  |  | FXM4X24**AL | 0 | 18100 | 16 | 8.5 | 18600 | 18500 | 99.46% | 2.22 | 0 | 10.5 |  |  |  |  | R-410A | 1.5083 | Residential & Commercial | USHP | Ducted CEE Tier 1
214849463 | Central HP <5.4 tons | RHEEM | HRCU-A-CB (Split System: Heat Pump with Remote Outdoor Unit-Air-Source) | RD17AZ36AJ3N | ADP |  | H,RE8J(1,2)36+TXV | R802V1004A17UHS | 31800 | 17 | 8.1 | 32600 | 29000 | 88.96% | 1.9 | 0 | 9 |  |  |  |  | R-410A | 2.65 | Residential & Commercial | USHP
214849464 | Central HP <5.4 tons | RHEEM | HRCU-A-CB (Split System: Heat Pump with Remote Outdoor Unit-Air-Source) | RD17AZ36AJ3N | ADP |  | H,RE8J936 | R802V1004A17UHS | 31800 | 17 | 8.1 | 32600 | 29000 | 88.96% | 1.9 | 0 | 9 |  |  |  |  | R-410A | 2.65 | Residential & Commercial | USHP
213366555 | Central HP <5.4 tons | COLEMAN | HRCU-A-CB (Split System: Heat Pump with Remote Outdoor Unit-Air-Source) | HMH72B341 | ADP |  | H,YG34936 | Z8ES080B12SMPS1 | 33200 | 18 | 8.5 | 31400 | 23000 | 73.25% | 2.04 | 0 | 10 |  |  |  |  | R-410A | 2.7667 | Residential & Commercial | USHP | Ducted CEE Tier 1
214810352 | Central HP <5.4 tons | RHEEM | HRCU-A-CB (Split System: Heat Pump with Remote Outdoor Unit-Air-Source) | RD17AZ36AJ3N | ADP |  | H,RE9J936 | R921V0703A17M4S | 32200 | 17 | 8.1 | 32600 | 29200 | 89.57% | 1.9 | 0 | 9.5 |  |  |  |  | R-410A | 2.6833 | Residential & Commercial | USHP
211264668 | Central HP <5.4 tons | TEMPSTAR | HRCU-A-CB (Split System: Heat Pump with Remote Outdoor Unit-Air-Source) | DLCURAH18ABK |  |  | EN(A,D)4X30L17** | *80ESU0601716A | 18700 | 16.5 | 8.5 | 19200 | 18200 | 94.79% | 2.2 | 0 | 11 |  |  |  |  | R-410A | 1.5583 | Residential & Commercial | USHP | Ducted CEE Tier 1
216772272 | Central HP <5.4 tons | RHEEM | HRCU-A-CB (Split System: Heat Pump with Remote Outdoor Unit-Air-Source) | RD17AZ36AJ3N | ADP |  | H,RE8J936 | R802V0755A21UHS | 31800 | 17 | 8.1 | 32600 | 29000 | 88.96% | 2 | 0 | 10.5 |  |  |  |  | R-410A | 2.65 | Residential & Commercial | USHP | Ducted CEE Tier 1
213145909 | Central HP <5.4 tons | CARRIER | HRCU-A-CB (Split System: Heat Pump with Remote Outdoor Unit-Air-Source) | 38MURAQ24AB3* | ADP |  | V,C36H175P149+AEFE4B* | 0 | 24200 | 18 | 8.9 | 25000 | 22600 | 90.4% | 1.9 | 0 | 10.5 |  |  |  |  | R-410A | 2.0167 | Residential & Commercial | USHP | Ducted CEE Tier 1
214239546 | Central HP <5.4 tons | AIRQUEST | HRCU-A-CB (Split System: Heat Pump with Remote Outdoor Unit-Air-Source) | HVH837GKA** |  |  | EN(A,D)4X36L21**+WALLCON | *80CTL0902120B* | 31400 | 16.5 | 8.1 | 33000 | 24000 | 72.73% | 1.82 | 0 | 11 |  |  |  |  | R-410A | 2.6167 | Residential & Commercial | USHP | Ducted CEE Tier 1
214239846 | Central HP <5.4 tons | AIRQUEST | HRCU-A-CB (Split System: Heat Pump with Remote Outdoor Unit-Air-Source) | HVH837GKA** |  |  | EN(A,D,W)4X48L21**+WALLCON | *80CTL0451712B* | 32200 | 16.5 | 8.1 | 33200 | 25000 | 75.3% | 1.9 | 0 | 11 |  |  |  |  | R-410A | 2.6833 | Residential & Commercial | USHP | Ducted CEE Tier 1
214239696 | Central HP <5.4 tons | AIRQUEST | HRCU-A-CB (Split System: Heat Pump with Remote Outdoor Unit-Air-Source) | HVH837GKA** |  |  | END4X42L17**+WALLCON | *97CMN0801714B* | 32000 | 16.5 | 8.1 | 33200 | 24800 | 74.7% | 1.88 | 0 | 11 |  |  |  |  | R-410A | 2.6667 | Residential & Commercial | USHP | Ducted CEE Tier 1
211378254 | Central HP <5.4 tons | YORK | HRCU-A-CB (Split System: Heat Pump with Remote Outdoor Unit-Air-Source) | HMH72B341 |  |  | XAHC30CXXN1+TXV | TPLC080B12MP13 | 31800 | 16.5 | 8.1 | 33000 | 23200 | 70.3% | 1.96 | 0 | 9 |  |  |  |  | R-410A | 2.65 | Residential & Commercial | USHP
211377363 | Central HP <5.4 tons | YORK | HRCU-A-CB (Split System: Heat Pump with Remote Outdoor Unit-Air-Source) | HMH72B341 |  |  | XAFC36DXXN1+TXV | TM9Y080C16MP11 | 34000 | 18.5 | 8.1 | 34000 | 24400 | 71.76% | 2.08 | 0 | 9.5 |  |  |  |  | R-410A | 2.8333 | Residential & Commercial | USHP
211377386 | Central HP <5.4 tons | YORK | HRCU-A-CB (Split System: Heat Pump with Remote Outdoor Unit-Air-Source) | HMH72B341 |  |  | XAHB30CXXN1+TXV | TM9Y080B12MP11 | 32000 | 17 | 8.1 | 33400 | 23400 | 70.06% | 1.98 | 0 | 9 |  |  |  |  | R-410A | 2.6667 | Residential & Commercial | USHP
211377402 | Central HP <5.4 tons | YORK | HRCU-A-CB (Split System: Heat Pump with Remote Outdoor Unit-Air-Source) | HMH72B341 |  |  | XAUB30CXXN1+TXV | TM9Y080B12MP11 | 32800 | 17.5 | 8.1 | 34000 | 23800 | 70% | 2.02 | 0 | 9.5 |  |  |  |  | R-410A | 2.7333 | Residential & Commercial | USHP
212394519 | Central HP <5.4 tons | COLEMAN | HRCU-A-CB (Split System: Heat Pump with Remote Outdoor Unit-Air-Source) | HMH72B341 | ADP |  | H,YE34936 | TM9V080C16MP12 | 32800 | 17 | 8.5 | 32400 | 23000 | 70.99% | 2.04 | 0 | 9.5 |  |  |  |  | R-410A | 2.7333 | Residential & Commercial | USHP
212394537 | Central HP <5.4 tons | COLEMAN | HRCU-A-CB (Split System: Heat Pump with Remote Outdoor Unit-Air-Source) | HMH72B341 | ADP |  | H,YE34936 | TM9Y080C16MP11 | 33200 | 18 | 8.5 | 32400 | 23200 | 71.6% | 2.04 | 0 | 9.5 |  |  |  |  | R-410A | 2.7667 | Residential & Commercial | USHP
213255511 | Central HP <5.4 tons | KINGHOME | HRCU-A-C (Split System: Heat Pump with Remote Outdoor Unit with No Indoor Fan --Air Source) | KU36UHO | ADP |  | *E35936+TD | 0 | 23000 | 15.2 | 8.5 | 22400 | 21200 | 94.64% | 1.8 | 0 | 11 |  |  |  |  | R-410A | 1.9167 | Residential & Commercial | USHP | Ducted CEE Tier 1
206765626 | Central HP <5.4 tons | TEMPSTAR | HRCU-A-CB (Split System: Heat Pump with Remote Outdoor Unit-Air-Source) | TVH825GKA3* |  |  | EA*4X30L17A*+WALLCON | *97CMN0801714A* | 23400 | 16 | 8.1 | 21600 | 16800 | 77.78% | 1.9 | 11 | 10.5 |  |  |  |  | R-410A | 1.95 | Residential & Commercial | USHP | Ducted CEE Tier 1
206765662 | Central HP <5.4 tons | TEMPSTAR | HRCU-A-CB (Split System: Heat Pump with Remote Outdoor Unit-Air-Source) | TVH825GKA3* |  |  | EA*4X36L17A*+WALLCON | *80CTL0701716A* | 23600 | 16.5 | 8.1 | 21400 | 16700 | 78.04% | 1.94 | 11.5 | 11 |  |  |  |  | R-410A | 1.9667 | Residential & Commercial | USHP | Ducted CEE Tier 1
211377438 | Central HP <5.4 tons | YORK | HRCU-A-CB (Split System: Heat Pump with Remote Outdoor Unit-Air-Source) | HMH72B341 |  |  | XAUB36DXXN1+TXV | TM9Y060B12MP11 | 33600 | 16.5 | 8.5 | 33400 | 23600 | 70.66% | 2.04 | 0 | 9.5 |  |  |  |  | R-410A | 2.8 | Residential & Commercial | USHP
211377602 | Central HP <5.4 tons | YORK | HRCU-A-CB (Split System: Heat Pump with Remote Outdoor Unit-Air-Source) | HMH72B341 |  |  | XAHB36DXXN1+TXV | TM9V080B12MP12 | 33200 | 16.5 | 8.1 | 33400 | 23600 | 70.66% | 2 | 0 | 9.5 |  |  |  |  | R-410A | 2.7667 | Residential & Commercial | USHP
211378365 | Central HP <5.4 tons | YORK | HRCU-A-CB (Split System: Heat Pump with Remote Outdoor Unit-Air-Source) | HMH72B341 |  |  | XAHB36DXXN1+TXV | TPLC060A12MP13 | 33400 | 16.5 | 8.1 | 33600 | 23800 | 70.83% | 2.02 | 0 | 9.5 |  |  |  |  | R-410A | 2.7833 | Residential & Commercial | USHP
211378483 | Central HP <5.4 tons | YORK | HRCU-A-CB (Split System: Heat Pump with Remote Outdoor Unit-Air-Source) | HMH72B341 |  |  | XAFC36DBCN1 | TMLE120C16MP11 | 34000 | 18 | 8.5 | 33600 | 23800 | 70.83% | 2.08 | 0 | 10 |  |  |  |  | R-410A | 2.8333 | Residential & Commercial | USHP | Ducted CEE Tier 1
211378665 | Central HP <5.4 tons | YORK | HRCU-A-CB (Split System: Heat Pump with Remote Outdoor Unit-Air-Source) | HMH72B341 |  |  | XAHB36DXXN1+TXV | TMLE080B12MP11 | 33200 | 17 | 8.1 | 33200 | 23400 | 70.48% | 2 | 0 | 9.5 |  |  |  |  | R-410A | 2.7667 | Residential & Commercial | USHP
211378772 | Central HP <5.4 tons | YORK | HRCU-A-CB (Split System: Heat Pump with Remote Outdoor Unit-Air-Source) | HMH72B341 |  |  | XAHB36DBCN1 | TM8E040A12MP11 | 33200 | 17.5 | 8.1 | 33000 | 23200 | 70.3% | 2.02 | 0 | 9.5 |  |  |  |  | R-410A | 2.7667 | Residential & Commercial | USHP
211227114 | Central HP <5.4 tons | AIRQUEST | HRCU-A-CB (Split System: Heat Pump with Remote Outdoor Unit-Air-Source) | DLCURAH36ABK |  |  | EA*4X37L21A* | *96VSN0802120A* | 36400 | 16 | 8.5 | 38500 | 34800 | 90.39% | 2.08 | 0 | 10 |  |  |  |  | R-410A | 3.0333 | Residential & Commercial | USHP | Ducted CEE Tier 1
211227662 | Central HP <5.4 tons | AIRQUEST | HRCU-A-CB (Split System: Heat Pump with Remote Outdoor Unit-Air-Source) | DLCURAH36ABK |  |  | EA*4X42L21A* | *95ESU1002122A* | 36600 | 15.2 | 8.1 | 40000 | 35200 | 88% | 1.94 | 0 | 10 |  |  |  |  | R-410A | 3.05 | Residential & Commercial | USHP | Ducted CEE Tier 1
211228000 | Central HP <5.4 tons | AIRQUEST | HRCU-A-CB (Split System: Heat Pump with Remote Outdoor Unit-Air-Source) | DLCURAH36ABK |  |  | EA*4X42L24A* | *95ESN0802120A* | 36200 | 15.5 | 8.1 | 39500 | 35200 | 89.11% | 1.92 | 0 | 10 |  |  |  |  | R-410A | 3.0167 | Residential & Commercial | USHP | Ducted CEE Tier 1
211228249 | Central HP <5.4 tons | AIRQUEST | HRCU-A-CB (Split System: Heat Pump with Remote Outdoor Unit-Air-Source) | DLCURAH36ABK |  |  | EA*4X43L21A* | *80ES(N,L)0901714A* | 37000 | 16 | 8.5 | 38500 | 34800 | 90.39% | 2.1 | 0 | 10 |  |  |  |  | R-410A | 3.0833 | Residential & Commercial | USHP | Ducted CEE Tier 1
211228500 | Central HP <5.4 tons | AIRQUEST | HRCU-A-CB (Split System: Heat Pump with Remote Outdoor Unit-Air-Source) | DLCURAH36ABK |  |  | EA*4X43L21A* | *95ESN0802120A* | 37200 | 15.5 | 8.5 | 38500 | 35000 | 90.91% | 2.12 | 0 | 10 |  |  |  |  | R-410A | 3.1 | Residential & Commercial | USHP | Ducted CEE Tier 1
211228566 | Central HP <5.4 tons | AIRQUEST | HRCU-A-CB (Split System: Heat Pump with Remote Outdoor Unit-Air-Source) | DLCURAH36ABK |  |  | EA*4X43L21A* | *96VSN1002120A* | 36400 | 16 | 8.5 | 38500 | 34800 | 90.39% | 2.08 | 0 | 10 |  |  |  |  | R-410A | 3.0333 | Residential & Commercial | USHP | Ducted CEE Tier 1
211228684 | Central HP <5.4 tons | AIRQUEST | HRCU-A-CB (Split System: Heat Pump with Remote Outdoor Unit-Air-Source) | DLCURAH36ABK |  |  | EA*4X43L21A* | OMV098J12* | 36200 | 15.2 | 8.5 | 38500 | 35000 | 90.91% | 2.06 | 0 | 10 |  |  |  |  | R-410A | 3.0167 | Residential & Commercial | USHP | Ducted CEE Tier 1
211228849 | Central HP <5.4 tons | AIRQUEST | HRCU-A-CB (Split System: Heat Pump with Remote Outdoor Unit-Air-Source) | DLCURAH36ABK |  |  | EA*4X48L21A* | *80VSL0902120A* | 35400 | 16 | 8.1 | 37800 | 34600 | 91.53% | 2.02 | 0 | 10 |  |  |  |  | R-410A | 2.95 | Residential & Commercial | USHP | Ducted CEE Tier 1
213258265 | Central HP <5.4 tons | KEEPRITE | HRCU-A-CB (Split System: Heat Pump with Remote Outdoor Unit-Air-Source) | DLCURAH18ABK | ADP |  | H,GE33936 | *96VTN0401712A* | 17700 | 15.2 | 8.5 | 17100 | 18400 | 107.6% | 2.26 | 0 | 10.5 |  |  |  |  | R-410A | 1.475 | Residential & Commercial | USHP | Ducted CEE Tier 1
210474628 | Central HP <5.4 tons | AIRQUEST | HRCU-A-CB (Split System: Heat Pump with Remote Outdoor Unit-Air-Source) | HVH825GKA3* |  |  | EHD4X48AAL+WALLCON | *80CTL0701412A* | 24400 | 17 | 8.1 | 21200 | 16500 | 77.83% | 2.02 | 0 | 11 |  |  |  |  | R-410A | 2.0333 | Residential & Commercial | USHP | Ducted CEE Tier 1
214810354 | Central HP <5.4 tons | RHEEM | HRCU-A-CB (Split System: Heat Pump with Remote Outdoor Unit-Air-Source) | RD17AZ36AJ3N | ADP |  | H,RE9J936 | R921V0855A21M4S | 32200 | 17 | 8.1 | 32600 | 29200 | 89.57% | 1.9 | 0 | 9.5 |  |  |  |  | R-410A | 2.6833 | Residential & Commercial | USHP
214810361 | Central HP <5.4 tons | RHEEM | HRCU-A-CB (Split System: Heat Pump with Remote Outdoor Unit-Air-Source) | RD17AZ36AJ3N | ADP |  | H,RE9J936 | R951V0855A21M4S | 32200 | 17 | 8.1 | 32600 | 29200 | 89.57% | 1.9 | 0 | 9.5 |  |  |  |  | R-410A | 2.6833 | Residential & Commercial | USHP
213258264 | Central HP <5.4 tons | KEEPRITE | HRCU-A-CB (Split System: Heat Pump with Remote Outdoor Unit-Air-Source) | DLCURAH18ABK | ADP |  | H,GG33936 | *96VTN0401712A* | 17700 | 15.2 | 8.5 | 17100 | 18400 | 107.6% | 2.26 | 0 | 10.5 |  |  |  |  | R-410A | 1.475 | Residential & Commercial | USHP | Ducted CEE Tier 1
213258266 | Central HP <5.4 tons | KEEPRITE | HRCU-A-CB (Split System: Heat Pump with Remote Outdoor Unit-Air-Source) | DLCURAH18ABK | ADP |  | H,GG34936 | *96VTN0401712A* | 17700 | 15.2 | 8.5 | 17100 | 18400 | 107.6% | 2.26 | 0 | 10.5 |  |  |  |  | R-410A | 1.475 | Residential & Commercial | USHP | Ducted CEE Tier 1
214810350 | Central HP <5.4 tons | RHEEM | HRCU-A-CB (Split System: Heat Pump with Remote Outdoor Unit-Air-Source) | RD17AZ36AJ3N | ADP |  | H,RE9J936 | R921V0403A17M4S | 32200 | 17 | 8.1 | 32600 | 29200 | 89.57% | 1.9 | 0 | 9.5 |  |  |  |  | R-410A | 2.6833 | Residential & Commercial | USHP
212396769 | Central HP <5.4 tons | American Standard | HRCU-A-C (Split System: Heat Pump with Remote Outdoor Unit with No Indoor Fan --Air Source) | 4TXD2060A10NU** | ADP |  | H,TE86960+TD | 0 | 53000 | 15.2 | 8.5 | 51000 | 37200 | 72.94% | 1.8 | 0 | 9.5 |  |  |  |  | R-410A | 4.4167 | Residential & Commercial | USHP
212552562 | Central HP <5.4 tons | DAY & NIGHT | HRCU-A-CB (Split System: Heat Pump with Remote Outdoor Unit-Air-Source) | CVH837GKA** | ADP |  | FG82936 | *80CTL0901716A* | 32800 | 18 | 8.5 | 31200 | 30200 | 96.79% | 2 | 0 | 11.5 |  |  |  |  | R-410A | 2.7333 | Residential & Commercial | USHP | Ducted CEE Tier 1
211242701 | Central HP <5.4 tons | COMFORTMAKER | HRCU-A-CB (Split System: Heat Pump with Remote Outdoor Unit-Air-Source) | DLCURAH24ABK |  |  | EA*4X36L21A* | *80ESU0802120A | 24600 | 17.5 | 8.5 | 26200 | 22200 | 84.73% | 1.86 | 0 | 10.5 |  |  |  |  | R-410A | 2.05 | Residential & Commercial | USHP | Ducted CEE Tier 1
211242749 | Central HP <5.4 tons | COMFORTMAKER | HRCU-A-CB (Split System: Heat Pump with Remote Outdoor Unit-Air-Source) | DLCURAH24ABK |  |  | EA*4X36L21A* | OLV112A16A | 24400 | 16 | 8.5 | 26400 | 22200 | 84.09% | 1.84 | 0 | 10 |  |  |  |  | R-410A | 2.0333 | Residential & Commercial | USHP | Ducted CEE Tier 1
216973035 | Central HP <5.4 tons | CARRIER | HRCU-A-CB (Split System: Heat Pump with Remote Outdoor Unit-Air-Source) | 27VNA360A*030* | ADP |  | A60VHA*+TXV | 59TN6C100C21**22 | 56000 | 18 | 8.5 | 58500 | 46000 | 78.63% | 2.02 | 0 | 11 |  |  |  |  | R-454B | 4.6667 | Residential & Commercial | USHP | Ducted CEE Tier 1
212555727 | Central HP <5.4 tons | DAY & NIGHT | HRCU-A-CB (Split System: Heat Pump with Remote Outdoor Unit-Air-Source) | CVH837GKA2* | ADP |  | PL36H210P179 | *80CTL0901716A* | 32400 | 18 | 8.1 | 30800 | 27200 | 88.31% | 2.2 | 0 | 11.5 |  |  |  |  | R-410A | 2.7 | Residential & Commercial | USHP | Ducted CEE Tier 1
216800641 | Central HP <5.4 tons | COLEMAN | HRCU-A-CB (Split System: Heat Pump with Remote Outdoor Unit-Air-Source) | HH824E2S11 | ADP |  | M36E33*+TXV+AMHE3D | 0 | 24000 | 19 | 9.5 | 22400 | 16600 | 74.11% | 2.1 | 0 | 12 |  |  |  |  | R-454B | 2 | Residential & Commercial | USHP | Ducted CEE Tier 1
214588277 | Central HP <5.4 tons | BRYANT HEATING AND COOLING SYSTEMS | HRCU-A-CB (Split System: Heat Pump with Remote Outdoor Unit-Air-Source) | 38MURAQ24AB3* | ADP |  | V,C36H175P159 | 926TC36040V17*** | 23400 | 16 | 8.5 | 24600 | 23800 | 96.75% | 2 | 0 | 10 |  |  |  |  | R-410A | 1.95 | Residential & Commercial | USHP | Ducted CEE Tier 1
214588279 | Central HP <5.4 tons | BRYANT HEATING AND COOLING SYSTEMS | HRCU-A-CB (Split System: Heat Pump with Remote Outdoor Unit-Air-Source) | 38MURAQ24AB3* | ADP |  | C36A***L159 | 926TC36040V17*** | 23400 | 16 | 8.5 | 24600 | 23800 | 96.75% | 2 | 0 | 10 |  |  |  |  | R-410A | 1.95 | Residential & Commercial | USHP | Ducted CEE Tier 1
211229103 | Central HP <5.4 tons | AIRQUEST | HRCU-A-CB (Split System: Heat Pump with Remote Outdoor Unit-Air-Source) | DLCURAH36ABK |  |  | EA*4X48L21A* | *96VSN1002120A* | 36000 | 16 | 8.5 | 38500 | 34600 | 89.87% | 2.06 | 0 | 10 |  |  |  |  | R-410A | 3 | Residential & Commercial | USHP | Ducted CEE Tier 1
211229184 | Central HP <5.4 tons | AIRQUEST | HRCU-A-CB (Split System: Heat Pump with Remote Outdoor Unit-Air-Source) | DLCURAH36ABK |  |  | EA*4X48L21A* | *96VTN1002122A* | 35800 | 16.5 | 8.5 | 37800 | 34600 | 91.53% | 2.04 | 0 | 10 |  |  |  |  | R-410A | 2.9833 | Residential & Commercial | USHP | Ducted CEE Tier 1
211229320 | Central HP <5.4 tons | AIRQUEST | HRCU-A-CB (Split System: Heat Pump with Remote Outdoor Unit-Air-Source) | DLCURAH36ABK |  |  | EA*4X48L24A* | *80ES(N,L)1352420A* | 36200 | 16 | 8.5 | 38500 | 34600 | 89.87% | 2.06 | 0 | 10 |  |  |  |  | R-410A | 3.0167 | Residential & Commercial | USHP | Ducted CEE Tier 1
211229451 | Central HP <5.4 tons | AIRQUEST | HRCU-A-CB (Split System: Heat Pump with Remote Outdoor Unit-Air-Source) | DLCURAH36ABK |  |  | EA*4X48L24A* | *92ESN1002120A* | 35600 | 16.5 | 8.5 | 37800 | 34600 | 91.53% | 2.04 | 0 | 10 |  |  |  |  | R-410A | 2.9667 | Residential & Commercial | USHP | Ducted CEE Tier 1
211230121 | Central HP <5.4 tons | AIRQUEST | HRCU-A-CB (Split System: Heat Pump with Remote Outdoor Unit-Air-Source) | DLCURAH36ABK |  |  | EN(A,D,W)4X48L21** | *92ESN0601714A* | 36200 | 16 | 8.1 | 38500 | 34800 | 90.39% | 2.02 | 0 | 10 |  |  |  |  | R-410A | 3.0167 | Residential & Commercial | USHP | Ducted CEE Tier 1
213147344 | Central HP <5.4 tons | BRYANT HEATING AND COOLING SYSTEMS | HRCU-A-CB (Split System: Heat Pump with Remote Outdoor Unit-Air-Source) | 38MURAQ24AB3* | ADP |  | C36A***L129+AEFE4B* | 0 | 23600 | 18 | 8.65 | 24800 | 22600 | 91.13% | 1.86 | 0 | 10 |  |  |  |  | R-410A | 1.9667 | Residential & Commercial | USHP | Ducted CEE Tier 1
216990291 | Central HP <5.4 tons | BRYANT HEATING AND COOLING SYSTEMS | HRCU-A-CB (Split System: Heat Pump with Remote Outdoor Unit-Air-Source) | 290VAN048**AA* | ADP |  | PL48H175P15*+TXV | 88*TB48070C17*** | 44000 | 17 | 9 | 47000 | 34000 | 72.34% | 2.04 | 0 | 9.5 |  |  |  |  | R-454B | 3.6667 | Residential & Commercial | USHP
216990322 | Central HP <5.4 tons | BRYANT HEATING AND COOLING SYSTEMS | HRCU-A-CB (Split System: Heat Pump with Remote Outdoor Unit-Air-Source) | 290VAN048**AA* | ADP |  | C60A***L16*+TXV | 88*TB60070C21*** | 44000 | 17 | 9 | 45500 | 33200 | 72.97% | 2.08 | 0 | 9.5 |  |  |  |  | R-454B | 3.6667 | Residential & Commercial | USHP
216990324 | Central HP <5.4 tons | BRYANT HEATING AND COOLING SYSTEMS | HRCU-A-CB (Split System: Heat Pump with Remote Outdoor Unit-Air-Source) | 290VAN048**AA* | ADP |  | V,C60H210P17*+TXV | 88*TB60070C21*** | 45000 | 18 | 9 | 45500 | 33200 | 72.97% | 2.08 | 0 | 10 |  |  |  |  | R-454B | 3.75 | Residential & Commercial | USHP | Ducted CEE Tier 1
212383485 | Central HP <5.4 tons | COMFORTMAKER | HRCU-A-CB (Split System: Heat Pump with Remote Outdoor Unit-Air-Source) | DLCURAH36ABK |  |  | EA*4X48L21A* | *80ES(N,L)0701716A* | 35600 | 16 | 8.5 | 37800 | 34600 | 91.53% | 2.04 | 0 | 10 |  |  |  |  | R-410A | 2.9667 | Residential & Commercial | USHP | Ducted CEE Tier 1
212498215 | Central HP <5.4 tons | American Standard | HRCU-A-CB (Split System: Heat Pump with Remote Outdoor Unit-Air-Source) | 4TXD2036A10NU** | ADP |  | CE3005C+TXV | 0 | 23000 | 16 | 8.8 | 22400 | 21600 | 96.43% | 1.78 | 0 | 11.5 |  |  |  |  | R-410A | 1.9167 | Residential & Commercial | USHP | Ducted CEE Tier 1
213147345 | Central HP <5.4 tons | BRYANT HEATING AND COOLING SYSTEMS | HRCU-A-CB (Split System: Heat Pump with Remote Outdoor Unit-Air-Source) | 38MURAQ24AB3* | ADP |  | C36A***L139+AEFE4B* | 0 | 23800 | 18 | 8.75 | 25000 | 22600 | 90.4% | 1.88 | 0 | 10 |  |  |  |  | R-410A | 1.9833 | Residential & Commercial | USHP | Ducted CEE Tier 1
216990339 | Central HP <5.4 tons | BRYANT HEATING AND COOLING SYSTEMS | HRCU-A-CB (Split System: Heat Pump with Remote Outdoor Unit-Air-Source) | 290VAN048**AA* | ADP |  | C48A***L18*+TXV | 88*TB60090C21*** | 45000 | 18 | 9 | 45500 | 33000 | 72.53% | 2.08 | 0 | 10 |  |  |  |  | R-454B | 3.75 | Residential & Commercial | USHP | Ducted CEE Tier 1
216990341 | Central HP <5.4 tons | BRYANT HEATING AND COOLING SYSTEMS | HRCU-A-CB (Split System: Heat Pump with Remote Outdoor Unit-Air-Source) | 290VAN048**AA* | ADP |  | C60A***L19*+TXV | 88*TB60090C21*** | 45000 | 18 | 9 | 45500 | 33000 | 72.53% | 2.08 | 0 | 10 |  |  |  |  | R-454B | 3.75 | Residential & Commercial | USHP | Ducted CEE Tier 1
216990356 | Central HP <5.4 tons | BRYANT HEATING AND COOLING SYSTEMS | HRCU-A-CB (Split System: Heat Pump with Remote Outdoor Unit-Air-Source) | 290VAN048**AA* | ADP |  | V,C60H245P76*+TXV | 88*TB66135C24*** | 43500 | 18 | 9 | 45500 | 33200 | 72.97% | 2.08 | 0 | 9.5 |  |  |  |  | R-454B | 3.625 | Residential & Commercial | USHP
214810369 | Central HP <5.4 tons | RHEEM | HRCU-A-CB (Split System: Heat Pump with Remote Outdoor Unit-Air-Source) | RD17AZ36AJ3N | ADP |  | H,RE9J936 | R97MV0603A17DHS | 32200 | 17 | 8.1 | 32600 | 29200 | 89.57% | 1.9 | 0 | 9.5 |  |  |  |  | R-410A | 2.6833 | Residential & Commercial | USHP
211378847 | Central HP <5.4 tons | YORK | HRCU-A-CB (Split System: Heat Pump with Remote Outdoor Unit-Air-Source) | HMH72B341 |  |  | XAHC36DXXN1+TXV | TL9E060B12UH11 | 32800 | 17.5 | 8.1 | 32400 | 22800 | 70.37% | 1.98 | 0 | 9.5 |  |  |  |  | R-410A | 2.7333 | Residential & Commercial | USHP
211378858 | Central HP <5.4 tons | YORK | HRCU-A-CB (Split System: Heat Pump with Remote Outdoor Unit-Air-Source) | HMH72B341 |  |  | XAFC36DXXN1+TXV | TL9E060B12UH11 | 33800 | 18 | 8.1 | 34000 | 24200 | 71.18% | 2.04 | 0 | 9.5 |  |  |  |  | R-410A | 2.8167 | Residential & Commercial | USHP
214810370 | Central HP <5.4 tons | RHEEM | HRCU-A-CB (Split System: Heat Pump with Remote Outdoor Unit-Air-Source) | RD17AZ36AJ3N | ADP |  | H,RE9J936 | R97MV0703A17DHS | 32200 | 17 | 8.1 | 32600 | 29400 | 90.18% | 1.9 | 0 | 9.5 |  |  |  |  | R-410A | 2.6833 | Residential & Commercial | USHP
211242785 | Central HP <5.4 tons | COMFORTMAKER | HRCU-A-CB (Split System: Heat Pump with Remote Outdoor Unit-Air-Source) | DLCURAH24ABK |  |  | EA*4X37L17A* | *96VSN0401410A* | 24200 | 16 | 8.5 | 25600 | 21800 | 85.16% | 1.8 | 0 | 10 |  |  |  |  | R-410A | 2.0167 | Residential & Commercial | USHP | Ducted CEE Tier 1
211242794 | Central HP <5.4 tons | COMFORTMAKER | HRCU-A-CB (Split System: Heat Pump with Remote Outdoor Unit-Air-Source) | DLCURAH24ABK |  |  | EA*4X37L17A* | *96VSN0401712A* | 24600 | 15.5 | 8.5 | 25800 | 21600 | 83.72% | 1.78 | 0 | 10 |  |  |  |  | R-410A | 2.05 | Residential & Commercial | USHP | Ducted CEE Tier 1
211242926 | Central HP <5.4 tons | COMFORTMAKER | HRCU-A-CB (Split System: Heat Pump with Remote Outdoor Unit-Air-Source) | DLCURAH24ABK |  |  | EA*4X37L17A* | *96VTN0801716A* | 24600 | 16.5 | 8.5 | 25600 | 21400 | 83.59% | 1.8 | 0 | 10 |  |  |  |  | R-410A | 2.05 | Residential & Commercial | USHP | Ducted CEE Tier 1
212407315 | Central HP <5.4 tons | BRYANT HEATING AND COOLING SYSTEMS | HRCU-A-CB (Split System: Heat Pump with Remote Outdoor Unit-Air-Source) | 284ANV036*0**B* | ADP |  | C36A***C129 | 88*TA36070C14*** | 32200 | 19 | 9 | 33800 | 25800 | 76.33% | 2 | 0 | 11.5 |  |  |  |  | R-410A | 2.6833 | Residential & Commercial | USHP | Ducted CEE Tier 1
214440935 | Central HP <5.4 tons | CARRIER | HRCU-A-CB (Split System: Heat Pump with Remote Outdoor Unit-Air-Source) | 25VNA424A*031* | ADP |  | H,PG34936 | 59TN6C060C17**14 | 23400 | 20 | 10.5 | 25000 | 19500 | 78% | 2.44 | 0 | 12.5 |  |  |  |  | R-410A | 1.95 | Residential & Commercial | USHP | Ducted CEE Tier 1
215487679 | Central HP <5.4 tons | AMANA | HRCU-A-CB (Split System: Heat Pump with Remote Outdoor Unit-Air-Source) | AZV7SA2410A* |  |  | CHPEA3026*3A* | A*VC800604B*A* | 23200 | 19 | 8.6 | 23200 | 17000 | 73.28% | 2 | 0 | 11 |  |  |  |  | R-32 | 1.9333 | Residential & Commercial | USHP | Ducted CEE Tier 1
204300088 | Central HP <5.4 tons | TEMPSTAR | HRCU-A-CB (Split System: Heat Pump with Remote Outdoor Unit-Air-Source) | TVH837GKA** |  |  | EHD4X36AAL+WALLCON | *80CTL1352422A* | 32200 | 16.5 | 8.1 | 33200 | 24600 | 74.1% | 1.94 | 11 | 11 |  |  |  |  | R-410A | 2.6833 | Residential & Commercial | USHP | Ducted CEE Tier 1
204300588 | Central HP <5.4 tons | TEMPSTAR | HRCU-A-CB (Split System: Heat Pump with Remote Outdoor Unit-Air-Source) | TVH837GKA** |  |  | EHD4X48AAL+WALLCON | *80CTL0901716A* | 32800 | 17.5 | 8.1 | 33000 | 24800 | 75.15% | 1.98 | 12 | 11.5 |  |  |  |  | R-410A | 2.7333 | Residential & Commercial | USHP | Ducted CEE Tier 1
211379033 | Central HP <5.4 tons | YORK | HRCU-A-CB (Split System: Heat Pump with Remote Outdoor Unit-Air-Source) | HMH72B341 |  |  | XAUC48FXXN1+TXV | TM9Y080C16MP11 | 33800 | 17.5 | 8.5 | 32800 | 24200 | 73.78% | 2.06 | 0 | 9 |  |  |  |  | R-410A | 2.8167 | Residential & Commercial | USHP
211379065 | Central HP <5.4 tons | YORK | HRCU-A-CB (Split System: Heat Pump with Remote Outdoor Unit-Air-Source) | HMH72B341 |  |  | XAHD48FXXN1+TXV | TP9C120D20MP13 | 33400 | 16.5 | 8.5 | 32000 | 23200 | 72.5% | 2.06 | 0 | 9.5 |  |  |  |  | R-410A | 2.7833 | Residential & Commercial | USHP
211379240 | Central HP <5.4 tons | YORK | HRCU-A-CB (Split System: Heat Pump with Remote Outdoor Unit-Air-Source) | HMH72B341 |  |  | XAUC48FXXN1+TXV | TP9C100C16MP13 | 33800 | 16.5 | 8.5 | 32400 | 23800 | 73.46% | 2.08 | 0 | 9.5 |  |  |  |  | R-410A | 2.8167 | Residential & Commercial | USHP
211379249 | Central HP <5.4 tons | YORK | HRCU-A-CB (Split System: Heat Pump with Remote Outdoor Unit-Air-Source) | HMH72B341 |  |  | XAHD48FXXN1+TXV | TM9V080C16MP12 | 32600 | 16 | 8.1 | 31800 | 23200 | 72.96% | 2.02 | 0 | 9 |  |  |  |  | R-410A | 2.7167 | Residential & Commercial | USHP
211377936 | Central HP <5.4 tons | YORK | HRCU-A-CB (Split System: Heat Pump with Remote Outdoor Unit-Air-Source) | HMH72B341 |  |  | XAFB36DBCN1 | TM9E060B12MP12 | 34000 | 17.5 | 8.1 | 34000 | 24200 | 71.18% | 2.04 | 0 | 9.5 |  |  |  |  | R-410A | 2.8333 | Residential & Commercial | USHP
211378197 | Central HP <5.4 tons | YORK | HRCU-A-CB (Split System: Heat Pump with Remote Outdoor Unit-Air-Source) | HMH72B341 |  |  | XAFC36DBCN1 | TMLV100C16MP12 | 34000 | 17.5 | 8.5 | 33800 | 23800 | 70.41% | 2.08 | 0 | 10 |  |  |  |  | R-410A | 2.8333 | Residential & Commercial | USHP | Ducted CEE Tier 1
211379508 | Central HP <5.4 tons | YORK | HRCU-A-CB (Split System: Heat Pump with Remote Outdoor Unit-Air-Source) | HMH72B341 |  |  | XAHD48FBCN1 | TM8Y100C20MP11 | 33800 | 16.5 | 8.5 | 32400 | 23800 | 73.46% | 2.06 | 0 | 9 |  |  |  |  | R-410A | 2.8167 | Residential & Commercial | USHP
211379519 | Central HP <5.4 tons | YORK | HRCU-A-CB (Split System: Heat Pump with Remote Outdoor Unit-Air-Source) | HMH72B341 |  |  | XAHC48FBCN1 | TM8Y100C20MP11 | 33800 | 16.5 | 8.5 | 32400 | 23800 | 73.46% | 2.06 | 0 | 9 |  |  |  |  | R-410A | 2.8167 | Residential & Commercial | USHP
212979148 | Central HP <5.4 tons | COMFORTMAKER | HRCU-A-CB (Split System: Heat Pump with Remote Outdoor Unit-Air-Source) | DLCURAH24ABK |  |  | EA*4X30L17A* | *80MS(N,L)0701716A* | 23600 | 17 | 8.5 | 26400 | 24600 | 93.18% | 2.04 | 0 | 10 |  |  |  |  | R-410A | 1.9667 | Residential & Commercial | USHP | Ducted CEE Tier 1
212979814 | Central HP <5.4 tons | COMFORTMAKER | HRCU-A-CB (Split System: Heat Pump with Remote Outdoor Unit-Air-Source) | DLCURAH24ABK |  |  | EA*4X24L17A* | *80MS(N,L)0901714A* | 23200 | 17 | 8.5 | 26800 | 26600 | 99.25% | 2.26 | 0 | 10 |  |  |  |  | R-410A | 1.9333 | Residential & Commercial | USHP | Ducted CEE Tier 1
212979850 | Central HP <5.4 tons | COMFORTMAKER | HRCU-A-CB (Split System: Heat Pump with Remote Outdoor Unit-Air-Source) | DLCURAH24ABK |  |  | EA*4X36L17A* | *80MS(N,L)0901714A* | 23800 | 17 | 8.5 | 26200 | 23800 | 90.84% | 1.98 | 0 | 10 |  |  |  |  | R-410A | 1.9833 | Residential & Commercial | USHP | Ducted CEE Tier 1
216891870 | Central HP <5.4 tons | SURE | HRCU-A-CB (Split System: Heat Pump with Remote Outdoor Unit-Air-Source) | RD18AY24AJVC |  |  | TCFY2417MTANM | S802V0754A17UH | 21200 | 18 | 8.5 | 20800 | 16900 | 81.25% | 1.9 | 0 | 11.7 |  |  |  |  | R-454B | 1.7667 | Residential & Commercial | USHP | Ducted CEE Tier 1
204456624 | Central HP <5.4 tons | TEMPSTAR | HRCU-A-CB (Split System: Heat Pump with Remote Outdoor Unit-Air-Source) | TVH825GKA2* |  |  | EA*4X36L17A*+WALLCON | *96CTN0801714A* | 23600 | 16.5 | 8.1 | 21600 | 16700 | 77.31% | 1.92 | 11.5 | 10.5 |  |  |  |  | R-410A | 1.9667 | Residential & Commercial | USHP | Ducted CEE Tier 1
206133655 | Central HP <5.4 tons | TEMPSTAR | HRCU-A-CB (Split System: Heat Pump with Remote Outdoor Unit-Air-Source) | TVH825GKA2* |  |  | EHD4X30AAL+WALLCON | *80CSU0401712A* | 23800 | 16 | 8.1 | 21800 | 16800 | 77.06% | 1.98 | 11 | 10.5 |  |  |  |  | R-410A | 1.9833 | Residential & Commercial | USHP | Ducted CEE Tier 1
211780577 | Central HP <5.4 tons | KEEPRITE | HRCU-A-CB (Split System: Heat Pump with Remote Outdoor Unit-Air-Source) | DLCURAH24ABK | ADP |  | H,GE30924 | *92ESN0801716A* | 23400 | 17 | 8.5 | 25200 | 23800 | 94.44% | 1.96 | 0 | 9.5 |  |  |  |  | R-410A | 1.95 | Residential & Commercial | USHP
215294472 | Central HP <5.4 tons | AIRQUEST | HRCU-A-CB (Split System: Heat Pump with Remote Outdoor Unit-Air-Source) | DLCURAH30ABK | ADP |  | H,GG9J936 | *96VTN1002122B* | 30000 | 15.2 | 8.1 | 32600 | 27200 | 83.44% | 1.8 | 0 | 9 |  |  |  |  | R-410A | 2.5 | Residential & Commercial | USHP
215487755 | Central HP <5.4 tons | AMANA | HRCU-A-CB (Split System: Heat Pump with Remote Outdoor Unit-Air-Source) | AZV7SA4810A* |  |  | CHPEA4830*3A* | A*VC801005C*A* | 45500 | 16.5 | 8.5 | 46000 | 33600 | 73.04% | 2 | 0 | 10 |  |  |  |  | R-32 | 3.7917 | Residential & Commercial | USHP | Ducted CEE Tier 1
215487756 | Central HP <5.4 tons | AMANA | HRCU-A-CB (Split System: Heat Pump with Remote Outdoor Unit-Air-Source) | AZV7SA4810A* |  |  | CHPEA4830*3A* | A*VC960804CNB* | 45500 | 16.2 | 8.5 | 46000 | 33600 | 73.04% | 2 | 0 | 10 |  |  |  |  | R-32 | 3.7917 | Residential & Commercial | USHP | Ducted CEE Tier 1
215487788 | Central HP <5.4 tons | AMANA | HRCU-A-CB (Split System: Heat Pump with Remote Outdoor Unit-Air-Source) | AZV6SA1810A* |  |  | CHPEA2422*3A* | A*VC800803B*A* | 17000 | 19 | 8.8 | 16800 | 13000 | 77.38% | 2.1 | 0 | 12 |  |  |  |  | R-32 | 1.4167 | Residential & Commercial | USHP | Ducted CEE Tier 1
214732184 | Central HP <5.4 tons | WABBAN | HRCU-A-CB (Split System: Heat Pump with Remote Outdoor Unit-Air-Source) | BB60-48WADU | ADP |  | F,PE*UU1960 | 0 | 54000 | 15.5 | 9 | 54000 | 41000 | 75.93% | 1.8 | 0 | 10 |  |  |  |  | R-410A | 4.5 | Residential & Commercial | USHP | Ducted CEE Tier 1
215487653 | Central HP <5.4 tons | AMANA | HRCU-A-CB (Split System: Heat Pump with Remote Outdoor Unit-Air-Source) | AZV7SA2410A* |  |  | CA*EA3022*3A* | A*VC801005C*A* | 23200 | 19 | 8.6 | 23200 | 17000 | 73.28% | 2 | 0 | 11 |  |  |  |  | R-32 | 1.9333 | Residential & Commercial | USHP | Ducted CEE Tier 1
212578440 | Central HP <5.4 tons | CARRIER | HRCU-A-CB (Split System: Heat Pump with Remote Outdoor Unit-Air-Source) | 25VNA848A*030* | ADP |  | H,PG3K960 | 59TN6B120C24**22 | 45000 | 17 | 8.5 | 45000 | 32600 | 72.44% | 2.28 | 0 | 10 |  |  |  |  | R-410A | 3.75 | Residential & Commercial | USHP | Ducted CEE Tier 1
214771536 | Central HP <5.4 tons | WABBAN | HRCU-A-CB (Split System: Heat Pump with Remote Outdoor Unit-Air-Source) | BB36-24WADU | ADP |  | F,PE*G33925 | 0 | 23400 | 17 | 8.95 | 22400 | 21600 | 96.43% | 1.8 | 0 | 11.7 |  |  |  |  | R-410A | 1.95 | Residential & Commercial | USHP | Ducted CEE Tier 1
216990757 | Central HP <5.4 tons | BRYANT HEATING AND COOLING SYSTEMS | HRCU-A-CB (Split System: Heat Pump with Remote Outdoor Unit-Air-Source) | 290VAN024**AA* | ADP |  | PL36H***P44*+TXV | 88*TB36045C17*** | 23200 | 17 | 9 | 22000 | 16200 | 73.64% | 1.98 | 0 | 9.5 |  |  |  |  | R-454B | 1.9333 | Residential & Commercial | USHP
214239556 | Central HP <5.4 tons | AIRQUEST | HRCU-A-CB (Split System: Heat Pump with Remote Outdoor Unit-Air-Source) | HVH837GKA** |  |  | EN(A,D)4X36L21**+WALLCON | *80CTL1102120B* | 31400 | 16.5 | 8.1 | 33000 | 24000 | 72.73% | 1.82 | 0 | 11 |  |  |  |  | R-410A | 2.6167 | Residential & Commercial | USHP | Ducted CEE Tier 1
214239856 | Central HP <5.4 tons | AIRQUEST | HRCU-A-CB (Split System: Heat Pump with Remote Outdoor Unit-Air-Source) | HVH837GKA** |  |  | EN(A,D,W)4X48L21**+WALLCON | *80CTL0701716B* | 32200 | 17 | 8.1 | 32800 | 24800 | 75.61% | 1.94 | 0 | 11.5 |  |  |  |  | R-410A | 2.6833 | Residential & Commercial | USHP | Ducted CEE Tier 1
214241628 | Central HP <5.4 tons | AIRQUEST | HRCU-A-CB (Split System: Heat Pump with Remote Outdoor Unit-Air-Source) | HVH825GKA3* |  |  | EN(A,D)4X24L17**+WALLCON | *96CTN0601714B* | 23200 | 15.5 | 8.1 | 22200 | 16900 | 76.13% | 1.9 | 0 | 10.5 |  |  |  |  | R-410A | 1.9333 | Residential & Commercial | USHP | Ducted CEE Tier 1
214241728 | Central HP <5.4 tons | AIRQUEST | HRCU-A-CB (Split System: Heat Pump with Remote Outdoor Unit-Air-Source) | HVH825GKA3* |  |  | EN(A,D)4X30L17**+WALLCON | *97CMN0801714B* | 23400 | 16.5 | 8.1 | 21600 | 16700 | 77.31% | 1.9 | 0 | 10.5 |  |  |  |  | R-410A | 1.95 | Residential & Commercial | USHP | Ducted CEE Tier 1
216891945 | Central HP <5.4 tons | SURE | HRCU-A-CB (Split System: Heat Pump with Remote Outdoor Unit-Air-Source) | RD18AY48AJVC |  |  | TCFY4824MTANM | S962V1155A24M4 | 43000 | 18 | 8.5 | 43000 | 33200 | 77.21% | 2.1 | 0 | 11.7 |  |  |  |  | R-454B | 3.5833 | Residential & Commercial | USHP | Ducted CEE Tier 1
215389828 | Central HP <5.4 tons | ECOER | HRCU-A-C (Split System: Heat Pump with Remote Outdoor Unit with No Indoor Fan --Air Source) | EODA18H-4860B | ADP |  | HG84960+TD | 0 | 51500 | 15.2 | 8.5 | 51000 | 36800 | 72.16% | 1.9 | 0 | 10 |  |  |  |  | R-410A | 4.2917 | Residential & Commercial | USHP | Ducted CEE Tier 1
214242278 | Central HP <5.4 tons | AIRQUEST | HRCU-A-CB (Split System: Heat Pump with Remote Outdoor Unit-Air-Source) | HVH825GKA3* |  |  | EN(A,D,W)4X48L21**+WALLCON | *97CMN0801714B* | 24000 | 16.5 | 8.1 | 21400 | 16600 | 77.57% | 2 | 0 | 11 |  |  |  |  | R-410A | 2 | Residential & Commercial | USHP | Ducted CEE Tier 1
214242348 | Central HP <5.4 tons | AIRQUEST | HRCU-A-CB (Split System: Heat Pump with Remote Outdoor Unit-Air-Source) | HVH825GKA3* |  |  | EN(A,D)4X48L24**+WALLCON | *80CTL1352422B* | 24200 | 17 | 8.1 | 21200 | 16600 | 78.3% | 2 | 0 | 11 |  |  |  |  | R-410A | 2.0167 | Residential & Commercial | USHP | Ducted CEE Tier 1
214239996 | Central HP <5.4 tons | AIRQUEST | HRCU-A-CB (Split System: Heat Pump with Remote Outdoor Unit-Air-Source) | HVH837GKA** |  |  | EN(A,D)4X48L24**+WALLCON | *97CMN1002122B* | 32400 | 17 | 8.1 | 32600 | 24600 | 75.46% | 1.96 | 0 | 11.7 |  |  |  |  | R-410A | 2.7 | Residential & Commercial | USHP | Ducted CEE Tier 1
214242188 | Central HP <5.4 tons | AIRQUEST | HRCU-A-CB (Split System: Heat Pump with Remote Outdoor Unit-Air-Source) | HVH825GKA3* |  |  | EN(A,D,W)4X42L21**+WALLCON | *96CTN0801714B* | 23800 | 16.5 | 8.1 | 21400 | 16700 | 78.04% | 1.94 | 0 | 11 |  |  |  |  | R-410A | 1.9833 | Residential & Commercial | USHP | Ducted CEE Tier 1
214242388 | Central HP <5.4 tons | AIRQUEST | HRCU-A-CB (Split System: Heat Pump with Remote Outdoor Unit-Air-Source) | HVH825GKA3* |  |  | EN(A,D)4X48L24**+WALLCON | *96CTN1202422B* | 24200 | 17 | 8.1 | 21200 | 16600 | 78.3% | 2 | 0 | 11 |  |  |  |  | R-410A | 2.0167 | Residential & Commercial | USHP | Ducted CEE Tier 1
214301834 | Central HP <5.4 tons | CHAMPION HEATING AND COOLING | HRCU-A-CB (Split System: Heat Pump with Remote Outdoor Unit-Air-Source) | HMH72B341 | ADP |  | H,YE7J(1,2)36+TXV | TM8E060A12MP11 | 32800 | 17 | 8.1 | 31800 | 23000 | 72.33% | 2.02 | 0 | 9.5 |  |  |  |  | R-410A | 2.7333 | Residential & Commercial | USHP
214301836 | Central HP <5.4 tons | CHAMPION HEATING AND COOLING | HRCU-A-CB (Split System: Heat Pump with Remote Outdoor Unit-Air-Source) | HMH72B341 | ADP |  | H,YE7J(1,2)36+TXV | TM8E080B12MP11 | 32800 | 17 | 8.1 | 32400 | 23400 | 72.22% | 2.02 | 0 | 9.5 |  |  |  |  | R-410A | 2.7333 | Residential & Commercial | USHP
206765680 | Central HP <5.4 tons | TEMPSTAR | HRCU-A-CB (Split System: Heat Pump with Remote Outdoor Unit-Air-Source) | TVH825GKA3* |  |  | EA*4X36L17A*+WALLCON | *96CTN0801714A* | 23600 | 16.5 | 8.1 | 21600 | 16700 | 77.31% | 1.92 | 11.5 | 10.5 |  |  |  |  | R-410A | 1.9667 | Residential & Commercial | USHP | Ducted CEE Tier 1
213258275 | Central HP <5.4 tons | KEEPRITE | HRCU-A-CB (Split System: Heat Pump with Remote Outdoor Unit-Air-Source) | DLCURAH18ABK | ADP |  | H,GG34936 | *96VTN0601412A* | 17900 | 16 | 8.5 | 17000 | 18100 | 106.5% | 2.22 | 0 | 10.5 |  |  |  |  | R-410A | 1.4917 | Residential & Commercial | USHP | Ducted CEE Tier 1
216992512 | Central HP <5.4 tons | BRYANT HEATING AND COOLING SYSTEMS | HRCU-A-CB (Split System: Heat Pump with Remote Outdoor Unit-Air-Source) | 291VAN054**AA* | ADP |  | H,PG48*60+TXV | 986TD66100C21*** | 49000 | 19 | 10.5 | 50500 | 53000 | 105% | 1.96 | 0 | 11 |  |  |  |  | R-454B | 4.0833 | Residential & Commercial | USHP | Ducted CEE Tier 1
213255512 | Central HP <5.4 tons | KINGHOME | HRCU-A-C (Split System: Heat Pump with Remote Outdoor Unit with No Indoor Fan --Air Source) | KU36UHO | ADP |  | *E35936 | 0 | 31800 | 15.2 | 8.5 | 32400 | 23600 | 72.84% | 1.8 | 0 | 9 |  |  |  |  | R-410A | 2.65 | Residential & Commercial | USHP
216821164 | Central HP <5.4 tons | SURE | HRCU-A-CB (Split System: Heat Pump with Remote Outdoor Unit-Air-Source) | RD18AY60AJVC |  |  | TCFY6021STAAM | S801V0755A21UH | 48500 | 17 | 8.1 | 48500 | 39000 | 80.41% | 2 | 0 | 10 |  |  |  |  | R-454B | 4.0417 | Residential & Commercial | USHP | Ducted CEE Tier 1
204456878 | Central HP <5.4 tons | TEMPSTAR | HRCU-A-CB (Split System: Heat Pump with Remote Outdoor Unit-Air-Source) | TVH825GKA2* |  |  | EA*4X37L17A*+WALLCON | *80CTL0701412A* | 24200 | 17 | 8.1 | 21400 | 16600 | 77.57% | 2 | 11 | 11 |  |  |  |  | R-410A | 2.0167 | Residential & Commercial | USHP | Ducted CEE Tier 1
212978239 | Central HP <5.4 tons | COMFORTMAKER | HRCU-A-CB (Split System: Heat Pump with Remote Outdoor Unit-Air-Source) | DLCURAH18ABK |  |  | EA*4X24L14A* | *80MS(N,L)0701412A* | 17600 | 16.5 | 8.5 | 18500 | 19400 | 104.9% | 2.34 | 0 | 10.5 |  |  |  |  | R-410A | 1.4667 | Residential & Commercial | USHP | Ducted CEE Tier 1
212978768 | Central HP <5.4 tons | COMFORTMAKER | HRCU-A-CB (Split System: Heat Pump with Remote Outdoor Unit-Air-Source) | DLCURAH18ABK |  |  | EA*4X25L17A* | *80MS(N,L)0701712A* | 18000 | 17 | 8.5 | 17800 | 17700 | 99.44% | 2.14 | 0 | 11 |  |  |  |  | R-410A | 1.5 | Residential & Commercial | USHP | Ducted CEE Tier 1
214628161 | Central HP <5.4 tons | CARRIER | HRCU-A-CB (Split System: Heat Pump with Remote Outdoor Unit-Air-Source) | 38MURAQ24AB3* | ADP |  | V,C36H***P219 | 58S(B,C)*B045M14**12 | 23600 | 17 | 8.5 | 24800 | 23800 | 95.97% | 2 | 0 | 10.5 |  |  |  |  | R-410A | 1.9667 | Residential & Commercial | USHP | Ducted CEE Tier 1
214628195 | Central HP <5.4 tons | CARRIER | HRCU-A-CB (Split System: Heat Pump with Remote Outdoor Unit-Air-Source) | 38MURAQ24AB3* | ADP |  | PL36H175P159 | 58S(B,C)*B070M17**12 | 23400 | 17 | 8.5 | 24600 | 24200 | 98.37% | 2.06 | 0 | 10.5 |  |  |  |  | R-410A | 1.95 | Residential & Commercial | USHP | Ducted CEE Tier 1
213255513 | Central HP <5.4 tons | KINGHOME | HRCU-A-C (Split System: Heat Pump with Remote Outdoor Unit with No Indoor Fan --Air Source) | KU36UHO | ADP |  | *E36936+TD | 0 | 23000 | 15.2 | 8.5 | 22400 | 21200 | 94.64% | 1.8 | 0 | 11 |  |  |  |  | R-410A | 1.9167 | Residential & Commercial | USHP | Ducted CEE Tier 1
212555860 | Central HP <5.4 tons | American Standard | HRCU-A-C (Split System: Heat Pump with Remote Outdoor Unit with No Indoor Fan --Air Source) | 4TXD2060A10NU** | ADP |  | H,TE86960 | 0 | 47000 | 15.2 | 8.5 | 46000 | 33200 | 72.17% | 1.8 | 0 | 10 |  |  |  |  | R-410A | 3.9167 | Residential & Commercial | USHP | Ducted CEE Tier 1
216990363 | Central HP <5.4 tons | BRYANT HEATING AND COOLING SYSTEMS | HRCU-A-CB (Split System: Heat Pump with Remote Outdoor Unit-Air-Source) | 290VAN060**AA* | ADP |  | C60A***L18*+TXV | 88*TB60070C21*** | 54500 | 18 | 8.5 | 57500 | 41500 | 72.17% | 1.88 | 0 | 8.5 |  |  |  |  | R-454B | 4.5417 | Residential & Commercial | USHP
216990550 | Central HP <5.4 tons | BRYANT HEATING AND COOLING SYSTEMS | HRCU-A-CB (Split System: Heat Pump with Remote Outdoor Unit-Air-Source) | 293VAN036**AA* | ADP |  | PL36H210P29*+TXV | 88*TB36045C17*** | 33800 | 19 | 9 | 33600 | 26400 | 78.57% | 1.92 | 0 | 11 |  |  |  |  | R-454B | 2.8167 | Residential & Commercial | USHP | Ducted CEE Tier 1
216990582 | Central HP <5.4 tons | BRYANT HEATING AND COOLING SYSTEMS | HRCU-A-CB (Split System: Heat Pump with Remote Outdoor Unit-Air-Source) | 293VAN036**AA* | ADP |  | V,C36H175P45*+TXV | 88*TB48070C17*** | 33600 | 20 | 9 | 33200 | 26000 | 78.31% | 1.94 | 0 | 11.5 |  |  |  |  | R-454B | 2.8 | Residential & Commercial | USHP | Ducted CEE Tier 1
216990597 | Central HP <5.4 tons | BRYANT HEATING AND COOLING SYSTEMS | HRCU-A-CB (Split System: Heat Pump with Remote Outdoor Unit-Air-Source) | 293VAN036**AA* | ADP |  | PL36H210P74*+TXV | 88*TB60070C21*** | 32800 | 20 | 9.5 | 33000 | 26000 | 78.79% | 2.04 | 0 | 11 |  |  |  |  | R-454B | 2.7333 | Residential & Commercial | USHP | Ducted CEE Tier 1
214505319 | Central HP <5.4 tons | AMANA | HRCU-A-CB (Split System: Heat Pump with Remote Outdoor Unit-Air-Source) | ASZS60241EA* |  |  | CA*EA2422*4B* | A*VC961005CNB* | 23000 | 17 | 8.6 | 23000 | 16100 | 70% | 2 | 0 | 10 |  |  |  |  | R-410A | 1.9167 | Residential & Commercial | USHP | Ducted CEE Tier 1
214505336 | Central HP <5.4 tons | AMANA | HRCU-A-CB (Split System: Heat Pump with Remote Outdoor Unit-Air-Source) | ASZS60241EA* |  |  | CA*EA3026*4B*+MBVC1600**-1A* | 0 | 23000 | 17 | 8.6 | 23000 | 16100 | 70% | 2 | 0 | 10 |  |  |  |  | R-410A | 1.9167 | Residential & Commercial | USHP | Ducted CEE Tier 1
214505372 | Central HP <5.4 tons | AMANA | HRCU-A-CB (Split System: Heat Pump with Remote Outdoor Unit-Air-Source) | ASZS60241EA* |  |  | CA*EA3026*4B* | A*VC960804CNB* | 23000 | 17 | 8.6 | 23000 | 16100 | 70% | 2 | 0 | 10 |  |  |  |  | R-410A | 1.9167 | Residential & Commercial | USHP | Ducted CEE Tier 1
213785681 | Central HP <5.4 tons | BRYANT HEATING AND COOLING SYSTEMS | HRCU-A-CB (Split System: Heat Pump with Remote Outdoor Unit-Air-Source) | 284ANV036*0**B* |  |  | CSPH*4212AL*+UI | 935CB48060C17*** | 33200 | 18 | 8.5 | 36800 | 26200 | 71.2% | 2.02 | 0 | 11.5 |  |  |  |  | R-410A | 2.7667 | Residential & Commercial | USHP | Ducted CEE Tier 1
213785701 | Central HP <5.4 tons | BRYANT HEATING AND COOLING SYSTEMS | HRCU-A-CB (Split System: Heat Pump with Remote Outdoor Unit-Air-Source) | 284ANV036*0**B* |  |  | CSPH*4812AL*+UI | 88*TB36070C14*** | 33400 | 18.5 | 8.5 | 36800 | 26000 | 70.65% | 2.02 | 0 | 11.7 |  |  |  |  | R-410A | 2.7833 | Residential & Commercial | USHP | Ducted CEE Tier 1
214728166 | Central HP <5.4 tons | American Standard | HRCU-A-C (Split System: Heat Pump with Remote Outdoor Unit with No Indoor Fan --Air Source) | 4TXD2036A10NU** | ADP |  | H,TE7J924+TD | 0 | 22200 | 15.2 | 8.4 | 22400 | 21200 | 94.64% | 1.78 | 0 | 10.5 |  |  |  |  | R-410A | 1.85 | Residential & Commercial | USHP | Ducted CEE Tier 1
216990250 | Central HP <5.4 tons | BRYANT HEATING AND COOLING SYSTEMS | HRCU-A-CB (Split System: Heat Pump with Remote Outdoor Unit-Air-Source) | 290VAN036**AA* | ADP |  | V,C36H175P45*+TXV | 88*TB36045C17*** | 34000 | 17 | 9 | 34000 | 25000 | 73.53% | 1.86 | 0 | 9.5 |  |  |  |  | R-454B | 2.8333 | Residential & Commercial | USHP
216990261 | Central HP <5.4 tons | BRYANT HEATING AND COOLING SYSTEMS | HRCU-A-CB (Split System: Heat Pump with Remote Outdoor Unit-Air-Source) | 290VAN036**AA* | ADP |  | PL36H175P14*+TXV | 88*TB48070C17*** | 33000 | 18 | 9 | 33600 | 24800 | 73.81% | 1.88 | 0 | 9.5 |  |  |  |  | R-454B | 2.75 | Residential & Commercial | USHP
216990268 | Central HP <5.4 tons | BRYANT HEATING AND COOLING SYSTEMS | HRCU-A-CB (Split System: Heat Pump with Remote Outdoor Unit-Air-Source) | 290VAN036**AA* | ADP |  | V,C36H175P13*+TXV | 88*TB48070C17*** | 32800 | 18 | 9 | 33600 | 24800 | 73.81% | 1.88 | 0 | 9.5 |  |  |  |  | R-454B | 2.7333 | Residential & Commercial | USHP
216990670 | Central HP <5.4 tons | BRYANT HEATING AND COOLING SYSTEMS | HRCU-A-CB (Split System: Heat Pump with Remote Outdoor Unit-Air-Source) | 293VAN060**AA* | ADP |  | V,C60H210P29*+TXV | 88*TB60070C21*** | 54000 | 18 | 8.5 | 58500 | 46500 | 79.49% | 2.02 | 0 | 10.5 |  |  |  |  | R-454B | 4.5 | Residential & Commercial | USHP | Ducted CEE Tier 1
216990543 | Central HP <5.4 tons | BRYANT HEATING AND COOLING SYSTEMS | HRCU-A-CB (Split System: Heat Pump with Remote Outdoor Unit-Air-Source) | 291VAN054**AA* | ADP |  | C60A***L16*+TXV | 88*TB60110C21*** | 48500 | 19 | 10.5 | 50500 | 52500 | 104% | 1.96 | 0 | 11 |  |  |  |  | R-454B | 4.0417 | Residential & Commercial | USHP | Ducted CEE Tier 1
214810362 | Central HP <5.4 tons | RHEEM | HRCU-A-CB (Split System: Heat Pump with Remote Outdoor Unit-Air-Source) | RD17AZ36AJ3N | ADP |  | H,RE9J936 | R951V1005A21M4S | 32200 | 16 | 8.1 | 32600 | 29200 | 89.57% | 1.9 | 0 | 9.5 |  |  |  |  | R-410A | 2.6833 | Residential & Commercial | USHP
214810371 | Central HP <5.4 tons | RHEEM | HRCU-A-CB (Split System: Heat Pump with Remote Outdoor Unit-Air-Source) | RD17AZ36AJ3N | ADP |  | H,RE9J936 | R97MV0855A21DHS | 32200 | 17 | 8.1 | 32600 | 29000 | 88.96% | 1.9 | 0 | 9.5 |  |  |  |  | R-410A | 2.6833 | Residential & Commercial | USHP
212978179 | Central HP <5.4 tons | COMFORTMAKER | HRCU-A-CB (Split System: Heat Pump with Remote Outdoor Unit-Air-Source) | DLCURAH24ABK |  |  | EN(A,D)4X24L17** | *80MS(N,L)0701412A* | 23200 | 17 | 8.5 | 26800 | 25400 | 94.78% | 2.14 | 0 | 10 |  |  |  |  | R-410A | 1.9333 | Residential & Commercial | USHP | Ducted CEE Tier 1
207455023 | Central HP <5.4 tons | LENNOX | HRCU-A-CB (Split System: Heat Pump with Remote Outdoor Unit-Air-Source) | SL25XPV-036-230A** | ADP |  | L*23/37Z9 | EL296UH045XV36B* | 33600 | 21 | 8.8 | 33200 | 25800 | 77.71% | 1.82 | 13.5 | 13 |  |  |  |  | R-410A | 2.8 | Residential & Commercial | USHP | Ducted CEE Tier 1
212603106 | Central HP <5.4 tons | DAY & NIGHT | HRCU-A-CB (Split System: Heat Pump with Remote Outdoor Unit-Air-Source) | DLCURAH24ABK | ADP |  | FG32936 | *80ES(N,L)0701716A* | 24600 | 16 | 8.1 | 25200 | 21800 | 86.51% | 1.82 | 0 | 10.5 |  |  |  |  | R-410A | 2.05 | Residential & Commercial | USHP | Ducted CEE Tier 1
212603157 | Central HP <5.4 tons | DAY & NIGHT | HRCU-A-CB (Split System: Heat Pump with Remote Outdoor Unit-Air-Source) | DLCURAH24ABK | ADP |  | FG80936 | *80VTL0451412A* | 24200 | 16 | 8.1 | 24600 | 22400 | 91.06% | 1.88 | 0 | 10.5 |  |  |  |  | R-410A | 2.0167 | Residential & Commercial | USHP | Ducted CEE Tier 1
212603175 | Central HP <5.4 tons | DAY & NIGHT | HRCU-A-CB (Split System: Heat Pump with Remote Outdoor Unit-Air-Source) | DLCURAH24ABK | ADP |  | PL36H175P159 | *92ESN0801716A* | 24200 | 17 | 8.1 | 24600 | 22400 | 91.06% | 1.88 | 0 | 10.5 |  |  |  |  | R-410A | 2.0167 | Residential & Commercial | USHP | Ducted CEE Tier 1
212603191 | Central HP <5.4 tons | DAY & NIGHT | HRCU-A-CB (Split System: Heat Pump with Remote Outdoor Unit-Air-Source) | DLCURAH24ABK | ADP |  | FG35936 | *95ESN0801716A* | 24800 | 15.2 | 8.5 | 25200 | 21600 | 85.71% | 1.8 | 0 | 10 |  |  |  |  | R-410A | 2.0667 | Residential & Commercial | USHP | Ducted CEE Tier 1
211379624 | Central HP <5.4 tons | YORK | HRCU-A-CB (Split System: Heat Pump with Remote Outdoor Unit-Air-Source) | HMH72B341 |  |  | XAHC48FXXN1+TXV | TMLV120C20MP12 | 33800 | 16.5 | 8.5 | 32400 | 23800 | 73.46% | 2.06 | 0 | 9 |  |  |  |  | R-410A | 2.8167 | Residential & Commercial | USHP
211379887 | Central HP <5.4 tons | YORK | HRCU-A-CB (Split System: Heat Pump with Remote Outdoor Unit-Air-Source) | HMH72B341 |  |  | XAHD48FBCN1 | TMLE120C16MP11 | 33000 | 16.5 | 8.5 | 31800 | 23200 | 72.96% | 2.04 | 0 | 9.5 |  |  |  |  | R-410A | 2.75 | Residential & Commercial | USHP
211379901 | Central HP <5.4 tons | YORK | HRCU-A-CB (Split System: Heat Pump with Remote Outdoor Unit-Air-Source) | HMH72B341 |  |  | XAFD48FXXN1+TXV | TM8E120C16MP11 | 33600 | 17 | 8.5 | 32400 | 23600 | 72.84% | 2.08 | 0 | 9.5 |  |  |  |  | R-410A | 2.8 | Residential & Commercial | USHP
211379937 | Central HP <5.4 tons | YORK | HRCU-A-CB (Split System: Heat Pump with Remote Outdoor Unit-Air-Source) | HMH72B341 |  |  | XAHD48FBCN1 | TMLE100C16MP11 | 32800 | 16.5 | 8.5 | 31600 | 23200 | 73.42% | 2.02 | 0 | 9.5 |  |  |  |  | R-410A | 2.7333 | Residential & Commercial | USHP
211379992 | Central HP <5.4 tons | YORK | HRCU-A-CB (Split System: Heat Pump with Remote Outdoor Unit-Air-Source) | HMH72B341 |  |  | XAFC48FXXN1+TXV | TM8E100B12MP11 | 33400 | 17 | 8.5 | 32400 | 23800 | 73.46% | 2.06 | 0 | 9.5 |  |  |  |  | R-410A | 2.7833 | Residential & Commercial | USHP
211380076 | Central HP <5.4 tons | YORK | HRCU-A-CB (Split System: Heat Pump with Remote Outdoor Unit-Air-Source) | HMH72B341 |  |  | XAFC48FXXN1+TXV | TMLE080B12MP11 | 33400 | 17 | 8.5 | 32400 | 23800 | 73.46% | 2.04 | 0 | 9 |  |  |  |  | R-410A | 2.7833 | Residential & Commercial | USHP
211380169 | Central HP <5.4 tons | YORK | HRCU-A-CB (Split System: Heat Pump with Remote Outdoor Unit-Air-Source) | HMH72B341 |  |  | XAFD48FXXN1+TXV | TL8E100C20UH11 | 34000 | 16.5 | 8.5 | 32400 | 23800 | 73.46% | 2.1 | 0 | 9.5 |  |  |  |  | R-410A | 2.8333 | Residential & Commercial | USHP
211379351 | Central HP <5.4 tons | YORK | HRCU-A-CB (Split System: Heat Pump with Remote Outdoor Unit-Air-Source) | HMH72B341 |  |  | XAFC48FXXN1+TXV | TP9C080B12MP13 | 33400 | 16.5 | 8.5 | 32600 | 24000 | 73.62% | 2.06 | 0 | 9 |  |  |  |  | R-410A | 2.7833 | Residential & Commercial | USHP
216990688 | Central HP <5.4 tons | BRYANT HEATING AND COOLING SYSTEMS | HRCU-A-CB (Split System: Heat Pump with Remote Outdoor Unit-Air-Source) | 293VAN060**AA* | ADP |  | C60A***L16*+TXV | 88*TB60110C21*** | 55000 | 18 | 8.5 | 58500 | 45000 | 76.92% | 2.06 | 0 | 11 |  |  |  |  | R-454B | 4.5833 | Residential & Commercial | USHP | Ducted CEE Tier 1
216990693 | Central HP <5.4 tons | BRYANT HEATING AND COOLING SYSTEMS | HRCU-A-CB (Split System: Heat Pump with Remote Outdoor Unit-Air-Source) | 293VAN060**AA* | ADP |  | V,C60H245P76*+TXV | 88*TB66135C24*** | 55000 | 18 | 8.5 | 58500 | 45000 | 76.92% | 2.08 | 0 | 11 |  |  |  |  | R-454B | 4.5833 | Residential & Commercial | USHP | Ducted CEE Tier 1
216990638 | Central HP <5.4 tons | BRYANT HEATING AND COOLING SYSTEMS | HRCU-A-CB (Split System: Heat Pump with Remote Outdoor Unit-Air-Source) | 293VAN048**AA* | ADP |  | C60A***L18*+TXV | 88*TB60070C21*** | 44500 | 21 | 9.5 | 46500 | 36200 | 77.85% | 2 | 0 | 11 |  |  |  |  | R-454B | 3.7083 | Residential & Commercial | USHP | Ducted CEE Tier 1
216992533 | Central HP <5.4 tons | BRYANT HEATING AND COOLING SYSTEMS | HRCU-A-CB (Split System: Heat Pump with Remote Outdoor Unit-Air-Source) | 293VAN048**AA* | ADP |  | H,PG48*60+TXV | 986TD60080C21*** | 44500 | 21 | 9.5 | 46500 | 36200 | 77.85% | 2 | 0 | 11 |  |  |  |  | R-454B | 3.7083 | Residential & Commercial | USHP | Ducted CEE Tier 1
216990579 | Central HP <5.4 tons | BRYANT HEATING AND COOLING SYSTEMS | HRCU-A-CB (Split System: Heat Pump with Remote Outdoor Unit-Air-Source) | 293VAN036**AA* | ADP |  | PL36H***P44*+TXV | 88*TB48070C17*** | 32600 | 19 | 9.5 | 33600 | 26600 | 79.17% | 2 | 0 | 11 |  |  |  |  | R-454B | 2.7167 | Residential & Commercial | USHP | Ducted CEE Tier 1
216990584 | Central HP <5.4 tons | BRYANT HEATING AND COOLING SYSTEMS | HRCU-A-CB (Split System: Heat Pump with Remote Outdoor Unit-Air-Source) | 293VAN036**AA* | ADP |  | A36VCA*+TXV | 88*TB48090C17*** | 32800 | 20 | 9.5 | 33000 | 26000 | 78.79% | 2.04 | 0 | 11 |  |  |  |  | R-454B | 2.7333 | Residential & Commercial | USHP | Ducted CEE Tier 1
212978680 | Central HP <5.4 tons | COMFORTMAKER | HRCU-A-CB (Split System: Heat Pump with Remote Outdoor Unit-Air-Source) | DLCURAH24ABK |  |  | EA*4X37L17A* | *80MS(N,L)0701712A* | 24200 | 17.5 | 8.5 | 25200 | 22000 | 87.3% | 1.84 | 0 | 10 |  |  |  |  | R-410A | 2.0167 | Residential & Commercial | USHP | Ducted CEE Tier 1
212978713 | Central HP <5.4 tons | COMFORTMAKER | HRCU-A-CB (Split System: Heat Pump with Remote Outdoor Unit-Air-Source) | DLCURAH24ABK |  |  | EN(A,D)4X30L17** | *80MS(N,L)0701712A* | 23400 | 17 | 8.1 | 25800 | 24200 | 93.8% | 2.04 | 0 | 10.5 |  |  |  |  | R-410A | 1.95 | Residential & Commercial | USHP | Ducted CEE Tier 1
212978313 | Central HP <5.4 tons | COMFORTMAKER | HRCU-A-CB (Split System: Heat Pump with Remote Outdoor Unit-Air-Source) | DLCURAH18ABK |  |  | EN(A,D)4X24L14** | *80MS(N,L)0701412A* | 17600 | 16.5 | 8.5 | 18500 | 19100 | 103.2% | 2.3 | 0 | 11 |  |  |  |  | R-410A | 1.4667 | Residential & Commercial | USHP | Ducted CEE Tier 1
212978746 | Central HP <5.4 tons | COMFORTMAKER | HRCU-A-CB (Split System: Heat Pump with Remote Outdoor Unit-Air-Source) | DLCURAH18ABK |  |  | EA*4X19L17A* | *80MS(N,L)0701712A* | 18000 | 17 | 8.5 | 17900 | 17800 | 99.44% | 2.16 | 0 | 11 |  |  |  |  | R-410A | 1.5 | Residential & Commercial | USHP | Ducted CEE Tier 1
214771535 | Central HP <5.4 tons | WABBAN | HRCU-A-CB (Split System: Heat Pump with Remote Outdoor Unit-Air-Source) | BB36-24WADU | ADP |  | F,PE*BB8937 | 0 | 31600 | 15.2 | 8.35 | 32400 | 23600 | 72.84% | 1.78 | 0 | 9 |  |  |  |  | R-410A | 2.6333 | Residential & Commercial | USHP
211240335 | Central HP <5.4 tons | COMFORTMAKER | HRCU-A-CB (Split System: Heat Pump with Remote Outdoor Unit-Air-Source) | DLCURAH24ABK |  |  | EA*4X24L14A* | *92ESN0601412A* | 24200 | 16 | 8.5 | 27200 | 23400 | 86.03% | 1.9 | 0 | 10 |  |  |  |  | R-410A | 2.0167 | Residential & Commercial | USHP | Ducted CEE Tier 1
216990531 | Central HP <5.4 tons | BRYANT HEATING AND COOLING SYSTEMS | HRCU-A-CB (Split System: Heat Pump with Remote Outdoor Unit-Air-Source) | 291VAN054**AA* | ADP |  | C48A***L16*+TXV | 88*TB60090C21*** | 48500 | 19 | 10.5 | 50000 | 52500 | 105% | 1.96 | 0 | 11 |  |  |  |  | R-454B | 4.0417 | Residential & Commercial | USHP | Ducted CEE Tier 1
213088096 | Central HP <5.4 tons | KINGHOME | HRCU-A-C (Split System: Heat Pump with Remote Outdoor Unit with No Indoor Fan --Air Source) | KU60UHO | ADP |  | HG52960+TD | 0 | 47000 | 15.2 | 8.5 | 46000 | 33200 | 72.17% | 1.8 | 0 | 10 |  |  |  |  | R-410A | 3.9167 | Residential & Commercial | USHP | Ducted CEE Tier 1
214732185 | Central HP <5.4 tons | WABBAN | HRCU-A-CB (Split System: Heat Pump with Remote Outdoor Unit-Air-Source) | BB60-48WADU | ADP |  | F,PE*CC7960 | 0 | 54000 | 15.2 | 9 | 54000 | 41000 | 75.93% | 1.8 | 0 | 10 |  |  |  |  | R-410A | 4.5 | Residential & Commercial | USHP | Ducted CEE Tier 1
209251548 | Central HP <5.4 tons | CARRIER | HRCU-A-CB (Split System: Heat Pump with Remote Outdoor Unit-Air-Source) | 25VNA448A*031* |  |  | CNPV*4821AL*+UI | 59MN7B100C21**22 | 44000 | 21 | 8.5 | 46500 | 36400 | 78.28% | 2.18 | 12.5 | 12 |  |  |  |  | R-410A | 3.6667 | Residential & Commercial | USHP | Ducted CEE Tier 1
212396761 | Central HP <5.4 tons | American Standard | HRCU-A-CB (Split System: Heat Pump with Remote Outdoor Unit-Air-Source) | 4TXD2060A10NU** | ADP |  | BV**C9(1,2)60+TXV | 0 | 46500 | 15.2 | 8.5 | 46000 | 33200 | 72.17% | 1.8 | 0 | 9.5 |  |  |  |  | R-410A | 3.875 | Residential & Commercial | USHP
207805744 | Central HP <5.4 tons | TRANE | HRCU-A-CB (Split System: Heat Pump with Remote Outdoor Unit-Air-Source) | 4TWA7048A3 |  |  | 4PX*DU60BS3+P0V0C000M50SC | 0 | 46500 | 17 | 8.1 | 46500 | 47000 | 101.1% | 3.6 | 13 | 12.5 |  |  |  |  | R-410A | 3.875 | Residential & Commercial | USHP | Ducted CEE Tier 1
211240471 | Central HP <5.4 tons | COMFORTMAKER | HRCU-A-CB (Split System: Heat Pump with Remote Outdoor Unit-Air-Source) | DLCURAH24ABK |  |  | EA*4X24L17A* | *80VSL0451716A* | 23800 | 16 | 8.5 | 26800 | 24000 | 89.55% | 1.98 | 0 | 10 |  |  |  |  | R-410A | 1.9833 | Residential & Commercial | USHP | Ducted CEE Tier 1
211240630 | Central HP <5.4 tons | COMFORTMAKER | HRCU-A-CB (Split System: Heat Pump with Remote Outdoor Unit-Air-Source) | DLCURAH24ABK |  |  | EA*4X24L17A* | *80ES(N,L)0451412A* | 24400 | 16 | 8.5 | 27200 | 23200 | 85.29% | 1.9 | 0 | 10 |  |  |  |  | R-410A | 2.0333 | Residential & Commercial | USHP | Ducted CEE Tier 1
211240678 | Central HP <5.4 tons | COMFORTMAKER | HRCU-A-CB (Split System: Heat Pump with Remote Outdoor Unit-Air-Source) | DLCURAH24ABK |  |  | EA*4X24L17A* | *92ESN0601412A* | 23200 | 16.5 | 8.5 | 26400 | 25800 | 97.73% | 2.18 | 0 | 10 |  |  |  |  | R-410A | 1.9333 | Residential & Commercial | USHP | Ducted CEE Tier 1
216682776 | Central HP <5.4 tons | BRYANT HEATING AND COOLING SYSTEMS | HRCU-A-CB (Split System: Heat Pump with Remote Outdoor Unit-Air-Source) | 38MURAQ30AB3* |  |  | CAP**3621AL* | 927TA66100V21*** | 29800 | 15.2 | 8.5 | 34000 | 27600 | 81.18% | 1.75 | 0 | 9 |  |  |  |  | R-410A | 2.4833 | Residential & Commercial | USHP
213145925 | Central HP <5.4 tons | CARRIER | HRCU-A-CB (Split System: Heat Pump with Remote Outdoor Unit-Air-Source) | 38MURAQ30AB3* | ADP |  | PL36H***P449+AEFE3A* | 0 | 30400 | 15.2 | 8.5 | 33400 | 27000 | 80.84% | 1.82 | 0 | 9 |  |  |  |  | R-410A | 2.5333 | Residential & Commercial | USHP
214628220 | Central HP <5.4 tons | CARRIER | HRCU-A-CB (Split System: Heat Pump with Remote Outdoor Unit-Air-Source) | 38MURAQ24AB3* | ADP |  | PL36H210P749 | 58S(B,C)*B070M17**16 | 23400 | 17 | 8.5 | 24800 | 24000 | 96.77% | 2.02 | 0 | 10.5 |  |  |  |  | R-410A | 1.95 | Residential & Commercial | USHP | Ducted CEE Tier 1
214628252 | Central HP <5.4 tons | CARRIER | HRCU-A-CB (Split System: Heat Pump with Remote Outdoor Unit-Air-Source) | 38MURAQ24AB3* | ADP |  | PL36H175P149 | 58TP*B045V14**12 | 23600 | 17 | 8.5 | 24600 | 24200 | 98.37% | 2.04 | 0 | 10.5 |  |  |  |  | R-410A | 1.9667 | Residential & Commercial | USHP | Ducted CEE Tier 1
214628263 | Central HP <5.4 tons | CARRIER | HRCU-A-CB (Split System: Heat Pump with Remote Outdoor Unit-Air-Source) | 38MURAQ24AB3* | ADP |  | PL36H***P449 | 58TP*B045V14**12 | 23600 | 17 | 8.5 | 24600 | 24200 | 98.37% | 2.04 | 0 | 10.5 |  |  |  |  | R-410A | 1.9667 | Residential & Commercial | USHP | Ducted CEE Tier 1
212978155 | Central HP <5.4 tons | COMFORTMAKER | HRCU-A-CB (Split System: Heat Pump with Remote Outdoor Unit-Air-Source) | DLCURAH24ABK |  |  | EA*4X37L17A* | *80MS(N,L)0701412A* | 24000 | 17.5 | 8.5 | 25200 | 22200 | 88.1% | 1.86 | 0 | 10 |  |  |  |  | R-410A | 2 | Residential & Commercial | USHP | Ducted CEE Tier 1
212979184 | Central HP <5.4 tons | COMFORTMAKER | HRCU-A-CB (Split System: Heat Pump with Remote Outdoor Unit-Air-Source) | DLCURAH24ABK |  |  | EA*4X37L17A* | *80MS(N,L)0701716A* | 24000 | 17 | 8.5 | 25200 | 22200 | 88.1% | 1.86 | 0 | 10 |  |  |  |  | R-410A | 2 | Residential & Commercial | USHP | Ducted CEE Tier 1
214628272 | Central HP <5.4 tons | CARRIER | HRCU-A-CB (Split System: Heat Pump with Remote Outdoor Unit-Air-Source) | 38MURAQ24AB3* | ADP |  | A24VBA+TXV | 58TP*B070V14**12 | 23400 | 17 | 9 | 25400 | 25600 | 100.8% | 2.18 | 0 | 10 |  |  |  |  | R-410A | 1.95 | Residential & Commercial | USHP | Ducted CEE Tier 1
214505334 | Central HP <5.4 tons | AMANA | HRCU-A-CB (Split System: Heat Pump with Remote Outdoor Unit-Air-Source) | ASZS60241EA* |  |  | CA*EA3026*4B*+MBVC1200**-1A* | 0 | 23000 | 17 | 8.6 | 23000 | 16100 | 70% | 2 | 0 | 10 |  |  |  |  | R-410A | 1.9167 | Residential & Commercial | USHP | Ducted CEE Tier 1
214239174 | Central HP <5.4 tons | BRYANT HEATING AND COOLING SYSTEMS | HRCU-A-CB (Split System: Heat Pump with Remote Outdoor Unit-Air-Source) | 288BNV037*0**B* |  |  | CNPV*4821AL*+UI | 88*TB48070C17*** | 32200 | 17 | 8.1 | 32800 | 24800 | 75.61% | 1.94 | 0 | 11.5 |  |  |  |  | R-410A | 2.6833 | Residential & Commercial | USHP | Ducted CEE Tier 1
216772283 | Central HP <5.4 tons | RHEEM | HRCU-A-CB (Split System: Heat Pump with Remote Outdoor Unit-Air-Source) | RD17AZ60AJ3N | ADP |  | H,RE88960 | R802V0755A21UHS | 54000 | 18 | 8.1 | 52000 | 49000 | 94.23% | 1.75 | 0 | 9.5 |  |  |  |  | R-410A | 4.5 | Residential & Commercial | USHP
211379678 | Central HP <5.4 tons | YORK | HRCU-A-CB (Split System: Heat Pump with Remote Outdoor Unit-Air-Source) | HMH72B341 |  |  | XAHD48FBCN1 | TM8V100C16MP12 | 33600 | 16 | 8.5 | 32400 | 23800 | 73.46% | 2.06 | 0 | 9 |  |  |  |  | R-410A | 2.8 | Residential & Commercial | USHP
211380094 | Central HP <5.4 tons | YORK | HRCU-A-CB (Split System: Heat Pump with Remote Outdoor Unit-Air-Source) | HMH72B341 |  |  | XAHD48FBCN1 | TL9E100C20UH11 | 33400 | 15.5 | 8.5 | 32000 | 23400 | 73.12% | 2.04 | 0 | 9 |  |  |  |  | R-410A | 2.7833 | Residential & Commercial | USHP
211380119 | Central HP <5.4 tons | YORK | HRCU-A-CB (Split System: Heat Pump with Remote Outdoor Unit-Air-Source) | HMH72B341 |  |  | XAHD48FBCN1 | TL9E080C16UH11 | 33200 | 16 | 8.1 | 32400 | 23600 | 72.84% | 2.04 | 0 | 9 |  |  |  |  | R-410A | 2.7667 | Residential & Commercial | USHP
211380178 | Central HP <5.4 tons | YORK | HRCU-A-CB (Split System: Heat Pump with Remote Outdoor Unit-Air-Source) | HMH72B341 |  |  | XAFC48FBCN1 | TL8E100C20UH11 | 34000 | 16.5 | 8.5 | 32400 | 23800 | 73.46% | 2.1 | 0 | 9.5 |  |  |  |  | R-410A | 2.8333 | Residential & Commercial | USHP
213088092 | Central HP <5.4 tons | KINGHOME | HRCU-A-C (Split System: Heat Pump with Remote Outdoor Unit with No Indoor Fan --Air Source) | KU36UHO | ADP |  | HE35936+TD | 0 | 23000 | 15.2 | 8.5 | 22400 | 21200 | 94.64% | 1.8 | 0 | 11 |  |  |  |  | R-410A | 1.9167 | Residential & Commercial | USHP | Ducted CEE Tier 1
216990554 | Central HP <5.4 tons | BRYANT HEATING AND COOLING SYSTEMS | HRCU-A-CB (Split System: Heat Pump with Remote Outdoor Unit-Air-Source) | 293VAN036**AA* | ADP |  | V,C36H175P14*+TXV | 88*TB36045C17*** | 32200 | 19 | 9 | 34200 | 27200 | 79.53% | 1.88 | 0 | 10.5 |  |  |  |  | R-454B | 2.6833 | Residential & Commercial | USHP | Ducted CEE Tier 1
216990617 | Central HP <5.4 tons | BRYANT HEATING AND COOLING SYSTEMS | HRCU-A-CB (Split System: Heat Pump with Remote Outdoor Unit-Air-Source) | 293VAN048**AA* | ADP |  | PL48H175P78*+TXV | 88*TB48090C17*** | 42500 | 20 | 9.5 | 46500 | 35600 | 76.56% | 2 | 0 | 11 |  |  |  |  | R-454B | 3.5417 | Residential & Commercial | USHP | Ducted CEE Tier 1
216990630 | Central HP <5.4 tons | BRYANT HEATING AND COOLING SYSTEMS | HRCU-A-CB (Split System: Heat Pump with Remote Outdoor Unit-Air-Source) | 293VAN048**AA* | ADP |  | PL48H210P75*+TXV | 88*TB60070C21*** | 43500 | 20 | 9.5 | 46000 | 36200 | 78.7% | 2 | 0 | 10.5 |  |  |  |  | R-454B | 3.625 | Residential & Commercial | USHP | Ducted CEE Tier 1
216990631 | Central HP <5.4 tons | BRYANT HEATING AND COOLING SYSTEMS | HRCU-A-CB (Split System: Heat Pump with Remote Outdoor Unit-Air-Source) | 293VAN048**AA* | ADP |  | V,C48H210P75*+TXV | 88*TB60070C21*** | 43500 | 20 | 9.5 | 46000 | 36200 | 78.7% | 2 | 0 | 10.5 |  |  |  |  | R-454B | 3.625 | Residential & Commercial | USHP | Ducted CEE Tier 1
216990650 | Central HP <5.4 tons | BRYANT HEATING AND COOLING SYSTEMS | HRCU-A-CB (Split System: Heat Pump with Remote Outdoor Unit-Air-Source) | 293VAN048**AA* | ADP |  | V,C60H210P17*+TXV | 88*TB60090C21*** | 44500 | 21 | 9.5 | 46500 | 36200 | 77.85% | 2 | 0 | 11 |  |  |  |  | R-454B | 3.7083 | Residential & Commercial | USHP | Ducted CEE Tier 1
213353849 | Central HP <5.4 tons | COMFORTMAKER | HRCU-A-CB (Split System: Heat Pump with Remote Outdoor Unit-Air-Source) | DLCURAH36ABK |  |  | F5MA4*36L*B* | 0 | 35800 | 16 | 9 | 38500 | 35000 | 90.91% | 1.94 | 0 | 10 |  |  |  |  | R-410A | 2.9833 | Residential & Commercial | USHP | Ducted CEE Tier 1
216990263 | Central HP <5.4 tons | BRYANT HEATING AND COOLING SYSTEMS | HRCU-A-CB (Split System: Heat Pump with Remote Outdoor Unit-Air-Source) | 290VAN036**AA* | ADP |  | PL36H175P15*+TXV | 88*TB48070C17*** | 33600 | 18 | 9 | 33600 | 24800 | 73.81% | 1.88 | 0 | 10 |  |  |  |  | R-454B | 2.8 | Residential & Commercial | USHP | Ducted CEE Tier 1
216992514 | Central HP <5.4 tons | BRYANT HEATING AND COOLING SYSTEMS | HRCU-A-CB (Split System: Heat Pump with Remote Outdoor Unit-Air-Source) | 291VAN054**AA* | ADP |  | H,PG35*48+TXV | 987MC42080C17*** | 47500 | 17 | 12.5 | 49500 | 50500 | 102% | 1.98 | 0 | 11 |  |  |  |  | R-454B | 3.9583 | Residential & Commercial | USHP | Ducted CEE Tier 1
216990625 | Central HP <5.4 tons | BRYANT HEATING AND COOLING SYSTEMS | HRCU-A-CB (Split System: Heat Pump with Remote Outdoor Unit-Air-Source) | 293VAN048**AA* | ADP |  | C48A***L53*+TXV | 88*TB48090C17*** | 44000 | 21 | 9.5 | 46500 | 35600 | 76.56% | 2 | 0 | 11 |  |  |  |  | R-454B | 3.6667 | Residential & Commercial | USHP | Ducted CEE Tier 1
207455058 | Central HP <5.4 tons | LENNOX | HRCU-A-CB (Split System: Heat Pump with Remote Outdoor Unit-Air-Source) | SL25XPV-036-230A** | ADP |  | LH35/38F9 | EL296UH110XV48C* | 33600 | 22 | 8.7 | 32800 | 26400 | 80.49% | 1.82 | 14 | 13 |  |  |  |  | R-410A | 2.8 | Residential & Commercial | USHP | Ducted CEE Tier 1
207455142 | Central HP <5.4 tons | LENNOX | HRCU-A-CB (Split System: Heat Pump with Remote Outdoor Unit-Air-Source) | SL25XPV-036-230A** | ADP |  | L*23/37Z9 | SL280UH090V48B* | 34000 | 22 | 8.8 | 32800 | 25400 | 77.44% | 1.84 | 14 | 13.5 |  |  |  |  | R-410A | 2.8333 | Residential & Commercial | USHP | Ducted CEE Tier 1
207455191 | Central HP <5.4 tons | LENNOX | HRCU-A-CB (Split System: Heat Pump with Remote Outdoor Unit-Air-Source) | SL25XPV-036-230A** | ADP |  | LH35/36F9 | SL297UH040NV36B* | 33600 | 21 | 8.8 | 33000 | 25800 | 78.18% | 1.84 | 13.5 | 13 |  |  |  |  | R-410A | 2.8 | Residential & Commercial | USHP | Ducted CEE Tier 1
207455210 | Central HP <5.4 tons | LENNOX | HRCU-A-CB (Split System: Heat Pump with Remote Outdoor Unit-Air-Source) | SL25XPV-036-230A** | ADP |  | L*35/36U9 | SL297UH080NV48C* | 34000 | 22 | 8.8 | 33800 | 27000 | 79.88% | 1.82 | 14 | 13 |  |  |  |  | R-410A | 2.8333 | Residential & Commercial | USHP | Ducted CEE Tier 1
207455276 | Central HP <5.4 tons | LENNOX | HRCU-A-CB (Split System: Heat Pump with Remote Outdoor Unit-Air-Source) | SL25XPV-036-230A** | ADP |  | LH23/37W9 | SLP99UH110XV60C* | 34000 | 21 | 8.8 | 34000 | 27000 | 79.41% | 1.82 | 14 | 13.5 |  |  |  |  | R-410A | 2.8333 | Residential & Commercial | USHP | Ducted CEE Tier 1
207455344 | Central HP <5.4 tons | LENNOX | HRCU-A-CB (Split System: Heat Pump with Remote Outdoor Unit-Air-Source) | SL25XPV-048-230A** | ADP |  | L*42/60Z9 | EL296UH090XV60C* | 45500 | 20 | 9.3 | 42000 | 35800 | 85.24% | 1.86 | 12.5 | 12 |  |  |  |  | R-410A | 3.7917 | Residential & Commercial | USHP | Ducted CEE Tier 1
207455358 | Central HP <5.4 tons | LENNOX | HRCU-A-CB (Split System: Heat Pump with Remote Outdoor Unit-Air-Source) | SL25XPV-048-230A** | ADP |  | LH42/62W9 | EL296UH110XV60C* | 46000 | 20 | 9.4 | 42000 | 35800 | 85.24% | 1.9 | 12.5 | 12.5 |  |  |  |  | R-410A | 3.8333 | Residential & Commercial | USHP | Ducted CEE Tier 1
204456588 | Central HP <5.4 tons | TEMPSTAR | HRCU-A-CB (Split System: Heat Pump with Remote Outdoor Unit-Air-Source) | TVH825GKA2* |  |  | EA*4X30L17A*+WALLCON | *80CTL0901716A* | 23600 | 17 | 8.1 | 21400 | 16600 | 77.57% | 1.92 | 11 | 11 |  |  |  |  | R-410A | 1.9667 | Residential & Commercial | USHP | Ducted CEE Tier 1
212603214 | Central HP <5.4 tons | DAY & NIGHT | HRCU-A-CB (Split System: Heat Pump with Remote Outdoor Unit-Air-Source) | DLCURAH24ABK | ADP |  | V,G36H175P159 | *96VSN0801716A* | 24200 | 16 | 8.1 | 24600 | 22600 | 91.87% | 1.9 | 0 | 10.5 |  |  |  |  | R-410A | 2.0167 | Residential & Commercial | USHP | Ducted CEE Tier 1
212383473 | Central HP <5.4 tons | COMFORTMAKER | HRCU-A-CB (Split System: Heat Pump with Remote Outdoor Unit-Air-Source) | DLCURAH36ABK |  |  | EA*4X43L21A* | *92ESN0801716A* | 36400 | 16 | 8.5 | 38500 | 34800 | 90.39% | 2.08 | 0 | 10 |  |  |  |  | R-410A | 3.0333 | Residential & Commercial | USHP | Ducted CEE Tier 1
212603259 | Central HP <5.4 tons | DAY & NIGHT | HRCU-A-CB (Split System: Heat Pump with Remote Outdoor Unit-Air-Source) | DLCURAH36ABK | ADP |  | FG32936 | *92ESN0601412A* | 35200 | 15.2 | 8.1 | 37800 | 35000 | 92.59% | 1.82 | 0 | 9.5 |  |  |  |  | R-410A | 2.9333 | Residential & Commercial | USHP
212969760 | Central HP <5.4 tons | COMFORTMAKER | HRCU-A-CB (Split System: Heat Pump with Remote Outdoor Unit-Air-Source) | DLCURAH24ABK |  |  | EA*4X30L14A* | *80VSL0451412B* | 23400 | 17 | 8.5 | 26200 | 25000 | 95.42% | 2.08 | 0 | 10 |  |  |  |  | R-410A | 1.95 | Residential & Commercial | USHP | Ducted CEE Tier 1
212971714 | Central HP <5.4 tons | COMFORTMAKER | HRCU-A-CB (Split System: Heat Pump with Remote Outdoor Unit-Air-Source) | DLCURAH24ABK |  |  | EN(A,D)4X30L17** | *80VTL0701716B* | 23600 | 17 | 8.5 | 26400 | 24200 | 91.67% | 2.02 | 0 | 10.5 |  |  |  |  | R-410A | 1.9667 | Residential & Commercial | USHP | Ducted CEE Tier 1
207590791 | Central HP <5.4 tons | AMERICAN STANDARD | HRCU-A-CB (Split System: Heat Pump with Remote Outdoor Unit-Air-Source) | 4A6V8X36A1 |  |  | 4TXCB004DS3 | *UHMB080ACV3 | 34000 | 18 | 8.2 | 29000 | 20400 | 70.34% | 1.81 | 12.25 | 11.7 |  |  |  |  | R-410A | 2.8333 | Residential & Commercial | USHP | Ducted CEE Tier 1
214505302 | Central HP <5.4 tons | AMANA | HRCU-A-CB (Split System: Heat Pump with Remote Outdoor Unit-Air-Source) | ASZS60241EA* |  |  | CA*EA2422*4B* | A*VC960403BNB* | 23000 | 17 | 8.6 | 23000 | 16100 | 70% | 2 | 0 | 10 |  |  |  |  | R-410A | 1.9167 | Residential & Commercial | USHP | Ducted CEE Tier 1
216990563 | Central HP <5.4 tons | BRYANT HEATING AND COOLING SYSTEMS | HRCU-A-CB (Split System: Heat Pump with Remote Outdoor Unit-Air-Source) | 293VAN036**AA* | ADP |  | C36A***L13*+TXV | 88*TB36070C14*** | 32600 | 19 | 9 | 33600 | 26600 | 79.17% | 1.92 | 0 | 10.5 |  |  |  |  | R-454B | 2.7167 | Residential & Commercial | USHP | Ducted CEE Tier 1
216990595 | Central HP <5.4 tons | BRYANT HEATING AND COOLING SYSTEMS | HRCU-A-CB (Split System: Heat Pump with Remote Outdoor Unit-Air-Source) | 293VAN036**AA* | ADP |  | V,C36H175P45*+TXV | 88*TB48090C17*** | 33400 | 20 | 9.5 | 33000 | 26000 | 78.79% | 2.04 | 0 | 11.5 |  |  |  |  | R-454B | 2.7833 | Residential & Commercial | USHP | Ducted CEE Tier 1
216990604 | Central HP <5.4 tons | BRYANT HEATING AND COOLING SYSTEMS | HRCU-A-CB (Split System: Heat Pump with Remote Outdoor Unit-Air-Source) | 293VAN048**AA* | ADP |  | V,C48H175P15*+TXV | 88*TB48070C17*** | 43000 | 20 | 9 | 46500 | 36800 | 79.14% | 2 | 0 | 10.5 |  |  |  |  | R-454B | 3.5833 | Residential & Commercial | USHP | Ducted CEE Tier 1
211240962 | Central HP <5.4 tons | COMFORTMAKER | HRCU-A-CB (Split System: Heat Pump with Remote Outdoor Unit-Air-Source) | DLCURAH24ABK |  |  | EA*4X25L17A* | *96VTN0401712A* | 23800 | 16 | 8.1 | 25200 | 21800 | 86.51% | 1.82 | 0 | 10 |  |  |  |  | R-410A | 1.9833 | Residential & Commercial | USHP | Ducted CEE Tier 1
211241114 | Central HP <5.4 tons | COMFORTMAKER | HRCU-A-CB (Split System: Heat Pump with Remote Outdoor Unit-Air-Source) | DLCURAH24ABK |  |  | EA*4X25L17A* | *92ESN0601412A* | 24000 | 17 | 8.1 | 25000 | 21800 | 87.2% | 1.82 | 0 | 10 |  |  |  |  | R-410A | 2 | Residential & Commercial | USHP | Ducted CEE Tier 1
211241203 | Central HP <5.4 tons | COMFORTMAKER | HRCU-A-CB (Split System: Heat Pump with Remote Outdoor Unit-Air-Source) | DLCURAH24ABK |  |  | EA*4X25L17A* | *80ESU0601716A | 25600 | 17 | 8.5 | 26000 | 20600 | 79.23% | 1.76 | 0 | 10.5 |  |  |  |  | R-410A | 2.1333 | Residential & Commercial | USHP | Ducted CEE Tier 1
212603253 | Central HP <5.4 tons | DAY & NIGHT | HRCU-A-CB (Split System: Heat Pump with Remote Outdoor Unit-Air-Source) | DLCURAH36ABK | ADP |  | PL36H210P299 | *80ES(N,L)1102120A* | 36200 | 16 | 8.1 | 36800 | 34400 | 93.48% | 2.02 | 0 | 10.5 |  |  |  |  | R-410A | 3.0167 | Residential & Commercial | USHP | Ducted CEE Tier 1
211243894 | Central HP <5.4 tons | COMFORTMAKER | HRCU-A-CB (Split System: Heat Pump with Remote Outdoor Unit-Air-Source) | DLCURAH24ABK |  |  | EN(A,D)4X24L17** | *96VSN0801716A* | 23800 | 16 | 8.5 | 26800 | 23400 | 87.31% | 1.92 | 0 | 10 |  |  |  |  | R-410A | 1.9833 | Residential & Commercial | USHP | Ducted CEE Tier 1
211243962 | Central HP <5.4 tons | COMFORTMAKER | HRCU-A-CB (Split System: Heat Pump with Remote Outdoor Unit-Air-Source) | DLCURAH24ABK |  |  | EN(A,D)4X24L17** | *95ESU0601716A* | 23800 | 16.5 | 8.5 | 26800 | 23400 | 87.31% | 1.92 | 0 | 10 |  |  |  |  | R-410A | 1.9833 | Residential & Commercial | USHP | Ducted CEE Tier 1
212979196 | Central HP <5.4 tons | COMFORTMAKER | HRCU-A-CB (Split System: Heat Pump with Remote Outdoor Unit-Air-Source) | DLCURAH24ABK |  |  | EA*4X37L21A* | *80MS(N,L)0701716A* | 24200 | 17.5 | 8.5 | 25200 | 21600 | 85.71% | 1.82 | 0 | 10.5 |  |  |  |  | R-410A | 2.0167 | Residential & Commercial | USHP | Ducted CEE Tier 1
212979934 | Central HP <5.4 tons | COMFORTMAKER | HRCU-A-CB (Split System: Heat Pump with Remote Outdoor Unit-Air-Source) | DLCURAH24ABK |  |  | EN(A,D)4X36L21** | *80MS(N,L)0901714A* | 23600 | 17 | 8.5 | 26400 | 24400 | 92.42% | 2.02 | 0 | 10.5 |  |  |  |  | R-410A | 1.9667 | Residential & Commercial | USHP | Ducted CEE Tier 1
212980282 | Central HP <5.4 tons | COMFORTMAKER | HRCU-A-CB (Split System: Heat Pump with Remote Outdoor Unit-Air-Source) | DLCURAH24ABK |  |  | EN(A,D)4X36L21** | *80MS(N,L)0902116A* | 23800 | 17 | 8.5 | 26400 | 24000 | 90.91% | 2 | 0 | 10.5 |  |  |  |  | R-410A | 1.9833 | Residential & Commercial | USHP | Ducted CEE Tier 1
214628354 | Central HP <5.4 tons | CARRIER | HRCU-A-CB (Split System: Heat Pump with Remote Outdoor Unit-Air-Source) | 38MURAQ24AB3* | ADP |  | PL36H210P299 | 59SC6A040M17**12 | 24000 | 16 | 8.1 | 23600 | 21600 | 91.53% | 1.82 | 0 | 10 |  |  |  |  | R-410A | 2 | Residential & Commercial | USHP | Ducted CEE Tier 1
214628379 | Central HP <5.4 tons | CARRIER | HRCU-A-CB (Split System: Heat Pump with Remote Outdoor Unit-Air-Source) | 38MURAQ24AB3* | ADP |  | PL36H210P749 | 59SC6A040M17**12 | 23200 | 16 | 8.5 | 24600 | 23800 | 96.75% | 2 | 0 | 9.5 |  |  |  |  | R-410A | 1.9333 | Residential & Commercial | USHP
214628472 | Central HP <5.4 tons | CARRIER | HRCU-A-CB (Split System: Heat Pump with Remote Outdoor Unit-Air-Source) | 38MURAQ24AB3* | ADP |  | C36A***L159 | 59SU5B040M17**12 | 23400 | 17 | 8.5 | 24400 | 24000 | 98.36% | 2.02 | 0 | 10 |  |  |  |  | R-410A | 1.95 | Residential & Commercial | USHP | Ducted CEE Tier 1
212983189 | Central HP <5.4 tons | COMFORTMAKER | HRCU-A-CB (Split System: Heat Pump with Remote Outdoor Unit-Air-Source) | DLCURAH24ABK |  |  | EA*4X37L17A* | *92MSN0401712A* | 23800 | 16 | 8.5 | 25800 | 22600 | 87.6% | 1.86 | 0 | 10 |  |  |  |  | R-410A | 1.9833 | Residential & Commercial | USHP | Ducted CEE Tier 1
212983521 | Central HP <5.4 tons | COMFORTMAKER | HRCU-A-CB (Split System: Heat Pump with Remote Outdoor Unit-Air-Source) | DLCURAH24ABK |  |  | EA*4X24L17A* | *92MSN0601412A* | 23600 | 16.5 | 9 | 27000 | 25400 | 94.07% | 2.12 | 0 | 10 |  |  |  |  | R-410A | 1.9667 | Residential & Commercial | USHP | Ducted CEE Tier 1
212396767 | Central HP <5.4 tons | American Standard | HRCU-A-C (Split System: Heat Pump with Remote Outdoor Unit with No Indoor Fan --Air Source) | 4TXD2036A10NU** | ADP |  | H,TG34936+TD | 0 | 33400 | 15.2 | 8.5 | 32400 | 24000 | 74.07% | 1.8 | 0 | 9 |  |  |  |  | R-410A | 2.7833 | Residential & Commercial | USHP
207590808 | Central HP <5.4 tons | AMERICAN STANDARD | HRCU-A-CB (Split System: Heat Pump with Remote Outdoor Unit-Air-Source) | 4A6V8X48A1 |  |  | 4TXCC009DS3 | *UHMC100ACV4 | 46500 | 18 | 8.5 | 41000 | 29000 | 70.73% | 2 | 12.5 | 12 |  |  |  |  | R-410A | 3.875 | Residential & Commercial | USHP | Ducted CEE Tier 1
216990264 | Central HP <5.4 tons | BRYANT HEATING AND COOLING SYSTEMS | HRCU-A-CB (Split System: Heat Pump with Remote Outdoor Unit-Air-Source) | 290VAN036**AA* | ADP |  | V,C36H175P15*+TXV | 88*TB48070C17*** | 33600 | 18 | 9 | 33600 | 24800 | 73.81% | 1.88 | 0 | 10 |  |  |  |  | R-454B | 2.8 | Residential & Commercial | USHP | Ducted CEE Tier 1
216990281 | Central HP <5.4 tons | BRYANT HEATING AND COOLING SYSTEMS | HRCU-A-CB (Split System: Heat Pump with Remote Outdoor Unit-Air-Source) | 290VAN036**AA* | ADP |  | V,C36H175P13*+TXV | 88*TB48090C17*** | 33200 | 18 | 9 | 34200 | 25200 | 73.68% | 1.86 | 0 | 10 |  |  |  |  | R-454B | 2.7667 | Residential & Commercial | USHP | Ducted CEE Tier 1
216990684 | Central HP <5.4 tons | BRYANT HEATING AND COOLING SYSTEMS | HRCU-A-CB (Split System: Heat Pump with Remote Outdoor Unit-Air-Source) | 293VAN060**AA* | ADP |  | C60A***L19*+TXV | 88*TB60090C21*** | 56500 | 19 | 8.5 | 58500 | 46000 | 78.63% | 2.04 | 0 | 11.5 |  |  |  |  | R-454B | 4.7083 | Residential & Commercial | USHP | Ducted CEE Tier 1
216990243 | Central HP <5.4 tons | BRYANT HEATING AND COOLING SYSTEMS | HRCU-A-CB (Split System: Heat Pump with Remote Outdoor Unit-Air-Source) | 290VAN036**AA* | ADP |  | PL36H175P15*+TXV | 88*TB36045C17*** | 33400 | 17 | 9 | 33600 | 25000 | 74.4% | 1.88 | 0 | 9.5 |  |  |  |  | R-454B | 2.7833 | Residential & Commercial | USHP
212555739 | Central HP <5.4 tons | DAY & NIGHT | HRCU-A-CB (Split System: Heat Pump with Remote Outdoor Unit-Air-Source) | CVH848GKA2* | ADP |  | V,G60H210P299 | *80CSU0802120A* | 45000 | 18 | 8.1 | 44000 | 31400 | 71.36% | 2.26 | 0 | 10 |  |  |  |  | R-410A | 3.75 | Residential & Commercial | USHP | Ducted CEE Tier 1
211241630 | Central HP <5.4 tons | COMFORTMAKER | HRCU-A-CB (Split System: Heat Pump with Remote Outdoor Unit-Air-Source) | DLCURAH24ABK |  |  | EA*4X30L17A* | *96VTN0601714A* | 23800 | 16.5 | 8.5 | 26200 | 23400 | 89.31% | 1.92 | 0 | 10 |  |  |  |  | R-410A | 1.9833 | Residential & Commercial | USHP | Ducted CEE Tier 1
212981705 | Central HP <5.4 tons | COMFORTMAKER | HRCU-A-CB (Split System: Heat Pump with Remote Outdoor Unit-Air-Source) | DLCURAH24ABK |  |  | EA*4X25L17A* | *80MSU1002120A* | 24400 | 17 | 8.5 | 25200 | 21600 | 85.71% | 1.8 | 0 | 10 |  |  |  |  | R-410A | 2.0333 | Residential & Commercial | USHP | Ducted CEE Tier 1
207454925 | Central HP <5.4 tons | LENNOX | HRCU-A-CB (Split System: Heat Pump with Remote Outdoor Unit-Air-Source) | SL25XPV-024-230A** | ADP |  | L*23/37Z9 | SL297UH080NV48C* | 22200 | 21 | 9.3 | 19800 | 19800 | 100% | 1.9 | 14 | 14 |  |  |  |  | R-410A | 1.85 | Residential & Commercial | USHP | Ducted CEE Tier 1
212979982 | Central HP <5.4 tons | COMFORTMAKER | HRCU-A-CB (Split System: Heat Pump with Remote Outdoor Unit-Air-Source) | DLCURAH18ABK |  |  | EA*4X30L17A* | *80MS(N,L)0901714A* | 17700 | 16 | 8.5 | 18300 | 18700 | 102.2% | 2.24 | 0 | 10.5 |  |  |  |  | R-410A | 1.475 | Residential & Commercial | USHP | Ducted CEE Tier 1
212603082 | Central HP <5.4 tons | DAY & NIGHT | HRCU-A-CB (Split System: Heat Pump with Remote Outdoor Unit-Air-Source) | DLCURAH18ABK | ADP |  | FG80936 | *80ES(N,L)0451412A* | 18200 | 16 | 8.5 | 17100 | 18000 | 105.3% | 2.22 | 0 | 11 |  |  |  |  | R-410A | 1.5167 | Residential & Commercial | USHP | Ducted CEE Tier 1
214717442 | Central HP <5.4 tons | American Standard | HRCU-A-C (Split System: Heat Pump with Remote Outdoor Unit with No Indoor Fan --Air Source) | 4TXD2036A10NU** | ADP |  | H,TE7J930+TD | 0 | 22200 | 15.2 | 8.4 | 22400 | 21200 | 94.64% | 1.78 | 0 | 10.5 |  |  |  |  | R-410A | 1.85 | Residential & Commercial | USHP | Ducted CEE Tier 1
207455401 | Central HP <5.4 tons | LENNOX | HRCU-A-CB (Split System: Heat Pump with Remote Outdoor Unit-Air-Source) | SL25XPV-048-230A** | ADP |  | LH40/61W9 | SL280UH110V60C* | 45000 | 20 | 9.2 | 43500 | 37000 | 85.06% | 1.82 | 12.5 | 12.5 |  |  |  |  | R-410A | 3.75 | Residential & Commercial | USHP | Ducted CEE Tier 1
213366529 | Central HP <5.4 tons | COLEMAN | HRCU-A-CB (Split System: Heat Pump with Remote Outdoor Unit-Air-Source) | HMH72B241 | ADP |  | A36VCA+TXV | Z8ET080B12LMPS1 | 21800 | 17 | 8.1 | 22000 | 15600 | 70.91% | 1.86 | 0 | 9.5 |  |  |  |  | R-410A | 1.8167 | Residential & Commercial | USHP
212543600 | Central HP <5.4 tons | DAY & NIGHT | HRCU-A-CB (Split System: Heat Pump with Remote Outdoor Unit-Air-Source) | DLCURAH36ABK | ADP |  | PL36H210P299 | *96VTN0802120A* | 37600 | 15.2 | 8.1 | 37400 | 28200 | 75.4% | 2 | 0 | 10 |  |  |  |  | R-410A | 3.1333 | Residential & Commercial | USHP | Ducted CEE Tier 1
216990586 | Central HP <5.4 tons | BRYANT HEATING AND COOLING SYSTEMS | HRCU-A-CB (Split System: Heat Pump with Remote Outdoor Unit-Air-Source) | 293VAN036**AA* | ADP |  | PL36H175P14*+TXV | 88*TB48090C17*** | 32800 | 20 | 9.5 | 33000 | 26000 | 78.79% | 2.04 | 0 | 11 |  |  |  |  | R-454B | 2.7333 | Residential & Commercial | USHP | Ducted CEE Tier 1
216992467 | Central HP <5.4 tons | BRYANT HEATING AND COOLING SYSTEMS | HRCU-A-CB (Split System: Heat Pump with Remote Outdoor Unit-Air-Source) | 290VAN060**AA* | ADP |  | H,PG48*60+TXV | 986TD60080C21*** | 55000 | 18 | 9 | 58000 | 41500 | 71.55% | 2.02 | 0 | 8.5 |  |  |  |  | R-454B | 4.5833 | Residential & Commercial | USHP
213255509 | Central HP <5.4 tons | KINGHOME | HRCU-A-C (Split System: Heat Pump with Remote Outdoor Unit with No Indoor Fan --Air Source) | KU60UHO | ADP |  | *G52960+TD | 0 | 47000 | 15.2 | 8.5 | 46000 | 33200 | 72.17% | 1.8 | 0 | 10 |  |  |  |  | R-410A | 3.9167 | Residential & Commercial | USHP | Ducted CEE Tier 1
216800739 | Central HP <5.4 tons | COLEMAN | HRCU-A-CB (Split System: Heat Pump with Remote Outdoor Unit-Air-Source) | HH860E2S11 | ADP |  | V,Y60H210P19*+TXV | Z8ES080C16SMPS1 | 44500 | 18 | 9 | 42500 | 33000 | 77.65% | 2 | 0 | 12 |  |  |  |  | R-454B | 3.7083 | Residential & Commercial | USHP | Ducted CEE Tier 1
216800757 | Central HP <5.4 tons | COLEMAN | HRCU-A-CB (Split System: Heat Pump with Remote Outdoor Unit-Air-Source) | HH860E2S11 | ADP |  | V,Y60H210P19*+TXV | Z9ES080C16SMPS1 | 45000 | 18 | 9 | 44000 | 33400 | 75.91% | 2 | 0 | 11.7 |  |  |  |  | R-454B | 3.75 | Residential & Commercial | USHP | Ducted CEE Tier 1
216800716 | Central HP <5.4 tons | COLEMAN | HRCU-A-CB (Split System: Heat Pump with Remote Outdoor Unit-Air-Source) | HH836E2S11 | ADP |  | A36VDA*+TXV | TL9E080C16UH11 | 34200 | 18 | 8.5 | 31000 | 26400 | 85.16% | 2 | 0 | 11 |  |  |  |  | R-454B | 2.85 | Residential & Commercial | USHP | Ducted CEE Tier 1
213367366 | Central HP <5.4 tons | CARRIER | HRCU-A-CB (Split System: Heat Pump with Remote Outdoor Unit-Air-Source) | 38MURAQ24AB3* | ADP |  | H,PG31930 | 59TP6B100V21**20 | 22800 | 16 | 8.1 | 24400 | 23000 | 94.26% | 1.94 | 0 | 10 |  |  |  |  | R-410A | 1.9 | Residential & Commercial | USHP | Ducted CEE Tier 1
216990518 | Central HP <5.4 tons | BRYANT HEATING AND COOLING SYSTEMS | HRCU-A-CB (Split System: Heat Pump with Remote Outdoor Unit-Air-Source) | 291VAN054**AA* | ADP |  | A60VHA*+TXV | 88*TB60070C21*** | 49000 | 19 | 10.5 | 51000 | 53500 | 104.9% | 1.92 | 0 | 11 |  |  |  |  | R-454B | 4.0833 | Residential & Commercial | USHP | Ducted CEE Tier 1
216990520 | Central HP <5.4 tons | BRYANT HEATING AND COOLING SYSTEMS | HRCU-A-CB (Split System: Heat Pump with Remote Outdoor Unit-Air-Source) | 291VAN054**AA* | ADP |  | C48A***L16*+TXV | 88*TB60070C21*** | 48000 | 19 | 10.5 | 51000 | 53500 | 104.9% | 1.92 | 0 | 10.5 |  |  |  |  | R-454B | 4 | Residential & Commercial | USHP | Ducted CEE Tier 1
212396566 | Central HP <5.4 tons | American Standard | HRCU-A-CB (Split System: Heat Pump with Remote Outdoor Unit-Air-Source) | 4TXD2036A10NU** | ADP |  | F,PE*G33930 | 0 | 23400 | 17 | 8.95 | 22400 | 21200 | 94.64% | 1.8 | 0 | 11.5 |  |  |  |  | R-410A | 1.95 | Residential & Commercial | USHP | Ducted CEE Tier 1
212396567 | Central HP <5.4 tons | American Standard | HRCU-A-CB (Split System: Heat Pump with Remote Outdoor Unit-Air-Source) | 4TXD2036A10NU** | ADP |  | F,PE*G33925 | 0 | 23400 | 17 | 8.95 | 22400 | 21200 | 94.64% | 1.8 | 0 | 11.5 |  |  |  |  | R-410A | 1.95 | Residential & Commercial | USHP | Ducted CEE Tier 1
213785423 | Central HP <5.4 tons | BRYANT HEATING AND COOLING SYSTEMS | HRCU-A-CB (Split System: Heat Pump with Remote Outdoor Unit-Air-Source) | 284ANV036*0**B* |  |  | CAP**4221AL*+UI | 88*TB48090C17*** | 32600 | 19 | 8.5 | 37800 | 26600 | 70.37% | 1.98 | 0 | 11.7 |  |  |  |  | R-410A | 2.7167 | Residential & Commercial | USHP | Ducted CEE Tier 1
213785439 | Central HP <5.4 tons | BRYANT HEATING AND COOLING SYSTEMS | HRCU-A-CB (Split System: Heat Pump with Remote Outdoor Unit-Air-Source) | 284ANV036*0**B* |  |  | CAP**4221AL*+UI | 986TD42080C17*** | 32400 | 19 | 9 | 38000 | 26800 | 70.53% | 1.96 | 0 | 11.5 |  |  |  |  | R-410A | 2.7 | Residential & Commercial | USHP | Ducted CEE Tier 1
213785507 | Central HP <5.4 tons | BRYANT HEATING AND COOLING SYSTEMS | HRCU-A-CB (Split System: Heat Pump with Remote Outdoor Unit-Air-Source) | 284ANV036*0**B* |  |  | CAP**4824AL*+UI | 88*TB60110C21*** | 33200 | 19.5 | 9 | 36400 | 25800 | 70.88% | 2.04 | 0 | 12 |  |  |  |  | R-410A | 2.7667 | Residential & Commercial | USHP | Ducted CEE Tier 1
212603100 | Central HP <5.4 tons | DAY & NIGHT | HRCU-A-CB (Split System: Heat Pump with Remote Outdoor Unit-Air-Source) | DLCURAH24ABK | ADP |  | FG80936 | *80ES(N,L)0451412A* | 24600 | 16 | 8.1 | 25000 | 22000 | 88% | 1.84 | 0 | 10.5 |  |  |  |  | R-410A | 2.05 | Residential & Commercial | USHP | Ducted CEE Tier 1
212603101 | Central HP <5.4 tons | DAY & NIGHT | HRCU-A-CB (Split System: Heat Pump with Remote Outdoor Unit-Air-Source) | DLCURAH24ABK | ADP |  | FG80936 | *80ES(N,L)0451712A* | 24200 | 17 | 8.5 | 24600 | 22200 | 90.24% | 1.86 | 0 | 10 |  |  |  |  | R-410A | 2.0167 | Residential & Commercial | USHP | Ducted CEE Tier 1
212603132 | Central HP <5.4 tons | DAY & NIGHT | HRCU-A-CB (Split System: Heat Pump with Remote Outdoor Unit-Air-Source) | DLCURAH24ABK | ADP |  | PL36H175P789 | *80ESU0601716A | 25000 | 17 | 8.5 | 25000 | 21400 | 85.6% | 1.82 | 0 | 10.5 |  |  |  |  | R-410A | 2.0833 | Residential & Commercial | USHP | Ducted CEE Tier 1
212603135 | Central HP <5.4 tons | DAY & NIGHT | HRCU-A-CB (Split System: Heat Pump with Remote Outdoor Unit-Air-Source) | DLCURAH24ABK | ADP |  | FG81936 | *80ESU0601716A | 25000 | 17 | 8.5 | 25000 | 21400 | 85.6% | 1.82 | 0 | 10.5 |  |  |  |  | R-410A | 2.0833 | Residential & Commercial | USHP | Ducted CEE Tier 1
212603166 | Central HP <5.4 tons | DAY & NIGHT | HRCU-A-CB (Split System: Heat Pump with Remote Outdoor Unit-Air-Source) | DLCURAH24ABK | ADP |  | FG80936 | *80VTL0701716A* | 24200 | 17 | 8.1 | 24600 | 22600 | 91.87% | 1.9 | 0 | 10.5 |  |  |  |  | R-410A | 2.0167 | Residential & Commercial | USHP | Ducted CEE Tier 1
212603183 | Central HP <5.4 tons | DAY & NIGHT | HRCU-A-CB (Split System: Heat Pump with Remote Outdoor Unit-Air-Source) | DLCURAH24ABK | ADP |  | FG80936 | *95ESN0601714A* | 24600 | 16 | 8.1 | 25000 | 22000 | 88% | 1.84 | 0 | 10.5 |  |  |  |  | R-410A | 2.05 | Residential & Commercial | USHP | Ducted CEE Tier 1
212603201 | Central HP <5.4 tons | DAY & NIGHT | HRCU-A-CB (Split System: Heat Pump with Remote Outdoor Unit-Air-Source) | DLCURAH24ABK | ADP |  | PL36H175P789 | *95ESU0601716A* | 24400 | 17 | 8.5 | 24000 | 21000 | 87.5% | 1.8 | 0 | 10 |  |  |  |  | R-410A | 2.0333 | Residential & Commercial | USHP | Ducted CEE Tier 1
212603215 | Central HP <5.4 tons | DAY & NIGHT | HRCU-A-CB (Split System: Heat Pump with Remote Outdoor Unit-Air-Source) | DLCURAH24ABK | ADP |  | PL36H175P789 | *96VSN0801716A* | 24200 | 17 | 8.5 | 24000 | 20800 | 86.67% | 1.78 | 0 | 10 |  |  |  |  | R-410A | 2.0167 | Residential & Commercial | USHP | Ducted CEE Tier 1
212498216 | Central HP <5.4 tons | American Standard | HRCU-A-CB (Split System: Heat Pump with Remote Outdoor Unit-Air-Source) | 4TXD2036A10NU** | ADP |  | CE2505C+TXV | 0 | 23000 | 16 | 8.8 | 22400 | 21600 | 96.43% | 1.78 | 0 | 11.5 |  |  |  |  | R-410A | 1.9167 | Residential & Commercial | USHP | Ducted CEE Tier 1
213187949 | Central HP <5.4 tons | American Standard | HRCU-A-C (Split System: Heat Pump with Remote Outdoor Unit with No Indoor Fan --Air Source) | 4TXD2036A10NU** | ADP |  | V,T36H175P139+TD | 0 | 22600 | 15.2 | 8.5 | 22400 | 21200 | 94.64% | 1.8 | 0 | 10.5 |  |  |  |  | R-410A | 1.8833 | Residential & Commercial | USHP | Ducted CEE Tier 1
213615294 | Central HP <5.4 tons | GE | HRCU-A-CB (Split System: Heat Pump with Remote Outdoor Unit-Air-Source) | NS22H24MA4-**A | ADP |  | PL36H175P789 | NF97X060V3B | 23800 | 21 | 8.5 | 21600 | 15200 | 70.37% | 1.9 | 0 | 13.5 |  |  |  |  | R-410A | 1.9833 | Residential & Commercial | USHP | Ducted CEE Tier 1
216990611 | Central HP <5.4 tons | BRYANT HEATING AND COOLING SYSTEMS | HRCU-A-CB (Split System: Heat Pump with Remote Outdoor Unit-Air-Source) | 293VAN048**AA* | ADP |  | PL60H210P17*+TXV | 88*TB48070C17*** | 43500 | 20 | 9 | 47000 | 37000 | 78.72% | 2 | 0 | 10.5 |  |  |  |  | R-454B | 3.625 | Residential & Commercial | USHP | Ducted CEE Tier 1
216990618 | Central HP <5.4 tons | BRYANT HEATING AND COOLING SYSTEMS | HRCU-A-CB (Split System: Heat Pump with Remote Outdoor Unit-Air-Source) | 293VAN048**AA* | ADP |  | V,C48H175P78*+TXV | 88*TB48090C17*** | 42500 | 20 | 9.5 | 46500 | 35600 | 76.56% | 2 | 0 | 11 |  |  |  |  | R-454B | 3.5417 | Residential & Commercial | USHP | Ducted CEE Tier 1
212396562 | Central HP <5.4 tons | American Standard | HRCU-A-CB (Split System: Heat Pump with Remote Outdoor Unit-Air-Source) | 4TXD2036A10NU** | ADP |  | F,PE*E32930 | 0 | 23000 | 16 | 8.85 | 22400 | 21200 | 94.64% | 1.8 | 0 | 11.5 |  |  |  |  | R-410A | 1.9167 | Residential & Commercial | USHP | Ducted CEE Tier 1
212396564 | Central HP <5.4 tons | American Standard | HRCU-A-CB (Split System: Heat Pump with Remote Outdoor Unit-Air-Source) | 4TXD2036A10NU** | ADP |  | F,PE*E32924 | 0 | 22800 | 16 | 8.85 | 22400 | 21200 | 94.64% | 1.8 | 0 | 11.5 |  |  |  |  | R-410A | 1.9 | Residential & Commercial | USHP | Ducted CEE Tier 1
214505305 | Central HP <5.4 tons | AMANA | HRCU-A-CB (Split System: Heat Pump with Remote Outdoor Unit-Air-Source) | ASZS60241EA* |  |  | CA*EA2422*4B* | A*VC960603BNB* | 23000 | 17 | 8.6 | 23000 | 16100 | 70% | 2 | 0 | 10 |  |  |  |  | R-410A | 1.9167 | Residential & Commercial | USHP | Ducted CEE Tier 1
214505322 | Central HP <5.4 tons | AMANA | HRCU-A-CB (Split System: Heat Pump with Remote Outdoor Unit-Air-Source) | ASZS60241EA* |  |  | CA*EA2422*4B* | A*VM970603BNB* | 23000 | 17 | 8.6 | 23000 | 16100 | 70% | 2 | 0 | 10 |  |  |  |  | R-410A | 1.9167 | Residential & Commercial | USHP | Ducted CEE Tier 1
214505389 | Central HP <5.4 tons | AMANA | HRCU-A-CB (Split System: Heat Pump with Remote Outdoor Unit-Air-Source) | ASZS60241EA* |  |  | CA*EA3026*4B* | A*VM971005CNB* | 23000 | 17 | 8.6 | 23000 | 16100 | 70% | 2 | 0 | 10 |  |  |  |  | R-410A | 1.9167 | Residential & Commercial | USHP | Ducted CEE Tier 1
213785659 | Central HP <5.4 tons | BRYANT HEATING AND COOLING SYSTEMS | HRCU-A-CB (Split System: Heat Pump with Remote Outdoor Unit-Air-Source) | 284ANV036*0**B* |  |  | CSPH*3612AL*+UI | 986TD42060C17*** | 32800 | 18 | 8.5 | 37400 | 26400 | 70.59% | 1.98 | 0 | 11 |  |  |  |  | R-410A | 2.7333 | Residential & Commercial | USHP | Ducted CEE Tier 1
213785673 | Central HP <5.4 tons | BRYANT HEATING AND COOLING SYSTEMS | HRCU-A-CB (Split System: Heat Pump with Remote Outdoor Unit-Air-Source) | 284ANV036*0**B* |  |  | CSPH*4212AL*+UI | 88*TB48090C17*** | 33400 | 18.5 | 8.5 | 36600 | 26000 | 71.04% | 2.02 | 0 | 11.7 |  |  |  |  | R-410A | 2.7833 | Residential & Commercial | USHP | Ducted CEE Tier 1
213785691 | Central HP <5.4 tons | BRYANT HEATING AND COOLING SYSTEMS | HRCU-A-CB (Split System: Heat Pump with Remote Outdoor Unit-Air-Source) | 284ANV036*0**B* |  |  | CSPH*4212AL*+UI | 986TD42060C17*** | 33200 | 18 | 8.5 | 37000 | 26200 | 70.81% | 2 | 0 | 11 |  |  |  |  | R-410A | 2.7667 | Residential & Commercial | USHP | Ducted CEE Tier 1
213367373 | Central HP <5.4 tons | CARRIER | HRCU-A-CB (Split System: Heat Pump with Remote Outdoor Unit-Air-Source) | 38MURAQ24AB3* | ADP |  | H,PG9J936 | 59TP6C060V14**12 | 23600 | 17 | 8.5 | 24600 | 23600 | 95.93% | 2 | 0 | 10 |  |  |  |  | R-410A | 1.9667 | Residential & Commercial | USHP | Ducted CEE Tier 1
213367375 | Central HP <5.4 tons | CARRIER | HRCU-A-CB (Split System: Heat Pump with Remote Outdoor Unit-Air-Source) | 38MURAQ24AB3* | ADP |  | H,PG9J936 | 59TP6C060V17**16 | 23200 | 16 | 8.5 | 25200 | 26200 | 104% | 2.26 | 0 | 10 |  |  |  |  | R-410A | 1.9333 | Residential & Commercial | USHP | Ducted CEE Tier 1
212380996 | Central HP <5.4 tons | CARRIER | HRCU-A-CB (Split System: Heat Pump with Remote Outdoor Unit-Air-Source) | 25VNA448A*031* | ADP |  | V,C60H245P769 | 59MN7B120C24**22 | 43500 | 21 | 8.5 | 44000 | 36000 | 81.82% | 2.34 | 0 | 11.5 |  |  |  |  | R-410A | 3.625 | Residential & Commercial | USHP | Ducted CEE Tier 1
211244414 | Central HP <5.4 tons | COMFORTMAKER | HRCU-A-CB (Split System: Heat Pump with Remote Outdoor Unit-Air-Source) | DLCURAH24ABK |  |  | EN(A,D)4X30L17** | *80VSL0451412A* | 23400 | 16.5 | 8.1 | 25800 | 24200 | 93.8% | 2 | 0 | 10 |  |  |  |  | R-410A | 1.95 | Residential & Commercial | USHP | Ducted CEE Tier 1
206133443 | Central HP <5.4 tons | TEMPSTAR | HRCU-A-CB (Split System: Heat Pump with Remote Outdoor Unit-Air-Source) | TVH825GKA2* |  |  | EA*4X37L21A*+WALLCON | *80CSU0401712A* | 24400 | 17 | 8.5 | 21200 | 16600 | 78.3% | 2.04 | 11.5 | 11 |  |  |  |  | R-410A | 2.0333 | Residential & Commercial | USHP | Ducted CEE Tier 1
214505387 | Central HP <5.4 tons | AMANA | HRCU-A-CB (Split System: Heat Pump with Remote Outdoor Unit-Air-Source) | ASZS60241EA* |  |  | CA*EA3026*4B* | A*VM970804CNB* | 23000 | 17 | 8.6 | 23000 | 16100 | 70% | 2 | 0 | 10 |  |  |  |  | R-410A | 1.9167 | Residential & Commercial | USHP | Ducted CEE Tier 1
211241721 | Central HP <5.4 tons | COMFORTMAKER | HRCU-A-CB (Split System: Heat Pump with Remote Outdoor Unit-Air-Source) | DLCURAH24ABK |  |  | EA*4X30L17A* | *95ESN0601714A* | 24600 | 16 | 8.5 | 26800 | 22600 | 84.33% | 1.84 | 0 | 10 |  |  |  |  | R-410A | 2.05 | Residential & Commercial | USHP | Ducted CEE Tier 1
211241732 | Central HP <5.4 tons | COMFORTMAKER | HRCU-A-CB (Split System: Heat Pump with Remote Outdoor Unit-Air-Source) | DLCURAH24ABK |  |  | EA*4X30L17A* | *95ESN0801716A* | 24600 | 15.5 | 8.5 | 27000 | 22400 | 82.96% | 1.82 | 0 | 10 |  |  |  |  | R-410A | 2.05 | Residential & Commercial | USHP | Ducted CEE Tier 1
211241850 | Central HP <5.4 tons | COMFORTMAKER | HRCU-A-CB (Split System: Heat Pump with Remote Outdoor Unit-Air-Source) | DLCURAH24ABK |  |  | EA*4X36L17A* | *96VSN0401712A* | 23400 | 16 | 8.5 | 25800 | 23600 | 91.47% | 1.96 | 0 | 10 |  |  |  |  | R-410A | 1.95 | Residential & Commercial | USHP | Ducted CEE Tier 1
212552678 | Central HP <5.4 tons | DAY & NIGHT | HRCU-A-CB (Split System: Heat Pump with Remote Outdoor Unit-Air-Source) | CVH848GKA** | ADP |  | FG48960 | *97CMN1002122A* | 46000 | 17 | 8.5 | 44000 | 34600 | 78.64% | 2 | 0 | 10 |  |  |  |  | R-410A | 3.8333 | Residential & Commercial | USHP | Ducted CEE Tier 1
213145922 | Central HP <5.4 tons | CARRIER | HRCU-A-CB (Split System: Heat Pump with Remote Outdoor Unit-Air-Source) | 38MURAQ30AB3* | ADP |  | PL36H175P159+AEFE4B* | 0 | 31200 | 15.2 | 8.5 | 33800 | 26400 | 78.11% | 1.86 | 0 | 9 |  |  |  |  | R-410A | 2.6 | Residential & Commercial | USHP
216992561 | Central HP <5.4 tons | BRYANT HEATING AND COOLING SYSTEMS | HRCU-A-CB (Split System: Heat Pump with Remote Outdoor Unit-Air-Source) | 290VAN024**AA* | ADP |  | H,PG7J*36+TXV | 88*TB48090C17*** | 23200 | 17 | 9 | 22000 | 16200 | 73.64% | 1.98 | 0 | 10.5 |  |  |  |  | R-454B | 1.9333 | Residential & Commercial | USHP | Ducted CEE Tier 1
212978735 | Central HP <5.4 tons | COMFORTMAKER | HRCU-A-CB (Split System: Heat Pump with Remote Outdoor Unit-Air-Source) | DLCURAH24ABK |  |  | EN(A,D)4X36L21** | *80MS(N,L)0701712A* | 23400 | 17.5 | 8.5 | 26200 | 24600 | 93.89% | 2.06 | 0 | 10.5 |  |  |  |  | R-410A | 1.95 | Residential & Commercial | USHP | Ducted CEE Tier 1
212979124 | Central HP <5.4 tons | COMFORTMAKER | HRCU-A-CB (Split System: Heat Pump with Remote Outdoor Unit-Air-Source) | DLCURAH24ABK |  |  | EA*4X24L17A* | *80MS(N,L)0701716A* | 23400 | 17 | 9 | 26800 | 26400 | 98.51% | 2.24 | 0 | 10 |  |  |  |  | R-410A | 1.95 | Residential & Commercial | USHP | Ducted CEE Tier 1
212979244 | Central HP <5.4 tons | COMFORTMAKER | HRCU-A-CB (Split System: Heat Pump with Remote Outdoor Unit-Air-Source) | DLCURAH24ABK |  |  | EN(A,D)4X36L21** | *80MS(N,L)0701716A* | 23600 | 17 | 8.5 | 26400 | 24200 | 91.67% | 2.02 | 0 | 10.5 |  |  |  |  | R-410A | 1.9667 | Residential & Commercial | USHP | Ducted CEE Tier 1
212979910 | Central HP <5.4 tons | COMFORTMAKER | HRCU-A-CB (Split System: Heat Pump with Remote Outdoor Unit-Air-Source) | DLCURAH24ABK |  |  | EN(A,D)4X30L17** | *80MS(N,L)0901714A* | 23600 | 17 | 8.5 | 26400 | 24400 | 92.42% | 2.02 | 0 | 10.5 |  |  |  |  | R-410A | 1.9667 | Residential & Commercial | USHP | Ducted CEE Tier 1
212396762 | Central HP <5.4 tons | American Standard | HRCU-A-CB (Split System: Heat Pump with Remote Outdoor Unit-Air-Source) | 4TXD2060A10NU** | ADP |  | BV**C9960 | 0 | 46500 | 15.2 | 8.5 | 46000 | 33200 | 72.17% | 1.8 | 0 | 9.5 |  |  |  |  | R-410A | 3.875 | Residential & Commercial | USHP
212555857 | Central HP <5.4 tons | American Standard | HRCU-A-C (Split System: Heat Pump with Remote Outdoor Unit with No Indoor Fan --Air Source) | 4TXD2060A10NU** | ADP |  | H,TG52960 | 0 | 47000 | 15.2 | 8.5 | 46000 | 33200 | 72.17% | 1.8 | 0 | 10 |  |  |  |  | R-410A | 3.9167 | Residential & Commercial | USHP | Ducted CEE Tier 1
212603172 | Central HP <5.4 tons | DAY & NIGHT | HRCU-A-CB (Split System: Heat Pump with Remote Outdoor Unit-Air-Source) | DLCURAH24ABK | ADP |  | PL36H210P299 | *92ESN0801716A* | 25000 | 17 | 8.5 | 24000 | 20400 | 85% | 1.76 | 0 | 10.5 |  |  |  |  | R-410A | 2.0833 | Residential & Commercial | USHP | Ducted CEE Tier 1
212603177 | Central HP <5.4 tons | DAY & NIGHT | HRCU-A-CB (Split System: Heat Pump with Remote Outdoor Unit-Air-Source) | DLCURAH24ABK | ADP |  | PL36H175P789 | *92ESN0801716A* | 24200 | 17 | 8.1 | 24600 | 22400 | 91.06% | 1.88 | 0 | 10.5 |  |  |  |  | R-410A | 2.0167 | Residential & Commercial | USHP | Ducted CEE Tier 1
212603197 | Central HP <5.4 tons | DAY & NIGHT | HRCU-A-CB (Split System: Heat Pump with Remote Outdoor Unit-Air-Source) | DLCURAH24ABK | ADP |  | FG32936 | *95ESU0601716A* | 24000 | 17 | 8.5 | 24600 | 22000 | 89.43% | 1.86 | 0 | 9.5 |  |  |  |  | R-410A | 2 | Residential & Commercial | USHP
215291854 | Central HP <5.4 tons | AIRQUEST | HRCU-A-CB (Split System: Heat Pump with Remote Outdoor Unit-Air-Source) | DLCURAH24ABK | ADP |  | H,GE23936 | *92MSN0401712A* | 22600 | 15.2 | 8.5 | 25400 | 25200 | 99.21% | 2.12 | 0 | 9.5 |  |  |  |  | R-410A | 1.8833 | Residential & Commercial | USHP
215291865 | Central HP <5.4 tons | AIRQUEST | HRCU-A-CB (Split System: Heat Pump with Remote Outdoor Unit-Air-Source) | DLCURAH24ABK | ADP |  | H,GG32936 | *92MSN0401712A* | 23000 | 16 | 8.5 | 24800 | 23600 | 95.16% | 1.96 | 0 | 9.5 |  |  |  |  | R-410A | 1.9167 | Residential & Commercial | USHP
215291872 | Central HP <5.4 tons | AIRQUEST | HRCU-A-CB (Split System: Heat Pump with Remote Outdoor Unit-Air-Source) | DLCURAH24ABK | ADP |  | HG33936 | *92MSN0401712A* | 23200 | 16 | 8.5 | 24800 | 23600 | 95.16% | 1.96 | 0 | 9.5 |  |  |  |  | R-410A | 1.9333 | Residential & Commercial | USHP
215291888 | Central HP <5.4 tons | AIRQUEST | HRCU-A-CB (Split System: Heat Pump with Remote Outdoor Unit-Air-Source) | DLCURAH24ABK | ADP |  | HG7J924 | *92MSN0401712A* | 23000 | 16 | 8.5 | 24800 | 23600 | 95.16% | 1.96 | 0 | 9.5 |  |  |  |  | R-410A | 1.9167 | Residential & Commercial | USHP
212603217 | Central HP <5.4 tons | DAY & NIGHT | HRCU-A-CB (Split System: Heat Pump with Remote Outdoor Unit-Air-Source) | DLCURAH24ABK | ADP |  | FG80936 | *96VSN0801716A* | 24200 | 16 | 8.1 | 24600 | 22600 | 91.87% | 1.9 | 0 | 10.5 |  |  |  |  | R-410A | 2.0167 | Residential & Commercial | USHP | Ducted CEE Tier 1
212603232 | Central HP <5.4 tons | DAY & NIGHT | HRCU-A-CB (Split System: Heat Pump with Remote Outdoor Unit-Air-Source) | DLCURAH24ABK | ADP |  | FG81936 | *96VTN0801716A* | 24200 | 17 | 8.5 | 24000 | 20800 | 86.67% | 1.78 | 0 | 10 |  |  |  |  | R-410A | 2.0167 | Residential & Commercial | USHP | Ducted CEE Tier 1
215487757 | Central HP <5.4 tons | AMANA | HRCU-A-CB (Split System: Heat Pump with Remote Outdoor Unit-Air-Source) | AZV7SA4810A* |  |  | CHPEA4830*3A* | A*VC961005CNB* | 45500 | 16.2 | 8.5 | 46000 | 33600 | 73.04% | 2 | 0 | 10 |  |  |  |  | R-32 | 3.7917 | Residential & Commercial | USHP | Ducted CEE Tier 1
216992540 | Central HP <5.4 tons | BRYANT HEATING AND COOLING SYSTEMS | HRCU-A-CB (Split System: Heat Pump with Remote Outdoor Unit-Air-Source) | 293VAN048**AA* | ADP |  | H,PG35*48+TXV | 987MC60080C21*** | 43500 | 20 | 9.5 | 46000 | 36200 | 78.7% | 2 | 0 | 10.5 |  |  |  |  | R-454B | 3.625 | Residential & Commercial | USHP | Ducted CEE Tier 1
213163602 | Central HP <5.4 tons | DAY & NIGHT | HRCU-A-CB (Split System: Heat Pump with Remote Outdoor Unit-Air-Source) | DLCURAH36ABK | ADP |  | H,FG81936+AEFE4B* | 0 | 37000 | 16 | 8.1 | 36800 | 34400 | 93.48% | 2 | 0 | 10 |  |  |  |  | R-410A | 3.0833 | Residential & Commercial | USHP | Ducted CEE Tier 1
211242416 | Central HP <5.4 tons | COMFORTMAKER | HRCU-A-CB (Split System: Heat Pump with Remote Outdoor Unit-Air-Source) | DLCURAH24ABK |  |  | EA*4X36L21A* | *80VSL0902120A* | 24200 | 17 | 8.5 | 26000 | 22800 | 87.69% | 1.88 | 0 | 10 |  |  |  |  | R-410A | 2.0167 | Residential & Commercial | USHP | Ducted CEE Tier 1
212603256 | Central HP <5.4 tons | DAY & NIGHT | HRCU-A-CB (Split System: Heat Pump with Remote Outdoor Unit-Air-Source) | DLCURAH36ABK | ADP |  | PL36H210P299 | *80VTL1102122A* | 37000 | 16 | 8.1 | 37800 | 34600 | 91.53% | 2.06 | 0 | 10.5 |  |  |  |  | R-410A | 3.0833 | Residential & Commercial | USHP | Ducted CEE Tier 1
214771537 | Central HP <5.4 tons | WABBAN | HRCU-A-CB (Split System: Heat Pump with Remote Outdoor Unit-Air-Source) | BB60-48WADU | ADP |  | F,PE*CC4948 | 0 | 47500 | 15.2 | 9 | 46000 | 38500 | 83.7% | 1.8 | 0 | 11 |  |  |  |  | R-410A | 3.9583 | Residential & Commercial | USHP | Ducted CEE Tier 1
212406530 | Central HP <5.4 tons | American Standard | HRCU-A-C (Split System: Heat Pump with Remote Outdoor Unit with No Indoor Fan --Air Source) | 4TXD2060A10NU** | ADP |  | H,TG52948+TD | 0 | 47000 | 15.2 | 8.5 | 46000 | 33200 | 72.17% | 1.8 | 0 | 10 |  |  |  |  | R-410A | 3.9167 | Residential & Commercial | USHP | Ducted CEE Tier 1
207455273 | Central HP <5.4 tons | LENNOX | HRCU-A-CB (Split System: Heat Pump with Remote Outdoor Unit-Air-Source) | SL25XPV-036-230A** | ADP |  | L*35/36U9 | SLP99UH110XV60C* | 34000 | 21 | 8.8 | 34000 | 27000 | 79.41% | 1.82 | 14 | 13.5 |  |  |  |  | R-410A | 2.8333 | Residential & Commercial | USHP | Ducted CEE Tier 1
212406531 | Central HP <5.4 tons | American Standard | HRCU-A-C (Split System: Heat Pump with Remote Outdoor Unit with No Indoor Fan --Air Source) | 4TXD2060A10NU** | ADP |  | H,TE86948+TD | 0 | 47000 | 15.2 | 8.5 | 46000 | 33200 | 72.17% | 1.8 | 0 | 10 |  |  |  |  | R-410A | 3.9167 | Residential & Commercial | USHP | Ducted CEE Tier 1
214779010 | Central HP <5.4 tons | ECOER | HRCU-A-CB (Split System: Heat Pump with Remote Outdoor Unit-Air-Source) | EODA18H-4860B | ADP |  | HG88960+AEFE5* | 0 | 53000 | 17 | 9 | 53000 | 38000 | 71.7% | 1.9 | 0 | 9.5 |  |  |  |  | R-410A | 4.4167 | Residential & Commercial | USHP
211378374 | Central HP <5.4 tons | YORK | HRCU-A-CB (Split System: Heat Pump with Remote Outdoor Unit-Air-Source) | HMH72B341 |  |  | XAHB36DBCN1 | TMLV060A12MP12 | 33400 | 16.5 | 8.1 | 33600 | 23800 | 70.83% | 2.02 | 0 | 9.5 |  |  |  |  | R-410A | 2.7833 | Residential & Commercial | USHP
215291904 | Central HP <5.4 tons | AIRQUEST | HRCU-A-CB (Split System: Heat Pump with Remote Outdoor Unit-Air-Source) | DLCURAH24ABK | ADP |  | HG81936 | *92MSN0401712A* | 23600 | 16 | 8.5 | 24800 | 23600 | 95.16% | 1.96 | 0 | 10 |  |  |  |  | R-410A | 1.9667 | Residential & Commercial | USHP | Ducted CEE Tier 1
212614370 | Central HP <5.4 tons | DAY & NIGHT | HRCU-A-CB (Split System: Heat Pump with Remote Outdoor Unit-Air-Source) | DLCURAH36ABK | ADP |  | F,PE*BB9937 | 0 | 36000 | 16 | 8.1 | 38000 | 35000 | 92.11% | 1.82 | 0 | 10 |  |  |  |  | R-410A | 3 | Residential & Commercial | USHP | Ducted CEE Tier 1
212384329 | Central HP <5.4 tons | COMFORTMAKER | HRCU-A-CB (Split System: Heat Pump with Remote Outdoor Unit-Air-Source) | DLCURAH36ABK |  |  | END4X42L17** | *92ESN0801716A* | 35600 | 16 | 8.1 | 39000 | 35000 | 89.74% | 1.96 | 0 | 10 |  |  |  |  | R-410A | 2.9667 | Residential & Commercial | USHP | Ducted CEE Tier 1
216487325 | Central HP <5.4 tons | BRYANT HEATING AND COOLING SYSTEMS | HRCU-A-CB (Split System: Heat Pump with Remote Outdoor Unit-Air-Source) | 290VAN024**AA* | ADP |  | CE(P,V)2414G31*+TXV | 88*TB48090C17*** | 22800 | 17 | 9 | 22400 | 16200 | 72.32% | 1.98 | 0 | 10 |  |  |  |  | R-454B | 1.9 | Residential & Commercial | USHP | Ducted CEE Tier 1
216487330 | Central HP <5.4 tons | BRYANT HEATING AND COOLING SYSTEMS | HRCU-A-CB (Split System: Heat Pump with Remote Outdoor Unit-Air-Source) | 290VAN024**AA* | ADP |  | CE(P,V)3617G34*+TXV | 88*TB48090C17*** | 23200 | 17 | 9 | 22400 | 16200 | 72.32% | 1.98 | 0 | 10.5 |  |  |  |  | R-454B | 1.9333 | Residential & Commercial | USHP | Ducted CEE Tier 1
216487341 | Central HP <5.4 tons | BRYANT HEATING AND COOLING SYSTEMS | HRCU-A-CB (Split System: Heat Pump with Remote Outdoor Unit-Air-Source) | 290VAN024**AA* | ADP |  | CE(P,V)3614G34*+TXV | 88*TB60090C21*** | 22600 | 17 | 9 | 22000 | 15900 | 72.27% | 2.02 | 0 | 9.5 |  |  |  |  | R-454B | 1.8833 | Residential & Commercial | USHP
216487373 | Central HP <5.4 tons | BRYANT HEATING AND COOLING SYSTEMS | HRCU-A-CB (Split System: Heat Pump with Remote Outdoor Unit-Air-Source) | 290VAN024**AA* | ADP |  | CE(P,V)3614G34*+TXV | 987MC42080C17*** | 23000 | 17 | 9 | 22600 | 16300 | 72.12% | 1.98 | 0 | 10 |  |  |  |  | R-454B | 1.9167 | Residential & Commercial | USHP | Ducted CEE Tier 1
215291913 | Central HP <5.4 tons | AIRQUEST | HRCU-A-CB (Split System: Heat Pump with Remote Outdoor Unit-Air-Source) | DLCURAH24ABK | ADP |  | H,GE31930 | *92MSN0601412A* | 22800 | 16 | 8.5 | 24800 | 23400 | 94.35% | 1.98 | 0 | 10 |  |  |  |  | R-410A | 1.9 | Residential & Commercial | USHP | Ducted CEE Tier 1
212394489 | Central HP <5.4 tons | COLEMAN | HRCU-A-CB (Split System: Heat Pump with Remote Outdoor Unit-Air-Source) | HMH72B341 | ADP |  | H,YE32936 | TM9E060B12MP12 | 32600 | 17 | 8.5 | 32400 | 23200 | 71.6% | 2 | 0 | 9.5 |  |  |  |  | R-410A | 2.7167 | Residential & Commercial | USHP
213145912 | Central HP <5.4 tons | CARRIER | HRCU-A-CB (Split System: Heat Pump with Remote Outdoor Unit-Air-Source) | 38MURAQ24AB3* | ADP |  | C36A***L159+AEFE3A* | 0 | 24200 | 18 | 9 | 25000 | 22600 | 90.4% | 1.92 | 0 | 10.5 |  |  |  |  | R-410A | 2.0167 | Residential & Commercial | USHP | Ducted CEE Tier 1
216990665 | Central HP <5.4 tons | BRYANT HEATING AND COOLING SYSTEMS | HRCU-A-CB (Split System: Heat Pump with Remote Outdoor Unit-Air-Source) | 293VAN048**AA* | ADP |  | C48A***L18*+TXV | 88*TB60110C21*** | 45000 | 21 | 9.5 | 46000 | 35800 | 77.83% | 2 | 0 | 11 |  |  |  |  | R-454B | 3.75 | Residential & Commercial | USHP | Ducted CEE Tier 1
205750670 | Central HP <5.4 tons | TEMPSTAR | HRCU-A-CB (Split System: Heat Pump with Remote Outdoor Unit-Air-Source) | TVH825GKA2* |  |  | EA*4X37L21A*+WALLCON | *96CTN0601714A* | 24400 | 16.5 | 8.1 | 21200 | 16700 | 78.77% | 2.02 | 11 | 11 |  |  |  |  | R-410A | 2.0333 | Residential & Commercial | USHP | Ducted CEE Tier 1
210636927 | Central HP <5.4 tons | TRANE | HRCU-A-CB (Split System: Heat Pump with Remote Outdoor Unit-Air-Source) | 4TWV8X60A1 |  |  | TEM8A0C48V41+TDR | 0 | 54000 | 18 | 8.5 | 51000 | 37000 | 72.55% | 1.84 | 0 | 12 |  |  |  |  | R-410A | 4.5 | Residential & Commercial | USHP | Ducted CEE Tier 1
206133343 | Central HP <5.4 tons | TEMPSTAR | HRCU-A-CB (Split System: Heat Pump with Remote Outdoor Unit-Air-Source) | TVH825GKA2* |  |  | EA*4X30L17A*+WALLCON | *80CSU0401712A* | 23400 | 16.5 | 8.1 | 21600 | 16700 | 77.31% | 1.92 | 11 | 10.5 |  |  |  |  | R-410A | 1.95 | Residential & Commercial | USHP | Ducted CEE Tier 1
206133795 | Central HP <5.4 tons | TEMPSTAR | HRCU-A-CB (Split System: Heat Pump with Remote Outdoor Unit-Air-Source) | TVH825GKA2* |  |  | EA*4X36L21A*+WALLCON | *95CSU1002122A* | 23600 | 16.5 | 8.1 | 21400 | 16600 | 77.57% | 1.94 | 11.5 | 10.5 |  |  |  |  | R-410A | 1.9667 | Residential & Commercial | USHP | Ducted CEE Tier 1
212394491 | Central HP <5.4 tons | COLEMAN | HRCU-A-CB (Split System: Heat Pump with Remote Outdoor Unit-Air-Source) | HMH72B341 | ADP |  | H,YE34936 | TM9E060B12MP12 | 32600 | 17 | 8.5 | 32400 | 23200 | 71.6% | 2 | 0 | 9.5 |  |  |  |  | R-410A | 2.7167 | Residential & Commercial | USHP
214242908 | Central HP <5.4 tons | AIRQUEST | HRCU-A-CB (Split System: Heat Pump with Remote Outdoor Unit-Air-Source) | HVH825GKA2* |  |  | END4X42L17**+WALLCON | *97CMN0601714B* | 23800 | 16 | 8.1 | 21400 | 16700 | 78.04% | 1.98 | 0 | 11 |  |  |  |  | R-410A | 1.9833 | Residential & Commercial | USHP | Ducted CEE Tier 1
214242988 | Central HP <5.4 tons | AIRQUEST | HRCU-A-CB (Split System: Heat Pump with Remote Outdoor Unit-Air-Source) | HVH825GKA2* |  |  | EN(A,D,W)4X42L21**+WALLCON | *80CTL0902120B* | 23800 | 16.5 | 8.1 | 21400 | 16700 | 78.04% | 1.96 | 0 | 11 |  |  |  |  | R-410A | 1.9833 | Residential & Commercial | USHP | Ducted CEE Tier 1
214243008 | Central HP <5.4 tons | AIRQUEST | HRCU-A-CB (Split System: Heat Pump with Remote Outdoor Unit-Air-Source) | HVH825GKA2* |  |  | EN(A,D,W)4X42L21**+WALLCON | *95CSU0601716B* | 23600 | 16.5 | 8.1 | 21400 | 16700 | 78.04% | 1.96 | 0 | 11 |  |  |  |  | R-410A | 1.9667 | Residential & Commercial | USHP | Ducted CEE Tier 1
212603213 | Central HP <5.4 tons | DAY & NIGHT | HRCU-A-CB (Split System: Heat Pump with Remote Outdoor Unit-Air-Source) | DLCURAH24ABK | ADP |  | PL36H175P159 | *96VSN0801716A* | 24200 | 16 | 8.1 | 24600 | 22600 | 91.87% | 1.9 | 0 | 10.5 |  |  |  |  | R-410A | 2.0167 | Residential & Commercial | USHP | Ducted CEE Tier 1
212978107 | Central HP <5.4 tons | COMFORTMAKER | HRCU-A-CB (Split System: Heat Pump with Remote Outdoor Unit-Air-Source) | DLCURAH24ABK |  |  | EA*4X25L17A* | *80MS(N,L)0701412A* | 24200 | 17.5 | 8.5 | 25200 | 21800 | 86.51% | 1.82 | 0 | 10.5 |  |  |  |  | R-410A | 2.0167 | Residential & Commercial | USHP | Ducted CEE Tier 1
216991842 | Central HP <5.4 tons | BRYANT HEATING AND COOLING SYSTEMS | HRCU-A-CB (Split System: Heat Pump with Remote Outdoor Unit-Air-Source) | 37MUHAQ24AA3 | ADP |  | V,C36H175P15*+TXV | 88*TB36045C17*** | 22200 | 16 | 8.5 | 19200 | 18100 | 94.27% | 1.96 | 0 | 10.5 |  |  |  |  | R-454B | 1.85 | Residential & Commercial | USHP | Ducted CEE Tier 1
216991845 | Central HP <5.4 tons | BRYANT HEATING AND COOLING SYSTEMS | HRCU-A-CB (Split System: Heat Pump with Remote Outdoor Unit-Air-Source) | 37MUHAQ24AA3 | ADP |  | PL36H***P44*+TXV | 88*TB36045C17*** | 22200 | 16 | 8.1 | 19200 | 18300 | 95.31% | 1.85 | 0 | 10.5 |  |  |  |  | R-454B | 1.85 | Residential & Commercial | USHP | Ducted CEE Tier 1
216991876 | Central HP <5.4 tons | BRYANT HEATING AND COOLING SYSTEMS | HRCU-A-CB (Split System: Heat Pump with Remote Outdoor Unit-Air-Source) | 37MUHAQ24AA3 | ADP |  | V,C36H***P42*+TXV | 912SE36060M14*** | 22200 | 15.2 | 8.5 | 19600 | 18800 | 95.92% | 1.98 | 0 | 10.5 |  |  |  |  | R-454B | 1.85 | Residential & Commercial | USHP | Ducted CEE Tier 1
216992444 | Central HP <5.4 tons | BRYANT HEATING AND COOLING SYSTEMS | HRCU-A-CB (Split System: Heat Pump with Remote Outdoor Unit-Air-Source) | 290VAN048**AA* | ADP |  | H,PG35*48+TXV | 986TD60080C21*** | 44000 | 17 | 9 | 46500 | 33800 | 72.69% | 2.06 | 0 | 9.5 |  |  |  |  | R-454B | 3.6667 | Residential & Commercial | USHP
212978095 | Central HP <5.4 tons | COMFORTMAKER | HRCU-A-CB (Split System: Heat Pump with Remote Outdoor Unit-Air-Source) | DLCURAH24ABK |  |  | EA*4X24L17A* | *80MS(N,L)0701412A* | 23400 | 17 | 9 | 26800 | 26400 | 98.51% | 2.24 | 0 | 10 |  |  |  |  | R-410A | 1.95 | Residential & Commercial | USHP | Ducted CEE Tier 1
216990302 | Central HP <5.4 tons | BRYANT HEATING AND COOLING SYSTEMS | HRCU-A-CB (Split System: Heat Pump with Remote Outdoor Unit-Air-Source) | 290VAN048**AA* | ADP |  | PL60H210P29*+TXV | 88*TB48090C17*** | 44500 | 17 | 9 | 46000 | 33400 | 72.61% | 2.06 | 0 | 9.5 |  |  |  |  | R-454B | 3.7083 | Residential & Commercial | USHP
216990304 | Central HP <5.4 tons | BRYANT HEATING AND COOLING SYSTEMS | HRCU-A-CB (Split System: Heat Pump with Remote Outdoor Unit-Air-Source) | 290VAN048**AA* | ADP |  | V,C48H175P15*+TXV | 88*TB48090C17*** | 44000 | 17 | 9 | 46500 | 33800 | 72.69% | 2.06 | 0 | 9.5 |  |  |  |  | R-454B | 3.6667 | Residential & Commercial | USHP
216990311 | Central HP <5.4 tons | BRYANT HEATING AND COOLING SYSTEMS | HRCU-A-CB (Split System: Heat Pump with Remote Outdoor Unit-Air-Source) | 290VAN048**AA* | ADP |  | PL60H210P17*+TXV | 88*TB48090C17*** | 44500 | 17 | 9 | 46000 | 33400 | 72.61% | 2.06 | 0 | 9.5 |  |  |  |  | R-454B | 3.7083 | Residential & Commercial | USHP
216990329 | Central HP <5.4 tons | BRYANT HEATING AND COOLING SYSTEMS | HRCU-A-CB (Split System: Heat Pump with Remote Outdoor Unit-Air-Source) | 290VAN048**AA* | ADP |  | V,C60H210P29*+TXV | 88*TB60090C21*** | 44500 | 18 | 9 | 45500 | 33200 | 72.97% | 2.06 | 0 | 9.5 |  |  |  |  | R-454B | 3.7083 | Residential & Commercial | USHP
216990336 | Central HP <5.4 tons | BRYANT HEATING AND COOLING SYSTEMS | HRCU-A-CB (Split System: Heat Pump with Remote Outdoor Unit-Air-Source) | 290VAN048**AA* | ADP |  | C60A***L16*+TXV | 88*TB60090C21*** | 44500 | 18 | 9 | 46500 | 33600 | 72.26% | 2.06 | 0 | 9.5 |  |  |  |  | R-454B | 3.7083 | Residential & Commercial | USHP
213163599 | Central HP <5.4 tons | DAY & NIGHT | HRCU-A-CB (Split System: Heat Pump with Remote Outdoor Unit-Air-Source) | DLCURAH36ABK | ADP |  | H,FG35936+AEFE3A* | 0 | 36000 | 16 | 8.1 | 38000 | 35000 | 92.11% | 1.82 | 0 | 10 |  |  |  |  | R-410A | 3 | Residential & Commercial | USHP | Ducted CEE Tier 1
216494103 | Central HP <5.4 tons | BRYANT HEATING AND COOLING SYSTEMS | HRCU-A-CB (Split System: Heat Pump with Remote Outdoor Unit-Air-Source) | 290VAN024**AA* | ADP |  | CE(P,V)3621G34*+TXV | 88*TB48090C17*** | 23200 | 17 | 9 | 22400 | 16200 | 72.32% | 1.98 | 0 | 10.5 |  |  |  |  | R-454B | 1.9333 | Residential & Commercial | USHP | Ducted CEE Tier 1
212603107 | Central HP <5.4 tons | DAY & NIGHT | HRCU-A-CB (Split System: Heat Pump with Remote Outdoor Unit-Air-Source) | DLCURAH24ABK | ADP |  | FG33936 | *80ES(N,L)0701716A* | 24800 | 16 | 8.1 | 25200 | 21800 | 86.51% | 1.82 | 0 | 10.5 |  |  |  |  | R-410A | 2.0667 | Residential & Commercial | USHP | Ducted CEE Tier 1
212603124 | Central HP <5.4 tons | DAY & NIGHT | HRCU-A-CB (Split System: Heat Pump with Remote Outdoor Unit-Air-Source) | DLCURAH24ABK | ADP |  | FG81936 | *80ES(N,L)0901714A* | 24800 | 17 | 8.5 | 24800 | 21600 | 87.1% | 1.84 | 0 | 10 |  |  |  |  | R-410A | 2.0667 | Residential & Commercial | USHP | Ducted CEE Tier 1
212603140 | Central HP <5.4 tons | DAY & NIGHT | HRCU-A-CB (Split System: Heat Pump with Remote Outdoor Unit-Air-Source) | DLCURAH24ABK | ADP |  | FG33936 | *80VSL0451716A* | 23000 | 17 | 8.5 | 24000 | 23200 | 96.67% | 1.96 | 0 | 9.5 |  |  |  |  | R-410A | 1.9167 | Residential & Commercial | USHP
216990297 | Central HP <5.4 tons | BRYANT HEATING AND COOLING SYSTEMS | HRCU-A-CB (Split System: Heat Pump with Remote Outdoor Unit-Air-Source) | 290VAN048**AA* | ADP |  | C48A***L16*+TXV | 88*TB48070C17*** | 44000 | 17 | 9 | 47000 | 34000 | 72.34% | 2.04 | 0 | 9.5 |  |  |  |  | R-454B | 3.6667 | Residential & Commercial | USHP
216676833 | Central HP <5.4 tons | TEMPSTAR | HRCU-A-CB (Split System: Heat Pump with Remote Outdoor Unit-Air-Source) | D5CURAH24AAK |  |  | EA*5X37M21A* | *95CSU1002122B* | 25400 | 15.2 | 9 | 23400 | 19200 | 82.05% | 2.08 | 0 | 10 |  |  |  |  | R-454B | 2.1167 | Residential & Commercial | USHP | Ducted CEE Tier 1
212394499 | Central HP <5.4 tons | COLEMAN | HRCU-A-CB (Split System: Heat Pump with Remote Outdoor Unit-Air-Source) | HMH72B341 | ADP |  | H,YE34936 | TM9E080C16MP12 | 33000 | 18 | 8.5 | 32400 | 22800 | 70.37% | 2.04 | 0 | 10 |  |  |  |  | R-410A | 2.75 | Residential & Commercial | USHP | Ducted CEE Tier 1
212394526 | Central HP <5.4 tons | COLEMAN | HRCU-A-CB (Split System: Heat Pump with Remote Outdoor Unit-Air-Source) | HMH72B341 | ADP |  | H,YE34936 | TM9V100C20MP12 | 33400 | 17 | 8.5 | 32400 | 23200 | 71.6% | 2.06 | 0 | 9.5 |  |  |  |  | R-410A | 2.7833 | Residential & Commercial | USHP
211378408 | Central HP <5.4 tons | YORK | HRCU-A-CB (Split System: Heat Pump with Remote Outdoor Unit-Air-Source) | HMH72B341 |  |  | XAFB36DBCN1 | TM8V060A12MP12 | 34000 | 17.5 | 8.1 | 34000 | 24200 | 71.18% | 2.06 | 0 | 9.5 |  |  |  |  | R-410A | 2.8333 | Residential & Commercial | USHP
211378908 | Central HP <5.4 tons | YORK | HRCU-A-CB (Split System: Heat Pump with Remote Outdoor Unit-Air-Source) | HMH72B341 |  |  | XAFC36DBCN1 | TL8E080C16UH11 | 34000 | 17.5 | 8.1 | 34000 | 24200 | 71.18% | 2.1 | 0 | 10 |  |  |  |  | R-410A | 2.8333 | Residential & Commercial | USHP | Ducted CEE Tier 1
211379006 | Central HP <5.4 tons | YORK | HRCU-A-CB (Split System: Heat Pump with Remote Outdoor Unit-Air-Source) | HMH72B341 |  |  | XAFC48FBCN1 | TM9Y100C16MP11 | 33800 | 17.5 | 8.5 | 32800 | 24200 | 73.78% | 2.06 | 0 | 9 |  |  |  |  | R-410A | 2.8167 | Residential & Commercial | USHP
211379024 | Central HP <5.4 tons | YORK | HRCU-A-CB (Split System: Heat Pump with Remote Outdoor Unit-Air-Source) | HMH72B341 |  |  | XAFD48FBCN1 | TM9Y080C16MP11 | 33400 | 17.5 | 8.5 | 32400 | 23600 | 72.84% | 2.06 | 0 | 9.5 |  |  |  |  | R-410A | 2.7833 | Residential & Commercial | USHP
211379040 | Central HP <5.4 tons | YORK | HRCU-A-CB (Split System: Heat Pump with Remote Outdoor Unit-Air-Source) | HMH72B341 |  |  | XAFC48FXXN1+TXV | TM9Y080B12MP11 | 33400 | 17 | 8.1 | 32800 | 24200 | 73.78% | 2.04 | 0 | 9 |  |  |  |  | R-410A | 2.7833 | Residential & Commercial | USHP
211379051 | Central HP <5.4 tons | YORK | HRCU-A-CB (Split System: Heat Pump with Remote Outdoor Unit-Air-Source) | HMH72B341 |  |  | XAHC48FBCN1 | TM9Y060B12MP11 | 32400 | 16.5 | 8.1 | 32200 | 23600 | 73.29% | 1.98 | 0 | 9 |  |  |  |  | R-410A | 2.7 | Residential & Commercial | USHP
211242657 | Central HP <5.4 tons | COMFORTMAKER | HRCU-A-CB (Split System: Heat Pump with Remote Outdoor Unit-Air-Source) | DLCURAH24ABK |  |  | EA*4X36L21A* | *92ESN1002120A* | 25000 | 17 | 8.5 | 26600 | 21800 | 81.95% | 1.82 | 0 | 10.5 |  |  |  |  | R-410A | 2.0833 | Residential & Commercial | USHP | Ducted CEE Tier 1
211242668 | Central HP <5.4 tons | COMFORTMAKER | HRCU-A-CB (Split System: Heat Pump with Remote Outdoor Unit-Air-Source) | DLCURAH24ABK |  |  | EA*4X36L21A* | *95ESN0601714A* | 24800 | 16 | 8.5 | 26600 | 22000 | 82.71% | 1.82 | 0 | 10 |  |  |  |  | R-410A | 2.0667 | Residential & Commercial | USHP | Ducted CEE Tier 1
214588334 | Central HP <5.4 tons | BRYANT HEATING AND COOLING SYSTEMS | HRCU-A-CB (Split System: Heat Pump with Remote Outdoor Unit-Air-Source) | 38MURAQ36AB3* | ADP |  | V,C36H175P159 | 926TC48080V17*** | 35000 | 16 | 8.1 | 36200 | 34400 | 95.03% | 2 | 0 | 9.5 |  |  |  |  | R-410A | 2.9167 | Residential & Commercial | USHP
216992446 | Central HP <5.4 tons | BRYANT HEATING AND COOLING SYSTEMS | HRCU-A-CB (Split System: Heat Pump with Remote Outdoor Unit-Air-Source) | 290VAN048**AA* | ADP |  | H,PG35*48+TXV | 986TD66100C21*** | 43000 | 18 | 8.95 | 45500 | 33200 | 72.97% | 2.04 | 0 | 9 |  |  |  |  | R-454B | 3.5833 | Residential & Commercial | USHP
216992461 | Central HP <5.4 tons | BRYANT HEATING AND COOLING SYSTEMS | HRCU-A-CB (Split System: Heat Pump with Remote Outdoor Unit-Air-Source) | 290VAN048**AA* | ADP |  | H,PG48*60+TXV | 987TA66100C21*** | 45000 | 18 | 9 | 45500 | 33200 | 72.97% | 2.06 | 0 | 10 |  |  |  |  | R-454B | 3.75 | Residential & Commercial | USHP | Ducted CEE Tier 1
216992962 | Central HP <5.4 tons | BRYANT HEATING AND COOLING SYSTEMS | HRCU-A-CB (Split System: Heat Pump with Remote Outdoor Unit-Air-Source) | 37MUHAQ24AA3 | ADP |  | H,PG7J*36+TXV | 8(0,1)*SB48090M21*** | 22400 | 15.2 | 8.1 | 19400 | 18500 | 95.36% | 1.85 | 0 | 10.5 |  |  |  |  | R-454B | 1.8667 | Residential & Commercial | USHP | Ducted CEE Tier 1
216990549 | Central HP <5.4 tons | BRYANT HEATING AND COOLING SYSTEMS | HRCU-A-CB (Split System: Heat Pump with Remote Outdoor Unit-Air-Source) | 291VAN054**AA* | ADP |  | V,C60H245P76*+TXV | 88*TB66135C24*** | 48500 | 19 | 10.5 | 50000 | 52500 | 105% | 1.98 | 0 | 11 |  |  |  |  | R-454B | 4.0417 | Residential & Commercial | USHP | Ducted CEE Tier 1
216821202 | Central HP <5.4 tons | SURE | HRCU-A-CB (Split System: Heat Pump with Remote Outdoor Unit-Air-Source) | RD18AY60AJVC |  |  | SH2VY6021STACA | 0 | 49500 | 17 | 8.1 | 49500 | 39000 | 78.79% | 2.1 | 0 | 10 |  |  |  |  | R-454B | 4.125 | Residential & Commercial | USHP | Ducted CEE Tier 1
206770982 | Central HP <5.4 tons | TEMPSTAR | HRCU-A-CB (Split System: Heat Pump with Remote Outdoor Unit-Air-Source) | TVH837GKA2* |  |  | EA*4X36L17A*+WALLCON | *80CTL0701716A* | 31400 | 17 | 8.1 | 33400 | 24400 | 73.05% | 1.84 | 11 | 11 |  |  |  |  | R-410A | 2.6167 | Residential & Commercial | USHP | Ducted CEE Tier 1
206771486 | Central HP <5.4 tons | TEMPSTAR | HRCU-A-CB (Split System: Heat Pump with Remote Outdoor Unit-Air-Source) | TVH837GKA2* |  |  | EA*4X42L21A*+WALLCON | *96CTN1002122A* | 31800 | 17 | 8.1 | 33000 | 24400 | 73.94% | 1.9 | 11 | 11.5 |  |  |  |  | R-410A | 2.65 | Residential & Commercial | USHP | Ducted CEE Tier 1
206771837 | Central HP <5.4 tons | TEMPSTAR | HRCU-A-CB (Split System: Heat Pump with Remote Outdoor Unit-Air-Source) | TVH837GKA2* |  |  | EA*4X48L21A*+WALLCON | *97CMN1002122A* | 32400 | 17.5 | 8.5 | 32600 | 25000 | 76.69% | 1.98 | 12 | 11.7 |  |  |  |  | R-410A | 2.7 | Residential & Commercial | USHP | Ducted CEE Tier 1
206772621 | Central HP <5.4 tons | TEMPSTAR | HRCU-A-CB (Split System: Heat Pump with Remote Outdoor Unit-Air-Source) | TVH837GKA2* |  |  | EHD4X36AAL+WALLCON | *97CMN1002122A* | 32200 | 16.5 | 8.1 | 33200 | 24800 | 74.7% | 1.94 | 11.5 | 11 |  |  |  |  | R-410A | 2.6833 | Residential & Commercial | USHP | Ducted CEE Tier 1
206772720 | Central HP <5.4 tons | TEMPSTAR | HRCU-A-CB (Split System: Heat Pump with Remote Outdoor Unit-Air-Source) | TVH837GKA2* |  |  | EHD4X42AAL+WALLCON | *80CTL0902120A* | 32400 | 16.5 | 8.1 | 33200 | 24800 | 74.7% | 1.96 | 12 | 11 |  |  |  |  | R-410A | 2.7 | Residential & Commercial | USHP | Ducted CEE Tier 1
213145937 | Central HP <5.4 tons | CARRIER | HRCU-A-CB (Split System: Heat Pump with Remote Outdoor Unit-Air-Source) | 38MURAQ36AB3* | ADP |  | V,C36H175P159+AEFE4B* | 0 | 37000 | 16 | 8.1 | 36800 | 34400 | 93.48% | 2 | 0 | 10 |  |  |  |  | R-410A | 3.0833 | Residential & Commercial | USHP | Ducted CEE Tier 1
212983571 | Central HP <5.4 tons | COMFORTMAKER | HRCU-A-CB (Split System: Heat Pump with Remote Outdoor Unit-Air-Source) | DLCURAH24ABK |  |  | EA*4X37L17A* | *92MSN0601412A* | 24200 | 17 | 8.5 | 25800 | 22200 | 86.05% | 1.84 | 0 | 10 |  |  |  |  | R-410A | 2.0167 | Residential & Commercial | USHP | Ducted CEE Tier 1
212972966 | Central HP <5.4 tons | COMFORTMAKER | HRCU-A-CB (Split System: Heat Pump with Remote Outdoor Unit-Air-Source) | DLCURAH24ABK |  |  | EN(A,D)4X24L14** | *96VSN0401410B* | 23000 | 16 | 8.5 | 27000 | 25600 | 94.81% | 2.12 | 0 | 10 |  |  |  |  | R-410A | 1.9167 | Residential & Commercial | USHP | Ducted CEE Tier 1
205750678 | Central HP <5.4 tons | TEMPSTAR | HRCU-A-CB (Split System: Heat Pump with Remote Outdoor Unit-Air-Source) | TVH825GKA2* |  |  | EA*4X37L21A*+WALLCON | *96CTN0801714A* | 24400 | 16.5 | 8.1 | 21200 | 16700 | 78.77% | 2.02 | 11 | 11 |  |  |  |  | R-410A | 2.0333 | Residential & Commercial | USHP | Ducted CEE Tier 1
212394484 | Central HP <5.4 tons | COLEMAN | HRCU-A-CB (Split System: Heat Pump with Remote Outdoor Unit-Air-Source) | HMH72B341 | ADP |  | H,YE34936 | TM9E040A10MP12 | 32200 | 17 | 8.5 | 32400 | 23000 | 70.99% | 1.98 | 0 | 9.5 |  |  |  |  | R-410A | 2.6833 | Residential & Commercial | USHP
212396569 | Central HP <5.4 tons | American Standard | HRCU-A-CB (Split System: Heat Pump with Remote Outdoor Unit-Air-Source) | 4TXD2036A10NU** | ADP |  | F,PE*G34930 | 0 | 23600 | 17 | 9 | 22400 | 21200 | 94.64% | 1.8 | 0 | 11.5 |  |  |  |  | R-410A | 1.9667 | Residential & Commercial | USHP | Ducted CEE Tier 1
212498213 | Central HP <5.4 tons | American Standard | HRCU-A-CB (Split System: Heat Pump with Remote Outdoor Unit-Air-Source) | 4TXD2036A10NU** | ADP |  | CP2505C+TXV+TD | 0 | 22400 | 15.2 | 8.25 | 22400 | 21200 | 94.64% | 1.76 | 0 | 10.5 |  |  |  |  | R-410A | 1.8667 | Residential & Commercial | USHP | Ducted CEE Tier 1
215318959 | Central HP <5.4 tons | DAY & NIGHT | HRCU-A-CB (Split System: Heat Pump with Remote Outdoor Unit-Air-Source) | D5CUHAH48AAK |  |  | D5FUHAH60XAK | 0 | 48000 | 17.5 | 9.5 | 48000 | 48000 | 100% | 2 | 0 | 12 |  |  |  |  | R-454B | 4 | Residential & Commercial | USHP | Ducted CEE Tier 1
212394539 | Central HP <5.4 tons | COLEMAN | HRCU-A-CB (Split System: Heat Pump with Remote Outdoor Unit-Air-Source) | HMH72B341 | ADP |  | H,YE33936 | TM9Y100C16MP11 | 32800 | 18 | 8.5 | 32400 | 23000 | 70.99% | 2.04 | 0 | 10 |  |  |  |  | R-410A | 2.7333 | Residential & Commercial | USHP | Ducted CEE Tier 1
216891942 | Central HP <5.4 tons | SURE | HRCU-A-CB (Split System: Heat Pump with Remote Outdoor Unit-Air-Source) | RD18AY48AJVC |  |  | TCFY4824MTANM | S802V1505A24UH | 43000 | 18 | 8.5 | 42500 | 33000 | 77.65% | 2.1 | 0 | 12 |  |  |  |  | R-454B | 3.5833 | Residential & Commercial | USHP | Ducted CEE Tier 1
207455034 | Central HP <5.4 tons | LENNOX | HRCU-A-CB (Split System: Heat Pump with Remote Outdoor Unit-Air-Source) | SL25XPV-036-230A** | ADP |  | LH35/38F9 | EL296UH090XV36C* | 34000 | 22 | 8.8 | 34000 | 27200 | 80% | 1.82 | 14 | 13 |  |  |  |  | R-410A | 2.8333 | Residential & Commercial | USHP | Ducted CEE Tier 1
212555743 | Central HP <5.4 tons | DAY & NIGHT | HRCU-A-CB (Split System: Heat Pump with Remote Outdoor Unit-Air-Source) | CVH848GKA2* | ADP |  | V,G60H210P299 | *80CTL1102120A* | 46000 | 17 | 8.1 | 44000 | 31600 | 71.82% | 2.26 | 0 | 10 |  |  |  |  | R-410A | 3.8333 | Residential & Commercial | USHP | Ducted CEE Tier 1
207455066 | Central HP <5.4 tons | LENNOX | HRCU-A-CB (Split System: Heat Pump with Remote Outdoor Unit-Air-Source) | SL25XPV-036-230A** | ADP |  | LH35/38F9 | EL296UH110XV60C* | 34000 | 21 | 8.8 | 34000 | 27000 | 79.41% | 1.82 | 14 | 13.5 |  |  |  |  | R-410A | 2.8333 | Residential & Commercial | USHP | Ducted CEE Tier 1
207455134 | Central HP <5.4 tons | LENNOX | HRCU-A-CB (Split System: Heat Pump with Remote Outdoor Unit-Air-Source) | SL25XPV-036-230A** | ADP |  | L*23/37Z9 | SL280UH090V36B* | 34800 | 22 | 8.8 | 32600 | 25800 | 79.14% | 1.84 | 14 | 13.5 |  |  |  |  | R-410A | 2.9 | Residential & Commercial | USHP | Ducted CEE Tier 1
216990315 | Central HP <5.4 tons | BRYANT HEATING AND COOLING SYSTEMS | HRCU-A-CB (Split System: Heat Pump with Remote Outdoor Unit-Air-Source) | 290VAN048**AA* | ADP |  | V,C60H210P29*+TXV | 88*TB60070C21*** | 44500 | 18 | 9 | 45500 | 33200 | 72.97% | 2.08 | 0 | 9.5 |  |  |  |  | R-454B | 3.7083 | Residential & Commercial | USHP
216990347 | Central HP <5.4 tons | BRYANT HEATING AND COOLING SYSTEMS | HRCU-A-CB (Split System: Heat Pump with Remote Outdoor Unit-Air-Source) | 290VAN048**AA* | ADP |  | V,C48H210P75*+TXV | 88*TB60110C21*** | 44500 | 18 | 9 | 46500 | 33600 | 72.26% | 2.06 | 0 | 9.5 |  |  |  |  | R-454B | 3.7083 | Residential & Commercial | USHP
212978301 | Central HP <5.4 tons | COMFORTMAKER | HRCU-A-CB (Split System: Heat Pump with Remote Outdoor Unit-Air-Source) | DLCURAH18ABK |  |  | EN(A,D)4X18L14** | *80MS(N,L)0701412A* | 17400 | 16 | 8.5 | 18500 | 19700 | 106.5% | 2.38 | 0 | 10.5 |  |  |  |  | R-410A | 1.45 | Residential & Commercial | USHP | Ducted CEE Tier 1
212978337 | Central HP <5.4 tons | COMFORTMAKER | HRCU-A-CB (Split System: Heat Pump with Remote Outdoor Unit-Air-Source) | DLCURAH18ABK |  |  | EN(A,D)4X30L14** | *80MS(N,L)0701412A* | 17400 | 16.5 | 8.1 | 18000 | 18700 | 103.9% | 2.26 | 0 | 11 |  |  |  |  | R-410A | 1.45 | Residential & Commercial | USHP | Ducted CEE Tier 1
213353781 | Central HP <5.4 tons | COMFORTMAKER | HRCU-A-CB (Split System: Heat Pump with Remote Outdoor Unit-Air-Source) | DLCURAH24ABK |  |  | F5MA4*30L*B* | 0 | 24800 | 17 | 9 | 26000 | 21800 | 83.85% | 1.82 | 0 | 10.5 |  |  |  |  | R-410A | 2.0667 | Residential & Commercial | USHP | Ducted CEE Tier 1
212396770 | Central HP <5.4 tons | American Standard | HRCU-A-C (Split System: Heat Pump with Remote Outdoor Unit with No Indoor Fan --Air Source) | 4TXD2060A10NU** | ADP |  | H,TE88960+TD | 0 | 53000 | 15.2 | 8.5 | 51000 | 37200 | 72.94% | 1.8 | 0 | 9.5 |  |  |  |  | R-410A | 4.4167 | Residential & Commercial | USHP
214629058 | Central HP <5.4 tons | CARRIER | HRCU-A-CB (Split System: Heat Pump with Remote Outdoor Unit-Air-Source) | 38MURAQ36AB3* | ADP |  | V,C36H175P159 | 58S(B,C)*B070M17**16 | 35200 | 16 | 8.1 | 36200 | 34200 | 94.48% | 2 | 0 | 9.5 |  |  |  |  | R-410A | 2.9333 | Residential & Commercial | USHP
212555749 | Central HP <5.4 tons | DAY & NIGHT | HRCU-A-CB (Split System: Heat Pump with Remote Outdoor Unit-Air-Source) | CVH848GKA2* | ADP |  | V,G60H210P299 | *95CSU1002122A* | 45000 | 17 | 8.5 | 45000 | 32400 | 72% | 2.28 | 0 | 10 |  |  |  |  | R-410A | 3.75 | Residential & Commercial | USHP | Ducted CEE Tier 1
214629108 | Central HP <5.4 tons | CARRIER | HRCU-A-CB (Split System: Heat Pump with Remote Outdoor Unit-Air-Source) | 38MURAQ36AB3* | ADP |  | V,C36H175P139 | 58S(B,C)*B090M17**14 | 35200 | 16 | 8.1 | 36800 | 34600 | 94.02% | 1.88 | 0 | 10 |  |  |  |  | R-410A | 2.9333 | Residential & Commercial | USHP | Ducted CEE Tier 1
214629124 | Central HP <5.4 tons | CARRIER | HRCU-A-CB (Split System: Heat Pump with Remote Outdoor Unit-Air-Source) | 38MURAQ36AB3* | ADP |  | PL36H210P299 | 58S(B,C)*B110M21**20 | 36400 | 16 | 8.1 | 36800 | 34600 | 94.02% | 2.02 | 0 | 10.5 |  |  |  |  | R-410A | 3.0333 | Residential & Commercial | USHP | Ducted CEE Tier 1
214629181 | Central HP <5.4 tons | CARRIER | HRCU-A-CB (Split System: Heat Pump with Remote Outdoor Unit-Air-Source) | 38MURAQ36AB3* | ADP |  | PL36H210P299 | 58TP*B110V21**22 | 36400 | 16 | 8.1 | 36800 | 34600 | 94.02% | 2.02 | 0 | 10.5 |  |  |  |  | R-410A | 3.0333 | Residential & Commercial | USHP | Ducted CEE Tier 1
214629197 | Central HP <5.4 tons | CARRIER | HRCU-A-CB (Split System: Heat Pump with Remote Outdoor Unit-Air-Source) | 38MURAQ36AB3* | ADP |  | PL36H210P299 | 59SC6A060M17**16 | 36000 | 15.2 | 8.5 | 36400 | 34400 | 94.51% | 2.06 | 0 | 10 |  |  |  |  | R-410A | 3 | Residential & Commercial | USHP | Ducted CEE Tier 1
212552614 | Central HP <5.4 tons | DAY & NIGHT | HRCU-A-CB (Split System: Heat Pump with Remote Outdoor Unit-Air-Source) | CVH848GKA** | ADP |  | FG48960 | *80CTL0902120A* | 46000 | 17 | 8.5 | 44000 | 34600 | 78.64% | 2 | 0 | 10 |  |  |  |  | R-410A | 3.8333 | Residential & Commercial | USHP | Ducted CEE Tier 1
212552650 | Central HP <5.4 tons | DAY & NIGHT | HRCU-A-CB (Split System: Heat Pump with Remote Outdoor Unit-Air-Source) | CVH848GKA** | ADP |  | FG36948 | *95CSU1002122A* | 45000 | 17 | 8.5 | 45000 | 34600 | 76.89% | 2 | 0 | 10 |  |  |  |  | R-410A | 3.75 | Residential & Commercial | USHP | Ducted CEE Tier 1
212394509 | Central HP <5.4 tons | COLEMAN | HRCU-A-CB (Split System: Heat Pump with Remote Outdoor Unit-Air-Source) | HMH72B341 | ADP |  | H,YE32936 | TM9V060B12MP12 | 32600 | 17 | 8.5 | 32400 | 23200 | 71.6% | 2 | 0 | 9.5 |  |  |  |  | R-410A | 2.7167 | Residential & Commercial | USHP
207455377 | Central HP <5.4 tons | LENNOX | HRCU-A-CB (Split System: Heat Pump with Remote Outdoor Unit-Air-Source) | SL25XPV-048-230A** | ADP |  | LH40/61W9 | SL280UH080NV60C* | 46000 | 20 | 9.4 | 41500 | 35800 | 86.27% | 1.9 | 12.5 | 12.5 |  |  |  |  | R-410A | 3.8333 | Residential & Commercial | USHP | Ducted CEE Tier 1
207455149 | Central HP <5.4 tons | LENNOX | HRCU-A-CB (Split System: Heat Pump with Remote Outdoor Unit-Air-Source) | SL25XPV-036-230A** | ADP |  | LH23/37W9 | SL280UH090V60C* | 34000 | 21 | 8.8 | 33800 | 27000 | 79.88% | 1.84 | 14 | 13.5 |  |  |  |  | R-410A | 2.8333 | Residential & Commercial | USHP | Ducted CEE Tier 1
207455151 | Central HP <5.4 tons | LENNOX | HRCU-A-CB (Split System: Heat Pump with Remote Outdoor Unit-Air-Source) | SL25XPV-036-230A** | ADP |  | LH35/36F9 | SL280UH090XV48B* | 33800 | 21 | 8.8 | 32800 | 25400 | 77.44% | 1.84 | 13.5 | 13 |  |  |  |  | R-410A | 2.8167 | Residential & Commercial | USHP | Ducted CEE Tier 1
207455249 | Central HP <5.4 tons | LENNOX | HRCU-A-CB (Split System: Heat Pump with Remote Outdoor Unit-Air-Source) | SL25XPV-036-230A** | ADP |  | L*35/36U9 | SLP99UH090XV36C* | 34000 | 22 | 8.8 | 34000 | 27200 | 80% | 1.82 | 14 | 13 |  |  |  |  | R-410A | 2.8333 | Residential & Commercial | USHP | Ducted CEE Tier 1
207455268 | Central HP <5.4 tons | LENNOX | HRCU-A-CB (Split System: Heat Pump with Remote Outdoor Unit-Air-Source) | SL25XPV-036-230A** | ADP |  | LH23/37W9 | SLP99UH090XV60C* | 33600 | 21 | 8.6 | 32800 | 26200 | 79.88% | 1.8 | 14 | 13 |  |  |  |  | R-410A | 2.8 | Residential & Commercial | USHP | Ducted CEE Tier 1
207455269 | Central HP <5.4 tons | LENNOX | HRCU-A-CB (Split System: Heat Pump with Remote Outdoor Unit-Air-Source) | SL25XPV-036-230A** | ADP |  | L*23/37Z9 | SLP99UH090XV60C* | 33600 | 21 | 8.6 | 32800 | 26200 | 79.88% | 1.8 | 14 | 13 |  |  |  |  | R-410A | 2.8 | Residential & Commercial | USHP | Ducted CEE Tier 1
207454715 | Central HP <5.4 tons | LENNOX | HRCU-A-CB (Split System: Heat Pump with Remote Outdoor Unit-Air-Source) | SL25XPV-024-230A** | ADP |  | L*19/36S9 | EL296UH070XV36B* | 22000 | 22 | 9.85 | 20000 | 20000 | 100% | 1.82 | 14 | 14 |  |  |  |  | R-410A | 1.8333 | Residential & Commercial | USHP | Ducted CEE Tier 1
207454801 | Central HP <5.4 tons | LENNOX | HRCU-A-CB (Split System: Heat Pump with Remote Outdoor Unit-Air-Source) | SL25XPV-024-230A** | ADP |  | LH29/36F9 | SL280UH080NV48B* | 22000 | 21 | 8.95 | 19800 | 20200 | 102% | 1.82 | 14 | 13.5 |  |  |  |  | R-410A | 1.8333 | Residential & Commercial | USHP | Ducted CEE Tier 1
207590076 | Central HP <5.4 tons | AMERICAN STANDARD | HRCU-A-CB (Split System: Heat Pump with Remote Outdoor Unit-Air-Source) | 4A6V8X60A1 |  |  | TEM8A0C60V51+TDR | 0 | 53000 | 18 | 8.5 | 51000 | 38000 | 74.51% | 1.8 | 12.2 | 11.7 |  |  |  |  | R-410A | 4.4167 | Residential & Commercial | USHP | Ducted CEE Tier 1
215487777 | Central HP <5.4 tons | AMANA | HRCU-A-CB (Split System: Heat Pump with Remote Outdoor Unit-Air-Source) | AZV6SA1810A* |  |  | CA*EA2418*3A* | A*VC960803BNB* | 17000 | 19 | 8.8 | 16800 | 13000 | 77.38% | 2.1 | 0 | 12 |  |  |  |  | R-32 | 1.4167 | Residential & Commercial | USHP | Ducted CEE Tier 1
216487556 | Central HP <5.4 tons | BRYANT HEATING AND COOLING SYSTEMS | HRCU-A-CB (Split System: Heat Pump with Remote Outdoor Unit-Air-Source) | 290VAN060**AA* | ADP |  | CE(P,V)6021G48*+TXV | 88*TB60090C21*** | 55500 | 19 | 9 | 57500 | 41000 | 71.3% | 2.02 | 0 | 8.5 |  |  |  |  | R-454B | 4.625 | Residential & Commercial | USHP
212394516 | Central HP <5.4 tons | COLEMAN | HRCU-A-CB (Split System: Heat Pump with Remote Outdoor Unit-Air-Source) | HMH72B341 | ADP |  | H,YE35936 | TM9V080B12MP12 | 34000 | 17 | 8.5 | 32400 | 24000 | 74.07% | 2.06 | 0 | 9.5 |  |  |  |  | R-410A | 2.8333 | Residential & Commercial | USHP
215933375 | Central HP <5.4 tons | BRYANT HEATING AND COOLING SYSTEMS | HRCU-A-CB (Split System: Heat Pump with Remote Outdoor Unit-Air-Source) | 293VAN036**AA* |  |  | CSAH*4212AM*+UI | 935CB60080C21*** | 33600 | 19 | 9 | 34800 | 26600 | 76.44% | 1.92 | 0 | 11 |  |  |  |  | R-454B | 2.8 | Residential & Commercial | USHP | Ducted CEE Tier 1
215933445 | Central HP <5.4 tons | BRYANT HEATING AND COOLING SYSTEMS | HRCU-A-CB (Split System: Heat Pump with Remote Outdoor Unit-Air-Source) | 293VAN036**AA* |  |  | CSAH*4212AM*+UI | 987MC66120C24*** | 33600 | 19 | 9 | 34800 | 26600 | 76.44% | 1.94 | 0 | 11.5 |  |  |  |  | R-454B | 2.8 | Residential & Commercial | USHP | Ducted CEE Tier 1
211212440 | Central HP <5.4 tons | YORK | HRCU-A-CB (Split System: Heat Pump with Remote Outdoor Unit-Air-Source) | YZV60B21 |  |  | JHVVC60HE4C2N1+CC | 0 | 52000 | 19 | 8.5 | 52500 | 40000 | 76.19% | 2 | 0 | 12 |  |  |  |  | R-410A | 4.3333 | Residential & Commercial | USHP | Ducted CEE Tier 1
206772972 | Central HP <5.4 tons | TEMPSTAR | HRCU-A-CB (Split System: Heat Pump with Remote Outdoor Unit-Air-Source) | TVH837GKA2* |  |  | EHD4X48AAL+WALLCON | *97CMN1202422A* | 32600 | 16.5 | 8.1 | 33000 | 25000 | 75.76% | 1.96 | 11.5 | 11 |  |  |  |  | R-410A | 2.7167 | Residential & Commercial | USHP | Ducted CEE Tier 1
206773071 | Central HP <5.4 tons | TEMPSTAR | HRCU-A-CB (Split System: Heat Pump with Remote Outdoor Unit-Air-Source) | TVH837GKA2* |  |  | EA*4X42L21A*+WALLCON | *80CSU0601716A* | 31800 | 17 | 8.1 | 33200 | 24400 | 73.49% | 1.86 | 11.5 | 11 |  |  |  |  | R-410A | 2.65 | Residential & Commercial | USHP | Ducted CEE Tier 1
214301861 | Central HP <5.4 tons | CHAMPION HEATING AND COOLING | HRCU-A-CB (Split System: Heat Pump with Remote Outdoor Unit-Air-Source) | HMH72B341 | ADP |  | H,YE9J(1,2)36+TXV | TM9V080B12MP12 | 33600 | 17 | 8.5 | 31800 | 23000 | 72.33% | 2.04 | 0 | 10 |  |  |  |  | R-410A | 2.8 | Residential & Commercial | USHP | Ducted CEE Tier 1
216990318 | Central HP <5.4 tons | BRYANT HEATING AND COOLING SYSTEMS | HRCU-A-CB (Split System: Heat Pump with Remote Outdoor Unit-Air-Source) | 290VAN048**AA* | ADP |  | PL48H210P75*+TXV | 88*TB60070C21*** | 44000 | 17 | 9 | 46500 | 33800 | 72.69% | 2.06 | 0 | 9.5 |  |  |  |  | R-454B | 3.6667 | Residential & Commercial | USHP
216990327 | Central HP <5.4 tons | BRYANT HEATING AND COOLING SYSTEMS | HRCU-A-CB (Split System: Heat Pump with Remote Outdoor Unit-Air-Source) | 290VAN048**AA* | ADP |  | C60A***L19*+TXV | 88*TB60070C21*** | 45000 | 18 | 9 | 45500 | 33200 | 72.97% | 2.08 | 0 | 10 |  |  |  |  | R-454B | 3.75 | Residential & Commercial | USHP | Ducted CEE Tier 1
216990345 | Central HP <5.4 tons | BRYANT HEATING AND COOLING SYSTEMS | HRCU-A-CB (Split System: Heat Pump with Remote Outdoor Unit-Air-Source) | 290VAN048**AA* | ADP |  | C48A***L15*+TXV | 88*TB60110C21*** | 44500 | 18 | 9 | 46500 | 33600 | 72.26% | 2.06 | 0 | 9.5 |  |  |  |  | R-454B | 3.7083 | Residential & Commercial | USHP
216990350 | Central HP <5.4 tons | BRYANT HEATING AND COOLING SYSTEMS | HRCU-A-CB (Split System: Heat Pump with Remote Outdoor Unit-Air-Source) | 290VAN048**AA* | ADP |  | C60A***L16*+TXV | 88*TB60110C21*** | 44500 | 18 | 9 | 46500 | 33600 | 72.26% | 2.06 | 0 | 9.5 |  |  |  |  | R-454B | 3.7083 | Residential & Commercial | USHP
216991847 | Central HP <5.4 tons | BRYANT HEATING AND COOLING SYSTEMS | HRCU-A-CB (Split System: Heat Pump with Remote Outdoor Unit-Air-Source) | 37MUHAQ24AA3 | ADP |  | V,C36H***P03*+TXV | 88*TB36070C14*** | 21000 | 16 | 8.1 | 19200 | 18300 | 95.31% | 1.85 | 0 | 10 |  |  |  |  | R-454B | 1.75 | Residential & Commercial | USHP | Ducted CEE Tier 1
216992976 | Central HP <5.4 tons | BRYANT HEATING AND COOLING SYSTEMS | HRCU-A-CB (Split System: Heat Pump with Remote Outdoor Unit-Air-Source) | 37MUHAQ24AA3 | ADP |  | H,PG7J*36+TXV | 88*TB60090C21*** | 21600 | 15.2 | 8.5 | 19200 | 18200 | 94.79% | 1.98 | 0 | 10 |  |  |  |  | R-454B | 1.8 | Residential & Commercial | USHP | Ducted CEE Tier 1
216992983 | Central HP <5.4 tons | BRYANT HEATING AND COOLING SYSTEMS | HRCU-A-CB (Split System: Heat Pump with Remote Outdoor Unit-Air-Source) | 37MUHAQ24AA3 | ADP |  | H,PG7J*36+TXV | 916SA48060M17*** | 22200 | 15.2 | 8.5 | 19600 | 18900 | 96.43% | 1.98 | 0 | 10.5 |  |  |  |  | R-454B | 1.85 | Residential & Commercial | USHP | Ducted CEE Tier 1
211377343 | Central HP <5.4 tons | YORK | HRCU-A-CB (Split System: Heat Pump with Remote Outdoor Unit-Air-Source) | HMH72B341 |  |  | XAHC30CXXN1+TXV | TM9Y100C16MP11 | 32200 | 17.5 | 8.1 | 32400 | 22800 | 70.37% | 2 | 0 | 9.5 |  |  |  |  | R-410A | 2.6833 | Residential & Commercial | USHP
211377411 | Central HP <5.4 tons | YORK | HRCU-A-CB (Split System: Heat Pump with Remote Outdoor Unit-Air-Source) | HMH72B341 |  |  | XAHC30CXXN1+TXV | TM9Y060B12MP11 | 31800 | 17 | 8.1 | 33000 | 23200 | 70.3% | 1.96 | 0 | 9 |  |  |  |  | R-410A | 2.65 | Residential & Commercial | USHP
211377420 | Central HP <5.4 tons | YORK | HRCU-A-CB (Split System: Heat Pump with Remote Outdoor Unit-Air-Source) | HMH72B341 |  |  | XAHB30CXXN1+TXV | TM9Y060B12MP11 | 31800 | 17 | 8.1 | 33000 | 23200 | 70.3% | 1.96 | 0 | 9 |  |  |  |  | R-410A | 2.65 | Residential & Commercial | USHP
211377488 | Central HP <5.4 tons | YORK | HRCU-A-CB (Split System: Heat Pump with Remote Outdoor Unit-Air-Source) | HMH72B341 |  |  | XAHC36DXXN1+TXV | YP9C100C16MP13 | 33800 | 17 | 8.1 | 33400 | 23600 | 70.66% | 2.06 | 0 | 9.5 |  |  |  |  | R-410A | 2.8167 | Residential & Commercial | USHP
211377527 | Central HP <5.4 tons | YORK | HRCU-A-CB (Split System: Heat Pump with Remote Outdoor Unit-Air-Source) | HMH72B341 |  |  | XAFC30CXXN1+TXV | TM9V100C16MP12 | 33200 | 17.5 | 8.5 | 33000 | 23200 | 70.3% | 2.06 | 0 | 10 |  |  |  |  | R-410A | 2.7667 | Residential & Commercial | USHP | Ducted CEE Tier 1
214629215 | Central HP <5.4 tons | CARRIER | HRCU-A-CB (Split System: Heat Pump with Remote Outdoor Unit-Air-Source) | 38MURAQ36AB3* | ADP |  | C36A***L129 | 59SC6A080M17**16 | 34000 | 15.2 | 8.5 | 36400 | 34400 | 94.51% | 2.02 | 0 | 9.5 |  |  |  |  | R-410A | 2.8333 | Residential & Commercial | USHP
214629247 | Central HP <5.4 tons | CARRIER | HRCU-A-CB (Split System: Heat Pump with Remote Outdoor Unit-Air-Source) | 38MURAQ36AB3* | ADP |  | PL36H210P299 | 59SC6A100M21**20 | 36600 | 16 | 8.5 | 36800 | 34400 | 93.48% | 2.1 | 0 | 10 |  |  |  |  | R-410A | 3.05 | Residential & Commercial | USHP | Ducted CEE Tier 1
212973236 | Central HP <5.4 tons | COMFORTMAKER | HRCU-A-CB (Split System: Heat Pump with Remote Outdoor Unit-Air-Source) | DLCURAH24ABK |  |  | EA*4X37L17A* | *96VSN0401712B* | 24000 | 16 | 8.1 | 25400 | 22000 | 86.61% | 1.82 | 0 | 10 |  |  |  |  | R-410A | 2 | Residential & Commercial | USHP | Ducted CEE Tier 1
214629256 | Central HP <5.4 tons | CARRIER | HRCU-A-CB (Split System: Heat Pump with Remote Outdoor Unit-Air-Source) | 38MURAQ36AB3* | ADP |  | PL36H210P299 | 59SC6A100M21**22 | 36800 | 16 | 8.5 | 36800 | 34400 | 93.48% | 2.1 | 0 | 10 |  |  |  |  | R-410A | 3.0667 | Residential & Commercial | USHP | Ducted CEE Tier 1
214629290 | Central HP <5.4 tons | CARRIER | HRCU-A-CB (Split System: Heat Pump with Remote Outdoor Unit-Air-Source) | 38MURAQ36AB3* | ADP |  | PL36H210P749 | 59SU5B040M17**12 | 35200 | 15.2 | 8.1 | 37400 | 34800 | 93.05% | 1.88 | 0 | 9.5 |  |  |  |  | R-410A | 2.9333 | Residential & Commercial | USHP
211377579 | Central HP <5.4 tons | YORK | HRCU-A-CB (Split System: Heat Pump with Remote Outdoor Unit-Air-Source) | HMH72B341 |  |  | XAHC36DXXN1+TXV | TM9V080B12MP12 | 33200 | 17 | 8.1 | 33200 | 23400 | 70.48% | 2.02 | 0 | 9.5 |  |  |  |  | R-410A | 2.7667 | Residential & Commercial | USHP
211377622 | Central HP <5.4 tons | YORK | HRCU-A-CB (Split System: Heat Pump with Remote Outdoor Unit-Air-Source) | HMH72B341 |  |  | XAHB30CXXN1+TXV | TP9C080B12MP13 | 32000 | 16.5 | 8.1 | 33400 | 23400 | 70.06% | 1.98 | 0 | 9 |  |  |  |  | R-410A | 2.6667 | Residential & Commercial | USHP
211377804 | Central HP <5.4 tons | YORK | HRCU-A-CB (Split System: Heat Pump with Remote Outdoor Unit-Air-Source) | HMH72B341 |  |  | XAUB30CXXN1+TXV | TM9V060B12MP12 | 32600 | 17 | 8.1 | 33600 | 23600 | 70.24% | 2.02 | 0 | 9.5 |  |  |  |  | R-410A | 2.7167 | Residential & Commercial | USHP
211377954 | Central HP <5.4 tons | YORK | HRCU-A-CB (Split System: Heat Pump with Remote Outdoor Unit-Air-Source) | HMH72B341 |  |  | XAHB30CXXN1+TXV | TM9E060A10MP12 | 31600 | 16.5 | 8.1 | 33000 | 23200 | 70.3% | 1.96 | 0 | 9 |  |  |  |  | R-410A | 2.6333 | Residential & Commercial | USHP
211377981 | Central HP <5.4 tons | YORK | HRCU-A-CB (Split System: Heat Pump with Remote Outdoor Unit-Air-Source) | HMH72B341 |  |  | XAHC36DXXN1+TXV | TM8Y100C20MP11 | 34000 | 17 | 8.1 | 33800 | 24200 | 71.6% | 2.08 | 0 | 9.5 |  |  |  |  | R-410A | 2.8333 | Residential & Commercial | USHP
211377990 | Central HP <5.4 tons | YORK | HRCU-A-CB (Split System: Heat Pump with Remote Outdoor Unit-Air-Source) | HMH72B341 |  |  | XAHC30CXXN1+TXV | TM8Y120C20MP11 | 32800 | 17 | 8.1 | 32800 | 23000 | 70.12% | 2.02 | 0 | 9.5 |  |  |  |  | R-410A | 2.7333 | Residential & Commercial | USHP
211378013 | Central HP <5.4 tons | YORK | HRCU-A-CB (Split System: Heat Pump with Remote Outdoor Unit-Air-Source) | HMH72B341 |  |  | XAHC36DXXN1+TXV | TM8Y100C16MP11 | 34000 | 18 | 8.1 | 34000 | 24400 | 71.76% | 2.06 | 0 | 9.5 |  |  |  |  | R-410A | 2.8333 | Residential & Commercial | USHP
211378022 | Central HP <5.4 tons | YORK | HRCU-A-CB (Split System: Heat Pump with Remote Outdoor Unit-Air-Source) | HMH72B341 |  |  | XAHC36DBCN1 | TM8Y080C16MP11 | 34000 | 18 | 8.1 | 34000 | 24400 | 71.76% | 2.06 | 0 | 9.5 |  |  |  |  | R-410A | 2.8333 | Residential & Commercial | USHP
211377414 | Central HP <5.4 tons | YORK | HRCU-A-CB (Split System: Heat Pump with Remote Outdoor Unit-Air-Source) | HMH72B341 |  |  | XAHB36DXXN1+TXV | TM9Y060B12MP11 | 33000 | 17 | 8.1 | 33200 | 23400 | 70.48% | 1.98 | 0 | 9.5 |  |  |  |  | R-410A | 2.75 | Residential & Commercial | USHP
211377450 | Central HP <5.4 tons | YORK | HRCU-A-CB (Split System: Heat Pump with Remote Outdoor Unit-Air-Source) | HMH72B341 |  |  | XAHC30CXXN1+TXV | TP9C100C20MP13 | 32800 | 17 | 8.1 | 33000 | 23200 | 70.3% | 2.02 | 0 | 9 |  |  |  |  | R-410A | 2.7333 | Residential & Commercial | USHP
216992979 | Central HP <5.4 tons | BRYANT HEATING AND COOLING SYSTEMS | HRCU-A-CB (Split System: Heat Pump with Remote Outdoor Unit-Air-Source) | 37MUHAQ24AA3 | ADP |  | H,PG7J*36+TXV | 916SA30026M14*** | 22000 | 15.2 | 8.5 | 19600 | 18800 | 95.92% | 1.98 | 0 | 10.5 |  |  |  |  | R-454B | 1.8333 | Residential & Commercial | USHP | Ducted CEE Tier 1
212617037 | Central HP <5.4 tons | BRYANT HEATING AND COOLING SYSTEMS | HRCU-A-CB (Split System: Heat Pump with Remote Outdoor Unit-Air-Source) | 38MURAQ36AB3* | ADP |  | CFC36XG32 | 0 | 35400 | 15.2 | 8.1 | 36800 | 34400 | 93.48% | 2 | 0 | 9.5 |  |  |  |  | R-410A | 2.95 | Residential & Commercial | USHP
215439774 | Central HP <5.4 tons | GOODMAN | HRCU-A-CB (Split System: Heat Pump with Remote Outdoor Unit-Air-Source) | GZV6SA1810A* |  |  | CA*EA2418*3A*+MBVK12BP1X00A* | 0 | 17000 | 19 | 8.8 | 16800 | 13000 | 77.38% | 2.1 | 0 | 12 |  |  |  |  | R-32 | 1.4167 | Residential & Commercial | USHP | Ducted CEE Tier 1
207454850 | Central HP <5.4 tons | LENNOX | HRCU-A-CB (Split System: Heat Pump with Remote Outdoor Unit-Air-Source) | SL25XPV-024-230A** | ADP |  | L*23/37Z9 | SL280UH090XV48B* | 22800 | 22 | 9.6 | 19800 | 19500 | 98.48% | 1.98 | 14 | 15 |  |  |  |  | R-410A | 1.9 | Residential & Commercial | USHP | Ducted CEE Tier 1
215439748 | Central HP <5.4 tons | GOODMAN | HRCU-A-CB (Split System: Heat Pump with Remote Outdoor Unit-Air-Source) | GZV6SA1810A* |  |  | CA*EA2418*3A* | G*VS800805CUA* | 17000 | 19 | 8.8 | 16800 | 13000 | 77.38% | 2.1 | 0 | 12 |  |  |  |  | R-32 | 1.4167 | Residential & Commercial | USHP | Ducted CEE Tier 1
216487573 | Central HP <5.4 tons | BRYANT HEATING AND COOLING SYSTEMS | HRCU-A-CB (Split System: Heat Pump with Remote Outdoor Unit-Air-Source) | 290VAN060**AA* | ADP |  | CE(P,V)6021G48*+TXV | 987MC66100C21*** | 55000 | 18 | 8.5 | 57500 | 41000 | 71.3% | 1.9 | 0 | 9 |  |  |  |  | R-454B | 4.5833 | Residential & Commercial | USHP
216487609 | Central HP <5.4 tons | BRYANT HEATING AND COOLING SYSTEMS | HRCU-A-CB (Split System: Heat Pump with Remote Outdoor Unit-Air-Source) | 293VAN036**AA* | ADP |  | CE(P,V)3614G34*+TXV | 987MC42060C17*** | 32400 | 19 | 9.5 | 32800 | 26000 | 79.27% | 2.04 | 0 | 10.5 |  |  |  |  | R-454B | 2.7 | Residential & Commercial | USHP | Ducted CEE Tier 1
211377500 | Central HP <5.4 tons | YORK | HRCU-A-CB (Split System: Heat Pump with Remote Outdoor Unit-Air-Source) | HMH72B341 |  |  | XAHC30CXXN1+TXV | TM9V100C16MP12 | 32400 | 17 | 8.1 | 32800 | 23000 | 70.12% | 2 | 0 | 9.5 |  |  |  |  | R-410A | 2.7 | Residential & Commercial | USHP
211377565 | Central HP <5.4 tons | YORK | HRCU-A-CB (Split System: Heat Pump with Remote Outdoor Unit-Air-Source) | HMH72B341 |  |  | XAFC36DXXN1+TXV | TP9C080C16MP13 | 34000 | 17.5 | 8.1 | 33800 | 23800 | 70.41% | 2.08 | 0 | 10 |  |  |  |  | R-410A | 2.8333 | Residential & Commercial | USHP | Ducted CEE Tier 1
211377634 | Central HP <5.4 tons | YORK | HRCU-A-CB (Split System: Heat Pump with Remote Outdoor Unit-Air-Source) | HMH72B341 |  |  | XAFC36DXXN1+TXV | YP9C080B12MP13 | 34000 | 17 | 8.1 | 34000 | 24400 | 71.76% | 2.06 | 0 | 9.5 |  |  |  |  | R-410A | 2.8333 | Residential & Commercial | USHP
211377684 | Central HP <5.4 tons | YORK | HRCU-A-CB (Split System: Heat Pump with Remote Outdoor Unit-Air-Source) | HMH72B341 |  |  | XAFB30CXXN1+TXV | YP9C080B12MP13 | 32800 | 17 | 8.1 | 33600 | 23600 | 70.24% | 2.02 | 0 | 9.5 |  |  |  |  | R-410A | 2.7333 | Residential & Commercial | USHP
211377699 | Central HP <5.4 tons | YORK | HRCU-A-CB (Split System: Heat Pump with Remote Outdoor Unit-Air-Source) | HMH72B341 |  |  | XAHC36DXXN1+TXV | TP9C060B12MP13 | 33200 | 17 | 8.1 | 33400 | 23800 | 71.26% | 2 | 0 | 9.5 |  |  |  |  | R-410A | 2.7667 | Residential & Commercial | USHP
211377716 | Central HP <5.4 tons | YORK | HRCU-A-CB (Split System: Heat Pump with Remote Outdoor Unit-Air-Source) | HMH72B341 |  |  | XAHC30CXXN1+TXV | TP9C060B12MP13 | 31800 | 16.5 | 8.1 | 33000 | 23200 | 70.3% | 1.96 | 0 | 9 |  |  |  |  | R-410A | 2.65 | Residential & Commercial | USHP
211377884 | Central HP <5.4 tons | YORK | HRCU-A-CB (Split System: Heat Pump with Remote Outdoor Unit-Air-Source) | HMH72B341 |  |  | XAFC36DXXN1+TXV | TM9E080B12MP12 | 34000 | 17.5 | 8.1 | 34000 | 24400 | 71.76% | 2.06 | 0 | 9.5 |  |  |  |  | R-410A | 2.8333 | Residential & Commercial | USHP
211377900 | Central HP <5.4 tons | YORK | HRCU-A-CB (Split System: Heat Pump with Remote Outdoor Unit-Air-Source) | HMH72B341 |  |  | XAUB36DXXN1+TXV | TM9E080B12MP12 | 34000 | 17.5 | 8.1 | 33800 | 24000 | 71.01% | 2.06 | 0 | 10 |  |  |  |  | R-410A | 2.8333 | Residential & Commercial | USHP | Ducted CEE Tier 1
211378031 | Central HP <5.4 tons | YORK | HRCU-A-CB (Split System: Heat Pump with Remote Outdoor Unit-Air-Source) | HMH72B341 |  |  | XAFC36DXXN1+TXV | TM8Y100C16MP11 | 34000 | 18.5 | 8.5 | 34000 | 24000 | 70.59% | 2.1 | 0 | 10 |  |  |  |  | R-410A | 2.8333 | Residential & Commercial | USHP | Ducted CEE Tier 1
211378070 | Central HP <5.4 tons | YORK | HRCU-A-CB (Split System: Heat Pump with Remote Outdoor Unit-Air-Source) | HMH72B341 |  |  | XAFC36DBCN1 | TM8Y080B12MP11 | 34000 | 18 | 8.1 | 33600 | 23600 | 70.24% | 2.06 | 0 | 10 |  |  |  |  | R-410A | 2.8333 | Residential & Commercial | USHP | Ducted CEE Tier 1
211378079 | Central HP <5.4 tons | YORK | HRCU-A-CB (Split System: Heat Pump with Remote Outdoor Unit-Air-Source) | HMH72B341 |  |  | XAFB36DBCN1 | TM8Y080B12MP11 | 34000 | 18 | 8.1 | 33400 | 23600 | 70.66% | 2.04 | 0 | 10 |  |  |  |  | R-410A | 2.8333 | Residential & Commercial | USHP | Ducted CEE Tier 1
211378088 | Central HP <5.4 tons | YORK | HRCU-A-CB (Split System: Heat Pump with Remote Outdoor Unit-Air-Source) | HMH72B341 |  |  | XAUB30CXXN1+TXV | TM8Y080B12MP11 | 32800 | 17.5 | 8.1 | 33000 | 23200 | 70.3% | 2.02 | 0 | 10 |  |  |  |  | R-410A | 2.7333 | Residential & Commercial | USHP | Ducted CEE Tier 1
211378163 | Central HP <5.4 tons | YORK | HRCU-A-CB (Split System: Heat Pump with Remote Outdoor Unit-Air-Source) | HMH72B341 |  |  | XAHC30CXXN1+TXV | TPLC100C16MP13 | 32400 | 17 | 8.1 | 32400 | 22800 | 70.37% | 2 | 0 | 9.5 |  |  |  |  | R-410A | 2.7 | Residential & Commercial | USHP
211378329 | Central HP <5.4 tons | YORK | HRCU-A-CB (Split System: Heat Pump with Remote Outdoor Unit-Air-Source) | HMH72B341 |  |  | XAFB36DBCN1 | TPLC080B12MP13 | 33600 | 17 | 8.1 | 33600 | 23600 | 70.24% | 2.02 | 0 | 9.5 |  |  |  |  | R-410A | 2.8 | Residential & Commercial | USHP
211378356 | Central HP <5.4 tons | YORK | HRCU-A-CB (Split System: Heat Pump with Remote Outdoor Unit-Air-Source) | HMH72B341 |  |  | XAUB30CXXN1+TXV | YPLC080B12MP13 | 32400 | 17 | 8.1 | 33600 | 23600 | 70.24% | 2 | 0 | 9.5 |  |  |  |  | R-410A | 2.7 | Residential & Commercial | USHP
211378447 | Central HP <5.4 tons | YORK | HRCU-A-CB (Split System: Heat Pump with Remote Outdoor Unit-Air-Source) | HMH72B341 |  |  | XAUB30CXXN1+TXV | TMLV060A12MP12 | 32800 | 17.5 | 8.1 | 33400 | 23400 | 70.06% | 2.02 | 0 | 9.5 |  |  |  |  | R-410A | 2.7333 | Residential & Commercial | USHP
211378522 | Central HP <5.4 tons | YORK | HRCU-A-CB (Split System: Heat Pump with Remote Outdoor Unit-Air-Source) | HMH72B341 |  |  | XAFC30CXXN1+TXV | TM8E100C16MP11 | 33000 | 18 | 8.5 | 33000 | 23200 | 70.3% | 2.04 | 0 | 10 |  |  |  |  | R-410A | 2.75 | Residential & Commercial | USHP | Ducted CEE Tier 1
211378540 | Central HP <5.4 tons | YORK | HRCU-A-CB (Split System: Heat Pump with Remote Outdoor Unit-Air-Source) | HMH72B341 |  |  | XAHC30CXXN1+TXV | TM8E100B12MP11 | 32000 | 17.5 | 8.1 | 32600 | 23000 | 70.55% | 1.98 | 0 | 9.5 |  |  |  |  | R-410A | 2.6667 | Residential & Commercial | USHP
211378613 | Central HP <5.4 tons | YORK | HRCU-A-CB (Split System: Heat Pump with Remote Outdoor Unit-Air-Source) | HMH72B341 |  |  | XAHC36DXXN1+TXV | TMLE080C16MP11 | 33600 | 17.5 | 8.1 | 32800 | 23200 | 70.73% | 2.04 | 0 | 10 |  |  |  |  | R-410A | 2.8 | Residential & Commercial | USHP | Ducted CEE Tier 1
211378688 | Central HP <5.4 tons | YORK | HRCU-A-CB (Split System: Heat Pump with Remote Outdoor Unit-Air-Source) | HMH72B341 |  |  | XAFC30CXXN1+TXV | TM8E080B12MP11 | 32800 | 17.5 | 8.1 | 34000 | 23800 | 70% | 2.02 | 0 | 9.5 |  |  |  |  | R-410A | 2.7333 | Residential & Commercial | USHP
211378715 | Central HP <5.4 tons | YORK | HRCU-A-CB (Split System: Heat Pump with Remote Outdoor Unit-Air-Source) | HMH72B341 |  |  | XAFB30CXXN1+TXV | TMLE080B12MP11 | 32800 | 17.5 | 8.1 | 34000 | 23800 | 70% | 2.02 | 0 | 9.5 |  |  |  |  | R-410A | 2.7333 | Residential & Commercial | USHP
211377468 | Central HP <5.4 tons | YORK | HRCU-A-CB (Split System: Heat Pump with Remote Outdoor Unit-Air-Source) | HMH72B341 |  |  | XAFC36DBCN1 | TP9C100C20MP13 | 34000 | 17.5 | 8.1 | 34000 | 24800 | 72.94% | 2.12 | 0 | 9.5 |  |  |  |  | R-410A | 2.8333 | Residential & Commercial | USHP
211377822 | Central HP <5.4 tons | YORK | HRCU-A-CB (Split System: Heat Pump with Remote Outdoor Unit-Air-Source) | HMH72B341 |  |  | XAFB36DXXN1+TXV | TM9V040A10MP12 | 33200 | 17 | 8.1 | 33200 | 23400 | 70.48% | 2 | 0 | 9.5 |  |  |  |  | R-410A | 2.7667 | Residential & Commercial | USHP
211378733 | Central HP <5.4 tons | YORK | HRCU-A-CB (Split System: Heat Pump with Remote Outdoor Unit-Air-Source) | HMH72B341 |  |  | XAHB30CXXN1+TXV | TM8E060A12MP11 | 32000 | 17 | 8.1 | 32800 | 23000 | 70.12% | 1.98 | 0 | 9.5 |  |  |  |  | R-410A | 2.6667 | Residential & Commercial | USHP
215439740 | Central HP <5.4 tons | GOODMAN | HRCU-A-CB (Split System: Heat Pump with Remote Outdoor Unit-Air-Source) | GZV6SA1810A* |  |  | CA*EA3022*3A* | G*VT800603B*A* | 17000 | 19 | 8.8 | 16800 | 13000 | 77.38% | 2.1 | 0 | 12 |  |  |  |  | R-32 | 1.4167 | Residential & Commercial | USHP | Ducted CEE Tier 1
215439742 | Central HP <5.4 tons | GOODMAN | HRCU-A-CB (Split System: Heat Pump with Remote Outdoor Unit-Air-Source) | GZV6SA1810A* |  |  | CA*EA3022*3A* | G*VS960805CUA* | 17000 | 19 | 8.8 | 16800 | 13000 | 77.38% | 2.1 | 0 | 12 |  |  |  |  | R-32 | 1.4167 | Residential & Commercial | USHP | Ducted CEE Tier 1
211377917 | Central HP <5.4 tons | YORK | HRCU-A-CB (Split System: Heat Pump with Remote Outdoor Unit-Air-Source) | HMH72B341 |  |  | XAHB36DXXN1+TXV | TM9E060B12MP12 | 33200 | 17 | 8.1 | 33200 | 23600 | 71.08% | 2 | 0 | 9.5 |  |  |  |  | R-410A | 2.7667 | Residential & Commercial | USHP
212578255 | Central HP <5.4 tons | CARRIER | HRCU-A-CB (Split System: Heat Pump with Remote Outdoor Unit-Air-Source) | 25VNA436A*031* | ADP |  | H,PG34936 | 59TN6B120C24**22 | 32200 | 20 | 8.95 | 33200 | 25000 | 75.3% | 2.02 | 0 | 11.7 |  |  |  |  | R-410A | 2.6833 | Residential & Commercial | USHP | Ducted CEE Tier 1
211377966 | Central HP <5.4 tons | YORK | HRCU-A-CB (Split System: Heat Pump with Remote Outdoor Unit-Air-Source) | HMH72B341 |  |  | XAFB30CXXN1+TXV | TM9E060A10MP12 | 32400 | 17 | 8.1 | 33400 | 23600 | 70.66% | 2 | 0 | 9.5 |  |  |  |  | R-410A | 2.7 | Residential & Commercial | USHP
211378049 | Central HP <5.4 tons | YORK | HRCU-A-CB (Split System: Heat Pump with Remote Outdoor Unit-Air-Source) | HMH72B341 |  |  | XAHC36DXXN1+TXV | TM8Y080B12MP11 | 33200 | 17.5 | 8.1 | 32800 | 23200 | 70.73% | 2.02 | 0 | 9.5 |  |  |  |  | R-410A | 2.7667 | Residential & Commercial | USHP
211378085 | Central HP <5.4 tons | YORK | HRCU-A-CB (Split System: Heat Pump with Remote Outdoor Unit-Air-Source) | HMH72B341 |  |  | XAFB30CXXN1+TXV | TM8Y080B12MP11 | 32800 | 17.5 | 8.1 | 33000 | 23200 | 70.3% | 2.02 | 0 | 10 |  |  |  |  | R-410A | 2.7333 | Residential & Commercial | USHP | Ducted CEE Tier 1
211378099 | Central HP <5.4 tons | YORK | HRCU-A-CB (Split System: Heat Pump with Remote Outdoor Unit-Air-Source) | HMH72B341 |  |  | XAFB36DXXN1+TXV | TM8Y060A12MP11 | 33800 | 18 | 8.1 | 33400 | 23400 | 70.06% | 2.04 | 0 | 10 |  |  |  |  | R-410A | 2.8167 | Residential & Commercial | USHP | Ducted CEE Tier 1
211378116 | Central HP <5.4 tons | YORK | HRCU-A-CB (Split System: Heat Pump with Remote Outdoor Unit-Air-Source) | HMH72B341 |  |  | XAHC36DXXN1+TXV | TM8V080C16MP12 | 34000 | 17 | 8.1 | 34000 | 24600 | 72.35% | 2.08 | 0 | 9.5 |  |  |  |  | R-410A | 2.8333 | Residential & Commercial | USHP
211378185 | Central HP <5.4 tons | YORK | HRCU-A-CB (Split System: Heat Pump with Remote Outdoor Unit-Air-Source) | HMH72B341 |  |  | XAFC36DXXN1+TXV | YPLC080C16MP13 | 34000 | 17.5 | 8.5 | 33800 | 23800 | 70.41% | 2.08 | 0 | 10 |  |  |  |  | R-410A | 2.8333 | Residential & Commercial | USHP | Ducted CEE Tier 1
211378899 | Central HP <5.4 tons | YORK | HRCU-A-CB (Split System: Heat Pump with Remote Outdoor Unit-Air-Source) | HMH72B341 |  |  | XAHC36DBCN1 | TL8E080C16UH11 | 34000 | 17 | 8.1 | 34000 | 24600 | 72.35% | 2.06 | 0 | 9 |  |  |  |  | R-410A | 2.8333 | Residential & Commercial | USHP
211378781 | Central HP <5.4 tons | YORK | HRCU-A-CB (Split System: Heat Pump with Remote Outdoor Unit-Air-Source) | HMH72B341 |  |  | XAHB30CXXN1+TXV | TMLE040A12MP11 | 32000 | 17.5 | 8.1 | 31800 | 23000 | 72.33% | 1.98 | 0 | 9.5 |  |  |  |  | R-410A | 2.6667 | Residential & Commercial | USHP
211378797 | Central HP <5.4 tons | YORK | HRCU-A-CB (Split System: Heat Pump with Remote Outdoor Unit-Air-Source) | HMH72B341 |  |  | XAFB36DBCN1 | TMLE040A12MP11 | 34000 | 18 | 8.1 | 33600 | 23800 | 70.83% | 2.06 | 0 | 10 |  |  |  |  | R-410A | 2.8333 | Residential & Commercial | USHP | Ducted CEE Tier 1
211378926 | Central HP <5.4 tons | YORK | HRCU-A-CB (Split System: Heat Pump with Remote Outdoor Unit-Air-Source) | HMH72B341 |  |  | XAUB36DXXN1+TXV | TL8E060A12UH11 | 34000 | 18 | 8.1 | 33800 | 23800 | 70.41% | 2.06 | 0 | 10 |  |  |  |  | R-410A | 2.8333 | Residential & Commercial | USHP | Ducted CEE Tier 1
211379176 | Central HP <5.4 tons | YORK | HRCU-A-CB (Split System: Heat Pump with Remote Outdoor Unit-Air-Source) | HMH72B341 |  |  | XAHD48FXXN1+TXV | TP9C100C16MP13 | 33000 | 16 | 8.5 | 31800 | 23200 | 72.96% | 2.04 | 0 | 9 |  |  |  |  | R-410A | 2.75 | Residential & Commercial | USHP
211379376 | Central HP <5.4 tons | YORK | HRCU-A-CB (Split System: Heat Pump with Remote Outdoor Unit-Air-Source) | HMH72B341 |  |  | XAHC48FXXN1+TXV | TM9V060B12MP12 | 32400 | 16 | 8.1 | 32000 | 23400 | 73.12% | 2 | 0 | 9 |  |  |  |  | R-410A | 2.7 | Residential & Commercial | USHP
211379469 | Central HP <5.4 tons | YORK | HRCU-A-CB (Split System: Heat Pump with Remote Outdoor Unit-Air-Source) | HMH72B341 |  |  | XAHC48FXXN1+TXV | TM9E080B12MP12 | 32600 | 16.5 | 8.1 | 31800 | 23400 | 73.58% | 2 | 0 | 9 |  |  |  |  | R-410A | 2.7167 | Residential & Commercial | USHP
211379499 | Central HP <5.4 tons | YORK | HRCU-A-CB (Split System: Heat Pump with Remote Outdoor Unit-Air-Source) | HMH72B341 |  |  | XAHD48FXXN1+TXV | TM8Y120C20MP11 | 33800 | 16.5 | 8.5 | 32400 | 23800 | 73.46% | 2.06 | 0 | 9 |  |  |  |  | R-410A | 2.8167 | Residential & Commercial | USHP
211379692 | Central HP <5.4 tons | YORK | HRCU-A-CB (Split System: Heat Pump with Remote Outdoor Unit-Air-Source) | HMH72B341 |  |  | XAHD48FBCN1 | YPLC080C16MP13 | 33600 | 16 | 8.5 | 32400 | 23800 | 73.46% | 2.06 | 0 | 9 |  |  |  |  | R-410A | 2.8 | Residential & Commercial | USHP
214243088 | Central HP <5.4 tons | AIRQUEST | HRCU-A-CB (Split System: Heat Pump with Remote Outdoor Unit-Air-Source) | HVH825GKA2* |  |  | EN(A,D,W)4X48L21**+WALLCON | *80CTL0701716B* | 24000 | 17 | 8.1 | 21400 | 16600 | 77.57% | 2 | 0 | 11 |  |  |  |  | R-410A | 2 | Residential & Commercial | USHP | Ducted CEE Tier 1
216891932 | Central HP <5.4 tons | SURE | HRCU-A-CB (Split System: Heat Pump with Remote Outdoor Unit-Air-Source) | RD18AY48AJVC |  |  | TCFY4824MTANM | S801V1255A24DZ | 43000 | 18 | 8.5 | 42500 | 33200 | 78.12% | 2.1 | 0 | 12 |  |  |  |  | R-454B | 3.5833 | Residential & Commercial | USHP | Ducted CEE Tier 1
211379342 | Central HP <5.4 tons | YORK | HRCU-A-CB (Split System: Heat Pump with Remote Outdoor Unit-Air-Source) | HMH72B341 |  |  | XAHC48FBCN1 | TP9C080B12MP13 | 32800 | 16 | 8.1 | 32200 | 23600 | 73.29% | 2.02 | 0 | 9 |  |  |  |  | R-410A | 2.7333 | Residential & Commercial | USHP
211379315 | Central HP <5.4 tons | YORK | HRCU-A-CB (Split System: Heat Pump with Remote Outdoor Unit-Air-Source) | HMH72B341 |  |  | XAUC48FXXN1+TXV | TM9V080C16MP12 | 33400 | 16.5 | 8.5 | 32400 | 23600 | 72.84% | 2.06 | 0 | 9.5 |  |  |  |  | R-410A | 2.7833 | Residential & Commercial | USHP
211379701 | Central HP <5.4 tons | YORK | HRCU-A-CB (Split System: Heat Pump with Remote Outdoor Unit-Air-Source) | HMH72B341 |  |  | XAHC48FXXN1+TXV | TM8V080C16MP12 | 33600 | 16.5 | 8.5 | 32400 | 23800 | 73.46% | 2.06 | 0 | 9 |  |  |  |  | R-410A | 2.8 | Residential & Commercial | USHP
211379842 | Central HP <5.4 tons | YORK | HRCU-A-CB (Split System: Heat Pump with Remote Outdoor Unit-Air-Source) | HMH72B341 |  |  | XAHC48FXXN1+TXV | YPLC080B12MP13 | 32400 | 16 | 8.1 | 32000 | 23600 | 73.75% | 1.98 | 0 | 8.5 |  |  |  |  | R-410A | 2.7 | Residential & Commercial | USHP
211379074 | Central HP <5.4 tons | YORK | HRCU-A-CB (Split System: Heat Pump with Remote Outdoor Unit-Air-Source) | HMH72B341 |  |  | XAHD48FBCN1 | TP9C120D20MP13 | 33400 | 16.5 | 8.5 | 32000 | 23200 | 72.5% | 2.06 | 0 | 9.5 |  |  |  |  | R-410A | 2.7833 | Residential & Commercial | USHP
211379151 | Central HP <5.4 tons | YORK | HRCU-A-CB (Split System: Heat Pump with Remote Outdoor Unit-Air-Source) | HMH72B341 |  |  | XAFC48FXXN1+TXV | TP9C100C20MP13 | 34000 | 16.5 | 8.5 | 33000 | 24200 | 73.33% | 2.1 | 0 | 9 |  |  |  |  | R-410A | 2.8333 | Residential & Commercial | USHP
211379185 | Central HP <5.4 tons | YORK | HRCU-A-CB (Split System: Heat Pump with Remote Outdoor Unit-Air-Source) | HMH72B341 |  |  | XAHD48FBCN1 | TP9C100C16MP13 | 33000 | 16 | 8.5 | 31800 | 23200 | 72.96% | 2.04 | 0 | 9 |  |  |  |  | R-410A | 2.75 | Residential & Commercial | USHP
216821190 | Central HP <5.4 tons | SURE | HRCU-A-CB (Split System: Heat Pump with Remote Outdoor Unit-Air-Source) | RD18AY60AJVC |  |  | TCFY6021STAAM | S802V0755A21DZ | 49000 | 17 | 8.1 | 49000 | 39000 | 79.59% | 2 | 0 | 10 |  |  |  |  | R-454B | 4.0833 | Residential & Commercial | USHP | Ducted CEE Tier 1
216990652 | Central HP <5.4 tons | BRYANT HEATING AND COOLING SYSTEMS | HRCU-A-CB (Split System: Heat Pump with Remote Outdoor Unit-Air-Source) | 293VAN048**AA* | ADP |  | C60A***L18*+TXV | 88*TB60090C21*** | 44500 | 21 | 9.5 | 46500 | 36200 | 77.85% | 2 | 0 | 11 |  |  |  |  | R-454B | 3.7083 | Residential & Commercial | USHP | Ducted CEE Tier 1
211379324 | Central HP <5.4 tons | YORK | HRCU-A-CB (Split System: Heat Pump with Remote Outdoor Unit-Air-Source) | HMH72B341 |  |  | XAFC48FBCN1 | YP9C080C16MP13 | 33400 | 16.5 | 8.5 | 32400 | 23600 | 72.84% | 2.06 | 0 | 9.5 |  |  |  |  | R-410A | 2.7833 | Residential & Commercial | USHP
211379401 | Central HP <5.4 tons | YORK | HRCU-A-CB (Split System: Heat Pump with Remote Outdoor Unit-Air-Source) | HMH72B341 |  |  | XAFC48FBCN1 | TM9V060B12MP12 | 33000 | 16.5 | 8.1 | 32400 | 24000 | 74.07% | 2.04 | 0 | 9 |  |  |  |  | R-410A | 2.75 | Residential & Commercial | USHP
211379644 | Central HP <5.4 tons | YORK | HRCU-A-CB (Split System: Heat Pump with Remote Outdoor Unit-Air-Source) | HMH72B341 |  |  | XAHC48FBCN1 | TMLV120C20MP12 | 33800 | 16.5 | 8.5 | 32400 | 23800 | 73.46% | 2.06 | 0 | 9 |  |  |  |  | R-410A | 2.8167 | Residential & Commercial | USHP
214239396 | Central HP <5.4 tons | AIRQUEST | HRCU-A-CB (Split System: Heat Pump with Remote Outdoor Unit-Air-Source) | HVH837GKA2* |  |  | EN(A,D,W)4X60L24**+WALLCON | *97CMN1202422B* | 32800 | 17.5 | 8.1 | 32200 | 24600 | 76.4% | 1.96 | 0 | 11.7 |  |  |  |  | R-410A | 2.7333 | Residential & Commercial | USHP | Ducted CEE Tier 1
211379785 | Central HP <5.4 tons | YORK | HRCU-A-CB (Split System: Heat Pump with Remote Outdoor Unit-Air-Source) | HMH72B341 |  |  | XAFC48FXXN1+TXV | TMLV100C16MP12 | 34000 | 16.5 | 8.5 | 33200 | 24400 | 73.49% | 2.1 | 0 | 9 |  |  |  |  | R-410A | 2.8333 | Residential & Commercial | USHP
211379926 | Central HP <5.4 tons | YORK | HRCU-A-CB (Split System: Heat Pump with Remote Outdoor Unit-Air-Source) | HMH72B341 |  |  | XAUC48FXXN1+TXV | TMLE120C16MP11 | 33600 | 17 | 8.5 | 32400 | 23600 | 72.84% | 2.08 | 0 | 9.5 |  |  |  |  | R-410A | 2.8 | Residential & Commercial | USHP
211379935 | Central HP <5.4 tons | YORK | HRCU-A-CB (Split System: Heat Pump with Remote Outdoor Unit-Air-Source) | HMH72B341 |  |  | XAHD48FBCN1 | TM8E100C16MP11 | 32800 | 16.5 | 8.5 | 31600 | 23200 | 73.42% | 2.02 | 0 | 9.5 |  |  |  |  | R-410A | 2.7333 | Residential & Commercial | USHP
211380037 | Central HP <5.4 tons | YORK | HRCU-A-CB (Split System: Heat Pump with Remote Outdoor Unit-Air-Source) | HMH72B341 |  |  | XAFD48FXXN1+TXV | TMLE080C16MP11 | 33400 | 17 | 8.5 | 32200 | 23400 | 72.67% | 2.06 | 0 | 9.5 |  |  |  |  | R-410A | 2.7833 | Residential & Commercial | USHP
211380219 | Central HP <5.4 tons | YORK | HRCU-A-CB (Split System: Heat Pump with Remote Outdoor Unit-Air-Source) | HMH72B341 |  |  | XAUC48FXXN1+JMET12CS2N1+TXV | 0 | 34000 | 17.5 | 8.5 | 32600 | 23800 | 73.01% | 2.12 | 0 | 9.5 |  |  |  |  | R-410A | 2.8333 | Residential & Commercial | USHP
212978669 | Central HP <5.4 tons | COMFORTMAKER | HRCU-A-CB (Split System: Heat Pump with Remote Outdoor Unit-Air-Source) | DLCURAH24ABK |  |  | EA*4X36L21A* | *80MS(N,L)0701712A* | 23600 | 17.5 | 8.5 | 26000 | 24000 | 92.31% | 2 | 0 | 10 |  |  |  |  | R-410A | 1.9667 | Residential & Commercial | USHP | Ducted CEE Tier 1
216991851 | Central HP <5.4 tons | BRYANT HEATING AND COOLING SYSTEMS | HRCU-A-CB (Split System: Heat Pump with Remote Outdoor Unit-Air-Source) | 37MUHAQ24AA3 | ADP |  | PL36H175P14*+TXV | 88*TB36070C14*** | 22400 | 16 | 8.1 | 19200 | 18300 | 95.31% | 1.85 | 0 | 11 |  |  |  |  | R-454B | 1.8667 | Residential & Commercial | USHP | Ducted CEE Tier 1
216991854 | Central HP <5.4 tons | BRYANT HEATING AND COOLING SYSTEMS | HRCU-A-CB (Split System: Heat Pump with Remote Outdoor Unit-Air-Source) | 37MUHAQ24AA3 | ADP |  | V,C36H***P21*+TXV | 88*TB36070C14*** | 22400 | 16 | 8.1 | 19200 | 18300 | 95.31% | 1.85 | 0 | 11 |  |  |  |  | R-454B | 1.8667 | Residential & Commercial | USHP | Ducted CEE Tier 1
207590789 | Central HP <5.4 tons | AMERICAN STANDARD | HRCU-A-CB (Split System: Heat Pump with Remote Outdoor Unit-Air-Source) | 4A6V8X24A1 |  |  | 4TXCB004DS3 | *UHMB060ACV3 | 23800 | 18 | 8.5 | 18100 | 12700 | 70.17% | 1.8 | 12.5 | 12.5 |  |  |  |  | R-410A | 1.9833 | Residential & Commercial | USHP | Ducted CEE Tier 1
216992438 | Central HP <5.4 tons | BRYANT HEATING AND COOLING SYSTEMS | HRCU-A-CB (Split System: Heat Pump with Remote Outdoor Unit-Air-Source) | 290VAN048**AA* | ADP |  | H,PG35*48+TXV | 88*TB60090C21*** | 44500 | 18 | 9 | 46500 | 33600 | 72.26% | 2.06 | 0 | 9.5 |  |  |  |  | R-454B | 3.7083 | Residential & Commercial | USHP
216992454 | Central HP <5.4 tons | BRYANT HEATING AND COOLING SYSTEMS | HRCU-A-CB (Split System: Heat Pump with Remote Outdoor Unit-Air-Source) | 290VAN048**AA* | ADP |  | H,PG35*48+TXV | 987MC66100C21*** | 43000 | 18 | 8.95 | 45500 | 33200 | 72.97% | 2.04 | 0 | 9 |  |  |  |  | R-454B | 3.5833 | Residential & Commercial | USHP
212394486 | Central HP <5.4 tons | COLEMAN | HRCU-A-CB (Split System: Heat Pump with Remote Outdoor Unit-Air-Source) | HMH72B341 | ADP |  | H,YE33936 | TM9E060A10MP12 | 32400 | 17 | 8.5 | 32400 | 23200 | 71.6% | 2 | 0 | 9.5 |  |  |  |  | R-410A | 2.7 | Residential & Commercial | USHP
212394487 | Central HP <5.4 tons | COLEMAN | HRCU-A-CB (Split System: Heat Pump with Remote Outdoor Unit-Air-Source) | HMH72B341 | ADP |  | H,YE34936 | TM9E060A10MP12 | 32400 | 17 | 8.5 | 32400 | 23200 | 71.6% | 2 | 0 | 9.5 |  |  |  |  | R-410A | 2.7 | Residential & Commercial | USHP
212394488 | Central HP <5.4 tons | COLEMAN | HRCU-A-CB (Split System: Heat Pump with Remote Outdoor Unit-Air-Source) | HMH72B341 | ADP |  | H,YE35936 | TM9E060A10MP12 | 33600 | 17 | 8.5 | 32200 | 23400 | 72.67% | 2.02 | 0 | 9.5 |  |  |  |  | R-410A | 2.8 | Residential & Commercial | USHP
212394503 | Central HP <5.4 tons | COLEMAN | HRCU-A-CB (Split System: Heat Pump with Remote Outdoor Unit-Air-Source) | HMH72B341 | ADP |  | H,YE34936 | TM9E100C16MP12 | 33000 | 17 | 8.5 | 32400 | 22800 | 70.37% | 2.04 | 0 | 10 |  |  |  |  | R-410A | 2.75 | Residential & Commercial | USHP | Ducted CEE Tier 1
212394505 | Central HP <5.4 tons | COLEMAN | HRCU-A-CB (Split System: Heat Pump with Remote Outdoor Unit-Air-Source) | HMH72B341 | ADP |  | H,YE35936 | TM9E100C20MP12 | 34000 | 15.2 | 8.5 | 31600 | 23200 | 73.42% | 2.06 | 0 | 10 |  |  |  |  | R-410A | 2.8333 | Residential & Commercial | USHP | Ducted CEE Tier 1
216990667 | Central HP <5.4 tons | BRYANT HEATING AND COOLING SYSTEMS | HRCU-A-CB (Split System: Heat Pump with Remote Outdoor Unit-Air-Source) | 293VAN048**AA* | ADP |  | C60A***L19*+TXV | 88*TB60110C21*** | 45000 | 21 | 9.5 | 46000 | 35800 | 77.83% | 2 | 0 | 11 |  |  |  |  | R-454B | 3.75 | Residential & Commercial | USHP | Ducted CEE Tier 1
216990749 | Central HP <5.4 tons | BRYANT HEATING AND COOLING SYSTEMS | HRCU-A-CB (Split System: Heat Pump with Remote Outdoor Unit-Air-Source) | 290VAN024**AA* | ADP |  | A36VCA*+TXV | 88*TB36045C17*** | 23000 | 16 | 9 | 22200 | 16300 | 73.42% | 1.98 | 0 | 10 |  |  |  |  | R-454B | 1.9167 | Residential & Commercial | USHP | Ducted CEE Tier 1
206771027 | Central HP <5.4 tons | TEMPSTAR | HRCU-A-CB (Split System: Heat Pump with Remote Outdoor Unit-Air-Source) | TVH837GKA2* |  |  | EA*4X36L17A*+WALLCON | *80CTL0701412A* | 31400 | 17.5 | 8.1 | 33400 | 24400 | 73.05% | 1.84 | 11.5 | 11 |  |  |  |  | R-410A | 2.6167 | Residential & Commercial | USHP | Ducted CEE Tier 1
206771360 | Central HP <5.4 tons | TEMPSTAR | HRCU-A-CB (Split System: Heat Pump with Remote Outdoor Unit-Air-Source) | TVH837GKA2* |  |  | EA*4X37L21A*+WALLCON | *80CTL0901716A* | 33000 | 18 | 8.5 | 32800 | 25000 | 76.22% | 2 | 12 | 11.7 |  |  |  |  | R-410A | 2.75 | Residential & Commercial | USHP | Ducted CEE Tier 1
206771495 | Central HP <5.4 tons | TEMPSTAR | HRCU-A-CB (Split System: Heat Pump with Remote Outdoor Unit-Air-Source) | TVH837GKA2* |  |  | EA*4X42L21A*+WALLCON | *80CTL0901716A* | 31800 | 17.5 | 8.5 | 33000 | 24400 | 73.94% | 1.9 | 12 | 11.7 |  |  |  |  | R-410A | 2.65 | Residential & Commercial | USHP | Ducted CEE Tier 1
206771576 | Central HP <5.4 tons | TEMPSTAR | HRCU-A-CB (Split System: Heat Pump with Remote Outdoor Unit-Air-Source) | TVH837GKA2* |  |  | EA*4X42L24A*+WALLCON | *97CMN1202422A* | 31800 | 17 | 8.1 | 33200 | 24400 | 73.49% | 1.88 | 11.5 | 11 |  |  |  |  | R-410A | 2.65 | Residential & Commercial | USHP | Ducted CEE Tier 1
213881426 | Central HP <5.4 tons | CARRIER | HRCU-A-CB (Split System: Heat Pump with Remote Outdoor Unit-Air-Source) | 38MURAQ36AB3* | ADP |  | PL36H210P749 | 58TP*B070V17**16 | 34600 | 16 | 8.5 | 36200 | 34400 | 95.03% | 2.02 | 0 | 9.5 |  |  |  |  | R-410A | 2.8833 | Residential & Commercial | USHP
206771729 | Central HP <5.4 tons | TEMPSTAR | HRCU-A-CB (Split System: Heat Pump with Remote Outdoor Unit-Air-Source) | TVH837GKA2* |  |  | EA*4X43L21A*+WALLCON | *80CTL0901716A* | 33000 | 18 | 8.5 | 32800 | 25000 | 76.22% | 2 | 12 | 11.7 |  |  |  |  | R-410A | 2.75 | Residential & Commercial | USHP | Ducted CEE Tier 1
206772080 | Central HP <5.4 tons | TEMPSTAR | HRCU-A-CB (Split System: Heat Pump with Remote Outdoor Unit-Air-Source) | TVH837GKA2* |  |  | END4X42L17**+WALLCON | *80CTL0901716A* | 32200 | 17.5 | 8.1 | 33000 | 24600 | 74.55% | 1.92 | 11 | 11.7 |  |  |  |  | R-410A | 2.6833 | Residential & Commercial | USHP | Ducted CEE Tier 1
213881428 | Central HP <5.4 tons | CARRIER | HRCU-A-CB (Split System: Heat Pump with Remote Outdoor Unit-Air-Source) | 38MURAQ36AB3* | ADP |  | V,C36H175P139 | 58TP*B070V17**16 | 34800 | 16 | 8.1 | 36800 | 34600 | 94.02% | 1.86 | 0 | 9.5 |  |  |  |  | R-410A | 2.9 | Residential & Commercial | USHP
205751024 | Central HP <5.4 tons | TEMPSTAR | HRCU-A-CB (Split System: Heat Pump with Remote Outdoor Unit-Air-Source) | TVH837GKA** |  |  | EA*4X37L21A*+WALLCON | *80CTL0902120A* | 32800 | 17.5 | 8.5 | 33000 | 25200 | 76.36% | 1.98 | 12 | 11.7 |  |  |  |  | R-410A | 2.7333 | Residential & Commercial | USHP | Ducted CEE Tier 1
205751128 | Central HP <5.4 tons | TEMPSTAR | HRCU-A-CB (Split System: Heat Pump with Remote Outdoor Unit-Air-Source) | TVH837GKA** |  |  | EA*4X43L21A*+WALLCON | *80CTL0701716A* | 32800 | 17.5 | 8.5 | 33000 | 25200 | 76.36% | 1.98 | 11 | 11.7 |  |  |  |  | R-410A | 2.7333 | Residential & Commercial | USHP | Ducted CEE Tier 1
216801760 | Central HP <5.4 tons | YORK | HRCU-A-CB (Split System: Heat Pump with Remote Outdoor Unit-Air-Source) | HH836E2S11 |  |  | CTU48C5XFS1+TXV | Y82E100C16LMPS1 | 33600 | 19 | 9 | 31200 | 23200 | 74.36% | 2 | 0 | 11.7 |  |  |  |  | R-454B | 2.8 | Residential & Commercial | USHP | Ducted CEE Tier 1
216772271 | Central HP <5.4 tons | RHEEM | HRCU-A-CB (Split System: Heat Pump with Remote Outdoor Unit-Air-Source) | RD17AZ36AJ3N | ADP |  | H,RE9J936 | R802V0504A17UHS | 32200 | 17 | 8.1 | 32600 | 29400 | 90.18% | 1.9 | 0 | 9.5 |  |  |  |  | R-410A | 2.6833 | Residential & Commercial | USHP
216682576 | Central HP <5.4 tons | BRYANT HEATING AND COOLING SYSTEMS | HRCU-A-CB (Split System: Heat Pump with Remote Outdoor Unit-Air-Source) | 38MURAQ36AB3* |  |  | CAP**4321AL* | 927TA66100V21*** | 36600 | 16.5 | 9 | 38500 | 34400 | 89.35% | 1.96 | 0 | 10 |  |  |  |  | R-410A | 3.05 | Residential & Commercial | USHP | Ducted CEE Tier 1
214302979 | Central HP <5.4 tons | RUUD | HRCU-A-CB (Split System: Heat Pump with Remote Outdoor Unit-Air-Source) | RD17AZ36AJ3N | ADP |  | H,RG82936 | R801V0504A17UHS | 33600 | 18 | 8.1 | 32600 | 29400 | 90.18% | 1.9 | 0 | 9.5 |  |  |  |  | R-410A | 2.8 | Residential & Commercial | USHP
211377429 | Central HP <5.4 tons | YORK | HRCU-A-CB (Split System: Heat Pump with Remote Outdoor Unit-Air-Source) | HMH72B341 |  |  | XAFC30CXXN1+TXV | TM9Y060B12MP11 | 32600 | 17.5 | 8.1 | 34000 | 23800 | 70% | 2 | 0 | 9.5 |  |  |  |  | R-410A | 2.7167 | Residential & Commercial | USHP
211377447 | Central HP <5.4 tons | YORK | HRCU-A-CB (Split System: Heat Pump with Remote Outdoor Unit-Air-Source) | HMH72B341 |  |  | XAHC30CXXN1+TXV | TM9V100C20MP12 | 32800 | 17 | 8.1 | 33000 | 23200 | 70.3% | 2.02 | 0 | 9 |  |  |  |  | R-410A | 2.7333 | Residential & Commercial | USHP
216992966 | Central HP <5.4 tons | BRYANT HEATING AND COOLING SYSTEMS | HRCU-A-CB (Split System: Heat Pump with Remote Outdoor Unit-Air-Source) | 37MUHAQ24AA3 | ADP |  | H,PG7J*36+TXV | 82*TB36045V14*** | 22000 | 16 | 8.5 | 19400 | 18700 | 96.39% | 1.96 | 0 | 10.5 |  |  |  |  | R-454B | 1.8333 | Residential & Commercial | USHP | Ducted CEE Tier 1
216992968 | Central HP <5.4 tons | BRYANT HEATING AND COOLING SYSTEMS | HRCU-A-CB (Split System: Heat Pump with Remote Outdoor Unit-Air-Source) | 37MUHAQ24AA3 | ADP |  | H,PG7J*36+TXV | 82*TB48070V17*** | 22000 | 16 | 8.5 | 19400 | 18800 | 96.91% | 1.96 | 0 | 10.5 |  |  |  |  | R-454B | 1.8333 | Residential & Commercial | USHP | Ducted CEE Tier 1
212974631 | Central HP <5.4 tons | COMFORTMAKER | HRCU-A-CB (Split System: Heat Pump with Remote Outdoor Unit-Air-Source) | DLCURAH18ABK |  |  | EA*4X24L14A* | *96VTN0401410B* | 17300 | 15.5 | 8.5 | 18400 | 19400 | 105.4% | 2.32 | 0 | 10.5 |  |  |  |  | R-410A | 1.4417 | Residential & Commercial | USHP | Ducted CEE Tier 1
211377479 | Central HP <5.4 tons | YORK | HRCU-A-CB (Split System: Heat Pump with Remote Outdoor Unit-Air-Source) | HMH72B341 |  |  | XAFC30CXXN1+TXV | YP9C100C20MP13 | 33400 | 17.5 | 8.1 | 33600 | 23600 | 70.24% | 2.06 | 0 | 9.5 |  |  |  |  | R-410A | 2.7833 | Residential & Commercial | USHP
211377536 | Central HP <5.4 tons | YORK | HRCU-A-CB (Split System: Heat Pump with Remote Outdoor Unit-Air-Source) | HMH72B341 |  |  | XAHC36DXXN1+TXV | TM9V080C16MP12 | 33400 | 17 | 8.1 | 33200 | 23400 | 70.48% | 2.04 | 0 | 9.5 |  |  |  |  | R-410A | 2.7833 | Residential & Commercial | USHP
211377652 | Central HP <5.4 tons | YORK | HRCU-A-CB (Split System: Heat Pump with Remote Outdoor Unit-Air-Source) | HMH72B341 |  |  | XAFC30CXXN1+TXV | YP9C080B12MP13 | 32800 | 17 | 8.1 | 33600 | 23600 | 70.24% | 2.02 | 0 | 9.5 |  |  |  |  | R-410A | 2.7333 | Residential & Commercial | USHP
211377681 | Central HP <5.4 tons | YORK | HRCU-A-CB (Split System: Heat Pump with Remote Outdoor Unit-Air-Source) | HMH72B341 |  |  | XAFB30CXXN1+TXV | TM9V080B12MP12 | 32800 | 17 | 8.1 | 33600 | 23600 | 70.24% | 2.02 | 0 | 9.5 |  |  |  |  | R-410A | 2.7333 | Residential & Commercial | USHP
211377722 | Central HP <5.4 tons | YORK | HRCU-A-CB (Split System: Heat Pump with Remote Outdoor Unit-Air-Source) | HMH72B341 |  |  | XAHB36DXXN1+TXV | TM9V060B12MP12 | 32800 | 17 | 8.1 | 33000 | 23400 | 70.91% | 1.98 | 0 | 9.5 |  |  |  |  | R-410A | 2.7333 | Residential & Commercial | USHP
211377831 | Central HP <5.4 tons | YORK | HRCU-A-CB (Split System: Heat Pump with Remote Outdoor Unit-Air-Source) | HMH72B341 |  |  | XAFB30CXXN1+TXV | TM9V040A10MP12 | 32000 | 16.5 | 8.1 | 33400 | 23400 | 70.06% | 2 | 0 | 9.5 |  |  |  |  | R-410A | 2.6667 | Residential & Commercial | USHP
211377881 | Central HP <5.4 tons | YORK | HRCU-A-CB (Split System: Heat Pump with Remote Outdoor Unit-Air-Source) | HMH72B341 |  |  | XAHB30CXXN1+TXV | TM9E080B12MP12 | 32000 | 16.5 | 8.1 | 32800 | 23000 | 70.12% | 1.98 | 0 | 9.5 |  |  |  |  | R-410A | 2.6667 | Residential & Commercial | USHP
211377972 | Central HP <5.4 tons | YORK | HRCU-A-CB (Split System: Heat Pump with Remote Outdoor Unit-Air-Source) | HMH72B341 |  |  | XAFB30CXXN1+TXV | TM9E040A10MP12 | 32200 | 17 | 8.1 | 33400 | 23400 | 70.06% | 1.98 | 0 | 9.5 |  |  |  |  | R-410A | 2.6833 | Residential & Commercial | USHP
211378097 | Central HP <5.4 tons | YORK | HRCU-A-CB (Split System: Heat Pump with Remote Outdoor Unit-Air-Source) | HMH72B341 |  |  | XAHB30CXXN1+TXV | TM8Y060A12MP11 | 31800 | 17 | 8.1 | 32600 | 23000 | 70.55% | 1.98 | 0 | 9.5 |  |  |  |  | R-410A | 2.65 | Residential & Commercial | USHP
211378122 | Central HP <5.4 tons | YORK | HRCU-A-CB (Split System: Heat Pump with Remote Outdoor Unit-Air-Source) | HMH72B341 |  |  | XAHC36DXXN1+TXV | TPLC080C16MP13 | 34000 | 17 | 8.1 | 34000 | 24600 | 72.35% | 2.08 | 0 | 9.5 |  |  |  |  | R-410A | 2.8333 | Residential & Commercial | USHP
211378140 | Central HP <5.4 tons | YORK | HRCU-A-CB (Split System: Heat Pump with Remote Outdoor Unit-Air-Source) | HMH72B341 |  |  | XAHC36DBCN1 | TPLC080C16MP13 | 34000 | 17 | 8.1 | 34000 | 24600 | 72.35% | 2.08 | 0 | 9.5 |  |  |  |  | R-410A | 2.8333 | Residential & Commercial | USHP
211378263 | Central HP <5.4 tons | YORK | HRCU-A-CB (Split System: Heat Pump with Remote Outdoor Unit-Air-Source) | HMH72B341 |  |  | XAHB36DXXN1+TXV | TPLC080B12MP13 | 32800 | 16.5 | 8.1 | 33000 | 23400 | 70.91% | 1.98 | 0 | 9.5 |  |  |  |  | R-410A | 2.7333 | Residential & Commercial | USHP
211378290 | Central HP <5.4 tons | YORK | HRCU-A-CB (Split System: Heat Pump with Remote Outdoor Unit-Air-Source) | HMH72B341 |  |  | XAFC36DXXN1+TXV | TPLC080B12MP13 | 33800 | 17 | 8.1 | 34000 | 24200 | 71.18% | 2.04 | 0 | 9.5 |  |  |  |  | R-410A | 2.8167 | Residential & Commercial | USHP
211378338 | Central HP <5.4 tons | YORK | HRCU-A-CB (Split System: Heat Pump with Remote Outdoor Unit-Air-Source) | HMH72B341 |  |  | XAUB36DXXN1+TXV | YPLC080B12MP13 | 33600 | 17 | 8.1 | 33600 | 23600 | 70.24% | 2.02 | 0 | 9.5 |  |  |  |  | R-410A | 2.8 | Residential & Commercial | USHP
215439721 | Central HP <5.4 tons | GOODMAN | HRCU-A-CB (Split System: Heat Pump with Remote Outdoor Unit-Air-Source) | GZV6SA1810A* |  |  | CA*EA3022*3A* | G*VT960803BNA* | 17000 | 19 | 8.8 | 16800 | 13000 | 77.38% | 2.1 | 0 | 12 |  |  |  |  | R-32 | 1.4167 | Residential & Commercial | USHP | Ducted CEE Tier 1
215439728 | Central HP <5.4 tons | GOODMAN | HRCU-A-CB (Split System: Heat Pump with Remote Outdoor Unit-Air-Source) | GZV6SA1810A* |  |  | CA*EA2418*3A* | G*VT960403BNA* | 17000 | 19 | 8.8 | 16800 | 13000 | 77.38% | 2.1 | 0 | 12 |  |  |  |  | R-32 | 1.4167 | Residential & Commercial | USHP | Ducted CEE Tier 1
212972666 | Central HP <5.4 tons | COMFORTMAKER | HRCU-A-CB (Split System: Heat Pump with Remote Outdoor Unit-Air-Source) | DLCURAH18ABK |  |  | EA*4X19L17A* | *96VSN0401410B* | 17700 | 16 | 8.1 | 17800 | 17900 | 100.6% | 2.16 | 0 | 10.5 |  |  |  |  | R-410A | 1.475 | Residential & Commercial | USHP | Ducted CEE Tier 1
212396563 | Central HP <5.4 tons | American Standard | HRCU-A-CB (Split System: Heat Pump with Remote Outdoor Unit-Air-Source) | 4TXD2036A10NU** | ADP |  | F,PE*E32925 | 0 | 23000 | 16 | 8.85 | 22400 | 21200 | 94.64% | 1.8 | 0 | 11.5 |  |  |  |  | R-410A | 1.9167 | Residential & Commercial | USHP | Ducted CEE Tier 1
211378438 | Central HP <5.4 tons | YORK | HRCU-A-CB (Split System: Heat Pump with Remote Outdoor Unit-Air-Source) | HMH72B341 |  |  | XAFB30CXXN1+TXV | TPLC060A12MP13 | 32800 | 17.5 | 8.1 | 33400 | 23400 | 70.06% | 2.02 | 0 | 9.5 |  |  |  |  | R-410A | 2.7333 | Residential & Commercial | USHP
211378513 | Central HP <5.4 tons | YORK | HRCU-A-CB (Split System: Heat Pump with Remote Outdoor Unit-Air-Source) | HMH72B341 |  |  | XAFC36DXXN1+TXV | TMLE100C16MP11 | 34000 | 17.5 | 8.1 | 33600 | 23800 | 70.83% | 2.08 | 0 | 10 |  |  |  |  | R-410A | 2.8333 | Residential & Commercial | USHP | Ducted CEE Tier 1
211378558 | Central HP <5.4 tons | YORK | HRCU-A-CB (Split System: Heat Pump with Remote Outdoor Unit-Air-Source) | HMH72B341 |  |  | XAHB30CXXN1+TXV | TM8E100B12MP11 | 32000 | 17 | 8.1 | 32800 | 23000 | 70.12% | 1.98 | 0 | 9.5 |  |  |  |  | R-410A | 2.6667 | Residential & Commercial | USHP
211378633 | Central HP <5.4 tons | YORK | HRCU-A-CB (Split System: Heat Pump with Remote Outdoor Unit-Air-Source) | HMH72B341 |  |  | XAFC36DBCN1 | TM8E080C16MP11 | 34000 | 17 | 8.5 | 33600 | 23600 | 70.24% | 2.08 | 0 | 10 |  |  |  |  | R-410A | 2.8333 | Residential & Commercial | USHP | Ducted CEE Tier 1
211378638 | Central HP <5.4 tons | YORK | HRCU-A-CB (Split System: Heat Pump with Remote Outdoor Unit-Air-Source) | HMH72B341 |  |  | XAFC30CXXN1+TXV | TM8E080C16MP11 | 33000 | 18 | 8.5 | 33000 | 23200 | 70.3% | 2.04 | 0 | 10 |  |  |  |  | R-410A | 2.75 | Residential & Commercial | USHP | Ducted CEE Tier 1
211378647 | Central HP <5.4 tons | YORK | HRCU-A-CB (Split System: Heat Pump with Remote Outdoor Unit-Air-Source) | HMH72B341 |  |  | XAHC36DXXN1+TXV | TMLE080B12MP11 | 33400 | 17.5 | 8.1 | 33200 | 23400 | 70.48% | 2.02 | 0 | 9.5 |  |  |  |  | R-410A | 2.7833 | Residential & Commercial | USHP
211379844 | Central HP <5.4 tons | YORK | HRCU-A-CB (Split System: Heat Pump with Remote Outdoor Unit-Air-Source) | HMH72B341 |  |  | XAHC48FBCN1 | TM8V080B12MP12 | 32400 | 16 | 8.1 | 32000 | 23600 | 73.75% | 1.98 | 0 | 8.5 |  |  |  |  | R-410A | 2.7 | Residential & Commercial | USHP
211379853 | Central HP <5.4 tons | YORK | HRCU-A-CB (Split System: Heat Pump with Remote Outdoor Unit-Air-Source) | HMH72B341 |  |  | XAFC48FXXN1+TXV | TM8V080B12MP12 | 33000 | 16 | 8.1 | 32600 | 24000 | 73.62% | 2.02 | 0 | 9 |  |  |  |  | R-410A | 2.75 | Residential & Commercial | USHP
211380137 | Central HP <5.4 tons | YORK | HRCU-A-CB (Split System: Heat Pump with Remote Outdoor Unit-Air-Source) | HMH72B341 |  |  | XAFC48FBCN1 | TL9E080C16UH11 | 34000 | 16.5 | 8.5 | 32800 | 24200 | 73.78% | 2.08 | 0 | 9 |  |  |  |  | R-410A | 2.8333 | Residential & Commercial | USHP
211378138 | Central HP <5.4 tons | YORK | HRCU-A-CB (Split System: Heat Pump with Remote Outdoor Unit-Air-Source) | HMH72B341 |  |  | XAHC36DBCN1 | TMLV100C16MP12 | 34000 | 17 | 8.1 | 34000 | 24600 | 72.35% | 2.08 | 0 | 9.5 |  |  |  |  | R-410A | 2.8333 | Residential & Commercial | USHP
210474020 | Central HP <5.4 tons | COMFORTMAKER | HRCU-A-CB (Split System: Heat Pump with Remote Outdoor Unit-Air-Source) | CVH825GKA3* |  |  | EN(A,D,W)4X48L21**+WALLCON | *97CMN1002122A* | 24200 | 17 | 8.1 | 21400 | 16600 | 77.57% | 2.02 | 0 | 11.5 |  |  |  |  | R-410A | 2.0167 | Residential & Commercial | USHP | Ducted CEE Tier 1
210474152 | Central HP <5.4 tons | COMFORTMAKER | HRCU-A-CB (Split System: Heat Pump with Remote Outdoor Unit-Air-Source) | CVH825GKA3* |  |  | EN(A,D)4X48L24**+WALLCON | *97CMN0602120A* | 24000 | 16.5 | 8.1 | 21400 | 16700 | 78.04% | 2 | 0 | 11 |  |  |  |  | R-410A | 2 | Residential & Commercial | USHP | Ducted CEE Tier 1
214239036 | Central HP <5.4 tons | AIRQUEST | HRCU-A-CB (Split System: Heat Pump with Remote Outdoor Unit-Air-Source) | HVH837GKA2* |  |  | END4X42L17**+WALLCON | *96CTN0801714B* | 32000 | 16.5 | 8.1 | 33000 | 24800 | 75.15% | 1.9 | 0 | 11 |  |  |  |  | R-410A | 2.6667 | Residential & Commercial | USHP | Ducted CEE Tier 1
206133961 | Central HP <5.4 tons | TEMPSTAR | HRCU-A-CB (Split System: Heat Pump with Remote Outdoor Unit-Air-Source) | TVH825GKA2* |  |  | EHD4X30AAL+WALLCON | *95CSU0802120A* | 23800 | 16 | 8.1 | 21800 | 16700 | 76.61% | 1.98 | 11 | 10.5 |  |  |  |  | R-410A | 1.9833 | Residential & Commercial | USHP | Ducted CEE Tier 1
212406532 | Central HP <5.4 tons | American Standard | HRCU-A-C (Split System: Heat Pump with Remote Outdoor Unit with No Indoor Fan --Air Source) | 4TXD2060A10NU** | ADP |  | H,TE88948+TD | 0 | 47000 | 15.2 | 8.5 | 46000 | 33200 | 72.17% | 1.8 | 0 | 10 |  |  |  |  | R-410A | 3.9167 | Residential & Commercial | USHP | Ducted CEE Tier 1
215439719 | Central HP <5.4 tons | GOODMAN | HRCU-A-CB (Split System: Heat Pump with Remote Outdoor Unit-Air-Source) | GZV6SA1810A* |  |  | CA*EA2418*3A* | G*VT960804CNA* | 17000 | 19 | 8.8 | 16800 | 13000 | 77.38% | 2.1 | 0 | 12 |  |  |  |  | R-32 | 1.4167 | Residential & Commercial | USHP | Ducted CEE Tier 1
215439726 | Central HP <5.4 tons | GOODMAN | HRCU-A-CB (Split System: Heat Pump with Remote Outdoor Unit-Air-Source) | GZV6SA1810A* |  |  | CHPEA2422*3A* | G*VT960403BNA* | 17000 | 19 | 8.8 | 16800 | 13000 | 77.38% | 2.1 | 0 | 12 |  |  |  |  | R-32 | 1.4167 | Residential & Commercial | USHP | Ducted CEE Tier 1
215439746 | Central HP <5.4 tons | GOODMAN | HRCU-A-CB (Split System: Heat Pump with Remote Outdoor Unit-Air-Source) | GZV6SA1810A* |  |  | CA*EA2418*3A* | G*VS960603BUA* | 17000 | 19 | 8.8 | 16800 | 13000 | 77.38% | 2.1 | 0 | 12 |  |  |  |  | R-32 | 1.4167 | Residential & Commercial | USHP | Ducted CEE Tier 1
212978275 | Central HP <5.4 tons | COMFORTMAKER | HRCU-A-CB (Split System: Heat Pump with Remote Outdoor Unit-Air-Source) | DLCURAH18ABK |  |  | EA*4X30L14A* | *80MS(N,L)0701412A* | 17700 | 16.5 | 8.5 | 18200 | 18700 | 102.7% | 2.24 | 0 | 10.5 |  |  |  |  | R-410A | 1.475 | Residential & Commercial | USHP | Ducted CEE Tier 1
214239086 | Central HP <5.4 tons | AIRQUEST | HRCU-A-CB (Split System: Heat Pump with Remote Outdoor Unit-Air-Source) | HVH837GKA2* |  |  | EN(A,D,W)4X42L21**+WALLCON | *80CTL1102120B* | 31800 | 17 | 8.1 | 33000 | 24400 | 73.94% | 1.88 | 0 | 11 |  |  |  |  | R-410A | 2.65 | Residential & Commercial | USHP | Ducted CEE Tier 1
216487599 | Central HP <5.4 tons | BRYANT HEATING AND COOLING SYSTEMS | HRCU-A-CB (Split System: Heat Pump with Remote Outdoor Unit-Air-Source) | 293VAN036**AA* | ADP |  | CE(P,V)3617G34*+TXV | 88*TB60090C21*** | 32800 | 20 | 9.5 | 33000 | 26000 | 78.79% | 2.04 | 0 | 11.5 |  |  |  |  | R-454B | 2.7333 | Residential & Commercial | USHP | Ducted CEE Tier 1
210636942 | Central HP <5.4 tons | AMERICAN STANDARD | HRCU-A-CB (Split System: Heat Pump with Remote Outdoor Unit-Air-Source) | 4A6V8X60A1 |  |  | TEM8A0C48V41+TDR | 0 | 54000 | 18 | 8.5 | 51000 | 37000 | 72.55% | 1.84 | 0 | 12 |  |  |  |  | R-410A | 4.5 | Residential & Commercial | USHP | Ducted CEE Tier 1
214771857 | Central HP <5.4 tons | ECOER | HRCU-A-CB (Split System: Heat Pump with Remote Outdoor Unit-Air-Source) | EODA18H-4860B | ADP |  | HG49960+AEFE5* | 0 | 43000 | 17 | 8.95 | 45000 | 34000 | 75.56% | 2.1 | 0 | 11 |  |  |  |  | R-410A | 3.5833 | Residential & Commercial | USHP | Ducted CEE Tier 1
215932735 | Central HP <5.4 tons | BRYANT HEATING AND COOLING SYSTEMS | HRCU-A-CB (Split System: Heat Pump with Remote Outdoor Unit-Air-Source) | 293VAN036**AA* |  |  | CAA**6121AM*+UI | 88*TB60110C21*** | 34400 | 20.5 | 9.5 | 34200 | 26000 | 76.02% | 2.06 | 0 | 12 |  |  |  |  | R-454B | 2.8667 | Residential & Commercial | USHP | Ducted CEE Tier 1
210474377 | Central HP <5.4 tons | COMFORTMAKER | HRCU-A-CB (Split System: Heat Pump with Remote Outdoor Unit-Air-Source) | CVH825GKA3* |  |  | EHD4X42AAL+WALLCON | *97CMN1002122A* | 24200 | 16 | 8.1 | 21400 | 16600 | 77.57% | 2 | 0 | 10.5 |  |  |  |  | R-410A | 2.0167 | Residential & Commercial | USHP | Ducted CEE Tier 1
210473309 | Central HP <5.4 tons | COMFORTMAKER | HRCU-A-CB (Split System: Heat Pump with Remote Outdoor Unit-Air-Source) | CVH825GKA3* |  |  | EA*4X48L21A*+WALLCON | *80CSU0601716A* | 24000 | 17 | 8.1 | 21000 | 16600 | 79.05% | 2.02 | 0 | 11 |  |  |  |  | R-410A | 2 | Residential & Commercial | USHP | Ducted CEE Tier 1
206771144 | Central HP <5.4 tons | TEMPSTAR | HRCU-A-CB (Split System: Heat Pump with Remote Outdoor Unit-Air-Source) | TVH837GKA2* |  |  | EA*4X36L21A*+WALLCON | *96CTN1002122A* | 31600 | 17 | 8.1 | 33200 | 24200 | 72.89% | 1.86 | 11 | 11 |  |  |  |  | R-410A | 2.6333 | Residential & Commercial | USHP | Ducted CEE Tier 1
215439731 | Central HP <5.4 tons | GOODMAN | HRCU-A-CB (Split System: Heat Pump with Remote Outdoor Unit-Air-Source) | GZV6SA1810A* |  |  | CA*EA3022*3A* | G*VT800804C*A* | 17000 | 19 | 8.8 | 16800 | 13000 | 77.38% | 2.1 | 0 | 12 |  |  |  |  | R-32 | 1.4167 | Residential & Commercial | USHP | Ducted CEE Tier 1
212394538 | Central HP <5.4 tons | COLEMAN | HRCU-A-CB (Split System: Heat Pump with Remote Outdoor Unit-Air-Source) | HMH72B341 | ADP |  | H,YE35936 | TM9Y080C16MP11 | 34000 | 18 | 8.5 | 32400 | 24000 | 74.07% | 2.08 | 0 | 9.5 |  |  |  |  | R-410A | 2.8333 | Residential & Commercial | USHP
212498603 | Central HP <5.4 tons | BRYANT HEATING AND COOLING SYSTEMS | HRCU-A-CB (Split System: Heat Pump with Remote Outdoor Unit-Air-Source) | 38MURAQ24AB3* | ADP |  | CE3005A+TXV | 0 | 23600 | 17 | 9 | 25600 | 25200 | 98.44% | 2.14 | 0 | 10 |  |  |  |  | R-410A | 1.9667 | Residential & Commercial | USHP | Ducted CEE Tier 1
206133765 | Central HP <5.4 tons | TEMPSTAR | HRCU-A-CB (Split System: Heat Pump with Remote Outdoor Unit-Air-Source) | TVH825GKA2* |  |  | EA*4X36L17A*+WALLCON | *95CSU0601716A* | 23400 | 16.5 | 8.1 | 21600 | 16800 | 77.78% | 1.92 | 11 | 10.5 |  |  |  |  | R-410A | 1.95 | Residential & Commercial | USHP | Ducted CEE Tier 1
216992993 | Central HP <5.4 tons | BRYANT HEATING AND COOLING SYSTEMS | HRCU-A-CB (Split System: Heat Pump with Remote Outdoor Unit-Air-Source) | 37MUHAQ24AA3 | ADP |  | H,PG7J*36+TXV | 927TA60080V21*** | 22400 | 15.2 | 8.1 | 19400 | 18500 | 95.36% | 1.85 | 0 | 10.5 |  |  |  |  | R-454B | 1.8667 | Residential & Commercial | USHP | Ducted CEE Tier 1
212978251 | Central HP <5.4 tons | COMFORTMAKER | HRCU-A-CB (Split System: Heat Pump with Remote Outdoor Unit-Air-Source) | DLCURAH18ABK |  |  | EA*4X24L17A* | *80MS(N,L)0701412A* | 17600 | 16.5 | 8.5 | 18500 | 19400 | 104.9% | 2.34 | 0 | 10.5 |  |  |  |  | R-410A | 1.4667 | Residential & Commercial | USHP | Ducted CEE Tier 1
212978288 | Central HP <5.4 tons | COMFORTMAKER | HRCU-A-CB (Split System: Heat Pump with Remote Outdoor Unit-Air-Source) | DLCURAH18ABK |  |  | EA*4X30L17A* | *80MS(N,L)0701412A* | 17400 | 16.5 | 8.5 | 17900 | 18700 | 104.5% | 2.24 | 0 | 10.5 |  |  |  |  | R-410A | 1.45 | Residential & Commercial | USHP | Ducted CEE Tier 1
213372133 | Central HP <5.4 tons | DAY & NIGHT | HRCU-A-C (Split System: Heat Pump with Remote Outdoor Unit with No Indoor Fan --Air Source) | DLCURAH24ABK |  |  | DLFULAH24XAX + CI | 0 | 24000 | 16.1 | 9.8 | 25000 | 20000 | 80% | 2 | 0 | 10.7 |  |  |  |  | R-410A | 2 | Residential & Commercial | USHP | Ducted CEE Tier 1
213372134 | Central HP <5.4 tons | DAY & NIGHT | HRCU-A-C (Split System: Heat Pump with Remote Outdoor Unit with No Indoor Fan --Air Source) | DLCURAH24ABK |  |  | DLFULAH24XBX + CI | 0 | 24000 | 16.5 | 9.5 | 25000 | 20000 | 80% | 1.95 | 11 | 10.7 |  |  |  |  | R-410A | 2 | Residential & Commercial | USHP | Ducted CEE Tier 1
211379049 | Central HP <5.4 tons | YORK | HRCU-A-CB (Split System: Heat Pump with Remote Outdoor Unit-Air-Source) | HMH72B341 |  |  | XAHC48FXXN1+TXV | TM9Y060B12MP11 | 32400 | 16.5 | 8.1 | 32200 | 23600 | 73.29% | 1.98 | 0 | 9 |  |  |  |  | R-410A | 2.7 | Residential & Commercial | USHP
211379083 | Central HP <5.4 tons | YORK | HRCU-A-CB (Split System: Heat Pump with Remote Outdoor Unit-Air-Source) | HMH72B341 |  |  | XAFD48FXXN1+TXV | TP9C120D20MP13 | 34000 | 17 | 8.5 | 32400 | 23800 | 73.46% | 2.1 | 0 | 9.5 |  |  |  |  | R-410A | 2.8333 | Residential & Commercial | USHP
211377670 | Central HP <5.4 tons | YORK | HRCU-A-CB (Split System: Heat Pump with Remote Outdoor Unit-Air-Source) | HMH72B341 |  |  | XAFB36DBCN1 | TP9C080B12MP13 | 33600 | 17.5 | 8.5 | 33400 | 23400 | 70.06% | 2.04 | 0 | 10 |  |  |  |  | R-410A | 2.8 | Residential & Commercial | USHP | Ducted CEE Tier 1
211377704 | Central HP <5.4 tons | YORK | HRCU-A-CB (Split System: Heat Pump with Remote Outdoor Unit-Air-Source) | HMH72B341 |  |  | XAHC36DBCN1 | TM9V060B12MP12 | 33200 | 17 | 8.1 | 33400 | 23800 | 71.26% | 2 | 0 | 9.5 |  |  |  |  | R-410A | 2.7667 | Residential & Commercial | USHP
211378867 | Central HP <5.4 tons | YORK | HRCU-A-CB (Split System: Heat Pump with Remote Outdoor Unit-Air-Source) | HMH72B341 |  |  | XAFB36DXXN1+TXV | TL9E060B12UH11 | 33400 | 17.5 | 8.1 | 33000 | 23200 | 70.3% | 2.02 | 0 | 10 |  |  |  |  | R-410A | 2.7833 | Residential & Commercial | USHP | Ducted CEE Tier 1
211378881 | Central HP <5.4 tons | YORK | HRCU-A-CB (Split System: Heat Pump with Remote Outdoor Unit-Air-Source) | HMH72B341 |  |  | XAHC36DBCN1 | TL8E100C20UH11 | 34000 | 17 | 8.1 | 34000 | 24400 | 71.76% | 2.1 | 0 | 9.5 |  |  |  |  | R-410A | 2.8333 | Residential & Commercial | USHP
211379267 | Central HP <5.4 tons | YORK | HRCU-A-CB (Split System: Heat Pump with Remote Outdoor Unit-Air-Source) | HMH72B341 |  |  | XAHC48FXXN1+TXV | TM9V080C16MP12 | 32800 | 16.5 | 8.5 | 31800 | 23200 | 72.96% | 2.02 | 0 | 9 |  |  |  |  | R-410A | 2.7333 | Residential & Commercial | USHP
215439757 | Central HP <5.4 tons | GOODMAN | HRCU-A-CB (Split System: Heat Pump with Remote Outdoor Unit-Air-Source) | GZV6SA1810A* |  |  | CHPEA2422*3A* | G*VM970603BNA* | 17000 | 19 | 8.8 | 16800 | 13000 | 77.38% | 2.1 | 0 | 12 |  |  |  |  | R-32 | 1.4167 | Residential & Commercial | USHP | Ducted CEE Tier 1
207028595 | Central HP <5.4 tons | PIONEER | HRCU-A-CB (Split System: Heat Pump with Remote Outdoor Unit-Air-Source) | YH3036GHFD18R2 |  |  | DR036GHFD18HT2 | 0 | 34000 | 18 | 9.5 | 35000 | 26000 | 74.29% | 2.05 | 9.55 | 10.1 |  |  |  |  | R-410A | 2.8333 | Residential & Commercial | USHP | Ducted CEE Tier 1
211378251 | Central HP <5.4 tons | YORK | HRCU-A-CB (Split System: Heat Pump with Remote Outdoor Unit-Air-Source) | HMH72B341 |  |  | XAHC30CXXN1+TXV | TM8V080B12MP12 | 31800 | 16.5 | 8.1 | 33000 | 23200 | 70.3% | 1.96 | 0 | 9 |  |  |  |  | R-410A | 2.65 | Residential & Commercial | USHP
211378435 | Central HP <5.4 tons | YORK | HRCU-A-CB (Split System: Heat Pump with Remote Outdoor Unit-Air-Source) | HMH72B341 |  |  | XAFB30CXXN1+TXV | TMLV060A12MP12 | 32800 | 17.5 | 8.1 | 33400 | 23400 | 70.06% | 2.02 | 0 | 9.5 |  |  |  |  | R-410A | 2.7333 | Residential & Commercial | USHP
211378453 | Central HP <5.4 tons | YORK | HRCU-A-CB (Split System: Heat Pump with Remote Outdoor Unit-Air-Source) | HMH72B341 |  |  | XAUB30CXXN1+TXV | YPLC060A12MP13 | 32800 | 17.5 | 8.1 | 33400 | 23400 | 70.06% | 2.02 | 0 | 9.5 |  |  |  |  | R-410A | 2.7333 | Residential & Commercial | USHP
211378486 | Central HP <5.4 tons | YORK | HRCU-A-CB (Split System: Heat Pump with Remote Outdoor Unit-Air-Source) | HMH72B341 |  |  | XAFC30CXXN1+TXV | TM8E120C16MP11 | 33200 | 18 | 8.5 | 33000 | 23200 | 70.3% | 2.06 | 0 | 10 |  |  |  |  | R-410A | 2.7667 | Residential & Commercial | USHP | Ducted CEE Tier 1
212552604 | Central HP <5.4 tons | DAY & NIGHT | HRCU-A-CB (Split System: Heat Pump with Remote Outdoor Unit-Air-Source) | CVH848GKA** | ADP |  | FG49960 | *80CSU0802120A* | 45500 | 18 | 8.5 | 44000 | 34400 | 78.18% | 2 | 0 | 10.5 |  |  |  |  | R-410A | 3.7917 | Residential & Commercial | USHP | Ducted CEE Tier 1
212552605 | Central HP <5.4 tons | DAY & NIGHT | HRCU-A-CB (Split System: Heat Pump with Remote Outdoor Unit-Air-Source) | CVH848GKA** | ADP |  | FG84948 | *80CSU0802120A* | 45500 | 18 | 8.5 | 44000 | 34400 | 78.18% | 2 | 0 | 10.5 |  |  |  |  | R-410A | 3.7917 | Residential & Commercial | USHP | Ducted CEE Tier 1
216487482 | Central HP <5.4 tons | BRYANT HEATING AND COOLING SYSTEMS | HRCU-A-CB (Split System: Heat Pump with Remote Outdoor Unit-Air-Source) | 290VAN048**AA* | ADP |  | CE(P,V)4817G1K*+TXV | 88*TB60070C21*** | 44000 | 17 | 9 | 46500 | 33800 | 72.69% | 2.06 | 0 | 9.5 |  |  |  |  | R-454B | 3.6667 | Residential & Commercial | USHP
212552598 | Central HP <5.4 tons | DAY & NIGHT | HRCU-A-CB (Split System: Heat Pump with Remote Outdoor Unit-Air-Source) | CVH848GKA** | ADP |  | PL60H210P299 | *80CSU0802120A* | 45000 | 18 | 8.5 | 44000 | 34400 | 78.18% | 2 | 0 | 10 |  |  |  |  | R-410A | 3.75 | Residential & Commercial | USHP | Ducted CEE Tier 1
212552607 | Central HP <5.4 tons | DAY & NIGHT | HRCU-A-CB (Split System: Heat Pump with Remote Outdoor Unit-Air-Source) | CVH848GKA** | ADP |  | FG86960 | *80CSU0802120A* | 45500 | 18 | 8.5 | 44000 | 34400 | 78.18% | 2 | 0 | 10.5 |  |  |  |  | R-410A | 3.7917 | Residential & Commercial | USHP | Ducted CEE Tier 1
212969540 | Central HP <5.4 tons | COMFORTMAKER | HRCU-A-CB (Split System: Heat Pump with Remote Outdoor Unit-Air-Source) | DLCURAH18ABK |  |  | EA*4X25L17A* | *80VSL0451412B* | 18300 | 16.5 | 8.5 | 18100 | 17600 | 97.24% | 2.14 | 0 | 11 |  |  |  |  | R-410A | 1.525 | Residential & Commercial | USHP | Ducted CEE Tier 1
212969560 | Central HP <5.4 tons | COMFORTMAKER | HRCU-A-CB (Split System: Heat Pump with Remote Outdoor Unit-Air-Source) | DLCURAH18ABK |  |  | EN(A,D)4X18L14** | *80VSL0451412B* | 17400 | 16 | 8.5 | 18600 | 19700 | 105.9% | 2.38 | 0 | 10.5 |  |  |  |  | R-410A | 1.45 | Residential & Commercial | USHP | Ducted CEE Tier 1
212552657 | Central HP <5.4 tons | DAY & NIGHT | HRCU-A-CB (Split System: Heat Pump with Remote Outdoor Unit-Air-Source) | CVH848GKA** | ADP |  | PL48H210P299 | *96CTN1002122A* | 46000 | 17 | 8.5 | 44000 | 35200 | 80% | 2 | 0 | 10 |  |  |  |  | R-410A | 3.8333 | Residential & Commercial | USHP | Ducted CEE Tier 1
212552675 | Central HP <5.4 tons | DAY & NIGHT | HRCU-A-CB (Split System: Heat Pump with Remote Outdoor Unit-Air-Source) | CVH848GKA** | ADP |  | FG35948 | *97CMN1002122A* | 45000 | 17 | 8.5 | 45000 | 34800 | 77.33% | 2 | 0 | 10 |  |  |  |  | R-410A | 3.75 | Residential & Commercial | USHP | Ducted CEE Tier 1
213147346 | Central HP <5.4 tons | BRYANT HEATING AND COOLING SYSTEMS | HRCU-A-CB (Split System: Heat Pump with Remote Outdoor Unit-Air-Source) | 38MURAQ24AB3* | ADP |  | C36A***L159+AEFE4B* | 0 | 24200 | 18 | 9 | 25000 | 22600 | 90.4% | 1.92 | 0 | 10.5 |  |  |  |  | R-410A | 2.0167 | Residential & Commercial | USHP | Ducted CEE Tier 1
212969510 | Central HP <5.4 tons | COMFORTMAKER | HRCU-A-CB (Split System: Heat Pump with Remote Outdoor Unit-Air-Source) | DLCURAH18ABK |  |  | EA*4X19L17A* | *80VSL0451412B* | 18200 | 16.5 | 8.5 | 18100 | 17700 | 97.79% | 2.14 | 0 | 11 |  |  |  |  | R-410A | 1.5167 | Residential & Commercial | USHP | Ducted CEE Tier 1
212969590 | Central HP <5.4 tons | COMFORTMAKER | HRCU-A-CB (Split System: Heat Pump with Remote Outdoor Unit-Air-Source) | DLCURAH18ABK |  |  | EN(A,D)4X30L14** | *80VSL0451412B* | 17400 | 16.5 | 8.1 | 17900 | 18600 | 103.9% | 2.24 | 0 | 11 |  |  |  |  | R-410A | 1.45 | Residential & Commercial | USHP | Ducted CEE Tier 1
212982149 | Central HP <5.4 tons | COMFORTMAKER | HRCU-A-CB (Split System: Heat Pump with Remote Outdoor Unit-Air-Source) | DLCURAH30ABK |  |  | EA*4X37L21A* | *80MSU0401712A* | 30400 | 15.2 | 8.1 | 33400 | 26200 | 78.44% | 1.86 | 0 | 9 |  |  |  |  | R-410A | 2.5333 | Residential & Commercial | USHP
214810393 | Central HP <5.4 tons | RHEEM | HRCU-A-CB (Split System: Heat Pump with Remote Outdoor Unit-Air-Source) | RD17AZ24AJ3N | ADP |  | H,RE7J924 | R921V0603A17M4S | 21600 | 17 | 8.1 | 21000 | 16600 | 79.05% | 2 | 0 | 9.5 |  |  |  |  | R-410A | 1.8 | Residential & Commercial | USHP
212978227 | Central HP <5.4 tons | COMFORTMAKER | HRCU-A-CB (Split System: Heat Pump with Remote Outdoor Unit-Air-Source) | DLCURAH18ABK |  |  | EA*4X19L17A* | *80MS(N,L)0701412A* | 18200 | 17 | 8.5 | 18100 | 17700 | 97.79% | 2.16 | 0 | 11 |  |  |  |  | R-410A | 1.5167 | Residential & Commercial | USHP | Ducted CEE Tier 1
212552645 | Central HP <5.4 tons | DAY & NIGHT | HRCU-A-CB (Split System: Heat Pump with Remote Outdoor Unit-Air-Source) | CVH848GKA** | ADP |  | FG86960 | *95CSU0802120A* | 46000 | 17 | 8.5 | 44000 | 34600 | 78.64% | 2 | 0 | 10 |  |  |  |  | R-410A | 3.8333 | Residential & Commercial | USHP | Ducted CEE Tier 1
214849338 | Central HP <5.4 tons | RHEEM | HRCU-A-CB (Split System: Heat Pump with Remote Outdoor Unit-Air-Source) | RD17AZ24AJ3N | ADP |  | H,RE32936 | R801V0754A17UHS | 21400 | 17 | 9.5 | 21000 | 16400 | 78.1% | 2.1 | 0 | 10.5 |  |  |  |  | R-410A | 1.7833 | Residential & Commercial | USHP | Ducted CEE Tier 1
216790841 | Central HP <5.4 tons | RHEEM | HRCU-A-CB (Split System: Heat Pump with Remote Outdoor Unit-Air-Source) | RD17AZ24AJ3N | ADP |  | H,RG8J936 | R802V0503A14UHS | 22000 | 16 | 9.5 | 21000 | 16500 | 78.57% | 2 | 0 | 11 |  |  |  |  | R-410A | 1.8333 | Residential & Commercial | USHP | Ducted CEE Tier 1
216790842 | Central HP <5.4 tons | RHEEM | HRCU-A-CB (Split System: Heat Pump with Remote Outdoor Unit-Air-Source) | RD17AZ24AJ3N | ADP |  | H,RG8J936 | R802V0504A17UHS | 22000 | 16 | 9.5 | 21000 | 16500 | 78.57% | 2 | 0 | 11 |  |  |  |  | R-410A | 1.8333 | Residential & Commercial | USHP | Ducted CEE Tier 1
211222757 | Central HP <5.4 tons | COMFORTMAKER | HRCU-A-CB (Split System: Heat Pump with Remote Outdoor Unit-Air-Source) | DLCURAH30ABK |  |  | FMA4X30**AL* | 0 | 31200 | 15.5 | 8.5 | 35400 | 26800 | 75.71% | 1.86 | 0 | 9 |  |  |  |  | R-410A | 2.6 | Residential & Commercial | USHP
212552601 | Central HP <5.4 tons | DAY & NIGHT | HRCU-A-CB (Split System: Heat Pump with Remote Outdoor Unit-Air-Source) | CVH848GKA** | ADP |  | FG36948 | *80CSU0802120A* | 45500 | 17 | 8.5 | 45000 | 34800 | 77.33% | 2 | 0 | 10 |  |  |  |  | R-410A | 3.7917 | Residential & Commercial | USHP | Ducted CEE Tier 1
212552602 | Central HP <5.4 tons | DAY & NIGHT | HRCU-A-CB (Split System: Heat Pump with Remote Outdoor Unit-Air-Source) | CVH848GKA** | ADP |  | FG36960 | *80CSU0802120A* | 45500 | 17 | 8.5 | 45000 | 34800 | 77.33% | 2 | 0 | 10 |  |  |  |  | R-410A | 3.7917 | Residential & Commercial | USHP | Ducted CEE Tier 1
212552619 | Central HP <5.4 tons | DAY & NIGHT | HRCU-A-CB (Split System: Heat Pump with Remote Outdoor Unit-Air-Source) | CVH848GKA** | ADP |  | PL48H210P299 | *80CTL1102120A* | 46000 | 17 | 8.5 | 44000 | 34600 | 78.64% | 2 | 0 | 10 |  |  |  |  | R-410A | 3.8333 | Residential & Commercial | USHP | Ducted CEE Tier 1
212552620 | Central HP <5.4 tons | DAY & NIGHT | HRCU-A-CB (Split System: Heat Pump with Remote Outdoor Unit-Air-Source) | CVH848GKA** | ADP |  | PL60H210P299 | *80CTL1102120A* | 46000 | 17 | 8.5 | 44000 | 34600 | 78.64% | 2 | 0 | 10 |  |  |  |  | R-410A | 3.8333 | Residential & Commercial | USHP | Ducted CEE Tier 1
212552621 | Central HP <5.4 tons | DAY & NIGHT | HRCU-A-CB (Split System: Heat Pump with Remote Outdoor Unit-Air-Source) | CVH848GKA** | ADP |  | V,G60H210P299 | *80CTL1102120A* | 46000 | 17 | 8.5 | 44000 | 34600 | 78.64% | 2 | 0 | 10 |  |  |  |  | R-410A | 3.8333 | Residential & Commercial | USHP | Ducted CEE Tier 1
212552652 | Central HP <5.4 tons | DAY & NIGHT | HRCU-A-CB (Split System: Heat Pump with Remote Outdoor Unit-Air-Source) | CVH848GKA** | ADP |  | FG48960 | *95CSU1002122A* | 46000 | 17 | 8.5 | 44000 | 34400 | 78.18% | 2 | 0 | 10 |  |  |  |  | R-410A | 3.8333 | Residential & Commercial | USHP | Ducted CEE Tier 1
212552668 | Central HP <5.4 tons | DAY & NIGHT | HRCU-A-CB (Split System: Heat Pump with Remote Outdoor Unit-Air-Source) | CVH848GKA** | ADP |  | V,G60H245P189 | *96CTN1202422A* | 45500 | 17 | 8.5 | 44500 | 34400 | 77.3% | 2 | 0 | 10.5 |  |  |  |  | R-410A | 3.7917 | Residential & Commercial | USHP | Ducted CEE Tier 1
214849347 | Central HP <5.4 tons | RHEEM | HRCU-A-CB (Split System: Heat Pump with Remote Outdoor Unit-Air-Source) | RD17AZ24AJ3N | ADP |  | H,RE31(1,2)30+TXV | R802V0503A14UHS | 21200 | 16 | 9.45 | 21000 | 16500 | 78.57% | 2 | 0 | 10.5 |  |  |  |  | R-410A | 1.7667 | Residential & Commercial | USHP | Ducted CEE Tier 1
214849362 | Central HP <5.4 tons | RHEEM | HRCU-A-CB (Split System: Heat Pump with Remote Outdoor Unit-Air-Source) | RD17AZ24AJ3N | ADP |  | H,RE32936 | R802V0754A17UHS | 21400 | 17 | 9.5 | 21000 | 16400 | 78.1% | 2.1 | 0 | 10.5 |  |  |  |  | R-410A | 1.7833 | Residential & Commercial | USHP | Ducted CEE Tier 1
214849363 | Central HP <5.4 tons | RHEEM | HRCU-A-CB (Split System: Heat Pump with Remote Outdoor Unit-Air-Source) | RD17AZ24AJ3N | ADP |  | H,RE7J(1,2)36+TXV | R802V0754A17UHS | 21600 | 17 | 9.5 | 21000 | 16400 | 78.1% | 2.1 | 0 | 10.5 |  |  |  |  | R-410A | 1.8 | Residential & Commercial | USHP | Ducted CEE Tier 1
212552635 | Central HP <5.4 tons | DAY & NIGHT | HRCU-A-CB (Split System: Heat Pump with Remote Outdoor Unit-Air-Source) | CVH848GKA** | ADP |  | PL48H210P299 | *95CSU0802120A* | 46000 | 17 | 8.5 | 44000 | 34600 | 78.64% | 2 | 0 | 10 |  |  |  |  | R-410A | 3.8333 | Residential & Commercial | USHP | Ducted CEE Tier 1
212552671 | Central HP <5.4 tons | DAY & NIGHT | HRCU-A-CB (Split System: Heat Pump with Remote Outdoor Unit-Air-Source) | CVH848GKA** | ADP |  | FG86960 | *96CTN1202422A* | 45500 | 17 | 8.5 | 44500 | 34400 | 77.3% | 2 | 0 | 10.5 |  |  |  |  | R-410A | 3.7917 | Residential & Commercial | USHP | Ducted CEE Tier 1
215935557 | Central HP <5.4 tons | AIRQUEST | HRCU-A-CB (Split System: Heat Pump with Remote Outdoor Unit-Air-Source) | H5H3V36*K*AAA* |  |  | EVD5X31M17A*+WALLCON | *96CTN0601714B* | 34800 | 21 | 8.5 | 38000 | 27800 | 73.16% | 2.06 | 0 | 11 |  |  |  |  | R-454B | 2.9 | Residential & Commercial | USHP | Ducted CEE Tier 1
215935907 | Central HP <5.4 tons | AIRQUEST | HRCU-A-CB (Split System: Heat Pump with Remote Outdoor Unit-Air-Source) | H5H3V36*K*AAA* |  |  | EVD5X38M17A*+WALLCON | *96CTN0801714B* | 35400 | 21.5 | 8.5 | 38500 | 29000 | 75.32% | 2.02 | 0 | 12 |  |  |  |  | R-454B | 2.95 | Residential & Commercial | USHP | Ducted CEE Tier 1
215935657 | Central HP <5.4 tons | AIRQUEST | HRCU-A-CB (Split System: Heat Pump with Remote Outdoor Unit-Air-Source) | H5H3V36*K*AAA* |  |  | EVD5X36M21A*+WALLCON | *80CTL0902120B* | 34400 | 21 | 8.5 | 38500 | 28000 | 72.73% | 2.04 | 0 | 12 |  |  |  |  | R-454B | 2.8667 | Residential & Commercial | USHP | Ducted CEE Tier 1
214628638 | Central HP <5.4 tons | CARRIER | HRCU-A-CB (Split System: Heat Pump with Remote Outdoor Unit-Air-Source) | 38MURAQ30AB3* | ADP |  | PL36H210P299 | 58S(B,C)*B090M17**14 | 30400 | 15.2 | 8.1 | 31400 | 26000 | 82.8% | 1.84 | 0 | 9 |  |  |  |  | R-410A | 2.5333 | Residential & Commercial | USHP
214628681 | Central HP <5.4 tons | CARRIER | HRCU-A-CB (Split System: Heat Pump with Remote Outdoor Unit-Air-Source) | 38MURAQ30AB3* | ADP |  | PL36H210P749 | 58S(B,C)*B090M21**20 | 30000 | 15.2 | 8.1 | 32800 | 27000 | 82.32% | 1.8 | 0 | 9 |  |  |  |  | R-410A | 2.5 | Residential & Commercial | USHP
214628722 | Central HP <5.4 tons | CARRIER | HRCU-A-CB (Split System: Heat Pump with Remote Outdoor Unit-Air-Source) | 38MURAQ30AB3* | ADP |  | PL36H175P149 | 58TP*B070V14**12 | 29000 | 15.2 | 8.1 | 32400 | 26800 | 82.72% | 1.82 | 0 | 8.5 |  |  |  |  | R-410A | 2.4167 | Residential & Commercial | USHP
212544244 | Central HP <5.4 tons | DAY & NIGHT | HRCU-A-CB (Split System: Heat Pump with Remote Outdoor Unit-Air-Source) | DLCURAH30ABK | ADP |  | PL36H210P179 | *96VTN0802120A* | 29600 | 15.2 | 8.1 | 32000 | 27000 | 84.38% | 1.78 | 0 | 9 |  |  |  |  | R-410A | 2.4667 | Residential & Commercial | USHP
214771632 | Central HP <5.4 tons | ECOER | HRCU-A-CB (Split System: Heat Pump with Remote Outdoor Unit-Air-Source) | EODA18H-2436B | ADP |  | HG7J924+AEFE3A* | 0 | 23200 | 20 | 8.95 | 22400 | 19200 | 85.71% | 2.06 | 0 | 12.5 |  |  |  |  | R-410A | 1.9333 | Residential & Commercial | USHP | Ducted CEE Tier 1
216892058 | Central HP <5.4 tons | SURE | HRCU-A-CB (Split System: Heat Pump with Remote Outdoor Unit-Air-Source) | RD18AY36AJVC |  |  | TCFY3624MTANM | S951V1155A24M4 | 32800 | 19 | 10 | 32800 | 27600 | 84.15% | 2.1 | 0 | 12 |  |  |  |  | R-454B | 2.7333 | Residential & Commercial | USHP | Ducted CEE Tier 1
212970460 | Central HP <5.4 tons | COMFORTMAKER | HRCU-A-CB (Split System: Heat Pump with Remote Outdoor Unit-Air-Source) | DLCURAH36ABK |  |  | END4X42L17** | *80VSL0701716B* | 35600 | 15.5 | 8.1 | 38000 | 35000 | 92.11% | 1.94 | 0 | 10 |  |  |  |  | R-410A | 2.9667 | Residential & Commercial | USHP | Ducted CEE Tier 1
212970660 | Central HP <5.4 tons | COMFORTMAKER | HRCU-A-CB (Split System: Heat Pump with Remote Outdoor Unit-Air-Source) | DLCURAH36ABK |  |  | EA*4X42L21A* | *80VSL0902120B* | 35200 | 16 | 8.1 | 39000 | 35000 | 89.74% | 1.88 | 0 | 9.5 |  |  |  |  | R-410A | 2.9333 | Residential & Commercial | USHP
215487661 | Central HP <5.4 tons | AMANA | HRCU-A-CB (Split System: Heat Pump with Remote Outdoor Unit-Air-Source) | AZV7SA2410A* |  |  | CA*EA3626*3A* | A*VM970804CNB* | 23200 | 19 | 8.6 | 23200 | 17000 | 73.28% | 2 | 0 | 11 |  |  |  |  | R-32 | 1.9333 | Residential & Commercial | USHP | Ducted CEE Tier 1
215487675 | Central HP <5.4 tons | AMANA | HRCU-A-CB (Split System: Heat Pump with Remote Outdoor Unit-Air-Source) | AZV7SA2410A* |  |  | CHPEA3026*3A* | A*VM970803BNB* | 23200 | 19 | 8.6 | 23200 | 17000 | 73.28% | 2 | 0 | 11 |  |  |  |  | R-32 | 1.9333 | Residential & Commercial | USHP | Ducted CEE Tier 1
215487677 | Central HP <5.4 tons | AMANA | HRCU-A-CB (Split System: Heat Pump with Remote Outdoor Unit-Air-Source) | AZV7SA2410A* |  |  | CHPEA3026*3A* | A*VM971005CNB* | 23200 | 19 | 8.6 | 23200 | 17000 | 73.28% | 2 | 0 | 11 |  |  |  |  | R-32 | 1.9333 | Residential & Commercial | USHP | Ducted CEE Tier 1
212544225 | Central HP <5.4 tons | DAY & NIGHT | HRCU-A-CB (Split System: Heat Pump with Remote Outdoor Unit-Air-Source) | DLCURAH30ABK | ADP |  | PL36H210P299 | *92ESN0802120A* | 31200 | 15.2 | 8.5 | 32000 | 25600 | 80% | 1.88 | 0 | 9 |  |  |  |  | R-410A | 2.6 | Residential & Commercial | USHP
214776252 | Central HP <5.4 tons | ECOER | HRCU-A-CB (Split System: Heat Pump with Remote Outdoor Unit-Air-Source) | EODA18H-2436BAA | ADP |  | HG82936+AEFE3A* | 0 | 34200 | 16 | 8.8 | 34400 | 24800 | 72.09% | 1.9 | 0 | 11.2 |  |  |  |  | R-410A | 2.85 | Residential & Commercial | USHP | Ducted CEE Tier 1
214810398 | Central HP <5.4 tons | RHEEM | HRCU-A-CB (Split System: Heat Pump with Remote Outdoor Unit-Air-Source) | RD17AZ24AJ3N | ADP |  | H,RE7J924 | R951V0603A17UHU | 21400 | 17 | 8.1 | 20800 | 16600 | 79.81% | 2 | 0 | 9.5 |  |  |  |  | R-410A | 1.7833 | Residential & Commercial | USHP
212979446 | Central HP <5.4 tons | COMFORTMAKER | HRCU-A-CB (Split System: Heat Pump with Remote Outdoor Unit-Air-Source) | DLCURAH30ABK |  |  | EA*4X42L21A* | *80MS(N,L)0702116A* | 29800 | 15.2 | 8.1 | 34200 | 27600 | 80.7% | 1.8 | 0 | 9 |  |  |  |  | R-410A | 2.4833 | Residential & Commercial | USHP
212979730 | Central HP <5.4 tons | COMFORTMAKER | HRCU-A-CB (Split System: Heat Pump with Remote Outdoor Unit-Air-Source) | DLCURAH30ABK |  |  | EA*4X42L21A* | *80MS(N,L)0901714A* | 30000 | 15.2 | 8.1 | 34200 | 27600 | 80.7% | 1.8 | 0 | 9 |  |  |  |  | R-410A | 2.5 | Residential & Commercial | USHP
212980903 | Central HP <5.4 tons | COMFORTMAKER | HRCU-A-CB (Split System: Heat Pump with Remote Outdoor Unit-Air-Source) | DLCURAH30ABK |  |  | EA*4X36L21A* | *80MS(N,L)1102120A* | 30200 | 15.2 | 8.1 | 34400 | 27800 | 80.81% | 1.8 | 0 | 9 |  |  |  |  | R-410A | 2.5167 | Residential & Commercial | USHP
212982173 | Central HP <5.4 tons | COMFORTMAKER | HRCU-A-CB (Split System: Heat Pump with Remote Outdoor Unit-Air-Source) | DLCURAH30ABK |  |  | EA*4X43L21A* | *80MSU0401712A* | 30600 | 15.2 | 8.1 | 33200 | 26200 | 78.92% | 1.86 | 0 | 9 |  |  |  |  | R-410A | 2.55 | Residential & Commercial | USHP
212383439 | Central HP <5.4 tons | COMFORTMAKER | HRCU-A-CB (Split System: Heat Pump with Remote Outdoor Unit-Air-Source) | DLCURAH36ABK |  |  | EA*4X37L21A* | *92ESN1002120A* | 37200 | 16 | 8.5 | 39000 | 34800 | 89.23% | 2.12 | 0 | 10 |  |  |  |  | R-410A | 3.1 | Residential & Commercial | USHP | Ducted CEE Tier 1
212384691 | Central HP <5.4 tons | COMFORTMAKER | HRCU-A-CB (Split System: Heat Pump with Remote Outdoor Unit-Air-Source) | DLCURAH36ABK |  |  | EN(A,D,W)4X42L21** | *92ESN1002120A* | 36200 | 15.5 | 8.1 | 39500 | 35200 | 89.11% | 1.9 | 0 | 10 |  |  |  |  | R-410A | 3.0167 | Residential & Commercial | USHP | Ducted CEE Tier 1
213145923 | Central HP <5.4 tons | CARRIER | HRCU-A-CB (Split System: Heat Pump with Remote Outdoor Unit-Air-Source) | 38MURAQ30AB3* | ADP |  | V,C36H175P159+AEFE4B* | 0 | 31200 | 15.2 | 8.5 | 33800 | 26400 | 78.11% | 1.86 | 0 | 9 |  |  |  |  | R-410A | 2.6 | Residential & Commercial | USHP
212980205 | Central HP <5.4 tons | COMFORTMAKER | HRCU-A-CB (Split System: Heat Pump with Remote Outdoor Unit-Air-Source) | DLCURAH30ABK |  |  | EA*4X42L21A* | *80MS(N,L)0902116A* | 29600 | 15.2 | 8.1 | 33800 | 27600 | 81.66% | 1.78 | 0 | 9 |  |  |  |  | R-410A | 2.4667 | Residential & Commercial | USHP
213187948 | Central HP <5.4 tons | American Standard | HRCU-A-C (Split System: Heat Pump with Remote Outdoor Unit with No Indoor Fan --Air Source) | 4TXD2036A10NU** | ADP |  | V,T36H175P149+TD | 0 | 22800 | 15.2 | 8.5 | 22400 | 21200 | 94.64% | 1.8 | 0 | 11 |  |  |  |  | R-410A | 1.9 | Residential & Commercial | USHP | Ducted CEE Tier 1
211712332 | Central HP <5.4 tons | COMFORTMAKER | HRCU-A-CB (Split System: Heat Pump with Remote Outdoor Unit-Air-Source) | DLCURAH30ABK |  |  | EA*4X42L21A* | *80ESU0401712A* | 30400 | 15.2 | 8.1 | 34200 | 27000 | 78.95% | 1.8 | 0 | 9 |  |  |  |  | R-410A | 2.5333 | Residential & Commercial | USHP
212979658 | Central HP <5.4 tons | COMFORTMAKER | HRCU-A-CB (Split System: Heat Pump with Remote Outdoor Unit-Air-Source) | DLCURAH36ABK |  |  | EA*4X48L21A* | *80MS(N,L)0901714A* | 35800 | 16.5 | 8.5 | 37800 | 34600 | 91.53% | 2.02 | 0 | 10 |  |  |  |  | R-410A | 2.9833 | Residential & Commercial | USHP | Ducted CEE Tier 1
212552632 | Central HP <5.4 tons | DAY & NIGHT | HRCU-A-CB (Split System: Heat Pump with Remote Outdoor Unit-Air-Source) | CVH848GKA** | ADP |  | FG49960 | *80CTL1352422A* | 45500 | 17 | 8.5 | 44000 | 34400 | 78.18% | 2 | 0 | 10.5 |  |  |  |  | R-410A | 3.7917 | Residential & Commercial | USHP | Ducted CEE Tier 1
212552639 | Central HP <5.4 tons | DAY & NIGHT | HRCU-A-CB (Split System: Heat Pump with Remote Outdoor Unit-Air-Source) | CVH848GKA** | ADP |  | FG36948 | *95CSU0802120A* | 45000 | 17 | 8.5 | 45000 | 34800 | 77.33% | 2 | 0 | 10 |  |  |  |  | R-410A | 3.75 | Residential & Commercial | USHP | Ducted CEE Tier 1
212552659 | Central HP <5.4 tons | DAY & NIGHT | HRCU-A-CB (Split System: Heat Pump with Remote Outdoor Unit-Air-Source) | CVH848GKA** | ADP |  | V,G60H210P299 | *96CTN1002122A* | 46000 | 17 | 8.5 | 44000 | 35200 | 80% | 2 | 0 | 10 |  |  |  |  | R-410A | 3.8333 | Residential & Commercial | USHP | Ducted CEE Tier 1
212552666 | Central HP <5.4 tons | DAY & NIGHT | HRCU-A-CB (Split System: Heat Pump with Remote Outdoor Unit-Air-Source) | CVH848GKA** | ADP |  | FG86960 | *96CTN1002122A* | 46000 | 17 | 8.5 | 44000 | 34600 | 78.64% | 2 | 0 | 10 |  |  |  |  | R-410A | 3.8333 | Residential & Commercial | USHP | Ducted CEE Tier 1
215389767 | Central HP <5.4 tons | ECOER | HRCU-A-C (Split System: Heat Pump with Remote Outdoor Unit with No Indoor Fan --Air Source) | EODA18H-2436B | ADP |  | PL36H175P159+TD | 0 | 31000 | 15.2 | 8.5 | 32000 | 23200 | 72.5% | 1.9 | 0 | 10 |  |  |  |  | R-410A | 2.5833 | Residential & Commercial | USHP | Ducted CEE Tier 1
211222605 | Central HP <5.4 tons | COMFORTMAKER | HRCU-A-CB (Split System: Heat Pump with Remote Outdoor Unit-Air-Source) | DLCURAH30ABK |  |  | EA*4X37L21A* | *92ESN0802120A* | 31200 | 15.2 | 8.5 | 33400 | 26000 | 77.84% | 1.88 | 0 | 9 |  |  |  |  | R-410A | 2.6 | Residential & Commercial | USHP
214239806 | Central HP <5.4 tons | AIRQUEST | HRCU-A-CB (Split System: Heat Pump with Remote Outdoor Unit-Air-Source) | HVH837GKA** |  |  | EN(A,D,W)4X42L21**+WALLCON | *97CMN1002122B* | 31800 | 16.5 | 8.1 | 33000 | 24400 | 73.94% | 1.88 | 0 | 11 |  |  |  |  | R-410A | 2.65 | Residential & Commercial | USHP | Ducted CEE Tier 1
215935947 | Central HP <5.4 tons | AIRQUEST | HRCU-A-CB (Split System: Heat Pump with Remote Outdoor Unit-Air-Source) | H5H3V36*K*AAA* |  |  | EVD5X42M21A*+WALLCON | *80CSU0401712A* | 34400 | 21 | 8.5 | 38500 | 28400 | 73.77% | 2.04 | 0 | 11.7 |  |  |  |  | R-454B | 2.8667 | Residential & Commercial | USHP | Ducted CEE Tier 1
215389765 | Central HP <5.4 tons | ECOER | HRCU-A-C (Split System: Heat Pump with Remote Outdoor Unit with No Indoor Fan --Air Source) | EODA18H-2436B | ADP |  | HG35936+TD | 0 | 30800 | 15.2 | 8.5 | 32000 | 23200 | 72.5% | 1.9 | 0 | 10 |  |  |  |  | R-410A | 2.5667 | Residential & Commercial | USHP | Ducted CEE Tier 1
212396570 | Central HP <5.4 tons | American Standard | HRCU-A-CB (Split System: Heat Pump with Remote Outdoor Unit-Air-Source) | 4TXD2036A10NU** | ADP |  | F,PE*G34925 | 0 | 23600 | 17 | 9 | 22400 | 21200 | 94.64% | 1.8 | 0 | 11.5 |  |  |  |  | R-410A | 1.9667 | Residential & Commercial | USHP | Ducted CEE Tier 1
214810395 | Central HP <5.4 tons | RHEEM | HRCU-A-CB (Split System: Heat Pump with Remote Outdoor Unit-Air-Source) | RD17AZ24AJ3N | ADP |  | H,RE7J924 | R951V0403A17M4S | 21600 | 17 | 8.1 | 21000 | 16500 | 78.57% | 2 | 0 | 9.5 |  |  |  |  | R-410A | 1.8 | Residential & Commercial | USHP
216891876 | Central HP <5.4 tons | SURE | HRCU-A-CB (Split System: Heat Pump with Remote Outdoor Unit-Air-Source) | RD18AY36AJVC |  |  | TCFY3621MTANM | S951V0705A21UHU | 32600 | 19 | 10 | 32600 | 27800 | 85.28% | 2.1 | 0 | 12 |  |  |  |  | R-454B | 2.7167 | Residential & Commercial | USHP | Ducted CEE Tier 1
216891877 | Central HP <5.4 tons | SURE | HRCU-A-CB (Split System: Heat Pump with Remote Outdoor Unit-Air-Source) | RD18AY36AJVC |  |  | TCFY3621MTANM | S921V0703A17M4 | 32400 | 18 | 10 | 32400 | 28000 | 86.42% | 2.1 | 0 | 12 |  |  |  |  | R-454B | 2.7 | Residential & Commercial | USHP | Ducted CEE Tier 1
216891962 | Central HP <5.4 tons | SURE | HRCU-A-CB (Split System: Heat Pump with Remote Outdoor Unit-Air-Source) | RD18AY36AJVC |  |  | TCFY3621STANM | S951V0705A21M4 | 31400 | 18 | 8.5 | 31400 | 27600 | 87.9% | 1.9 | 0 | 12 |  |  |  |  | R-454B | 2.6167 | Residential & Commercial | USHP | Ducted CEE Tier 1
216892012 | Central HP <5.4 tons | SURE | HRCU-A-CB (Split System: Heat Pump with Remote Outdoor Unit-Air-Source) | RD18AY36AJVC |  |  | TCFY3621STANM | S801V0504A17UHU | 31200 | 18 | 8.5 | 31200 | 28000 | 89.74% | 1.9 | 0 | 11.7 |  |  |  |  | R-454B | 2.6 | Residential & Commercial | USHP | Ducted CEE Tier 1
216891904 | Central HP <5.4 tons | SURE | HRCU-A-CB (Split System: Heat Pump with Remote Outdoor Unit-Air-Source) | RD18AY36AJVC |  |  | TCFY3621MTANM | S98MV0703A17UP | 32200 | 19 | 10 | 32200 | 28000 | 86.96% | 2.1 | 0 | 12 |  |  |  |  | R-454B | 2.6833 | Residential & Commercial | USHP | Ducted CEE Tier 1
216891968 | Central HP <5.4 tons | SURE | HRCU-A-CB (Split System: Heat Pump with Remote Outdoor Unit-Air-Source) | RD18AY36AJVC |  |  | TCFY3621STANM | S951V0855A21M4 | 31400 | 19 | 8.5 | 31400 | 27800 | 88.54% | 1.9 | 0 | 12 |  |  |  |  | R-454B | 2.6167 | Residential & Commercial | USHP | Ducted CEE Tier 1
213369669 | Central HP <5.4 tons | KINGHOME | HRCU-A-C (Split System: Heat Pump with Remote Outdoor Unit with No Indoor Fan --Air Source) | KU36UHO | ADP |  | *E33936+TD | 0 | 22400 | 15.2 | 8.4 | 22400 | 21200 | 94.64% | 1.78 | 0 | 10.5 |  |  |  |  | R-410A | 1.8667 | Residential & Commercial | USHP | Ducted CEE Tier 1
213145919 | Central HP <5.4 tons | CARRIER | HRCU-A-CB (Split System: Heat Pump with Remote Outdoor Unit-Air-Source) | 38MURAQ30AB3* | ADP |  | C36A***L139+AEFE3A* | 0 | 29800 | 15.2 | 8.3 | 33400 | 27000 | 80.84% | 1.78 | 0 | 8.5 |  |  |  |  | R-410A | 2.4833 | Residential & Commercial | USHP
211207009 | Central HP <5.4 tons | YORK | HRCU-A-CB (Split System: Heat Pump with Remote Outdoor Unit-Air-Source) | YZV24B21 |  |  | XAMB24DE1N1+CC | YP9C060B12MP13 | 22600 | 17 | 8.5 | 23800 | 18500 | 77.73% | 1.92 | 0 | 12 |  |  |  |  | R-410A | 1.8833 | Residential & Commercial | USHP | Ducted CEE Tier 1
211207041 | Central HP <5.4 tons | YORK | HRCU-A-CB (Split System: Heat Pump with Remote Outdoor Unit-Air-Source) | YZV48B21 |  |  | XAMC48HE3N1+CC | TPLC120C20MP13 | 43500 | 19 | 9 | 44500 | 36200 | 81.35% | 2.14 | 0 | 12 |  |  |  |  | R-410A | 3.625 | Residential & Commercial | USHP | Ducted CEE Tier 1
215389766 | Central HP <5.4 tons | ECOER | HRCU-A-C (Split System: Heat Pump with Remote Outdoor Unit with No Indoor Fan --Air Source) | EODA18H-2436B | ADP |  | M36E589+TD | 0 | 30200 | 15.2 | 8.45 | 32000 | 23200 | 72.5% | 1.9 | 0 | 10 |  |  |  |  | R-410A | 2.5167 | Residential & Commercial | USHP | Ducted CEE Tier 1
211712528 | Central HP <5.4 tons | COMFORTMAKER | HRCU-A-CB (Split System: Heat Pump with Remote Outdoor Unit-Air-Source) | DLCURAH30ABK |  |  | EA*4X42L21A* | *92ESN0801716A* | 29600 | 15.2 | 8.1 | 33800 | 27400 | 81.07% | 1.78 | 0 | 9 |  |  |  |  | R-410A | 2.4667 | Residential & Commercial | USHP
212982653 | Central HP <5.4 tons | COMFORTMAKER | HRCU-A-CB (Split System: Heat Pump with Remote Outdoor Unit-Air-Source) | DLCURAH30ABK |  |  | EA*4X42L24A* | *80MSU0601716A* | 30000 | 15.5 | 8.1 | 34200 | 27600 | 80.7% | 1.8 | 0 | 9 |  |  |  |  | R-410A | 2.5 | Residential & Commercial | USHP
212969960 | Central HP <5.4 tons | COMFORTMAKER | HRCU-A-CB (Split System: Heat Pump with Remote Outdoor Unit-Air-Source) | DLCURAH36ABK |  |  | END4X42L17** | *80VSL0451412B* | 35400 | 16 | 8.1 | 38500 | 35000 | 90.91% | 1.94 | 0 | 10 |  |  |  |  | R-410A | 2.95 | Residential & Commercial | USHP | Ducted CEE Tier 1
213372137 | Central HP <5.4 tons | DAY & NIGHT | HRCU-A-C (Split System: Heat Pump with Remote Outdoor Unit with No Indoor Fan --Air Source) | DLCURAH36ABK |  |  | DLFULAH36XCX + CI | 0 | 35000 | 15.2 | 10 | 39000 | 32000 | 82.05% | 2 | 10.2 | 10 |  |  |  |  | R-410A | 2.9167 | Residential & Commercial | USHP | Ducted CEE Tier 1
216892030 | Central HP <5.4 tons | SURE | HRCU-A-CB (Split System: Heat Pump with Remote Outdoor Unit-Air-Source) | RD18AY36AJVC |  |  | TCFY3624MTANM | S921V1155A24M4 | 32800 | 19 | 10 | 32800 | 27600 | 84.15% | 2.1 | 0 | 12 |  |  |  |  | R-454B | 2.7333 | Residential & Commercial | USHP | Ducted CEE Tier 1
216892044 | Central HP <5.4 tons | SURE | HRCU-A-CB (Split System: Heat Pump with Remote Outdoor Unit-Air-Source) | RD18AY36AJVC |  |  | TCFY3624MTANM | S962V1005A21M4 | 32400 | 18 | 10 | 32400 | 28000 | 86.42% | 2.1 | 0 | 12 |  |  |  |  | R-454B | 2.7 | Residential & Commercial | USHP | Ducted CEE Tier 1
216892046 | Central HP <5.4 tons | SURE | HRCU-A-CB (Split System: Heat Pump with Remote Outdoor Unit-Air-Source) | RD18AY36AJVC |  |  | TCFY3624MTANM | S921V0855A21M4 | 32400 | 19 | 10 | 32400 | 28000 | 86.42% | 2.1 | 0 | 12 |  |  |  |  | R-454B | 2.7 | Residential & Commercial | USHP | Ducted CEE Tier 1
216892061 | Central HP <5.4 tons | SURE | HRCU-A-CB (Split System: Heat Pump with Remote Outdoor Unit-Air-Source) | RD18AY36AJVC |  |  | TCFY3624MTANM | S97MV1155A24DH | 32600 | 19 | 10 | 32600 | 27800 | 85.28% | 2.1 | 0 | 12 |  |  |  |  | R-454B | 2.7167 | Residential & Commercial | USHP | Ducted CEE Tier 1
213088095 | Central HP <5.4 tons | KINGHOME | HRCU-A-C (Split System: Heat Pump with Remote Outdoor Unit with No Indoor Fan --Air Source) | KU36UHO | ADP |  | HE36936 | 0 | 32000 | 15.2 | 8.5 | 32400 | 23600 | 72.84% | 1.8 | 0 | 9.5 |  |  |  |  | R-410A | 2.6667 | Residential & Commercial | USHP
216892005 | Central HP <5.4 tons | SURE | HRCU-A-CB (Split System: Heat Pump with Remote Outdoor Unit-Air-Source) | RD18AY36AJVC |  |  | TCFY3617STANM | S98MV0703A17UP | 31200 | 19 | 8.5 | 31200 | 27800 | 89.1% | 1.9 | 0 | 12 |  |  |  |  | R-454B | 2.6 | Residential & Commercial | USHP | Ducted CEE Tier 1
216892035 | Central HP <5.4 tons | SURE | HRCU-A-CB (Split System: Heat Pump with Remote Outdoor Unit-Air-Source) | RD18AY36AJVC |  |  | TCFY3624MTANM | S951V1005A21UH | 32600 | 19 | 10 | 32600 | 28000 | 85.89% | 2.1 | 0 | 12 |  |  |  |  | R-454B | 2.7167 | Residential & Commercial | USHP | Ducted CEE Tier 1
211712576 | Central HP <5.4 tons | COMFORTMAKER | HRCU-A-CB (Split System: Heat Pump with Remote Outdoor Unit-Air-Source) | DLCURAH30ABK |  |  | EA*4X42L21A* | *80ESU0802120A | 29800 | 15.2 | 8.1 | 33800 | 27200 | 80.47% | 1.78 | 0 | 9 |  |  |  |  | R-410A | 2.4833 | Residential & Commercial | USHP
212980216 | Central HP <5.4 tons | COMFORTMAKER | HRCU-A-CB (Split System: Heat Pump with Remote Outdoor Unit-Air-Source) | DLCURAH30ABK |  |  | EA*4X42L24A* | *80MS(N,L)0902116A* | 29600 | 15.2 | 8.1 | 33800 | 27600 | 81.66% | 1.78 | 0 | 9 |  |  |  |  | R-410A | 2.4667 | Residential & Commercial | USHP
207455059 | Central HP <5.4 tons | LENNOX | HRCU-A-CB (Split System: Heat Pump with Remote Outdoor Unit-Air-Source) | SL25XPV-036-230A** | ADP |  | L*35/36U9 | EL296UH110XV48C* | 33600 | 22 | 8.7 | 32800 | 26400 | 80.49% | 1.82 | 14 | 13 |  |  |  |  | R-410A | 2.8 | Residential & Commercial | USHP | Ducted CEE Tier 1
215284842 | Central HP <5.4 tons | BRYANT HEATING AND COOLING SYSTEMS | HRCU-A-CB (Split System: Heat Pump with Remote Outdoor Unit-Air-Source) | 38MURAQ24AB3* | ADP |  | H,PG21924 | 926TC48060V17*** | 21800 | 16 | 8.45 | 25200 | 26200 | 104% | 2.26 | 0 | 9 |  |  |  |  | R-410A | 1.8167 | Residential & Commercial | USHP
216051240 | Central HP <5.4 tons | SURE | HRCU-A-CB (Split System: Heat Pump with Remote Outdoor Unit-Air-Source) | SP19AY36AJVC |  |  | TCFY3621MEAAM | S97MV0703A17DH | 34200 | 20 | 10 | 34200 | 29600 | 86.55% | 2 | 0 | 12 |  |  |  |  | R-454B | 2.85 | Residential & Commercial | USHP | Ducted CEE Tier 1
211207034 | Central HP <5.4 tons | YORK | HRCU-A-CB (Split System: Heat Pump with Remote Outdoor Unit-Air-Source) | YZV48B21 |  |  | XAMC48HE3N1+CC | TM9V080C16MP12 | 43500 | 18 | 8.5 | 45500 | 36800 | 80.88% | 2.14 | 0 | 11 |  |  |  |  | R-410A | 3.625 | Residential & Commercial | USHP | Ducted CEE Tier 1
210798397 | Central HP <5.4 tons | AMANA | HRCU-A-CB (Split System: Heat Pump with Remote Outdoor Unit-Air-Source) | ASZS601810A* |  |  | CA*EA1818*4A* | A*VM970603BNB* | 16600 | 17.5 | 8.5 | 17400 | 13000 | 74.71% | 2.1 | 0 | 10.9 |  |  |  |  | R-410A | 1.3833 | Residential & Commercial | USHP | Ducted CEE Tier 1
216891879 | Central HP <5.4 tons | SURE | HRCU-A-CB (Split System: Heat Pump with Remote Outdoor Unit-Air-Source) | RD18AY36AJVC |  |  | TCFY3621MTANM | S801V0755A21DZ | 32600 | 19 | 10 | 32600 | 27800 | 85.28% | 2.1 | 0 | 12 |  |  |  |  | R-454B | 2.7167 | Residential & Commercial | USHP | Ducted CEE Tier 1
216891880 | Central HP <5.4 tons | SURE | HRCU-A-CB (Split System: Heat Pump with Remote Outdoor Unit-Air-Source) | RD18AY36AJVC |  |  | TCFY3621MTANM | S801V0754A17DZ | 32400 | 19 | 10 | 32400 | 28000 | 86.42% | 2.1 | 0 | 12 |  |  |  |  | R-454B | 2.7 | Residential & Commercial | USHP | Ducted CEE Tier 1
216891912 | Central HP <5.4 tons | SURE | HRCU-A-CB (Split System: Heat Pump with Remote Outdoor Unit-Air-Source) | RD18AY36AJVC |  |  | TCFY3621MTANM | S951V0403A17UH | 32200 | 18 | 10 | 32200 | 28200 | 87.58% | 2.1 | 0 | 12 |  |  |  |  | R-454B | 2.6833 | Residential & Commercial | USHP | Ducted CEE Tier 1
216891946 | Central HP <5.4 tons | SURE | HRCU-A-CB (Split System: Heat Pump with Remote Outdoor Unit-Air-Source) | RD18AY36AJVC |  |  | TCFY3617STANM | S801V0754A17UH | 31600 | 19 | 8.5 | 31600 | 27600 | 87.34% | 2 | 0 | 12 |  |  |  |  | R-454B | 2.6333 | Residential & Commercial | USHP | Ducted CEE Tier 1
216891993 | Central HP <5.4 tons | SURE | HRCU-A-CB (Split System: Heat Pump with Remote Outdoor Unit-Air-Source) | RD18AY36AJVC |  |  | TCFY3621STANM | S97MV1005A21DH | 31600 | 19 | 8.5 | 31600 | 27600 | 87.34% | 1.9 | 0 | 12 |  |  |  |  | R-454B | 2.6333 | Residential & Commercial | USHP | Ducted CEE Tier 1
216891995 | Central HP <5.4 tons | SURE | HRCU-A-CB (Split System: Heat Pump with Remote Outdoor Unit-Air-Source) | RD18AY36AJVC |  |  | TCFY3617STANM | S97MV0703A17DH | 31200 | 18 | 8.5 | 31200 | 27800 | 89.1% | 1.9 | 0 | 12 |  |  |  |  | R-454B | 2.6 | Residential & Commercial | USHP | Ducted CEE Tier 1
216891997 | Central HP <5.4 tons | SURE | HRCU-A-CB (Split System: Heat Pump with Remote Outdoor Unit-Air-Source) | RD18AY36AJVC |  |  | TCFY3617STANM | S802V0503A14DZ | 31400 | 18 | 8.5 | 31400 | 27800 | 88.54% | 1.9 | 0 | 12 |  |  |  |  | R-454B | 2.6167 | Residential & Commercial | USHP | Ducted CEE Tier 1
216892010 | Central HP <5.4 tons | SURE | HRCU-A-CB (Split System: Heat Pump with Remote Outdoor Unit-Air-Source) | RD18AY36AJVC |  |  | TCFY3621STANM | S962V1005A21M4 | 31400 | 18 | 8.5 | 31400 | 27800 | 88.54% | 1.9 | 0 | 12 |  |  |  |  | R-454B | 2.6167 | Residential & Commercial | USHP | Ducted CEE Tier 1
216892045 | Central HP <5.4 tons | SURE | HRCU-A-CB (Split System: Heat Pump with Remote Outdoor Unit-Air-Source) | RD18AY36AJVC |  |  | TCFY3624MTANM | S98MV1005A21UP | 32400 | 19 | 10 | 32400 | 28000 | 86.42% | 2.1 | 0 | 12 |  |  |  |  | R-454B | 2.7 | Residential & Commercial | USHP | Ducted CEE Tier 1
214240056 | Central HP <5.4 tons | AIRQUEST | HRCU-A-CB (Split System: Heat Pump with Remote Outdoor Unit-Air-Source) | HVH837GKA** |  |  | EN(A,D,W)4X60L24**+WALLCON | *80CTL1352422B* | 32800 | 17.5 | 8.1 | 32200 | 24600 | 76.4% | 1.96 | 0 | 12 |  |  |  |  | R-410A | 2.7333 | Residential & Commercial | USHP | Ducted CEE Tier 1
207028594 | Central HP <5.4 tons | PIONEER | HRCU-A-CB (Split System: Heat Pump with Remote Outdoor Unit-Air-Source) | YH1824GHFD18R2 |  |  | DR024GHFD18HT2 | 0 | 22000 | 16.5 | 9 | 23000 | 16900 | 73.48% | 2.05 | 10.9 | 10.1 |  |  |  |  | R-410A | 1.8333 | Residential & Commercial | USHP | Ducted CEE Tier 1
211262929 | Central HP <5.4 tons | TEMPSTAR | HRCU-A-CB (Split System: Heat Pump with Remote Outdoor Unit-Air-Source) | DLCURAH18ABK |  |  | EN(A,D)4X24L17** | *95ESU0401712A* | 17600 | 16 | 8.5 | 18500 | 18800 | 101.6% | 2.26 | 0 | 11 |  |  |  |  | R-410A | 1.4667 | Residential & Commercial | USHP | Ducted CEE Tier 1
211263563 | Central HP <5.4 tons | TEMPSTAR | HRCU-A-CB (Split System: Heat Pump with Remote Outdoor Unit-Air-Source) | DLCURAH18ABK |  |  | EN(A,D)4X24L17** | OLV098A12* | 18100 | 15.5 | 8.5 | 19100 | 18700 | 97.91% | 2.24 | 0 | 10.5 |  |  |  |  | R-410A | 1.5083 | Residential & Commercial | USHP | Ducted CEE Tier 1
211264483 | Central HP <5.4 tons | TEMPSTAR | HRCU-A-CB (Split System: Heat Pump with Remote Outdoor Unit-Air-Source) | DLCURAH18ABK |  |  | EN(A,D)4X30L17** | *80ES(N,L)0451412A* | 18200 | 16.5 | 8.5 | 18700 | 18300 | 97.86% | 2.22 | 0 | 11 |  |  |  |  | R-410A | 1.5167 | Residential & Commercial | USHP | Ducted CEE Tier 1
214239544 | Central HP <5.4 tons | BRYANT HEATING AND COOLING SYSTEMS | HRCU-A-CB (Split System: Heat Pump with Remote Outdoor Unit-Air-Source) | 288BNV037*0**A* |  |  | CNPV*3621AL*+UI | 88*TB60090C21*** | 31400 | 16.5 | 8.1 | 33000 | 24000 | 72.73% | 1.82 | 0 | 11 |  |  |  |  | R-410A | 2.6167 | Residential & Commercial | USHP | Ducted CEE Tier 1
216891875 | Central HP <5.4 tons | SURE | HRCU-A-CB (Split System: Heat Pump with Remote Outdoor Unit-Air-Source) | RD18AY36AJVC |  |  | TCFY3621MTANM | S801V0504A17UHN | 32200 | 18 | 10 | 32200 | 28000 | 86.96% | 2.1 | 0 | 12 |  |  |  |  | R-454B | 2.6833 | Residential & Commercial | USHP | Ducted CEE Tier 1
215487752 | Central HP <5.4 tons | AMANA | HRCU-A-CB (Split System: Heat Pump with Remote Outdoor Unit-Air-Source) | AZV7SA4810A* |  |  | CA*EA6030*3A* | A*VM971205DNB* | 45500 | 16.5 | 8.8 | 47000 | 33600 | 71.49% | 2 | 0 | 10 |  |  |  |  | R-32 | 3.7917 | Residential & Commercial | USHP | Ducted CEE Tier 1
216051177 | Central HP <5.4 tons | SURE | HRCU-A-CB (Split System: Heat Pump with Remote Outdoor Unit-Air-Source) | SP19AY24AJVC |  |  | TCFY2421HEAAM | S951V0603A17M4 | 22800 | 21 | 8.5 | 22800 | 18600 | 81.58% | 1.8 | 0 | 13 |  |  |  |  | R-454B | 1.9 | Residential & Commercial | USHP | Ducted CEE Tier 1
216051261 | Central HP <5.4 tons | SURE | HRCU-A-CB (Split System: Heat Pump with Remote Outdoor Unit-Air-Source) | SP19AY48AJVC |  |  | TCFY4821SEAAM | S802V0754A17UH | 45500 | 19 | 10 | 45500 | 42000 | 92.31% | 2.1 | 0 | 12 |  |  |  |  | R-454B | 3.7917 | Residential & Commercial | USHP | Ducted CEE Tier 1
216051270 | Central HP <5.4 tons | SURE | HRCU-A-CB (Split System: Heat Pump with Remote Outdoor Unit-Air-Source) | SP19AY48AJVC |  |  | TCFY4821SEAAM | S98MV0855A21UP | 45500 | 19 | 10 | 45500 | 42000 | 92.31% | 2.1 | 0 | 12 |  |  |  |  | R-454B | 3.7917 | Residential & Commercial | USHP | Ducted CEE Tier 1
216051238 | Central HP <5.4 tons | SURE | HRCU-A-CB (Split System: Heat Pump with Remote Outdoor Unit-Air-Source) | SP19AY36AJVC |  |  | TCFY3621MEAAM | S962V0603A17M4 | 34200 | 20 | 10 | 34200 | 29600 | 86.55% | 2 | 0 | 12 |  |  |  |  | R-454B | 2.85 | Residential & Commercial | USHP | Ducted CEE Tier 1
216734455 | Central HP <5.4 tons | BRYANT HEATING AND COOLING SYSTEMS | HRCU-A-CB (Split System: Heat Pump with Remote Outdoor Unit-Air-Source) | 37MUHAQ24AA3 |  |  | CAA**3617AM* | 83*SB36040M17*** | 22400 | 16.5 | 8.5 | 20800 | 18700 | 89.9% | 1.96 | 0 | 11 |  |  |  |  | R-454B | 1.8667 | Residential & Commercial | USHP | Ducted CEE Tier 1
216734537 | Central HP <5.4 tons | BRYANT HEATING AND COOLING SYSTEMS | HRCU-A-CB (Split System: Heat Pump with Remote Outdoor Unit-Air-Source) | 37MUHAQ24AA3 |  |  | CAA**3617AM* | 82*TB48090V17*** | 22200 | 16.5 | 8.1 | 20800 | 18700 | 89.9% | 1.85 | 0 | 10.5 |  |  |  |  | R-454B | 1.85 | Residential & Commercial | USHP | Ducted CEE Tier 1
216735139 | Central HP <5.4 tons | BRYANT HEATING AND COOLING SYSTEMS | HRCU-A-CB (Split System: Heat Pump with Remote Outdoor Unit-Air-Source) | 37MUHAQ24AA3 |  |  | CAA**3717AM* | 912SE42060M17*** | 22800 | 16 | 8.5 | 20600 | 18400 | 89.32% | 1.96 | 0 | 11 |  |  |  |  | R-454B | 1.9 | Residential & Commercial | USHP | Ducted CEE Tier 1
216735241 | Central HP <5.4 tons | BRYANT HEATING AND COOLING SYSTEMS | HRCU-A-CB (Split System: Heat Pump with Remote Outdoor Unit-Air-Source) | 37MUHAQ24AA3 |  |  | CAA**3717AM* | 926SB48060V17*** | 22800 | 16 | 8.5 | 20600 | 18400 | 89.32% | 1.96 | 0 | 11 |  |  |  |  | R-454B | 1.9 | Residential & Commercial | USHP | Ducted CEE Tier 1
216735308 | Central HP <5.4 tons | BRYANT HEATING AND COOLING SYSTEMS | HRCU-A-CB (Split System: Heat Pump with Remote Outdoor Unit-Air-Source) | 37MUHAQ24AA3 |  |  | CAA**3717AM* | 926TC30040V14*** | 22600 | 15.5 | 8.1 | 20800 | 18500 | 88.94% | 1.85 | 0 | 10.5 |  |  |  |  | R-454B | 1.8833 | Residential & Commercial | USHP | Ducted CEE Tier 1
216735894 | Central HP <5.4 tons | BRYANT HEATING AND COOLING SYSTEMS | HRCU-A-CB (Split System: Heat Pump with Remote Outdoor Unit-Air-Source) | 37MUHAQ24AA3 |  |  | CAA**3721AM* | 926SB60100V21*** | 23400 | 16.5 | 8.5 | 20800 | 18500 | 88.94% | 1.96 | 0 | 11 |  |  |  |  | R-454B | 1.95 | Residential & Commercial | USHP | Ducted CEE Tier 1
211378537 | Central HP <5.4 tons | YORK | HRCU-A-CB (Split System: Heat Pump with Remote Outdoor Unit-Air-Source) | HMH72B341 |  |  | XAHC36DBCN1 | TMLE100B12MP11 | 33400 | 17.5 | 8.1 | 33000 | 23400 | 70.91% | 2.02 | 0 | 9.5 |  |  |  |  | R-410A | 2.7833 | Residential & Commercial | USHP
216736076 | Central HP <5.4 tons | BRYANT HEATING AND COOLING SYSTEMS | HRCU-A-CB (Split System: Heat Pump with Remote Outdoor Unit-Air-Source) | 37MUHAQ24AA3 |  |  | CAA**3721AM* | 927TA60100V21*** | 22800 | 16.5 | 8.5 | 20400 | 18300 | 89.71% | 1.98 | 0 | 11 |  |  |  |  | R-454B | 1.9 | Residential & Commercial | USHP | Ducted CEE Tier 1
216736677 | Central HP <5.4 tons | BRYANT HEATING AND COOLING SYSTEMS | HRCU-A-CB (Split System: Heat Pump with Remote Outdoor Unit-Air-Source) | 37MUHAQ24AA3 |  |  | CSAH*2412AM* | 926SB36060V14*** | 22400 | 15.2 | 8.1 | 21200 | 19100 | 90.09% | 1.9 | 0 | 10.5 |  |  |  |  | R-454B | 1.8667 | Residential & Commercial | USHP | Ducted CEE Tier 1
216734540 | Central HP <5.4 tons | BRYANT HEATING AND COOLING SYSTEMS | HRCU-A-CB (Split System: Heat Pump with Remote Outdoor Unit-Air-Source) | 37MUHAQ24AA3 |  |  | CAA**3617AM* | 935CB48060C17*** | 22200 | 16 | 8.1 | 20800 | 18700 | 89.9% | 1.85 | 0 | 10.5 |  |  |  |  | R-454B | 1.85 | Residential & Commercial | USHP | Ducted CEE Tier 1
216735091 | Central HP <5.4 tons | BRYANT HEATING AND COOLING SYSTEMS | HRCU-A-CB (Split System: Heat Pump with Remote Outdoor Unit-Air-Source) | 37MUHAQ24AA3 |  |  | CAA**3717AM* | 987MC42060C17*** | 22800 | 16 | 8.5 | 20800 | 18400 | 88.46% | 1.96 | 0 | 11 |  |  |  |  | R-454B | 1.9 | Residential & Commercial | USHP | Ducted CEE Tier 1
216735423 | Central HP <5.4 tons | BRYANT HEATING AND COOLING SYSTEMS | HRCU-A-CB (Split System: Heat Pump with Remote Outdoor Unit-Air-Source) | 37MUHAQ24AA3 |  |  | CAA**3721AM* | 83*CA48060C17*** | 23800 | 17 | 8.5 | 21000 | 18700 | 89.05% | 1.96 | 0 | 11 |  |  |  |  | R-454B | 1.9833 | Residential & Commercial | USHP | Ducted CEE Tier 1
216735441 | Central HP <5.4 tons | BRYANT HEATING AND COOLING SYSTEMS | HRCU-A-CB (Split System: Heat Pump with Remote Outdoor Unit-Air-Source) | 37MUHAQ24AA3 |  |  | CAA**3721AM* | 83*CA60100C21*** | 23800 | 16.5 | 8.5 | 21400 | 18900 | 88.32% | 1.96 | 0 | 11 |  |  |  |  | R-454B | 1.9833 | Residential & Commercial | USHP | Ducted CEE Tier 1
216735741 | Central HP <5.4 tons | BRYANT HEATING AND COOLING SYSTEMS | HRCU-A-CB (Split System: Heat Pump with Remote Outdoor Unit-Air-Source) | 37MUHAQ24AA3 |  |  | CAA**3721AM* | 987MC66100C21*** | 23400 | 16 | 8.5 | 20800 | 18500 | 88.94% | 1.98 | 0 | 11 |  |  |  |  | R-454B | 1.95 | Residential & Commercial | USHP | Ducted CEE Tier 1
212498214 | Central HP <5.4 tons | American Standard | HRCU-A-CB (Split System: Heat Pump with Remote Outdoor Unit-Air-Source) | 4TXD2036A10NU** | ADP |  | CP3005C+TXV+TD | 0 | 22400 | 15.2 | 8.25 | 22400 | 21200 | 94.64% | 1.76 | 0 | 10.5 |  |  |  |  | R-410A | 1.8667 | Residential & Commercial | USHP | Ducted CEE Tier 1
212406529 | Central HP <5.4 tons | American Standard | HRCU-A-C (Split System: Heat Pump with Remote Outdoor Unit with No Indoor Fan --Air Source) | 4TXD2036A10NU** | ADP |  | H,TG34930+TD | 0 | 22800 | 15.2 | 8.5 | 22400 | 21200 | 94.64% | 1.8 | 0 | 11 |  |  |  |  | R-410A | 1.9 | Residential & Commercial | USHP | Ducted CEE Tier 1
216891882 | Central HP <5.4 tons | SURE | HRCU-A-CB (Split System: Heat Pump with Remote Outdoor Unit-Air-Source) | RD18AY36AJVC |  |  | TCFY3621MTANM | S97MV1005A21DH | 32600 | 19 | 10 | 32600 | 27800 | 85.28% | 2.1 | 0 | 12 |  |  |  |  | R-454B | 2.7167 | Residential & Commercial | USHP | Ducted CEE Tier 1
216891889 | Central HP <5.4 tons | SURE | HRCU-A-CB (Split System: Heat Pump with Remote Outdoor Unit-Air-Source) | RD18AY36AJVC |  |  | TCFY3621MTANM | S98MV0603A17UP | 32200 | 19 | 10 | 32200 | 28000 | 86.96% | 2.1 | 0 | 12 |  |  |  |  | R-454B | 2.6833 | Residential & Commercial | USHP | Ducted CEE Tier 1
216891891 | Central HP <5.4 tons | SURE | HRCU-A-CB (Split System: Heat Pump with Remote Outdoor Unit-Air-Source) | RD18AY36AJVC |  |  | TCFY3621MTANM | S921V0603A17M4 | 32200 | 18 | 10 | 32200 | 28000 | 86.96% | 2.1 | 0 | 12 |  |  |  |  | R-454B | 2.6833 | Residential & Commercial | USHP | Ducted CEE Tier 1
216891991 | Central HP <5.4 tons | SURE | HRCU-A-CB (Split System: Heat Pump with Remote Outdoor Unit-Air-Source) | RD18AY36AJVC |  |  | TCFY3621STANM | S802V0754A17UH | 31600 | 19 | 8.5 | 31600 | 27600 | 87.34% | 1.9 | 0 | 12 |  |  |  |  | R-454B | 2.6333 | Residential & Commercial | USHP | Ducted CEE Tier 1
216892048 | Central HP <5.4 tons | SURE | HRCU-A-CB (Split System: Heat Pump with Remote Outdoor Unit-Air-Source) | RD18AY36AJVC |  |  | TCFY3624MTANM | S921V0705A21M4 | 32400 | 18 | 10 | 32400 | 28000 | 86.42% | 2.1 | 0 | 12 |  |  |  |  | R-454B | 2.7 | Residential & Commercial | USHP | Ducted CEE Tier 1
216737080 | Central HP <5.4 tons | BRYANT HEATING AND COOLING SYSTEMS | HRCU-A-CB (Split System: Heat Pump with Remote Outdoor Unit-Air-Source) | 37MUHAQ24AA3 |  |  | CSAH*3012AM* | 8(0,1)*SB48090M21*** | 22600 | 15.2 | 8.1 | 21000 | 18900 | 90% | 1.85 | 0 | 10.5 |  |  |  |  | R-454B | 1.8833 | Residential & Commercial | USHP | Ducted CEE Tier 1
214569407 | Central HP <5.4 tons | BRYANT HEATING AND COOLING SYSTEMS | HRCU-A-CB (Split System: Heat Pump with Remote Outdoor Unit-Air-Source) | 284ANV048*0**B* |  |  | CAP**4821AL*+UI | 986TD60080C21*** | 44000 | 21 | 9.5 | 46500 | 36400 | 78.28% | 2.28 | 0 | 11.5 |  |  |  |  | R-410A | 3.6667 | Residential & Commercial | USHP | Ducted CEE Tier 1
214569455 | Central HP <5.4 tons | BRYANT HEATING AND COOLING SYSTEMS | HRCU-A-CB (Split System: Heat Pump with Remote Outdoor Unit-Air-Source) | 284ANV048*0**B* |  |  | CAP**6124AL*+UI | 986TD60080C21*** | 45500 | 21.5 | 10 | 46000 | 36200 | 78.7% | 2.38 | 0 | 12 |  |  |  |  | R-410A | 3.7917 | Residential & Commercial | USHP | Ducted CEE Tier 1
214569457 | Central HP <5.4 tons | BRYANT HEATING AND COOLING SYSTEMS | HRCU-A-CB (Split System: Heat Pump with Remote Outdoor Unit-Air-Source) | 284ANV048*0**B* |  |  | CSPH*4812AL*+UI | 88*TB60070C21*** | 44000 | 20 | 9.5 | 47000 | 36800 | 78.3% | 2.2 | 0 | 11 |  |  |  |  | R-410A | 3.6667 | Residential & Commercial | USHP | Ducted CEE Tier 1
214569505 | Central HP <5.4 tons | BRYANT HEATING AND COOLING SYSTEMS | HRCU-A-CB (Split System: Heat Pump with Remote Outdoor Unit-Air-Source) | 284ANV048*0**B* |  |  | CNPV*6024AL*+UI | 88*TB60070C21*** | 44500 | 21 | 9.5 | 46500 | 36400 | 78.28% | 2.24 | 0 | 12 |  |  |  |  | R-410A | 3.7083 | Residential & Commercial | USHP | Ducted CEE Tier 1
210470605 | Central HP <5.4 tons | CARRIER | HRCU-A-CB (Split System: Heat Pump with Remote Outdoor Unit-Air-Source) | 25VNA837A*031* |  |  | CAP**6124AL*+UI | 59MN7B120C24**22 | 33200 | 17.5 | 8.5 | 32000 | 25000 | 78.12% | 2 | 0 | 11.7 |  |  |  |  | R-410A | 2.7667 | Residential & Commercial | USHP | Ducted CEE Tier 1
216800721 | Central HP <5.4 tons | COLEMAN | HRCU-A-CB (Split System: Heat Pump with Remote Outdoor Unit-Air-Source) | HH836E2S11 | ADP |  | V,Y36H175P15*+TXV | Z8ES100B12SMPS1 | 33400 | 18 | 8.5 | 29200 | 24600 | 84.25% | 2 | 0 | 11.7 |  |  |  |  | R-454B | 2.7833 | Residential & Commercial | USHP | Ducted CEE Tier 1
212544104 | Central HP <5.4 tons | American Standard | HRCU-A-C (Split System: Heat Pump with Remote Outdoor Unit with No Indoor Fan --Air Source) | 4TXD2036A10NU** | ADP |  | H,TG34936 | 0 | 22800 | 15.2 | 8.5 | 22400 | 21200 | 94.64% | 1.8 | 0 | 11 |  |  |  |  | R-410A | 1.9 | Residential & Commercial | USHP | Ducted CEE Tier 1
211230840 | Central HP <5.4 tons | AIRQUEST | HRCU-A-CB (Split System: Heat Pump with Remote Outdoor Unit-Air-Source) | DLCURAH36ABK |  |  | FEM4X42**BL | 0 | 37000 | 16 | 8.1 | 38500 | 34800 | 90.39% | 2 | 0 | 10 |  |  |  |  | R-410A | 3.0833 | Residential & Commercial | USHP | Ducted CEE Tier 1
210596081 | Central HP <5.4 tons | CARRIER | HRCU-A-CB (Split System: Heat Pump with Remote Outdoor Unit-Air-Source) | 25VNA825A*031* |  |  | CSPH*4812AL*+UI | 59CU5A060C17**16 | 24200 | 16 | 8.1 | 21400 | 16700 | 78.04% | 2 | 0 | 10.5 |  |  |  |  | R-410A | 2.0167 | Residential & Commercial | USHP | Ducted CEE Tier 1
210596165 | Central HP <5.4 tons | CARRIER | HRCU-A-CB (Split System: Heat Pump with Remote Outdoor Unit-Air-Source) | 25VNA837A*030* |  |  | CAP**4221AL*+UI | 58CU*A040C17**12 | 31800 | 17 | 8.1 | 33200 | 24400 | 73.49% | 1.88 | 0 | 11 |  |  |  |  | R-410A | 2.65 | Residential & Commercial | USHP | Ducted CEE Tier 1
210596166 | Central HP <5.4 tons | CARRIER | HRCU-A-CB (Split System: Heat Pump with Remote Outdoor Unit-Air-Source) | 25VNA837A*030* |  |  | CAP**4221AL*+UI | 58CU*A100C21**20 | 31800 | 17 | 8.1 | 33200 | 24400 | 73.49% | 1.88 | 0 | 11 |  |  |  |  | R-410A | 2.65 | Residential & Commercial | USHP | Ducted CEE Tier 1
210596183 | Central HP <5.4 tons | CARRIER | HRCU-A-CB (Split System: Heat Pump with Remote Outdoor Unit-Air-Source) | 25VNA837A*030* |  |  | CAP**6121AL*+UI | 58CU*A100C21**20 | 33200 | 17 | 8.1 | 32200 | 24800 | 77.02% | 1.98 | 0 | 11.5 |  |  |  |  | R-410A | 2.7667 | Residential & Commercial | USHP | Ducted CEE Tier 1
210596250 | Central HP <5.4 tons | CARRIER | HRCU-A-CB (Split System: Heat Pump with Remote Outdoor Unit-Air-Source) | 25VNA837A*030* |  |  | CSPH*6012AL*+UI | 59MN7B080C17**14 | 32800 | 16.5 | 8.1 | 32600 | 25200 | 77.3% | 1.98 | 0 | 11 |  |  |  |  | R-410A | 2.7333 | Residential & Commercial | USHP | Ducted CEE Tier 1
212977040 | Central HP <5.4 tons | AIRQUEST | HRCU-A-CB (Split System: Heat Pump with Remote Outdoor Unit-Air-Source) | DLCURAH30ABK |  |  | EA*4X42L24A* | *96VTN1002122B* | 30000 | 15.2 | 8.1 | 34200 | 27600 | 80.7% | 1.8 | 0 | 9 |  |  |  |  | R-410A | 2.5 | Residential & Commercial | USHP
211207042 | Central HP <5.4 tons | YORK | HRCU-A-CB (Split System: Heat Pump with Remote Outdoor Unit-Air-Source) | YZV48B21 |  |  | XAMC48HE3N1+CC | YPLC100C20MP13 | 43500 | 19 | 9 | 44500 | 36200 | 81.35% | 2.14 | 0 | 12 |  |  |  |  | R-410A | 3.625 | Residential & Commercial | USHP | Ducted CEE Tier 1
214849223 | Central HP <5.4 tons | RHEEM | HRCU-A-CB (Split System: Heat Pump with Remote Outdoor Unit-Air-Source) | RD17AZ60AJ3N | ADP |  | H,RE49960 | R801V0755A21UHS | 53000 | 17 | 8.1 | 52000 | 49000 | 94.23% | 1.75 | 0 | 9.5 |  |  |  |  | R-410A | 4.4167 | Residential & Commercial | USHP
214717443 | Central HP <5.4 tons | American Standard | HRCU-A-C (Split System: Heat Pump with Remote Outdoor Unit with No Indoor Fan --Air Source) | 4TXD2036A10NU** | ADP |  | H,TE7J936+TD | 0 | 22200 | 15.2 | 8.4 | 22400 | 21200 | 94.64% | 1.78 | 0 | 10.5 |  |  |  |  | R-410A | 1.85 | Residential & Commercial | USHP | Ducted CEE Tier 1
207805585 | Central HP <5.4 tons | TRANE | HRCU-A-CB (Split System: Heat Pump with Remote Outdoor Unit-Air-Source) | 4TWV0X60A1 |  |  | 4PX*DU60BS3+P0V0D000M50SC+RP | 0 | 54000 | 19.5 | 8.2 | 51500 | 39000 | 75.73% | 1.75 | 12.5 | 12 |  |  |  |  | R-410A | 4.5 | Residential & Commercial | USHP | Ducted CEE Tier 1
212555753 | Central HP <5.4 tons | DAY & NIGHT | HRCU-A-CB (Split System: Heat Pump with Remote Outdoor Unit-Air-Source) | CVH848GKA2* | ADP |  | FG36960 | *96CTN1202422A* | 45000 | 17 | 8.5 | 45000 | 32600 | 72.44% | 2.28 | 0 | 10 |  |  |  |  | R-410A | 3.75 | Residential & Commercial | USHP | Ducted CEE Tier 1
214244038 | Central HP <5.4 tons | BRYANT HEATING AND COOLING SYSTEMS | HRCU-A-CB (Split System: Heat Pump with Remote Outdoor Unit-Air-Source) | 284ANV024*0**B* |  |  | CNPV*3621AL*+UI | 987MC66100C21*** | 23200 | 19.5 | 9.5 | 26600 | 19900 | 74.81% | 2.38 | 0 | 13 |  |  |  |  | R-410A | 1.9333 | Residential & Commercial | USHP | Ducted CEE Tier 1
214244040 | Central HP <5.4 tons | BRYANT HEATING AND COOLING SYSTEMS | HRCU-A-CB (Split System: Heat Pump with Remote Outdoor Unit-Air-Source) | 284ANV024*0**B* |  |  | CNPV*3621AL*+UI | 986TD42060C17*** | 23200 | 19.5 | 9.5 | 26800 | 20000 | 74.63% | 2.36 | 0 | 13 |  |  |  |  | R-410A | 1.9333 | Residential & Commercial | USHP | Ducted CEE Tier 1
214244054 | Central HP <5.4 tons | BRYANT HEATING AND COOLING SYSTEMS | HRCU-A-CB (Split System: Heat Pump with Remote Outdoor Unit-Air-Source) | 284ANV024*0**B* |  |  | CNPV*4217AL*+UI | 987MC42060C17*** | 23600 | 19.5 | 10 | 26600 | 19900 | 74.81% | 2.44 | 0 | 13 |  |  |  |  | R-410A | 1.9667 | Residential & Commercial | USHP | Ducted CEE Tier 1
214244056 | Central HP <5.4 tons | BRYANT HEATING AND COOLING SYSTEMS | HRCU-A-CB (Split System: Heat Pump with Remote Outdoor Unit-Air-Source) | 284ANV024*0**B* |  |  | CNPV*4217AL*+UI | 987MC42080C17*** | 23600 | 19.5 | 10 | 26600 | 19900 | 74.81% | 2.46 | 0 | 13 |  |  |  |  | R-410A | 1.9667 | Residential & Commercial | USHP | Ducted CEE Tier 1
212609326 | Central HP <5.4 tons | SURE | HRCU-A-CB (Split System: Heat Pump with Remote Outdoor Unit-Air-Source) | SP18AZ24AJVC |  |  | TCFZ2421HEAAM | S802V1005A21UHN | 22800 | 20 | 8.5 | 22800 | 26000 | 114% | 2.1 | 0 | 12.5 |  |  |  |  | R-410A | 1.9 | Residential & Commercial | USHP | Ducted CEE Tier 1
216487834 | Central HP <5.4 tons | BRYANT HEATING AND COOLING SYSTEMS | HRCU-A-CB (Split System: Heat Pump with Remote Outdoor Unit-Air-Source) | 290VAN036**AA* | ADP |  | H,PG53*36+TXV | 986TD42060C17*** | 34000 | 18 | 9 | 33000 | 24600 | 74.55% | 1.9 | 0 | 9.5 |  |  |  |  | R-454B | 2.8333 | Residential & Commercial | USHP
216487843 | Central HP <5.4 tons | BRYANT HEATING AND COOLING SYSTEMS | HRCU-A-CB (Split System: Heat Pump with Remote Outdoor Unit-Air-Source) | 290VAN036**AA* | ADP |  | CE(P,V)3614G34*+TXV | 986TD60080C21*** | 33200 | 18 | 9 | 33400 | 24600 | 73.65% | 1.88 | 0 | 9.5 |  |  |  |  | R-454B | 2.7667 | Residential & Commercial | USHP
210636929 | Central HP <5.4 tons | TRANE | HRCU-A-CB (Split System: Heat Pump with Remote Outdoor Unit-Air-Source) | 4TWV8X60A1 |  |  | TEM8A0D48V41+TDR | 0 | 52000 | 18 | 8.5 | 50500 | 38000 | 75.25% | 1.86 | 0 | 11.7 |  |  |  |  | R-410A | 4.3333 | Residential & Commercial | USHP | Ducted CEE Tier 1
214569507 | Central HP <5.4 tons | BRYANT HEATING AND COOLING SYSTEMS | HRCU-A-CB (Split System: Heat Pump with Remote Outdoor Unit-Air-Source) | 284ANV048*0**B* |  |  | CNPV*6024AL*+UI | 935CB60080C21*** | 44500 | 21 | 9 | 46500 | 36400 | 78.28% | 2.26 | 0 | 12 |  |  |  |  | R-410A | 3.7083 | Residential & Commercial | USHP | Ducted CEE Tier 1
205751088 | Central HP <5.4 tons | TEMPSTAR | HRCU-A-CB (Split System: Heat Pump with Remote Outdoor Unit-Air-Source) | TVH837GKA** |  |  | EA*4X37L21A*+WALLCON | *96CTN1002122A* | 33000 | 17.5 | 8.5 | 33000 | 25200 | 76.36% | 2 | 12 | 11.7 |  |  |  |  | R-410A | 2.75 | Residential & Commercial | USHP | Ducted CEE Tier 1
206135691 | Central HP <5.4 tons | TEMPSTAR | HRCU-A-CB (Split System: Heat Pump with Remote Outdoor Unit-Air-Source) | TVH837GKA** |  |  | EA*4X42L21A*+WALLCON | *80CSU0601716A* | 31800 | 17 | 8.1 | 33200 | 24400 | 73.49% | 1.86 | 11.5 | 11 |  |  |  |  | R-410A | 2.65 | Residential & Commercial | USHP | Ducted CEE Tier 1
215487703 | Central HP <5.4 tons | AMANA | HRCU-A-CB (Split System: Heat Pump with Remote Outdoor Unit-Air-Source) | AZV7SA3610A* |  |  | CHPEA4830*3A* | A*VC961205DNB* | 35000 | 18.5 | 8.1 | 35000 | 28400 | 81.14% | 2 | 0 | 10.5 |  |  |  |  | R-32 | 2.9167 | Residential & Commercial | USHP | Ducted CEE Tier 1
215487704 | Central HP <5.4 tons | AMANA | HRCU-A-CB (Split System: Heat Pump with Remote Outdoor Unit-Air-Source) | AZV7SA3610A* |  |  | CHPEA4830*3A* | A*VC961005CNB* | 35000 | 18.5 | 8.1 | 35000 | 28400 | 81.14% | 2 | 0 | 10.5 |  |  |  |  | R-32 | 2.9167 | Residential & Commercial | USHP | Ducted CEE Tier 1
215487702 | Central HP <5.4 tons | AMANA | HRCU-A-CB (Split System: Heat Pump with Remote Outdoor Unit-Air-Source) | AZV7SA3610A* |  |  | CA*EA6030*3A* | A*VC800804C*A* | 35000 | 18.5 | 8.5 | 35000 | 28400 | 81.14% | 2 | 0 | 10.5 |  |  |  |  | R-32 | 2.9167 | Residential & Commercial | USHP | Ducted CEE Tier 1
215487707 | Central HP <5.4 tons | AMANA | HRCU-A-CB (Split System: Heat Pump with Remote Outdoor Unit-Air-Source) | AZV7SA3610A* |  |  | CHPEA4830*3A* | A*VC800805D*A* | 35000 | 18.5 | 8.1 | 35000 | 28400 | 81.14% | 2 | 0 | 10.5 |  |  |  |  | R-32 | 2.9167 | Residential & Commercial | USHP | Ducted CEE Tier 1
215487709 | Central HP <5.4 tons | AMANA | HRCU-A-CB (Split System: Heat Pump with Remote Outdoor Unit-Air-Source) | AZV7SA3610A* |  |  | CHPEA4830*3A* | A*VC800804C*A* | 35000 | 18.5 | 8.1 | 35000 | 28400 | 81.14% | 2 | 0 | 10.5 |  |  |  |  | R-32 | 2.9167 | Residential & Commercial | USHP | Ducted CEE Tier 1
212396768 | Central HP <5.4 tons | American Standard | HRCU-A-C (Split System: Heat Pump with Remote Outdoor Unit with No Indoor Fan --Air Source) | 4TXD2060A10NU** | ADP |  | H,TG52960+TD | 0 | 53000 | 15.2 | 8.5 | 51000 | 37200 | 72.94% | 1.8 | 0 | 9.5 |  |  |  |  | R-410A | 4.4167 | Residential & Commercial | USHP
216892071 | Central HP <5.4 tons | SURE | HRCU-A-CB (Split System: Heat Pump with Remote Outdoor Unit-Air-Source) | RD18AY48AJVC |  |  | SH2VY4824STACN | 0 | 41500 | 19 | 10 | 41500 | 37200 | 89.64% | 2.1 | 0 | 12 |  |  |  |  | R-454B | 3.4583 | Residential & Commercial | USHP | Ducted CEE Tier 1
203120331 | Central HP <5.4 tons | AMERICAN STANDARD | HRCU-A-CB (Split System: Heat Pump with Remote Outdoor Unit-Air-Source) | 4A6C7048A4 |  |  | 4TXFH064AZ3 | S8X2D120M5PTA | 47500 | 16.5 | 8.1 | 48000 | 48000 | 100% | 3.6 | 13 | 12 |  |  |  |  | R-410A | 3.9583 | Residential & Commercial | USHP | Ducted CEE Tier 1
214505364 | Central HP <5.4 tons | AMANA | HRCU-A-CB (Split System: Heat Pump with Remote Outdoor Unit-Air-Source) | ASZS60241EA* |  |  | CA*EA3026*4B* | A*VC960603BNB* | 23000 | 17 | 8.6 | 23000 | 16100 | 70% | 2 | 0 | 10 |  |  |  |  | R-410A | 1.9167 | Residential & Commercial | USHP | Ducted CEE Tier 1
210798392 | Central HP <5.4 tons | AMANA | HRCU-A-CB (Split System: Heat Pump with Remote Outdoor Unit-Air-Source) | ASZS601810A* |  |  | CA*EA1818*4A* | A*VC800803B*A* | 16600 | 17.5 | 8.5 | 17400 | 13000 | 74.71% | 2.1 | 0 | 10.9 |  |  |  |  | R-410A | 1.3833 | Residential & Commercial | USHP | Ducted CEE Tier 1
210798401 | Central HP <5.4 tons | AMANA | HRCU-A-CB (Split System: Heat Pump with Remote Outdoor Unit-Air-Source) | ASZS601810A* |  |  | CA*EA1818*4A* | A*VC800804C*A* | 16600 | 17.5 | 8.5 | 17400 | 13000 | 74.71% | 2.1 | 0 | 10.9 |  |  |  |  | R-410A | 1.3833 | Residential & Commercial | USHP | Ducted CEE Tier 1
210798410 | Central HP <5.4 tons | AMANA | HRCU-A-CB (Split System: Heat Pump with Remote Outdoor Unit-Air-Source) | ASZS601810A* |  |  | CA*EA2422*4A* | A*VC800803B*A* | 16600 | 17.5 | 8.5 | 17400 | 13000 | 74.71% | 2.1 | 0 | 10.9 |  |  |  |  | R-410A | 1.3833 | Residential & Commercial | USHP | Ducted CEE Tier 1
215487708 | Central HP <5.4 tons | AMANA | HRCU-A-CB (Split System: Heat Pump with Remote Outdoor Unit-Air-Source) | AZV7SA3610A* |  |  | CHPEA4830*3A* | A*VC800805C*A* | 35000 | 18.5 | 8.1 | 35000 | 28400 | 81.14% | 2 | 0 | 10.5 |  |  |  |  | R-32 | 2.9167 | Residential & Commercial | USHP | Ducted CEE Tier 1
214640120 | Central HP <5.4 tons | RHEEM | HRCU-A-CB (Split System: Heat Pump with Remote Outdoor Unit-Air-Source) | RD17AZ60AJ3N | ADP |  | H,RE49960 | R962V1155A24M4S | 53000 | 17 | 8.1 | 52000 | 48500 | 93.27% | 1.75 | 0 | 9.5 |  |  |  |  | R-410A | 4.4167 | Residential & Commercial | USHP
215487698 | Central HP <5.4 tons | AMANA | HRCU-A-CB (Split System: Heat Pump with Remote Outdoor Unit-Air-Source) | AZV7SA3610A* |  |  | CA*EA4830*3A* | A*VM970804CNB* | 34800 | 18.5 | 8.5 | 35000 | 28400 | 81.14% | 2 | 0 | 10.5 |  |  |  |  | R-32 | 2.9 | Residential & Commercial | USHP | Ducted CEE Tier 1
215487711 | Central HP <5.4 tons | AMANA | HRCU-A-CB (Split System: Heat Pump with Remote Outdoor Unit-Air-Source) | AZV7SA3610A* |  |  | CHPEA4830*3A* | A*VM971005CNB* | 35000 | 18.5 | 8.1 | 35000 | 28400 | 81.14% | 2 | 0 | 10.5 |  |  |  |  | R-32 | 2.9167 | Residential & Commercial | USHP | Ducted CEE Tier 1
211242968 | Central HP <5.4 tons | COMFORTMAKER | HRCU-A-CB (Split System: Heat Pump with Remote Outdoor Unit-Air-Source) | DLCURAH24ABK |  |  | EA*4X37L17A* | *95ESN0601412A* | 25000 | 16 | 8.5 | 26000 | 21200 | 81.54% | 1.76 | 0 | 10 |  |  |  |  | R-410A | 2.0833 | Residential & Commercial | USHP | Ducted CEE Tier 1
215487710 | Central HP <5.4 tons | AMANA | HRCU-A-CB (Split System: Heat Pump with Remote Outdoor Unit-Air-Source) | AZV7SA3610A* |  |  | CHPEA4830*3A* | A*VM971205DNB* | 35000 | 18.5 | 8.1 | 35000 | 28400 | 81.14% | 2 | 0 | 10.5 |  |  |  |  | R-32 | 2.9167 | Residential & Commercial | USHP | Ducted CEE Tier 1
216891908 | Central HP <5.4 tons | SURE | HRCU-A-CB (Split System: Heat Pump with Remote Outdoor Unit-Air-Source) | RD18AY36AJVC |  |  | TCFY3621MTANM | S801V0755A21UH | 32600 | 19 | 10 | 32600 | 27800 | 85.28% | 2.1 | 0 | 12 |  |  |  |  | R-454B | 2.7167 | Residential & Commercial | USHP | Ducted CEE Tier 1
216891990 | Central HP <5.4 tons | SURE | HRCU-A-CB (Split System: Heat Pump with Remote Outdoor Unit-Air-Source) | RD18AY36AJVC |  |  | TCFY3621STANM | S801V1005A21UHU | 31600 | 19 | 8.5 | 31600 | 27600 | 87.34% | 2 | 0 | 12 |  |  |  |  | R-454B | 2.6333 | Residential & Commercial | USHP | Ducted CEE Tier 1
216892001 | Central HP <5.4 tons | SURE | HRCU-A-CB (Split System: Heat Pump with Remote Outdoor Unit-Air-Source) | RD18AY36AJVC |  |  | TCFY3621STANM | S951V0603A17UH | 31200 | 18 | 8.5 | 31200 | 28000 | 89.74% | 1.9 | 0 | 11.7 |  |  |  |  | R-454B | 2.6 | Residential & Commercial | USHP | Ducted CEE Tier 1
216892024 | Central HP <5.4 tons | SURE | HRCU-A-CB (Split System: Heat Pump with Remote Outdoor Unit-Air-Source) | RD18AY36AJVC |  |  | TCFY3621STANM | S921V1005A21M4 | 31400 | 18 | 8.5 | 31400 | 27800 | 88.54% | 1.9 | 0 | 12 |  |  |  |  | R-454B | 2.6167 | Residential & Commercial | USHP | Ducted CEE Tier 1
216892049 | Central HP <5.4 tons | SURE | HRCU-A-CB (Split System: Heat Pump with Remote Outdoor Unit-Air-Source) | RD18AY36AJVC |  |  | TCFY3624MTANM | S801V1255A24DZ | 32800 | 19 | 10 | 32800 | 27800 | 84.76% | 2.1 | 0 | 12 |  |  |  |  | R-454B | 2.7333 | Residential & Commercial | USHP | Ducted CEE Tier 1
215487654 | Central HP <5.4 tons | AMANA | HRCU-A-CB (Split System: Heat Pump with Remote Outdoor Unit-Air-Source) | AZV7SA2410A* |  |  | CA*EA3022*3A* | A*VC960403BNB* | 23200 | 19 | 8.6 | 23200 | 17000 | 73.28% | 2 | 0 | 11 |  |  |  |  | R-32 | 1.9333 | Residential & Commercial | USHP | Ducted CEE Tier 1
215487670 | Central HP <5.4 tons | AMANA | HRCU-A-CB (Split System: Heat Pump with Remote Outdoor Unit-Air-Source) | AZV7SA2410A* |  |  | CA*EA3626*3A* | A*VC960603BNB* | 23200 | 19 | 8.6 | 23200 | 17000 | 73.28% | 2 | 0 | 11 |  |  |  |  | R-32 | 1.9333 | Residential & Commercial | USHP | Ducted CEE Tier 1
212383014 | Central HP <5.4 tons | COMFORTMAKER | HRCU-A-CB (Split System: Heat Pump with Remote Outdoor Unit-Air-Source) | DLCURAH36ABK |  |  | EA*4X36L17A* | *92ESN0601412A* | 35400 | 15.2 | 8.1 | 39500 | 35400 | 89.62% | 1.82 | 0 | 9.5 |  |  |  |  | R-410A | 2.95 | Residential & Commercial | USHP
215439747 | Central HP <5.4 tons | GOODMAN | HRCU-A-CB (Split System: Heat Pump with Remote Outdoor Unit-Air-Source) | GZV6SA1810A* |  |  | CA*EA3022*3A* | G*VS800805CUA* | 17000 | 19 | 8.8 | 16800 | 13000 | 77.38% | 2.1 | 0 | 12 |  |  |  |  | R-32 | 1.4167 | Residential & Commercial | USHP | Ducted CEE Tier 1
216892036 | Central HP <5.4 tons | SURE | HRCU-A-CB (Split System: Heat Pump with Remote Outdoor Unit-Air-Source) | RD18AY36AJVC |  |  | TCFY3624MTANM | S951V1005A21M4 | 32400 | 18 | 10 | 32400 | 28000 | 86.42% | 2.1 | 0 | 12 |  |  |  |  | R-454B | 2.7 | Residential & Commercial | USHP | Ducted CEE Tier 1
216892052 | Central HP <5.4 tons | SURE | HRCU-A-CB (Split System: Heat Pump with Remote Outdoor Unit-Air-Source) | RD18AY36AJVC |  |  | TCFY3624MTANM | S802V0755A21UH | 32600 | 19 | 10 | 32600 | 27800 | 85.28% | 2.1 | 0 | 12 |  |  |  |  | R-454B | 2.7167 | Residential & Commercial | USHP | Ducted CEE Tier 1
214588206 | Central HP <5.4 tons | BRYANT HEATING AND COOLING SYSTEMS | HRCU-A-CB (Split System: Heat Pump with Remote Outdoor Unit-Air-Source) | 38MURAQ18AB3* | ADP |  | V,C36H***P039 | 926TC30040V14*** | 16600 | 16 | 8.5 | 16600 | 19000 | 114.5% | 2.34 | 0 | 9.5 |  |  |  |  | R-410A | 1.3833 | Residential & Commercial | USHP
214588224 | Central HP <5.4 tons | BRYANT HEATING AND COOLING SYSTEMS | HRCU-A-CB (Split System: Heat Pump with Remote Outdoor Unit-Air-Source) | 38MURAQ18AB3* | ADP |  | V,C36H175P139 | 926TC36040V17*** | 17100 | 16 | 8.5 | 16600 | 19000 | 114.5% | 2.34 | 0 | 10.5 |  |  |  |  | R-410A | 1.425 | Residential & Commercial | USHP | Ducted CEE Tier 1
214588225 | Central HP <5.4 tons | BRYANT HEATING AND COOLING SYSTEMS | HRCU-A-CB (Split System: Heat Pump with Remote Outdoor Unit-Air-Source) | 38MURAQ18AB3* | ADP |  | V,C36H***P039 | 926TC36060V14*** | 17000 | 16 | 8.5 | 16900 | 19400 | 114.8% | 2.38 | 0 | 10 |  |  |  |  | R-410A | 1.4167 | Residential & Commercial | USHP | Ducted CEE Tier 1
210607578 | Central HP <5.4 tons | AMANA | HRCU-A-CB (Split System: Heat Pump with Remote Outdoor Unit-Air-Source) | ASZV903610A* |  |  | CA*F3743*6D*+MBVC1601**-1A*+TX | 0 | 34200 | 19 | 8.2 | 34200 | 24400 | 71.35% | 1.85 | 0 | 12 |  |  |  |  | R-410A | 2.85 | Residential & Commercial | USHP | Ducted CEE Tier 1
204299364 | Central HP <5.4 tons | TEMPSTAR | HRCU-A-CB (Split System: Heat Pump with Remote Outdoor Unit-Air-Source) | TVH837GKA** |  |  | EA*4X48L24A*+WALLCON | *80CTL0902120A* | 32400 | 17.5 | 8.5 | 32600 | 25000 | 76.69% | 1.98 | 12 | 11.7 |  |  |  |  | R-410A | 2.7 | Residential & Commercial | USHP | Ducted CEE Tier 1
214640118 | Central HP <5.4 tons | RHEEM | HRCU-A-CB (Split System: Heat Pump with Remote Outdoor Unit-Air-Source) | RD17AZ60AJ3N | ADP |  | H,RE49960 | R951V1155A24M4S | 53000 | 17 | 8.1 | 52000 | 48500 | 93.27% | 1.75 | 0 | 9.5 |  |  |  |  | R-410A | 4.4167 | Residential & Commercial | USHP
204300118 | Central HP <5.4 tons | TEMPSTAR | HRCU-A-CB (Split System: Heat Pump with Remote Outdoor Unit-Air-Source) | TVH837GKA** |  |  | EHD4X36AAL+WALLCON | *96CTN1202422A* | 32200 | 16.5 | 8.1 | 33200 | 24600 | 74.1% | 1.94 | 11 | 11 |  |  |  |  | R-410A | 2.6833 | Residential & Commercial | USHP | Ducted CEE Tier 1
216051231 | Central HP <5.4 tons | SURE | HRCU-A-CB (Split System: Heat Pump with Remote Outdoor Unit-Air-Source) | SP19AY36AJVC |  |  | TCFY3621MEAAM | S962V0703A17M4 | 34200 | 20 | 10 | 34200 | 29600 | 86.55% | 2 | 0 | 12 |  |  |  |  | R-454B | 2.85 | Residential & Commercial | USHP | Ducted CEE Tier 1
216051249 | Central HP <5.4 tons | SURE | HRCU-A-CB (Split System: Heat Pump with Remote Outdoor Unit-Air-Source) | SP19AY36AJVC |  |  | TCFY3621MEAAM | S98MV0703A17UP | 34200 | 20 | 10 | 34200 | 29600 | 86.55% | 2 | 0 | 12 |  |  |  |  | R-454B | 2.85 | Residential & Commercial | USHP | Ducted CEE Tier 1
215487671 | Central HP <5.4 tons | AMANA | HRCU-A-CB (Split System: Heat Pump with Remote Outdoor Unit-Air-Source) | AZV7SA2410A* |  |  | CA*EA3626*3A* | A*VC960803BNB* | 23200 | 19 | 8.6 | 23200 | 17000 | 73.28% | 2 | 0 | 11 |  |  |  |  | R-32 | 1.9333 | Residential & Commercial | USHP | Ducted CEE Tier 1
215284837 | Central HP <5.4 tons | BRYANT HEATING AND COOLING SYSTEMS | HRCU-A-CB (Split System: Heat Pump with Remote Outdoor Unit-Air-Source) | 38MURAQ18AB3* | ADP |  | H,PG21918 | 916SA30040M14*** | 16400 | 15.2 | 8.5 | 16900 | 19400 | 114.8% | 2.38 | 0 | 10 |  |  |  |  | R-410A | 1.3667 | Residential & Commercial | USHP | Ducted CEE Tier 1
214588209 | Central HP <5.4 tons | BRYANT HEATING AND COOLING SYSTEMS | HRCU-A-CB (Split System: Heat Pump with Remote Outdoor Unit-Air-Source) | 38MURAQ18AB3* | ADP |  | C36A***L139 | 926TC30040V14*** | 17100 | 16 | 8.5 | 16600 | 19000 | 114.5% | 2.34 | 0 | 10 |  |  |  |  | R-410A | 1.425 | Residential & Commercial | USHP | Ducted CEE Tier 1
214588218 | Central HP <5.4 tons | BRYANT HEATING AND COOLING SYSTEMS | HRCU-A-CB (Split System: Heat Pump with Remote Outdoor Unit-Air-Source) | 38MURAQ18AB3* | ADP |  | PL36H175P149 | 926TC36040V17*** | 17200 | 16 | 8.5 | 16600 | 19000 | 114.5% | 2.34 | 0 | 10.5 |  |  |  |  | R-410A | 1.4333 | Residential & Commercial | USHP | Ducted CEE Tier 1
214588229 | Central HP <5.4 tons | BRYANT HEATING AND COOLING SYSTEMS | HRCU-A-CB (Split System: Heat Pump with Remote Outdoor Unit-Air-Source) | 38MURAQ18AB3* | ADP |  | PL36H175P149 | 926TC36060V14*** | 17500 | 16 | 8.5 | 16900 | 18800 | 111.2% | 2.3 | 0 | 10.5 |  |  |  |  | R-410A | 1.4583 | Residential & Commercial | USHP | Ducted CEE Tier 1
216051286 | Central HP <5.4 tons | SURE | HRCU-A-CB (Split System: Heat Pump with Remote Outdoor Unit-Air-Source) | SP19AY60AJVC |  |  | TCFY6021SEAAM | S962V0855A21M4 | 53500 | 16 | 10 | 53500 | 49000 | 91.59% | 2 | 0 | 10 |  |  |  |  | R-454B | 4.4583 | Residential & Commercial | USHP | Ducted CEE Tier 1
216051295 | Central HP <5.4 tons | SURE | HRCU-A-CB (Split System: Heat Pump with Remote Outdoor Unit-Air-Source) | SP19AY60AJVC |  |  | TCFY6021SEAAM | S962V0705A21M4 | 53500 | 16 | 10 | 53500 | 49000 | 91.59% | 2 | 0 | 10 |  |  |  |  | R-454B | 4.4583 | Residential & Commercial | USHP | Ducted CEE Tier 1
216891872 | Central HP <5.4 tons | SURE | HRCU-A-CB (Split System: Heat Pump with Remote Outdoor Unit-Air-Source) | RD18AY24AJVC |  |  | TCFY2417MTANM | S801V1004A17UH | 21200 | 17 | 8.1 | 20800 | 16900 | 81.25% | 1.9 | 0 | 11.7 |  |  |  |  | R-454B | 1.7667 | Residential & Commercial | USHP | Ducted CEE Tier 1
213349022 | Central HP <5.4 tons | GOODMAN | HRCU-A-CB (Split System: Heat Pump with Remote Outdoor Unit-Air-Source) | GSZS601810A* |  |  | AHVE24BP1400A* | 0 | 16600 | 17.5 | 8.5 | 17400 | 13000 | 74.71% | 2.1 | 0 | 10.9 |  |  |  |  | R-410A | 1.3833 | Residential & Commercial | USHP | Ducted CEE Tier 1
213349047 | Central HP <5.4 tons | GOODMAN | HRCU-A-CB (Split System: Heat Pump with Remote Outdoor Unit-Air-Source) | GSZS601810A* |  |  | CA*EA1818*4A* | G*VC960804CNB* | 16600 | 17.5 | 8.5 | 17400 | 13000 | 74.71% | 2.1 | 0 | 10.9 |  |  |  |  | R-410A | 1.3833 | Residential & Commercial | USHP | Ducted CEE Tier 1
215735330 | Central HP <5.4 tons | SENVILLE | HRCU-A-CB (Split System: Heat Pump with Remote Outdoor Unit-Air-Source) | SENDC-60HF-OG |  |  | SENDC-60HF-IG | 0 | 54000 | 16 | 9 | 56000 | 52000 | 92.86% | 1.8 | 0 | 10 |  |  |  |  | R-454B | 4.5 | Residential & Commercial | USHP | Ducted CEE Tier 1
207455298 | Central HP <5.4 tons | LENNOX | HRCU-A-CB (Split System: Heat Pump with Remote Outdoor Unit-Air-Source) | SL25XPV-024-230A** | ADP |  | L*35/36S9 | SL280UH060NV36A* | 22400 | 22 | 9.9 | 19800 | 20000 | 101% | 1.84 | 14 | 14.5 |  |  |  |  | R-410A | 1.8667 | Residential & Commercial | USHP | Ducted CEE Tier 1
213779456 | Central HP <5.4 tons | BRYANT HEATING AND COOLING SYSTEMS | HRCU-A-CB (Split System: Heat Pump with Remote Outdoor Unit-Air-Source) | 288BNV037*0**A* |  |  | CAP**4821AL*+UI | 986TD42060C17*** | 32200 | 17 | 8.1 | 32600 | 25200 | 77.3% | 1.94 | 0 | 11 |  |  |  |  | R-410A | 2.6833 | Residential & Commercial | USHP | Ducted CEE Tier 1
215487720 | Central HP <5.4 tons | AMANA | HRCU-A-CB (Split System: Heat Pump with Remote Outdoor Unit-Air-Source) | AZV7SA4210A* |  |  | CA*EA6030*3A* | A*VC960804CNB* | 40500 | 16.5 | 8.8 | 41000 | 31000 | 75.61% | 2 | 0 | 10 |  |  |  |  | R-32 | 3.375 | Residential & Commercial | USHP | Ducted CEE Tier 1
215487722 | Central HP <5.4 tons | AMANA | HRCU-A-CB (Split System: Heat Pump with Remote Outdoor Unit-Air-Source) | AZV7SA4210A* |  |  | CA*EA6030*3A* | A*VC961205DNB* | 40500 | 17 | 8.8 | 41000 | 31000 | 75.61% | 2 | 0 | 10 |  |  |  |  | R-32 | 3.375 | Residential & Commercial | USHP | Ducted CEE Tier 1
215487723 | Central HP <5.4 tons | AMANA | HRCU-A-CB (Split System: Heat Pump with Remote Outdoor Unit-Air-Source) | AZV7SA4210A* |  |  | CHPEA4830*3A* | A*VM970804CNB* | 40500 | 16.5 | 8.6 | 41000 | 31000 | 75.61% | 2 | 0 | 10 |  |  |  |  | R-32 | 3.375 | Residential & Commercial | USHP | Ducted CEE Tier 1
215487739 | Central HP <5.4 tons | AMANA | HRCU-A-CB (Split System: Heat Pump with Remote Outdoor Unit-Air-Source) | AZV7SA4210A* |  |  | CHPEA6030*3A* | A*VC801005C*A* | 40500 | 17 | 8.6 | 41000 | 31000 | 75.61% | 2 | 0 | 10 |  |  |  |  | R-32 | 3.375 | Residential & Commercial | USHP | Ducted CEE Tier 1
216051198 | Central HP <5.4 tons | SURE | HRCU-A-CB (Split System: Heat Pump with Remote Outdoor Unit-Air-Source) | SP19AY24AJVC |  |  | TCFY2421HEAAM | S97MV0603A17DH | 22800 | 21 | 8.5 | 22800 | 18500 | 81.14% | 1.8 | 0 | 13 |  |  |  |  | R-454B | 1.9 | Residential & Commercial | USHP | Ducted CEE Tier 1
210798403 | Central HP <5.4 tons | AMANA | HRCU-A-CB (Split System: Heat Pump with Remote Outdoor Unit-Air-Source) | ASZS601810A* |  |  | CA*EA1818*4A* | A*VS960805CUA* | 16600 | 17.5 | 8.5 | 17400 | 13000 | 74.71% | 2.1 | 0 | 10.9 |  |  |  |  | R-410A | 1.3833 | Residential & Commercial | USHP | Ducted CEE Tier 1
206135983 | Central HP <5.4 tons | TEMPSTAR | HRCU-A-CB (Split System: Heat Pump with Remote Outdoor Unit-Air-Source) | TVH837GKA** |  |  | EHD4X42AAL+WALLCON | *80CSU0601716A* | 32400 | 16.5 | 8.1 | 33200 | 24800 | 74.7% | 1.94 | 11.5 | 11 |  |  |  |  | R-410A | 2.7 | Residential & Commercial | USHP | Ducted CEE Tier 1
206136003 | Central HP <5.4 tons | TEMPSTAR | HRCU-A-CB (Split System: Heat Pump with Remote Outdoor Unit-Air-Source) | TVH837GKA** |  |  | EHD4X42AAL+WALLCON | *80CSU1002120A* | 32400 | 16 | 8.1 | 33200 | 24800 | 74.7% | 1.94 | 11.5 | 11 |  |  |  |  | R-410A | 2.7 | Residential & Commercial | USHP | Ducted CEE Tier 1
214243954 | Central HP <5.4 tons | BRYANT HEATING AND COOLING SYSTEMS | HRCU-A-CB (Split System: Heat Pump with Remote Outdoor Unit-Air-Source) | 284ANV048*0**B* |  |  | CNPV*4821AL*+UI | 88*TB60110C21*** | 44000 | 21 | 8.5 | 46500 | 36400 | 78.28% | 2.16 | 0 | 12 |  |  |  |  | R-410A | 3.6667 | Residential & Commercial | USHP | Ducted CEE Tier 1
210596252 | Central HP <5.4 tons | CARRIER | HRCU-A-CB (Split System: Heat Pump with Remote Outdoor Unit-Air-Source) | 25VNA837A*030* |  |  | CSPH*6012AL*+UI | 59MN7B100C21**22 | 33000 | 17 | 8.1 | 32200 | 24800 | 77.02% | 2.02 | 0 | 11.5 |  |  |  |  | R-410A | 2.75 | Residential & Commercial | USHP | Ducted CEE Tier 1
216936057 | Central HP <5.4 tons | HISENSE | HRCU-A-CB (Split System: Heat Pump with Remote Outdoor Unit-Air-Source) | AUWR-36U3TW5 | ADP |  | M36E34*+TXV+AMHE3D | 0 | 30800 | 18 | 10.15 | 32200 | 30600 | 95.03% | 2.1 | 0 | 11 |  |  |  |  | R-454B | 2.5667 | Residential & Commercial | USHP | Ducted CEE Tier 1
215318960 | Central HP <5.4 tons | DAY & NIGHT | HRCU-A-CB (Split System: Heat Pump with Remote Outdoor Unit-Air-Source) | D5CSHAH18AAK |  |  | D5FSAAH18XBK | 0 | 18000 | 18.2 | 10.1 | 19500 | 18000 | 92.31% | 2.2 | 0 | 12 |  |  |  |  | R-454B | 1.5 | Residential & Commercial | USHP | Ducted CEE Tier 1
213349062 | Central HP <5.4 tons | GOODMAN | HRCU-A-CB (Split System: Heat Pump with Remote Outdoor Unit-Air-Source) | GSZS601810A* |  |  | CA*EA2422*4A* | G*VS960805CUA* | 16600 | 17.5 | 8.5 | 17400 | 13000 | 74.71% | 2.1 | 0 | 10.9 |  |  |  |  | R-410A | 1.3833 | Residential & Commercial | USHP | Ducted CEE Tier 1
213349160 | Central HP <5.4 tons | GOODMAN | HRCU-A-CB (Split System: Heat Pump with Remote Outdoor Unit-Air-Source) | GSZS601810A* |  |  | CA*EA2422*4A*+MBVC1600**-1A* | 0 | 16600 | 17.5 | 8.5 | 17400 | 13000 | 74.71% | 2.1 | 0 | 10.9 |  |  |  |  | R-410A | 1.3833 | Residential & Commercial | USHP | Ducted CEE Tier 1
210798405 | Central HP <5.4 tons | AMANA | HRCU-A-CB (Split System: Heat Pump with Remote Outdoor Unit-Air-Source) | ASZS601810A* |  |  | CA*EA1818*4A* | A*VM970804CNB* | 16600 | 17.5 | 8.5 | 17400 | 13000 | 74.71% | 2.1 | 0 | 10.9 |  |  |  |  | R-410A | 1.3833 | Residential & Commercial | USHP | Ducted CEE Tier 1
215487740 | Central HP <5.4 tons | AMANA | HRCU-A-CB (Split System: Heat Pump with Remote Outdoor Unit-Air-Source) | AZV7SA4210A* |  |  | CHPEA6030*3A* | A*VC960804CNB* | 40500 | 16.5 | 8.6 | 41000 | 31000 | 75.61% | 2 | 0 | 10 |  |  |  |  | R-32 | 3.375 | Residential & Commercial | USHP | Ducted CEE Tier 1
215439724 | Central HP <5.4 tons | GOODMAN | HRCU-A-CB (Split System: Heat Pump with Remote Outdoor Unit-Air-Source) | GZV6SA1810A* |  |  | CA*EA3022*3A* | G*VT960603BNA* | 17000 | 19 | 8.8 | 16800 | 13000 | 77.38% | 2.1 | 0 | 12 |  |  |  |  | R-32 | 1.4167 | Residential & Commercial | USHP | Ducted CEE Tier 1
215439741 | Central HP <5.4 tons | GOODMAN | HRCU-A-CB (Split System: Heat Pump with Remote Outdoor Unit-Air-Source) | GZV6SA1810A* |  |  | CA*EA2418*3A* | G*VT800603B*A* | 17000 | 19 | 8.8 | 16800 | 13000 | 77.38% | 2.1 | 0 | 12 |  |  |  |  | R-32 | 1.4167 | Residential & Commercial | USHP | Ducted CEE Tier 1
210692497 | Central HP <5.4 tons | AMANA | HRCU-A-CB (Split System: Heat Pump with Remote Outdoor Unit-Air-Source) | ASZV903610A* |  |  | CA*F3137*6A*+TXV | A*VS800604BUA* | 33600 | 18.5 | 8.2 | 34000 | 24400 | 71.76% | 1.8 | 0 | 12 |  |  |  |  | R-410A | 2.8 | Residential & Commercial | USHP | Ducted CEE Tier 1
210692498 | Central HP <5.4 tons | AMANA | HRCU-A-CB (Split System: Heat Pump with Remote Outdoor Unit-Air-Source) | ASZV903610A* |  |  | CA*F3137*6A*+TXV | A*VC800604B*A* | 33600 | 18.5 | 8.2 | 34000 | 24400 | 71.76% | 1.8 | 0 | 12 |  |  |  |  | R-410A | 2.8 | Residential & Commercial | USHP | Ducted CEE Tier 1
210798420 | Central HP <5.4 tons | AMANA | HRCU-A-CB (Split System: Heat Pump with Remote Outdoor Unit-Air-Source) | ASZS601810A* |  |  | CA*EA2422*4A* | A*VC800805C*A* | 16600 | 17.5 | 8.5 | 17400 | 13000 | 74.71% | 2.1 | 0 | 10.9 |  |  |  |  | R-410A | 1.3833 | Residential & Commercial | USHP | Ducted CEE Tier 1
202461047 | Central HP <5.4 tons | AMERICAN STANDARD | HRCU-A-CB (Split System: Heat Pump with Remote Outdoor Unit-Air-Source) | 4A6C7048A3 |  |  | 4TXCD010DS3 | S8X1D120M5PSA | 47500 | 16.5 | 8.1 | 48000 | 48000 | 100% | 3.6 | 13 | 12 |  |  |  |  | R-410A | 3.9583 | Residential & Commercial | USHP | Ducted CEE Tier 1
211263151 | Central HP <5.4 tons | TEMPSTAR | HRCU-A-CB (Split System: Heat Pump with Remote Outdoor Unit-Air-Source) | DLCURAH18ABK |  |  | EN(A,D)4X24L17** | *95ESN0401410A* | 17800 | 15.5 | 8.5 | 18700 | 18800 | 100.5% | 2.26 | 0 | 10.5 |  |  |  |  | R-410A | 1.4833 | Residential & Commercial | USHP | Ducted CEE Tier 1
215487771 | Central HP <5.4 tons | AMANA | HRCU-A-CB (Split System: Heat Pump with Remote Outdoor Unit-Air-Source) | AZV7SA4810A* |  |  | CHPEA6030*3A* | A*VC961205DNB* | 45500 | 16.5 | 8.5 | 46500 | 33600 | 72.26% | 2 | 0 | 10 |  |  |  |  | R-32 | 3.7917 | Residential & Commercial | USHP | Ducted CEE Tier 1
214569557 | Central HP <5.4 tons | BRYANT HEATING AND COOLING SYSTEMS | HRCU-A-CB (Split System: Heat Pump with Remote Outdoor Unit-Air-Source) | 284ANV036*0**B* |  |  | CAP**4321AL*+UI | 987MC60080C21*** | 34400 | 19 | 9.5 | 36400 | 25600 | 70.33% | 2.04 | 0 | 12 |  |  |  |  | R-410A | 2.8667 | Residential & Commercial | USHP | Ducted CEE Tier 1
214569571 | Central HP <5.4 tons | BRYANT HEATING AND COOLING SYSTEMS | HRCU-A-CB (Split System: Heat Pump with Remote Outdoor Unit-Air-Source) | 284ANV036*0**B* |  |  | CAP**4821AL*+UI | 986TD60080C21*** | 33800 | 19.5 | 9.5 | 36400 | 25800 | 70.88% | 2.04 | 0 | 12 |  |  |  |  | R-410A | 2.8167 | Residential & Commercial | USHP | Ducted CEE Tier 1
216835312 | Central HP <5.4 tons | GOODMAN | HRCU-A-CB (Split System: Heat Pump with Remote Outdoor Unit-Air-Source) | GZV7SA6010A* |  |  | CHPEA6030*3A*+MBVK20DP1X00A* | 0 | 52000 | 16 | 8.5 | 52500 | 45000 | 85.71% | 1.8 | 0 | 9.8 |  |  |  |  | R-32 | 4.3333 | Residential & Commercial | USHP
216835362 | Central HP <5.4 tons | GOODMAN | HRCU-A-CB (Split System: Heat Pump with Remote Outdoor Unit-Air-Source) | GZV7SA6010A* |  |  | CHPEA6030*3A* | G*VM971205DNA* | 52000 | 16 | 8.5 | 52500 | 45000 | 85.71% | 1.8 | 0 | 9.8 |  |  |  |  | R-32 | 4.3333 | Residential & Commercial | USHP
216487642 | Central HP <5.4 tons | BRYANT HEATING AND COOLING SYSTEMS | HRCU-A-CB (Split System: Heat Pump with Remote Outdoor Unit-Air-Source) | 293VAN048**AA* | ADP |  | CE(P,V)4817G1K*+TXV | 88*TB36070C14*** | 43000 | 19 | 8.5 | 47000 | 35000 | 74.47% | 1.8 | 0 | 11 |  |  |  |  | R-454B | 3.5833 | Residential & Commercial | USHP | Ducted CEE Tier 1
216051281 | Central HP <5.4 tons | SURE | HRCU-A-CB (Split System: Heat Pump with Remote Outdoor Unit-Air-Source) | SP19AY60AJVC |  |  | TCFY6021SEAAM | S802V0755A21DZ | 54000 | 17 | 10 | 54000 | 48500 | 89.81% | 2 | 0 | 10 |  |  |  |  | R-454B | 4.5 | Residential & Commercial | USHP | Ducted CEE Tier 1
214588222 | Central HP <5.4 tons | BRYANT HEATING AND COOLING SYSTEMS | HRCU-A-CB (Split System: Heat Pump with Remote Outdoor Unit-Air-Source) | 38MURAQ18AB3* | ADP |  | PL36H210P749 | 926TC36040V17*** | 17200 | 16 | 8.5 | 16600 | 19000 | 114.5% | 2.34 | 0 | 10.5 |  |  |  |  | R-410A | 1.4333 | Residential & Commercial | USHP | Ducted CEE Tier 1
215439755 | Central HP <5.4 tons | GOODMAN | HRCU-A-CB (Split System: Heat Pump with Remote Outdoor Unit-Air-Source) | GZV6SA1810A* |  |  | CA*EA3022*3A* | G*VM970803BNA* | 17000 | 19 | 8.8 | 16800 | 13000 | 77.38% | 2.1 | 0 | 12 |  |  |  |  | R-32 | 1.4167 | Residential & Commercial | USHP | Ducted CEE Tier 1
215284839 | Central HP <5.4 tons | BRYANT HEATING AND COOLING SYSTEMS | HRCU-A-CB (Split System: Heat Pump with Remote Outdoor Unit-Air-Source) | 38MURAQ18AB3* | ADP |  | H,PG21918 | 926TC30040V14*** | 16200 | 16 | 8.5 | 16600 | 19000 | 114.5% | 2.34 | 0 | 9.5 |  |  |  |  | R-410A | 1.35 | Residential & Commercial | USHP
215564841 | Central HP <5.4 tons | GOODMAN | HRCU-A-CB (Split System: Heat Pump with Remote Outdoor Unit-Air-Source) | GSZV903610A* |  |  | AVPEC59D14A* | 0 | 34000 | 19 | 8.2 | 34000 | 24400 | 71.76% | 1.8 | 0 | 12 |  |  |  |  | R-410A | 2.8333 | Residential & Commercial | USHP | Ducted CEE Tier 1
211239653 | Central HP <5.4 tons | CARRIER | HRCU-A-CB (Split System: Heat Pump with Remote Outdoor Unit-Air-Source) | 38MURAQ24AB3* |  |  | CAP**2414AL* | 59SC5B060E14**12 | 24000 | 15.5 | 8.5 | 27200 | 23600 | 86.76% | 1.92 | 0 | 10 |  |  |  |  | R-410A | 2 | Residential & Commercial | USHP | Ducted CEE Tier 1
211239723 | Central HP <5.4 tons | CARRIER | HRCU-A-CB (Split System: Heat Pump with Remote Outdoor Unit-Air-Source) | 38MURAQ24AB3* |  |  | CAP**2517AL* | 59TP6B040V17**12 | 23800 | 16 | 8.1 | 25200 | 21800 | 86.51% | 1.82 | 0 | 10 |  |  |  |  | R-410A | 1.9833 | Residential & Commercial | USHP | Ducted CEE Tier 1
215439772 | Central HP <5.4 tons | GOODMAN | HRCU-A-CB (Split System: Heat Pump with Remote Outdoor Unit-Air-Source) | GZV6SA1810A* |  |  | CHPEA2422*3A*+MBVK12BP1X00A* | 0 | 17000 | 19 | 8.8 | 16800 | 13000 | 77.38% | 2.1 | 0 | 12 |  |  |  |  | R-32 | 1.4167 | Residential & Commercial | USHP | Ducted CEE Tier 1
211239738 | Central HP <5.4 tons | CARRIER | HRCU-A-CB (Split System: Heat Pump with Remote Outdoor Unit-Air-Source) | 38MURAQ24AB3* |  |  | CAP**2517AL* | 59SC2D060E17**14 | 25000 | 17 | 8.5 | 25600 | 21000 | 82.03% | 1.78 | 0 | 10.5 |  |  |  |  | R-410A | 2.0833 | Residential & Commercial | USHP | Ducted CEE Tier 1
211239739 | Central HP <5.4 tons | CARRIER | HRCU-A-CB (Split System: Heat Pump with Remote Outdoor Unit-Air-Source) | 38MURAQ24AB3* |  |  | CAP**2517AL* | 59SC2D080E17**16 | 25000 | 17.5 | 8.5 | 25600 | 21000 | 82.03% | 1.78 | 0 | 10.5 |  |  |  |  | R-410A | 2.0833 | Residential & Commercial | USHP | Ducted CEE Tier 1
211239756 | Central HP <5.4 tons | CARRIER | HRCU-A-CB (Split System: Heat Pump with Remote Outdoor Unit-Air-Source) | 38MURAQ24AB3* |  |  | CAP**3014AL* | 59TP6B040V14**10 | 23600 | 15.5 | 8.5 | 26200 | 23600 | 90.08% | 1.94 | 0 | 10 |  |  |  |  | R-410A | 1.9667 | Residential & Commercial | USHP | Ducted CEE Tier 1
211239790 | Central HP <5.4 tons | CARRIER | HRCU-A-CB (Split System: Heat Pump with Remote Outdoor Unit-Air-Source) | 38MURAQ24AB3* |  |  | CAP**3017AL* | 59TP6B060V17**14 | 23800 | 16.5 | 8.5 | 26200 | 23400 | 89.31% | 1.92 | 0 | 10 |  |  |  |  | R-410A | 1.9833 | Residential & Commercial | USHP | Ducted CEE Tier 1
211239820 | Central HP <5.4 tons | CARRIER | HRCU-A-CB (Split System: Heat Pump with Remote Outdoor Unit-Air-Source) | 38MURAQ24AB3* |  |  | CAP**3617AL* | 59SU5A060E17**16 | 24400 | 17 | 8.5 | 26200 | 22400 | 85.5% | 1.86 | 0 | 10 |  |  |  |  | R-410A | 2.0333 | Residential & Commercial | USHP | Ducted CEE Tier 1
216051298 | Central HP <5.4 tons | SURE | HRCU-A-CB (Split System: Heat Pump with Remote Outdoor Unit-Air-Source) | SP19AY60AJVC |  |  | TCFY6021SEAAM | S97MV1005A21DH | 53500 | 17 | 10 | 53500 | 48500 | 90.65% | 2 | 0 | 10 |  |  |  |  | R-454B | 4.4583 | Residential & Commercial | USHP | Ducted CEE Tier 1
211239822 | Central HP <5.4 tons | CARRIER | HRCU-A-CB (Split System: Heat Pump with Remote Outdoor Unit-Air-Source) | 38MURAQ24AB3* |  |  | CAP**3617AL* | 58TP*A045V14**12 | 24200 | 16.5 | 8.5 | 26200 | 22400 | 85.5% | 1.86 | 0 | 10 |  |  |  |  | R-410A | 2.0167 | Residential & Commercial | USHP | Ducted CEE Tier 1
211239838 | Central HP <5.4 tons | CARRIER | HRCU-A-CB (Split System: Heat Pump with Remote Outdoor Unit-Air-Source) | 38MURAQ24AB3* |  |  | CAP**3617AL* | 58S(B,C)*A090E17**14 | 24600 | 17 | 8.5 | 26400 | 22200 | 84.09% | 1.84 | 0 | 10 |  |  |  |  | R-410A | 2.05 | Residential & Commercial | USHP | Ducted CEE Tier 1
211239871 | Central HP <5.4 tons | CARRIER | HRCU-A-CB (Split System: Heat Pump with Remote Outdoor Unit-Air-Source) | 38MURAQ24AB3* |  |  | CAP**3621AL* | 58SU*A040E17**12 | 24200 | 17.5 | 8.5 | 26000 | 22800 | 87.69% | 1.9 | 0 | 10 |  |  |  |  | R-410A | 2.0167 | Residential & Commercial | USHP | Ducted CEE Tier 1
211239874 | Central HP <5.4 tons | CARRIER | HRCU-A-CB (Split System: Heat Pump with Remote Outdoor Unit-Air-Source) | 38MURAQ24AB3* |  |  | CAP**3621AL* | 59TP6B040V17**12 | 23400 | 16 | 8.5 | 25800 | 23600 | 91.47% | 1.94 | 0 | 10 |  |  |  |  | R-410A | 1.95 | Residential & Commercial | USHP | Ducted CEE Tier 1
211239887 | Central HP <5.4 tons | CARRIER | HRCU-A-CB (Split System: Heat Pump with Remote Outdoor Unit-Air-Source) | 38MURAQ24AB3* |  |  | CAP**3621AL* | 58S(B,C)*A090E21**20 | 24800 | 17 | 8.5 | 26600 | 22000 | 82.71% | 1.82 | 0 | 10 |  |  |  |  | R-410A | 2.0667 | Residential & Commercial | USHP | Ducted CEE Tier 1
211239888 | Central HP <5.4 tons | CARRIER | HRCU-A-CB (Split System: Heat Pump with Remote Outdoor Unit-Air-Source) | 38MURAQ24AB3* |  |  | CAP**3621AL* | 58S(B,C)*A110E21**20 | 25200 | 16.5 | 8.5 | 26800 | 21800 | 81.34% | 1.8 | 0 | 10 |  |  |  |  | R-410A | 2.1 | Residential & Commercial | USHP | Ducted CEE Tier 1
211239890 | Central HP <5.4 tons | CARRIER | HRCU-A-CB (Split System: Heat Pump with Remote Outdoor Unit-Air-Source) | 38MURAQ24AB3* |  |  | CAP**3621AL* | 59SC2D080E17**16 | 24400 | 17 | 8.5 | 26200 | 22400 | 85.5% | 1.86 | 0 | 10 |  |  |  |  | R-410A | 2.0333 | Residential & Commercial | USHP | Ducted CEE Tier 1
207590062 | Central HP <5.4 tons | AMERICAN STANDARD | HRCU-A-CB (Split System: Heat Pump with Remote Outdoor Unit-Air-Source) | 4A6V0X60A1 |  |  | TEM8A0C60V51+TDR | 0 | 53000 | 19.5 | 8.5 | 51000 | 38000 | 74.51% | 1.8 | 12.5 | 11.7 |  |  |  |  | R-410A | 4.4167 | Residential & Commercial | USHP | Ducted CEE Tier 1
206136203 | Central HP <5.4 tons | TEMPSTAR | HRCU-A-CB (Split System: Heat Pump with Remote Outdoor Unit-Air-Source) | TVH837GKA** |  |  | EA*4X48L24A*+WALLCON | *95CSU1002122A* | 32400 | 17.5 | 8.5 | 32400 | 24800 | 76.54% | 2 | 12 | 11.5 |  |  |  |  | R-410A | 2.7 | Residential & Commercial | USHP | Ducted CEE Tier 1
211239904 | Central HP <5.4 tons | CARRIER | HRCU-A-CB (Split System: Heat Pump with Remote Outdoor Unit-Air-Source) | 38MURAQ24AB3* |  |  | CAP**3717AL* | 59SP6A060V17**14 | 24600 | 16.5 | 8.5 | 25600 | 21600 | 84.38% | 1.8 | 0 | 10 |  |  |  |  | R-410A | 2.05 | Residential & Commercial | USHP | Ducted CEE Tier 1
211239922 | Central HP <5.4 tons | CARRIER | HRCU-A-CB (Split System: Heat Pump with Remote Outdoor Unit-Air-Source) | 38MURAQ24AB3* |  |  | CAP**3717AL* | 58TP*A070V17**16 | 24600 | 17 | 8.5 | 25600 | 21600 | 84.38% | 1.8 | 0 | 10.5 |  |  |  |  | R-410A | 2.05 | Residential & Commercial | USHP | Ducted CEE Tier 1
211239954 | Central HP <5.4 tons | CARRIER | HRCU-A-CB (Split System: Heat Pump with Remote Outdoor Unit-Air-Source) | 38MURAQ24AB3* |  |  | CAP**3721AL* | 59SU5A040E17**12 | 24400 | 17 | 8.5 | 25200 | 21200 | 84.13% | 1.78 | 0 | 10 |  |  |  |  | R-410A | 2.0333 | Residential & Commercial | USHP | Ducted CEE Tier 1
211239971 | Central HP <5.4 tons | CARRIER | HRCU-A-CB (Split System: Heat Pump with Remote Outdoor Unit-Air-Source) | 38MURAQ24AB3* |  |  | CAP**3721AL* | 59TP6B080V17**16 | 24800 | 17 | 8.5 | 25600 | 21000 | 82.03% | 1.76 | 0 | 10.5 |  |  |  |  | R-410A | 2.0667 | Residential & Commercial | USHP | Ducted CEE Tier 1
211239972 | Central HP <5.4 tons | CARRIER | HRCU-A-CB (Split System: Heat Pump with Remote Outdoor Unit-Air-Source) | 38MURAQ24AB3* |  |  | CAP**3721AL* | 58TP*A070V17**16 | 24800 | 17 | 8.5 | 25400 | 20800 | 81.89% | 1.76 | 0 | 10.5 |  |  |  |  | R-410A | 2.0667 | Residential & Commercial | USHP | Ducted CEE Tier 1
211239991 | Central HP <5.4 tons | CARRIER | HRCU-A-CB (Split System: Heat Pump with Remote Outdoor Unit-Air-Source) | 38MURAQ24AB3* |  |  | CAP**3721AL* | 58SU*A080E21**20 | 25000 | 17.5 | 8.5 | 25600 | 20800 | 81.25% | 1.76 | 0 | 10.5 |  |  |  |  | R-410A | 2.0833 | Residential & Commercial | USHP | Ducted CEE Tier 1
211240007 | Central HP <5.4 tons | CARRIER | HRCU-A-CB (Split System: Heat Pump with Remote Outdoor Unit-Air-Source) | 38MURAQ24AB3* |  |  | CNPV*2414AL* | 58S(B,C)*A045E14**12 | 24200 | 15.5 | 8.5 | 27200 | 22600 | 83.09% | 1.86 | 0 | 10 |  |  |  |  | R-410A | 2.0167 | Residential & Commercial | USHP | Ducted CEE Tier 1
211240039 | Central HP <5.4 tons | CARRIER | HRCU-A-CB (Split System: Heat Pump with Remote Outdoor Unit-Air-Source) | 38MURAQ24AB3* |  |  | CNPV*2417AL* | 58S(B,C)*A045E14**12 | 24200 | 15.5 | 8.5 | 27200 | 22600 | 83.09% | 1.86 | 0 | 10 |  |  |  |  | R-410A | 2.0167 | Residential & Commercial | USHP | Ducted CEE Tier 1
211240041 | Central HP <5.4 tons | CARRIER | HRCU-A-CB (Split System: Heat Pump with Remote Outdoor Unit-Air-Source) | 38MURAQ24AB3* |  |  | CNPV*2417AL* | 58S(B,C)*A070E17**12 | 23800 | 16 | 8.5 | 27000 | 23200 | 85.93% | 1.9 | 0 | 10 |  |  |  |  | R-410A | 1.9833 | Residential & Commercial | USHP | Ducted CEE Tier 1
211240054 | Central HP <5.4 tons | CARRIER | HRCU-A-CB (Split System: Heat Pump with Remote Outdoor Unit-Air-Source) | 38MURAQ24AB3* |  |  | CNPV*2417AL* | OVMAAB042112 | 23800 | 15.2 | 8.5 | 27000 | 23200 | 85.93% | 1.9 | 0 | 10 |  |  |  |  | R-410A | 1.9833 | Residential & Commercial | USHP | Ducted CEE Tier 1
211240055 | Central HP <5.4 tons | CARRIER | HRCU-A-CB (Split System: Heat Pump with Remote Outdoor Unit-Air-Source) | 38MURAQ24AB3* |  |  | CNPV*3014AL* | 58SP*A045V14**12 | 24000 | 16 | 8.1 | 26400 | 23000 | 87.12% | 1.88 | 0 | 10 |  |  |  |  | R-410A | 2 | Residential & Commercial | USHP | Ducted CEE Tier 1
212973066 | Central HP <5.4 tons | COMFORTMAKER | HRCU-A-CB (Split System: Heat Pump with Remote Outdoor Unit-Air-Source) | DLCURAH18ABK |  |  | EN(A,D)4X30L17** | *96VSN0401712B* | 17300 | 16 | 8.1 | 17900 | 18600 | 103.9% | 2.22 | 0 | 10.5 |  |  |  |  | R-410A | 1.4417 | Residential & Commercial | USHP | Ducted CEE Tier 1
216835329 | Central HP <5.4 tons | GOODMAN | HRCU-A-CB (Split System: Heat Pump with Remote Outdoor Unit-Air-Source) | GZV7SA6010A* |  |  | CA*EA6030*3A* | G*VT961005DNA* | 52000 | 16 | 8.5 | 53500 | 46000 | 85.98% | 2 | 0 | 9.8 |  |  |  |  | R-32 | 4.3333 | Residential & Commercial | USHP
216835349 | Central HP <5.4 tons | GOODMAN | HRCU-A-CB (Split System: Heat Pump with Remote Outdoor Unit-Air-Source) | GZV7SA6010A* |  |  | CHPEA6030*3A* | G*VT800805C*A* | 52000 | 16 | 8.5 | 52500 | 45000 | 85.71% | 1.8 | 0 | 9.8 |  |  |  |  | R-32 | 4.3333 | Residential & Commercial | USHP
202461104 | Central HP <5.4 tons | AMERICAN STANDARD | HRCU-A-CB (Split System: Heat Pump with Remote Outdoor Unit-Air-Source) | 4A6C7048A4 |  |  | 4TXFH064AZ3 | S8X2D120M5PSA | 47500 | 16.5 | 8.1 | 48000 | 48000 | 100% | 3.6 | 13 | 12 |  |  |  |  | R-410A | 3.9583 | Residential & Commercial | USHP | Ducted CEE Tier 1
211240056 | Central HP <5.4 tons | CARRIER | HRCU-A-CB (Split System: Heat Pump with Remote Outdoor Unit-Air-Source) | 38MURAQ24AB3* |  |  | CNPV*3014AL* | 59SP6A040V14**10 | 23600 | 15.5 | 8.1 | 26200 | 23600 | 90.08% | 1.92 | 0 | 10 |  |  |  |  | R-410A | 1.9667 | Residential & Commercial | USHP | Ducted CEE Tier 1
214569641 | Central HP <5.4 tons | BRYANT HEATING AND COOLING SYSTEMS | HRCU-A-CB (Split System: Heat Pump with Remote Outdoor Unit-Air-Source) | 284ANV036*0**B* |  |  | CSPH*4212AL*+UI | 987MC60080C21*** | 34000 | 18.5 | 9 | 36600 | 26000 | 71.04% | 2.04 | 0 | 11.5 |  |  |  |  | R-410A | 2.8333 | Residential & Commercial | USHP | Ducted CEE Tier 1
216800652 | Central HP <5.4 tons | COLEMAN | HRCU-A-CB (Split System: Heat Pump with Remote Outdoor Unit-Air-Source) | HH860E2S11 | ADP |  | M48G66*+TXV+AMHE4D | 0 | 44500 | 19 | 8.7 | 42500 | 33000 | 77.65% | 1.94 | 0 | 11.7 |  |  |  |  | R-454B | 3.7083 | Residential & Commercial | USHP | Ducted CEE Tier 1
216800752 | Central HP <5.4 tons | COLEMAN | HRCU-A-CB (Split System: Heat Pump with Remote Outdoor Unit-Air-Source) | HH860E2S11 | ADP |  | H,YG84*60+TXV | Z8ES120C16SMPS1 | 44000 | 18 | 9 | 41500 | 32600 | 78.55% | 2 | 0 | 12 |  |  |  |  | R-454B | 3.6667 | Residential & Commercial | USHP | Ducted CEE Tier 1
216835340 | Central HP <5.4 tons | GOODMAN | HRCU-A-CB (Split System: Heat Pump with Remote Outdoor Unit-Air-Source) | GZV7SA6010A* |  |  | CHPEA6030*3A* | G*VT801005C*A* | 52000 | 16 | 8.5 | 52500 | 45000 | 85.71% | 1.8 | 0 | 9.8 |  |  |  |  | R-32 | 4.3333 | Residential & Commercial | USHP
212578223 | Central HP <5.4 tons | CARRIER | HRCU-A-CB (Split System: Heat Pump with Remote Outdoor Unit-Air-Source) | 25VNA424A*031* | ADP |  | H,PG9J936 | 59MN7B060C17**14 | 23200 | 19 | 10.5 | 25200 | 19600 | 77.78% | 2.42 | 0 | 13 |  |  |  |  | R-410A | 1.9333 | Residential & Commercial | USHP | Ducted CEE Tier 1
212578241 | Central HP <5.4 tons | CARRIER | HRCU-A-CB (Split System: Heat Pump with Remote Outdoor Unit-Air-Source) | 25VNA424A*031* | ADP |  | H,PG34936 | 59TN6B080C17**14 | 23400 | 20 | 10.5 | 25000 | 19500 | 78% | 2.44 | 0 | 13 |  |  |  |  | R-410A | 1.95 | Residential & Commercial | USHP | Ducted CEE Tier 1
202461098 | Central HP <5.4 tons | AMERICAN STANDARD | HRCU-A-CB (Split System: Heat Pump with Remote Outdoor Unit-Air-Source) | 4A6C7048A4 |  |  | 4TXCD010DS3 | S8X1D120M5PSA | 47500 | 16.5 | 8.1 | 48000 | 48000 | 100% | 3.6 | 13 | 12 |  |  |  |  | R-410A | 3.9583 | Residential & Commercial | USHP | Ducted CEE Tier 1
216990357 | Central HP <5.4 tons | BRYANT HEATING AND COOLING SYSTEMS | HRCU-A-CB (Split System: Heat Pump with Remote Outdoor Unit-Air-Source) | 290VAN060**AA* | ADP |  | PL60H210P29*+TXV | 88*TB60070C21*** | 53000 | 18 | 9 | 58000 | 41500 | 71.55% | 2 | 0 | 8 |  |  |  |  | R-454B | 4.4167 | Residential & Commercial | USHP
216990358 | Central HP <5.4 tons | BRYANT HEATING AND COOLING SYSTEMS | HRCU-A-CB (Split System: Heat Pump with Remote Outdoor Unit-Air-Source) | 290VAN060**AA* | ADP |  | V,C60H210P29*+TXV | 88*TB60070C21*** | 53000 | 18 | 9 | 58000 | 41500 | 71.55% | 2 | 0 | 8 |  |  |  |  | R-454B | 4.4167 | Residential & Commercial | USHP
216990555 | Central HP <5.4 tons | BRYANT HEATING AND COOLING SYSTEMS | HRCU-A-CB (Split System: Heat Pump with Remote Outdoor Unit-Air-Source) | 293VAN036**AA* | ADP |  | PL36H175P15*+TXV | 88*TB36045C17*** | 33000 | 19 | 9 | 33800 | 26800 | 79.29% | 1.9 | 0 | 10.5 |  |  |  |  | R-454B | 2.75 | Residential & Commercial | USHP | Ducted CEE Tier 1
216990572 | Central HP <5.4 tons | BRYANT HEATING AND COOLING SYSTEMS | HRCU-A-CB (Split System: Heat Pump with Remote Outdoor Unit-Air-Source) | 293VAN036**AA* | ADP |  | C36A***L13*+TXV | 88*TB48070C17*** | 32600 | 19 | 9.5 | 33600 | 26600 | 79.17% | 2 | 0 | 11 |  |  |  |  | R-454B | 2.7167 | Residential & Commercial | USHP | Ducted CEE Tier 1
216990622 | Central HP <5.4 tons | BRYANT HEATING AND COOLING SYSTEMS | HRCU-A-CB (Split System: Heat Pump with Remote Outdoor Unit-Air-Source) | 293VAN048**AA* | ADP |  | V,C48H175P38*+TXV | 88*TB48090C17*** | 44000 | 20 | 9 | 47000 | 35400 | 75.32% | 1.86 | 0 | 11.5 |  |  |  |  | R-454B | 3.6667 | Residential & Commercial | USHP | Ducted CEE Tier 1
216990624 | Central HP <5.4 tons | BRYANT HEATING AND COOLING SYSTEMS | HRCU-A-CB (Split System: Heat Pump with Remote Outdoor Unit-Air-Source) | 293VAN048**AA* | ADP |  | C48A***L18*+TXV | 88*TB48090C17*** | 44000 | 20 | 9 | 47000 | 35400 | 75.32% | 1.86 | 0 | 11.5 |  |  |  |  | R-454B | 3.6667 | Residential & Commercial | USHP | Ducted CEE Tier 1
216487666 | Central HP <5.4 tons | BRYANT HEATING AND COOLING SYSTEMS | HRCU-A-CB (Split System: Heat Pump with Remote Outdoor Unit-Air-Source) | 293VAN048**AA* | ADP |  | CE(P,V)4821G1K*+TXV | 88*TB60070C21*** | 43500 | 21 | 9.5 | 46500 | 36200 | 77.85% | 2 | 0 | 10.5 |  |  |  |  | R-454B | 3.625 | Residential & Commercial | USHP | Ducted CEE Tier 1
216487668 | Central HP <5.4 tons | BRYANT HEATING AND COOLING SYSTEMS | HRCU-A-CB (Split System: Heat Pump with Remote Outdoor Unit-Air-Source) | 293VAN048**AA* | ADP |  | CE(P,V)6021G48*+TXV | 88*TB60090C21*** | 44500 | 21 | 9.5 | 46500 | 36200 | 77.85% | 2 | 0 | 11 |  |  |  |  | R-454B | 3.7083 | Residential & Commercial | USHP | Ducted CEE Tier 1
216990641 | Central HP <5.4 tons | BRYANT HEATING AND COOLING SYSTEMS | HRCU-A-CB (Split System: Heat Pump with Remote Outdoor Unit-Air-Source) | 293VAN048**AA* | ADP |  | V,C60H210P29*+TXV | 88*TB60090C21*** | 44000 | 21 | 9.5 | 46000 | 35800 | 77.83% | 1.92 | 0 | 11 |  |  |  |  | R-454B | 3.6667 | Residential & Commercial | USHP | Ducted CEE Tier 1
216990642 | Central HP <5.4 tons | BRYANT HEATING AND COOLING SYSTEMS | HRCU-A-CB (Split System: Heat Pump with Remote Outdoor Unit-Air-Source) | 293VAN048**AA* | ADP |  | A60VHA*+TXV | 88*TB60090C21*** | 45000 | 21 | 9.5 | 46500 | 36200 | 77.85% | 2 | 0 | 11 |  |  |  |  | R-454B | 3.75 | Residential & Commercial | USHP | Ducted CEE Tier 1
216990257 | Central HP <5.4 tons | BRYANT HEATING AND COOLING SYSTEMS | HRCU-A-CB (Split System: Heat Pump with Remote Outdoor Unit-Air-Source) | 290VAN036**AA* | ADP |  | C36A***L53*+TXV | 88*TB36070C14*** | 33800 | 17 | 9 | 34200 | 25200 | 73.68% | 1.86 | 0 | 9.5 |  |  |  |  | R-454B | 2.8167 | Residential & Commercial | USHP
216990271 | Central HP <5.4 tons | BRYANT HEATING AND COOLING SYSTEMS | HRCU-A-CB (Split System: Heat Pump with Remote Outdoor Unit-Air-Source) | 290VAN036**AA* | ADP |  | PL36H210P29*+TXV | 88*TB48090C17*** | 34400 | 18 | 9 | 33800 | 24800 | 73.37% | 1.88 | 0 | 10 |  |  |  |  | R-454B | 2.8667 | Residential & Commercial | USHP | Ducted CEE Tier 1
216990306 | Central HP <5.4 tons | BRYANT HEATING AND COOLING SYSTEMS | HRCU-A-CB (Split System: Heat Pump with Remote Outdoor Unit-Air-Source) | 290VAN048**AA* | ADP |  | V,C48H175P78*+TXV | 88*TB48090C17*** | 44000 | 17 | 9 | 46000 | 33400 | 72.61% | 2.06 | 0 | 9.5 |  |  |  |  | R-454B | 3.6667 | Residential & Commercial | USHP
216990340 | Central HP <5.4 tons | BRYANT HEATING AND COOLING SYSTEMS | HRCU-A-CB (Split System: Heat Pump with Remote Outdoor Unit-Air-Source) | 290VAN048**AA* | ADP |  | C60A***L18*+TXV | 88*TB60090C21*** | 45000 | 18 | 9 | 45500 | 33000 | 72.53% | 2.08 | 0 | 10 |  |  |  |  | R-454B | 3.75 | Residential & Commercial | USHP | Ducted CEE Tier 1
216487489 | Central HP <5.4 tons | BRYANT HEATING AND COOLING SYSTEMS | HRCU-A-CB (Split System: Heat Pump with Remote Outdoor Unit-Air-Source) | 290VAN048**AA* | ADP |  | CE(P,V)6024G48*+TXV | 88*TB60090C21*** | 45000 | 18 | 9 | 45500 | 33000 | 72.53% | 2.08 | 0 | 10 |  |  |  |  | R-454B | 3.75 | Residential & Commercial | USHP | Ducted CEE Tier 1
216487539 | Central HP <5.4 tons | BRYANT HEATING AND COOLING SYSTEMS | HRCU-A-CB (Split System: Heat Pump with Remote Outdoor Unit-Air-Source) | 290VAN048**AA* | ADP |  | CE(P,V)4817G1K*+TXV | 987MC66100C21*** | 43500 | 18 | 9 | 45500 | 33200 | 72.97% | 2.06 | 0 | 9.5 |  |  |  |  | R-454B | 3.625 | Residential & Commercial | USHP
216487375 | Central HP <5.4 tons | BRYANT HEATING AND COOLING SYSTEMS | HRCU-A-CB (Split System: Heat Pump with Remote Outdoor Unit-Air-Source) | 290VAN024**AA* | ADP |  | CE(P,V)3617G34*+TXV | 987MC42080C17*** | 23000 | 17 | 9 | 22600 | 16300 | 72.12% | 1.98 | 0 | 10 |  |  |  |  | R-454B | 1.9167 | Residential & Commercial | USHP | Ducted CEE Tier 1
216487818 | Central HP <5.4 tons | BRYANT HEATING AND COOLING SYSTEMS | HRCU-A-CB (Split System: Heat Pump with Remote Outdoor Unit-Air-Source) | 290VAN024**AA* | ADP |  | CE(P,V)2417G31*+TXV | 986TD66120C24*** | 23000 | 16 | 8.5 | 22800 | 16200 | 71.05% | 1.98 | 0 | 9 |  |  |  |  | R-454B | 1.9167 | Residential & Commercial | USHP
216991843 | Central HP <5.4 tons | BRYANT HEATING AND COOLING SYSTEMS | HRCU-A-CB (Split System: Heat Pump with Remote Outdoor Unit-Air-Source) | 37MUHAQ24AA3 | ADP |  | PL36H210P74*+TXV | 88*TB36045C17*** | 22200 | 16 | 8.1 | 19200 | 18400 | 95.83% | 1.85 | 0 | 10.5 |  |  |  |  | R-454B | 1.85 | Residential & Commercial | USHP | Ducted CEE Tier 1
216990758 | Central HP <5.4 tons | BRYANT HEATING AND COOLING SYSTEMS | HRCU-A-CB (Split System: Heat Pump with Remote Outdoor Unit-Air-Source) | 290VAN024**AA* | ADP |  | V,C36H175P13*+TXV | 88*TB36045C17*** | 23000 | 16 | 9 | 22200 | 16300 | 73.42% | 1.98 | 0 | 10 |  |  |  |  | R-454B | 1.9167 | Residential & Commercial | USHP | Ducted CEE Tier 1
213774426 | Central HP <5.4 tons | BRYANT HEATING AND COOLING SYSTEMS | HRCU-A-CB (Split System: Heat Pump with Remote Outdoor Unit-Air-Source) | 288BNV025*0**C* |  |  | CSPH*4212AL*+UI | 88*TB60090C21*** | 24200 | 16 | 8.1 | 21400 | 16600 | 77.57% | 2 | 0 | 10.5 |  |  |  |  | R-410A | 2.0167 | Residential & Commercial | USHP | Ducted CEE Tier 1
206765635 | Central HP <5.4 tons | TEMPSTAR | HRCU-A-CB (Split System: Heat Pump with Remote Outdoor Unit-Air-Source) | TVH825GKA3* |  |  | EA*4X30L17A*+WALLCON | *80CTL0701412A* | 23600 | 17 | 8.1 | 21600 | 16600 | 76.85% | 1.92 | 11.5 | 11 |  |  |  |  | R-410A | 1.9667 | Residential & Commercial | USHP | Ducted CEE Tier 1
206765770 | Central HP <5.4 tons | TEMPSTAR | HRCU-A-CB (Split System: Heat Pump with Remote Outdoor Unit-Air-Source) | TVH825GKA3* |  |  | EA*4X36L21A*+WALLCON | *96CTN0801714A* | 23600 | 16.5 | 8.1 | 21400 | 16700 | 78.04% | 1.94 | 11 | 11 |  |  |  |  | R-410A | 1.9667 | Residential & Commercial | USHP | Ducted CEE Tier 1
216835333 | Central HP <5.4 tons | GOODMAN | HRCU-A-CB (Split System: Heat Pump with Remote Outdoor Unit-Air-Source) | GZV7SA6010A* |  |  | CA*EA6030*3A* | G*VT961005CNA* | 52000 | 16.5 | 8.5 | 53500 | 46000 | 85.98% | 2 | 0 | 9.8 |  |  |  |  | R-32 | 4.3333 | Residential & Commercial | USHP
212972976 | Central HP <5.4 tons | COMFORTMAKER | HRCU-A-CB (Split System: Heat Pump with Remote Outdoor Unit-Air-Source) | DLCURAH24ABK |  |  | EN(A,D)4X24L17** | *96VSN0401410B* | 23000 | 16 | 8.5 | 27000 | 25600 | 94.81% | 2.12 | 0 | 10 |  |  |  |  | R-410A | 1.9167 | Residential & Commercial | USHP | Ducted CEE Tier 1
206765923 | Central HP <5.4 tons | TEMPSTAR | HRCU-A-CB (Split System: Heat Pump with Remote Outdoor Unit-Air-Source) | TVH825GKA3* |  |  | EA*4X37L17A*+WALLCON | *80CTL0901716A* | 24200 | 17 | 8.1 | 21400 | 16600 | 77.57% | 2.02 | 11 | 11 |  |  |  |  | R-410A | 2.0167 | Residential & Commercial | USHP | Ducted CEE Tier 1
206765932 | Central HP <5.4 tons | TEMPSTAR | HRCU-A-CB (Split System: Heat Pump with Remote Outdoor Unit-Air-Source) | TVH825GKA3* |  |  | EA*4X37L21A*+WALLCON | *80CTL0451712A* | 24200 | 16.5 | 8.1 | 21200 | 16700 | 78.77% | 2 | 11 | 11 |  |  |  |  | R-410A | 2.0167 | Residential & Commercial | USHP | Ducted CEE Tier 1
206767086 | Central HP <5.4 tons | TEMPSTAR | HRCU-A-CB (Split System: Heat Pump with Remote Outdoor Unit-Air-Source) | TVH825GKA3* |  |  | EA*4X24L17A*+WALLCON | *80CSU0601716A* | 23200 | 16.5 | 8.1 | 22000 | 16800 | 76.36% | 1.88 | 11 | 10.5 |  |  |  |  | R-410A | 1.9333 | Residential & Commercial | USHP | Ducted CEE Tier 1
206767095 | Central HP <5.4 tons | TEMPSTAR | HRCU-A-CB (Split System: Heat Pump with Remote Outdoor Unit-Air-Source) | TVH825GKA3* |  |  | EA*4X25L17A*+WALLCON | *80CSU0401712A* | 24400 | 17 | 8.1 | 21200 | 16600 | 78.3% | 2.02 | 11.5 | 11 |  |  |  |  | R-410A | 2.0333 | Residential & Commercial | USHP | Ducted CEE Tier 1
206767104 | Central HP <5.4 tons | TEMPSTAR | HRCU-A-CB (Split System: Heat Pump with Remote Outdoor Unit-Air-Source) | TVH825GKA3* |  |  | EA*4X25L17A*+WALLCON | *80CSU0601716A* | 24400 | 16.5 | 8.1 | 21200 | 16600 | 78.3% | 2 | 11.5 | 11 |  |  |  |  | R-410A | 2.0333 | Residential & Commercial | USHP | Ducted CEE Tier 1
212578206 | Central HP <5.4 tons | CARRIER | HRCU-A-CB (Split System: Heat Pump with Remote Outdoor Unit-Air-Source) | 25VNA424A*031* | ADP |  | H,PG53936 | 58TN*A045C17**12 | 23400 | 20 | 9.5 | 25000 | 19600 | 78.4% | 2.42 | 0 | 13 |  |  |  |  | R-410A | 1.95 | Residential & Commercial | USHP | Ducted CEE Tier 1
212578207 | Central HP <5.4 tons | CARRIER | HRCU-A-CB (Split System: Heat Pump with Remote Outdoor Unit-Air-Source) | 25VNA424A*031* | ADP |  | H,PG24936 | 58TN*A070C14**12 | 22800 | 21 | 9.5 | 25000 | 19400 | 77.6% | 2.42 | 0 | 13 |  |  |  |  | R-410A | 1.9 | Residential & Commercial | USHP | Ducted CEE Tier 1
214331343 | Central HP <5.4 tons | NAPOLEON | HRCU-A-CB (Split System: Heat Pump with Remote Outdoor Unit-Air-Source) | WSEHV4860RA1-N | ADP |  | H,A,DG52960 | WPV070T4BA | 46000 | 17 | 8.5 | 48000 | 34600 | 72.08% | 1.8 | 0 | 10 |  |  |  |  | R-410A | 3.8333 | Residential & Commercial | USHP | Ducted CEE Tier 1
212603143 | Central HP <5.4 tons | DAY & NIGHT | HRCU-A-CB (Split System: Heat Pump with Remote Outdoor Unit-Air-Source) | DLCURAH24ABK | ADP |  | PL36H175P789 | *80VSL0451716A* | 23400 | 17 | 8.5 | 24000 | 23200 | 96.67% | 1.96 | 0 | 10 |  |  |  |  | R-410A | 1.95 | Residential & Commercial | USHP | Ducted CEE Tier 1
212603158 | Central HP <5.4 tons | DAY & NIGHT | HRCU-A-CB (Split System: Heat Pump with Remote Outdoor Unit-Air-Source) | DLCURAH24ABK | ADP |  | PL36H175P069 | *80VTL0701716A* | 24200 | 17 | 8.1 | 24600 | 22600 | 91.87% | 1.9 | 0 | 10.5 |  |  |  |  | R-410A | 2.0167 | Residential & Commercial | USHP | Ducted CEE Tier 1
212603159 | Central HP <5.4 tons | DAY & NIGHT | HRCU-A-CB (Split System: Heat Pump with Remote Outdoor Unit-Air-Source) | DLCURAH24ABK | ADP |  | PL36H210P299 | *80VTL0701716A* | 24800 | 17 | 8.5 | 23800 | 20400 | 85.71% | 1.76 | 0 | 10.5 |  |  |  |  | R-410A | 2.0667 | Residential & Commercial | USHP | Ducted CEE Tier 1
215291931 | Central HP <5.4 tons | AIRQUEST | HRCU-A-CB (Split System: Heat Pump with Remote Outdoor Unit-Air-Source) | DLCURAH24ABK | ADP |  | H,GG35936 | *92MSN0601412A* | 23800 | 17 | 8.5 | 24800 | 23400 | 94.35% | 1.98 | 0 | 10.5 |  |  |  |  | R-410A | 1.9833 | Residential & Commercial | USHP | Ducted CEE Tier 1
215291947 | Central HP <5.4 tons | AIRQUEST | HRCU-A-CB (Split System: Heat Pump with Remote Outdoor Unit-Air-Source) | DLCURAH24ABK | ADP |  | HE8J936 | *92MSN0601412A* | 23600 | 17 | 8.5 | 24800 | 23400 | 94.35% | 1.98 | 0 | 10.5 |  |  |  |  | R-410A | 1.9667 | Residential & Commercial | USHP | Ducted CEE Tier 1
215291949 | Central HP <5.4 tons | AIRQUEST | HRCU-A-CB (Split System: Heat Pump with Remote Outdoor Unit-Air-Source) | DLCURAH24ABK | ADP |  | HG9J936 | *92MSN0601412A* | 23800 | 17 | 8.5 | 24800 | 23400 | 94.35% | 1.98 | 0 | 10.5 |  |  |  |  | R-410A | 1.9833 | Residential & Commercial | USHP | Ducted CEE Tier 1
215291963 | Central HP <5.4 tons | AIRQUEST | HRCU-A-CB (Split System: Heat Pump with Remote Outdoor Unit-Air-Source) | DLCURAH24ABK | ADP |  | HG31930 | *92MSN0601714A* | 23000 | 17 | 8.5 | 25200 | 26000 | 103.2% | 2.24 | 0 | 9.5 |  |  |  |  | R-410A | 1.9167 | Residential & Commercial | USHP
215292088 | Central HP <5.4 tons | AIRQUEST | HRCU-A-CB (Split System: Heat Pump with Remote Outdoor Unit-Air-Source) | DLCURAH24ABK | ADP |  | HG35936 | *92MSN0802120A* | 23400 | 17 | 8.5 | 24600 | 24400 | 99.19% | 2.08 | 0 | 10.5 |  |  |  |  | R-410A | 1.95 | Residential & Commercial | USHP | Ducted CEE Tier 1
215292090 | Central HP <5.4 tons | AIRQUEST | HRCU-A-CB (Split System: Heat Pump with Remote Outdoor Unit-Air-Source) | DLCURAH24ABK | ADP |  | HE35936 | *92MSN0802120A* | 23400 | 17 | 8.5 | 24600 | 24400 | 99.19% | 2.08 | 0 | 10.5 |  |  |  |  | R-410A | 1.95 | Residential & Commercial | USHP | Ducted CEE Tier 1
215292113 | Central HP <5.4 tons | AIRQUEST | HRCU-A-CB (Split System: Heat Pump with Remote Outdoor Unit-Air-Source) | DLCURAH24ABK | ADP |  | H,GE22936 | *92MSN1002120A* | 22000 | 17 | 8.45 | 24800 | 23800 | 95.97% | 2.02 | 0 | 9.5 |  |  |  |  | R-410A | 1.8333 | Residential & Commercial | USHP
206767140 | Central HP <5.4 tons | TEMPSTAR | HRCU-A-CB (Split System: Heat Pump with Remote Outdoor Unit-Air-Source) | TVH825GKA3* |  |  | EA*4X36L17A*+WALLCON | *80CSU0601716A* | 23600 | 16.5 | 8.1 | 21400 | 16700 | 78.04% | 1.92 | 11 | 10.5 |  |  |  |  | R-410A | 1.9667 | Residential & Commercial | USHP | Ducted CEE Tier 1
206767559 | Central HP <5.4 tons | TEMPSTAR | HRCU-A-CB (Split System: Heat Pump with Remote Outdoor Unit-Air-Source) | TVH825GKA3* |  |  | EA*4X37L21A*+WALLCON | *95CSU1002122A* | 24400 | 17 | 8.5 | 21200 | 16600 | 78.3% | 2.04 | 11.5 | 11 |  |  |  |  | R-410A | 2.0333 | Residential & Commercial | USHP | Ducted CEE Tier 1
216644406 | Central HP <5.4 tons | BRYANT HEATING AND COOLING SYSTEMS | HRCU-A-CB (Split System: Heat Pump with Remote Outdoor Unit-Air-Source) | 37MUHAQ18AA3 |  |  | CAA**1917AM* | 926TC36060V14*** | 18000 | 15.2 | 9 | 19800 | 17700 | 89.39% | 1.9 | 0 | 11 |  |  |  |  | R-454B | 1.5 | Residential & Commercial | USHP | Ducted CEE Tier 1
216643445 | Central HP <5.4 tons | BRYANT HEATING AND COOLING SYSTEMS | HRCU-A-CB (Split System: Heat Pump with Remote Outdoor Unit-Air-Source) | 37MUHAQ18AA3 |  |  | CAA**1917AM* | 82*SB36070V14*** | 18400 | 15.2 | 9.5 | 19800 | 17700 | 89.39% | 2 | 0 | 11.5 |  |  |  |  | R-454B | 1.5333 | Residential & Commercial | USHP | Ducted CEE Tier 1
214389976 | Central HP <5.4 tons | CARRIER | HRCU-A-CB (Split System: Heat Pump with Remote Outdoor Unit-Air-Source) | 25VNA837A*031* | ADP |  | H,PG53936 | 58TN*B135C24**22 | 32800 | 18 | 8.5 | 30200 | 24400 | 80.79% | 2 | 0 | 11.7 |  |  |  |  | R-410A | 2.7333 | Residential & Commercial | USHP | Ducted CEE Tier 1
216800759 | Central HP <5.4 tons | COLEMAN | HRCU-A-CB (Split System: Heat Pump with Remote Outdoor Unit-Air-Source) | HH860E2S11 | ADP |  | A60VGA*+TXV | Z9ES080C20SMPS1 | 44500 | 18 | 9 | 43500 | 33000 | 75.86% | 2 | 0 | 12 |  |  |  |  | R-454B | 3.7083 | Residential & Commercial | USHP | Ducted CEE Tier 1
211306379 | Central HP <5.4 tons | Mitsutomo | HRCU-A-CB (Split System: Heat Pump with Remote Outdoor Unit-Air-Source) | UHO24-NB-Q |  |  | UHM24-BB-Q | 0 | 24000 | 17.4 | 10 | 24000 | 22600 | 94.17% | 1.91 | 12.5 | 11.7 |  |  |  |  | R-410A | 2 | Residential & Commercial | USHP | Ducted CEE Tier 1
216990658 | Central HP <5.4 tons | BRYANT HEATING AND COOLING SYSTEMS | HRCU-A-CB (Split System: Heat Pump with Remote Outdoor Unit-Air-Source) | 293VAN048**AA* | ADP |  | PL48H210P75*+TXV | 88*TB60110C21*** | 44000 | 21 | 9.5 | 46000 | 36000 | 78.26% | 1.92 | 0 | 11 |  |  |  |  | R-454B | 3.6667 | Residential & Commercial | USHP | Ducted CEE Tier 1
210798390 | Central HP <5.4 tons | AMANA | HRCU-A-CB (Split System: Heat Pump with Remote Outdoor Unit-Air-Source) | ASZS601810A* |  |  | CA*EA1818*4A* | A*VC800603B*A* | 16600 | 17.5 | 8.5 | 17400 | 13000 | 74.71% | 2.1 | 0 | 10.9 |  |  |  |  | R-410A | 1.3833 | Residential & Commercial | USHP | Ducted CEE Tier 1
214628174 | Central HP <5.4 tons | CARRIER | HRCU-A-CB (Split System: Heat Pump with Remote Outdoor Unit-Air-Source) | 38MURAQ24AB3* | ADP |  | C36A***L139 | 58S(B,C)*B070M14**12 | 23400 | 17 | 9 | 25200 | 26000 | 103.2% | 2.24 | 0 | 10 |  |  |  |  | R-410A | 1.95 | Residential & Commercial | USHP | Ducted CEE Tier 1
216891941 | Central HP <5.4 tons | SURE | HRCU-A-CB (Split System: Heat Pump with Remote Outdoor Unit-Air-Source) | RD18AY48AJVC |  |  | TCFY4824MTANM | S802V1255A24DZ | 43000 | 18 | 8.5 | 42500 | 33200 | 78.12% | 2.1 | 0 | 12 |  |  |  |  | R-454B | 3.5833 | Residential & Commercial | USHP | Ducted CEE Tier 1
213881434 | Central HP <5.4 tons | CARRIER | HRCU-A-CB (Split System: Heat Pump with Remote Outdoor Unit-Air-Source) | 38MURAQ36AB3* | ADP |  | PL36H175P159 | 58TP*B090V17**16 | 35400 | 16 | 8.1 | 36800 | 34600 | 94.02% | 1.94 | 0 | 10 |  |  |  |  | R-410A | 2.95 | Residential & Commercial | USHP | Ducted CEE Tier 1
212498433 | Central HP <5.4 tons | CARRIER | HRCU-A-CB (Split System: Heat Pump with Remote Outdoor Unit-Air-Source) | 38MURAQ24AB3* | ADP |  | CP2505A+TXV+TD | 0 | 23200 | 16 | 8.55 | 24800 | 22600 | 91.13% | 1.84 | 0 | 10 |  |  |  |  | R-410A | 1.9333 | Residential & Commercial | USHP | Ducted CEE Tier 1
206765995 | Central HP <5.4 tons | TEMPSTAR | HRCU-A-CB (Split System: Heat Pump with Remote Outdoor Unit-Air-Source) | TVH825GKA3* |  |  | EA*4X37L21A*+WALLCON | *97CMN0801714A* | 24400 | 16.5 | 8.1 | 21200 | 16700 | 78.77% | 2.02 | 11 | 11 |  |  |  |  | R-410A | 2.0333 | Residential & Commercial | USHP | Ducted CEE Tier 1
206767550 | Central HP <5.4 tons | TEMPSTAR | HRCU-A-CB (Split System: Heat Pump with Remote Outdoor Unit-Air-Source) | TVH825GKA3* |  |  | EA*4X37L21A*+WALLCON | *95CSU0802120A* | 24400 | 17 | 8.5 | 21200 | 16600 | 78.3% | 2.04 | 11.5 | 11 |  |  |  |  | R-410A | 2.0333 | Residential & Commercial | USHP | Ducted CEE Tier 1
212383321 | Central HP <5.4 tons | HEIL | HRCU-A-CB (Split System: Heat Pump with Remote Outdoor Unit-Air-Source) | DLCURAH36ABK |  |  | EA*4X36L21A* | *80ES(N,L)0902120A* | 35600 | 16 | 8.1 | 39500 | 35200 | 89.11% | 1.84 | 0 | 10 |  |  |  |  | R-410A | 2.9667 | Residential & Commercial | USHP | Ducted CEE Tier 1
213078680 | Central HP <5.4 tons | COMFORTMAKER | HRCU-A-CB (Split System: Heat Pump with Remote Outdoor Unit-Air-Source) | DLCURAH36ABK |  |  | EA*4X48L24A* | *80MS(N,L)1102120A* | 36200 | 16.5 | 8.5 | 38000 | 34800 | 91.58% | 2.06 | 0 | 10 |  |  |  |  | R-410A | 3.0167 | Residential & Commercial | USHP | Ducted CEE Tier 1
213779676 | Central HP <5.4 tons | BRYANT HEATING AND COOLING SYSTEMS | HRCU-A-CB (Split System: Heat Pump with Remote Outdoor Unit-Air-Source) | 288BNV037*0**A* |  |  | CAP**6121AL*+UI | 935CB48060C17*** | 33000 | 17 | 8.1 | 32200 | 25000 | 77.64% | 1.96 | 0 | 11 |  |  |  |  | R-410A | 2.75 | Residential & Commercial | USHP | Ducted CEE Tier 1
213779706 | Central HP <5.4 tons | BRYANT HEATING AND COOLING SYSTEMS | HRCU-A-CB (Split System: Heat Pump with Remote Outdoor Unit-Air-Source) | 288BNV037*0**A* |  |  | CAP**6121AL*+UI | 987MC66100C21*** | 33200 | 17.5 | 8.5 | 32000 | 24800 | 77.5% | 1.98 | 0 | 11.7 |  |  |  |  | R-410A | 2.7667 | Residential & Commercial | USHP | Ducted CEE Tier 1
213349043 | Central HP <5.4 tons | GOODMAN | HRCU-A-CB (Split System: Heat Pump with Remote Outdoor Unit-Air-Source) | GSZS601810A* |  |  | CA*EA1818*4A* | G*VS800805CUA* | 16600 | 17.5 | 8.5 | 17400 | 13000 | 74.71% | 2.1 | 0 | 10.9 |  |  |  |  | R-410A | 1.3833 | Residential & Commercial | USHP | Ducted CEE Tier 1
211253528 | Central HP <5.4 tons | PERFECTAIRE | HRCU-A-CB (Split System: Heat Pump with Remote Outdoor Unit-Air-Source) | 3PAHHSD60-SZO |  |  | 3PAHHSD60-AHU | 0 | 55000 | 15.3 | 9.4 | 59000 | 48500 | 82.2% | 1.91 | 9 | 8.8 |  |  |  |  | R-410A | 4.5833 | Residential & Commercial | USHP
210798389 | Central HP <5.4 tons | AMANA | HRCU-A-CB (Split System: Heat Pump with Remote Outdoor Unit-Air-Source) | ASZS601810A* |  |  | CA*EA1818*4A* | A*VS800604BUA* | 16600 | 17.5 | 8.5 | 17400 | 13000 | 74.71% | 2.1 | 0 | 10.9 |  |  |  |  | R-410A | 1.3833 | Residential & Commercial | USHP | Ducted CEE Tier 1
212973276 | Central HP <5.4 tons | COMFORTMAKER | HRCU-A-CB (Split System: Heat Pump with Remote Outdoor Unit-Air-Source) | DLCURAH24ABK |  |  | EN(A,D,W)4X36L17** | *96VSN0401712B* | 23200 | 16 | 8.1 | 26200 | 24800 | 94.66% | 2.06 | 0 | 10 |  |  |  |  | R-410A | 1.9333 | Residential & Commercial | USHP | Ducted CEE Tier 1
212973576 | Central HP <5.4 tons | COMFORTMAKER | HRCU-A-CB (Split System: Heat Pump with Remote Outdoor Unit-Air-Source) | DLCURAH24ABK |  |  | EA*4X36L17A* | *96VSN0601412B* | 23600 | 17 | 8.5 | 26200 | 24000 | 91.6% | 2 | 0 | 10 |  |  |  |  | R-410A | 1.9667 | Residential & Commercial | USHP | Ducted CEE Tier 1
216992530 | Central HP <5.4 tons | BRYANT HEATING AND COOLING SYSTEMS | HRCU-A-CB (Split System: Heat Pump with Remote Outdoor Unit-Air-Source) | 293VAN048**AA* | ADP |  | H,PG35*48+TXV | 88*TB66135C24*** | 43500 | 21 | 9.5 | 46000 | 35800 | 77.83% | 2 | 0 | 11 |  |  |  |  | R-454B | 3.625 | Residential & Commercial | USHP | Ducted CEE Tier 1
216990522 | Central HP <5.4 tons | BRYANT HEATING AND COOLING SYSTEMS | HRCU-A-CB (Split System: Heat Pump with Remote Outdoor Unit-Air-Source) | 291VAN054**AA* | ADP |  | PL60H210P17*+TXV | 88*TB60070C21*** | 49000 | 19 | 10.5 | 51000 | 53500 | 104.9% | 1.92 | 0 | 11 |  |  |  |  | R-454B | 4.0833 | Residential & Commercial | USHP | Ducted CEE Tier 1
216990689 | Central HP <5.4 tons | BRYANT HEATING AND COOLING SYSTEMS | HRCU-A-CB (Split System: Heat Pump with Remote Outdoor Unit-Air-Source) | 293VAN060**AA* | ADP |  | PL60H210P17*+TXV | 88*TB60110C21*** | 55500 | 19 | 8.5 | 58500 | 46000 | 78.63% | 2.02 | 0 | 11 |  |  |  |  | R-454B | 4.625 | Residential & Commercial | USHP | Ducted CEE Tier 1
216990692 | Central HP <5.4 tons | BRYANT HEATING AND COOLING SYSTEMS | HRCU-A-CB (Split System: Heat Pump with Remote Outdoor Unit-Air-Source) | 293VAN060**AA* | ADP |  | C60A***L19*+TXV | 88*TB60110C21*** | 56500 | 19 | 8.5 | 58500 | 46000 | 78.63% | 2.02 | 0 | 11.5 |  |  |  |  | R-454B | 4.7083 | Residential & Commercial | USHP | Ducted CEE Tier 1
213349158 | Central HP <5.4 tons | GOODMAN | HRCU-A-CB (Split System: Heat Pump with Remote Outdoor Unit-Air-Source) | GSZS601810A* |  |  | CA*EA1818*4A*+MBVC1600**-1A* | 0 | 16600 | 17.5 | 8.5 | 17400 | 13000 | 74.71% | 2.1 | 0 | 10.9 |  |  |  |  | R-410A | 1.3833 | Residential & Commercial | USHP | Ducted CEE Tier 1
213739495 | Central HP <5.4 tons | DAY & NIGHT | HRCU-A-CB (Split System: Heat Pump with Remote Outdoor Unit-Air-Source) | DLCURAH18ABK | ADP |  | FG33936 | *80MS(N,L)0701412A* | 17500 | 16 | 8.5 | 16900 | 18700 | 110.7% | 2.3 | 0 | 11 |  |  |  |  | R-410A | 1.4583 | Residential & Commercial | USHP | Ducted CEE Tier 1
213739525 | Central HP <5.4 tons | DAY & NIGHT | HRCU-A-CB (Split System: Heat Pump with Remote Outdoor Unit-Air-Source) | DLCURAH18ABK | ADP |  | FG35936 | *80VSL0451412B* | 17700 | 16 | 8.5 | 17100 | 18700 | 109.4% | 2.3 | 0 | 11 |  |  |  |  | R-410A | 1.475 | Residential & Commercial | USHP | Ducted CEE Tier 1
213771708 | Central HP <5.4 tons | AIRQUEST | HRCU-A-CB (Split System: Heat Pump with Remote Outdoor Unit-Air-Source) | HVH825GKA2* |  |  | EA*4X48L24A*+WALLCON | *97CMN1002122B* | 24200 | 16.5 | 8.1 | 21000 | 16500 | 78.57% | 2.02 | 0 | 11 |  |  |  |  | R-410A | 2.0167 | Residential & Commercial | USHP | Ducted CEE Tier 1
215487759 | Central HP <5.4 tons | AMANA | HRCU-A-CB (Split System: Heat Pump with Remote Outdoor Unit-Air-Source) | AZV7SA4810A* |  |  | CHPEA4830*3A* | A*VM971005CNB* | 45500 | 16.2 | 8.5 | 46000 | 33600 | 73.04% | 2 | 0 | 10 |  |  |  |  | R-32 | 3.7917 | Residential & Commercial | USHP | Ducted CEE Tier 1
212978229 | Central HP <5.4 tons | HEIL | HRCU-A-CB (Split System: Heat Pump with Remote Outdoor Unit-Air-Source) | DLCURAH18ABK |  |  | EA*4X19L17A* | *80MS(N,L)0701412A* | 18200 | 17 | 8.5 | 18100 | 17700 | 97.79% | 2.16 | 0 | 11 |  |  |  |  | R-410A | 1.5167 | Residential & Commercial | USHP | Ducted CEE Tier 1
212978781 | Central HP <5.4 tons | HEIL | HRCU-A-CB (Split System: Heat Pump with Remote Outdoor Unit-Air-Source) | DLCURAH18ABK |  |  | EA*4X30L17A* | *80MS(N,L)0701712A* | 17600 | 16.5 | 8.5 | 18200 | 18800 | 103.3% | 2.26 | 0 | 10.5 |  |  |  |  | R-410A | 1.4667 | Residential & Commercial | USHP | Ducted CEE Tier 1
215292115 | Central HP <5.4 tons | AIRQUEST | HRCU-A-CB (Split System: Heat Pump with Remote Outdoor Unit-Air-Source) | DLCURAH24ABK | ADP |  | H,GG24936 | *92MSN1002120A* | 23000 | 17 | 8.5 | 24800 | 23800 | 95.97% | 2.02 | 0 | 10 |  |  |  |  | R-410A | 1.9167 | Residential & Commercial | USHP | Ducted CEE Tier 1
211244348 | Central HP <5.4 tons | COMFORTMAKER | HRCU-A-CB (Split System: Heat Pump with Remote Outdoor Unit-Air-Source) | DLCURAH24ABK |  |  | EN(A,D)4X30L14** | *96VTN0601412A* | 23400 | 16.5 | 8.1 | 25800 | 24000 | 93.02% | 1.98 | 0 | 10 |  |  |  |  | R-410A | 1.95 | Residential & Commercial | USHP | Ducted CEE Tier 1
214505316 | Central HP <5.4 tons | AMANA | HRCU-A-CB (Split System: Heat Pump with Remote Outdoor Unit-Air-Source) | ASZS60241EA* |  |  | CA*EA2422*4B* | A*VS960805CUA* | 23000 | 17 | 8.6 | 23000 | 16100 | 70% | 2 | 0 | 10 |  |  |  |  | R-410A | 1.9167 | Residential & Commercial | USHP | Ducted CEE Tier 1
214628193 | Central HP <5.4 tons | CARRIER | HRCU-A-CB (Split System: Heat Pump with Remote Outdoor Unit-Air-Source) | 38MURAQ24AB3* | ADP |  | PL36H175P149 | 58S(B,C)*B070M17**12 | 23200 | 17 | 8.5 | 24600 | 24200 | 98.37% | 2.06 | 0 | 10.5 |  |  |  |  | R-410A | 1.9333 | Residential & Commercial | USHP | Ducted CEE Tier 1
214628324 | Central HP <5.4 tons | CARRIER | HRCU-A-CB (Split System: Heat Pump with Remote Outdoor Unit-Air-Source) | 38MURAQ24AB3* | ADP |  | PL36H175P159 | 59SC6A026M14**10 | 23400 | 16 | 8.5 | 25400 | 25800 | 101.6% | 2.2 | 0 | 10 |  |  |  |  | R-410A | 1.95 | Residential & Commercial | USHP | Ducted CEE Tier 1
214628376 | Central HP <5.4 tons | CARRIER | HRCU-A-CB (Split System: Heat Pump with Remote Outdoor Unit-Air-Source) | 38MURAQ24AB3* | ADP |  | V,C36H175P159 | 59SC6A040M17**12 | 23400 | 16 | 8.5 | 24600 | 24000 | 97.56% | 2 | 0 | 9.5 |  |  |  |  | R-410A | 1.95 | Residential & Commercial | USHP
214628493 | Central HP <5.4 tons | CARRIER | HRCU-A-CB (Split System: Heat Pump with Remote Outdoor Unit-Air-Source) | 38MURAQ24AB3* | ADP |  | PL36H175P159 | 59SU5B060M17**16 | 23600 | 17 | 8.5 | 24800 | 24000 | 96.77% | 2.02 | 0 | 10.5 |  |  |  |  | R-410A | 1.9667 | Residential & Commercial | USHP | Ducted CEE Tier 1
214628976 | Central HP <5.4 tons | CARRIER | HRCU-A-CB (Split System: Heat Pump with Remote Outdoor Unit-Air-Source) | 38MURAQ36AB3* | ADP |  | V,C36H***P219 | 58S(B,C)*B045M14**12 | 34800 | 15.2 | 8.5 | 36800 | 34800 | 94.57% | 2 | 0 | 9.5 |  |  |  |  | R-410A | 2.9 | Residential & Commercial | USHP
214628995 | Central HP <5.4 tons | CARRIER | HRCU-A-CB (Split System: Heat Pump with Remote Outdoor Unit-Air-Source) | 38MURAQ36AB3* | ADP |  | C36A***L159 | 58S(B,C)*B070M14**12 | 35000 | 16 | 8.1 | 36800 | 34600 | 94.02% | 1.94 | 0 | 9.5 |  |  |  |  | R-410A | 2.9167 | Residential & Commercial | USHP
214629060 | Central HP <5.4 tons | CARRIER | HRCU-A-CB (Split System: Heat Pump with Remote Outdoor Unit-Air-Source) | 38MURAQ36AB3* | ADP |  | PL36H210P749 | 58S(B,C)*B070M17**16 | 35000 | 16 | 8.1 | 36800 | 34600 | 94.02% | 1.88 | 0 | 9.5 |  |  |  |  | R-410A | 2.9167 | Residential & Commercial | USHP
214629260 | Central HP <5.4 tons | CARRIER | HRCU-A-CB (Split System: Heat Pump with Remote Outdoor Unit-Air-Source) | 38MURAQ36AB3* | ADP |  | PL36H210P749 | 59SC6A100M21**22 | 35400 | 16 | 8.5 | 36800 | 34600 | 94.02% | 1.88 | 0 | 10 |  |  |  |  | R-410A | 2.95 | Residential & Commercial | USHP | Ducted CEE Tier 1
214630347 | Central HP <5.4 tons | CARRIER | HRCU-A-CB (Split System: Heat Pump with Remote Outdoor Unit-Air-Source) | 25VNA825A*032* | ADP |  | V,C36H175P149 | 58CU*A040C17**12 | 23800 | 17 | 8.1 | 19800 | 16200 | 81.82% | 1.96 | 0 | 11 |  |  |  |  | R-410A | 1.9833 | Residential & Commercial | USHP | Ducted CEE Tier 1
214630396 | Central HP <5.4 tons | CARRIER | HRCU-A-CB (Split System: Heat Pump with Remote Outdoor Unit-Air-Source) | 25VNA825A*032* | ADP |  | PL36H175P149 | 59MN7B060C17**14 | 23600 | 16 | 8.1 | 20000 | 16400 | 82% | 1.94 | 0 | 10.5 |  |  |  |  | R-410A | 1.9667 | Residential & Commercial | USHP | Ducted CEE Tier 1
214630399 | Central HP <5.4 tons | CARRIER | HRCU-A-CB (Split System: Heat Pump with Remote Outdoor Unit-Air-Source) | 25VNA825A*032* | ADP |  | V,C36H175P159 | 59MN7B060C17**14 | 23800 | 16 | 8.1 | 19400 | 16300 | 84.02% | 2 | 0 | 11 |  |  |  |  | R-410A | 1.9833 | Residential & Commercial | USHP | Ducted CEE Tier 1
214630447 | Central HP <5.4 tons | CARRIER | HRCU-A-CB (Split System: Heat Pump with Remote Outdoor Unit-Air-Source) | 25VNA837A*030* | ADP |  | PL36H175P159 | 58CU*A040C17**12 | 32000 | 17 | 8.1 | 31400 | 24400 | 77.71% | 1.96 | 0 | 11.5 |  |  |  |  | R-410A | 2.6667 | Residential & Commercial | USHP | Ducted CEE Tier 1
214630479 | Central HP <5.4 tons | CARRIER | HRCU-A-CB (Split System: Heat Pump with Remote Outdoor Unit-Air-Source) | 25VNA837A*030* | ADP |  | C36A***L539 | 59MN7B080C17**14 | 31600 | 17 | 8.1 | 31800 | 24400 | 76.73% | 1.86 | 0 | 11 |  |  |  |  | R-410A | 2.6333 | Residential & Commercial | USHP | Ducted CEE Tier 1
212383406 | Central HP <5.4 tons | HEIL | HRCU-A-CB (Split System: Heat Pump with Remote Outdoor Unit-Air-Source) | DLCURAH36ABK |  |  | EA*4X37L21A* | *80ES(N,L)0701716A* | 36600 | 15.5 | 8.5 | 39000 | 34800 | 89.23% | 2.1 | 0 | 10 |  |  |  |  | R-410A | 3.05 | Residential & Commercial | USHP | Ducted CEE Tier 1
212384693 | Central HP <5.4 tons | HEIL | HRCU-A-CB (Split System: Heat Pump with Remote Outdoor Unit-Air-Source) | DLCURAH36ABK |  |  | EN(A,D,W)4X42L21** | *92ESN1002120A* | 36200 | 15.5 | 8.1 | 39500 | 35200 | 89.11% | 1.9 | 0 | 10 |  |  |  |  | R-410A | 3.0167 | Residential & Commercial | USHP | Ducted CEE Tier 1
210798396 | Central HP <5.4 tons | AMANA | HRCU-A-CB (Split System: Heat Pump with Remote Outdoor Unit-Air-Source) | ASZS601810A* |  |  | CA*EA1818*4A* | A*VC960803BNB* | 16600 | 17.5 | 8.5 | 17400 | 13000 | 74.71% | 2.1 | 0 | 10.9 |  |  |  |  | R-410A | 1.3833 | Residential & Commercial | USHP | Ducted CEE Tier 1
207820953 | Central HP <5.4 tons | TRANE | HRCU-A-CB (Split System: Heat Pump with Remote Outdoor Unit-Air-Source) | 4TWV8060A1 |  |  | TEM8B0C60V51+TDR | 0 | 54000 | 18 | 8.5 | 52000 | 38000 | 73.08% | 1.8 | 12.5 | 12 |  |  |  |  | R-410A | 4.5 | Residential & Commercial | USHP | Ducted CEE Tier 1
215292131 | Central HP <5.4 tons | AIRQUEST | HRCU-A-CB (Split System: Heat Pump with Remote Outdoor Unit-Air-Source) | DLCURAH24ABK | ADP |  | H,GG33936 | *92MSN1002120A* | 23200 | 17 | 8.5 | 24800 | 23800 | 95.97% | 2.02 | 0 | 10 |  |  |  |  | R-410A | 1.9333 | Residential & Commercial | USHP | Ducted CEE Tier 1
215292156 | Central HP <5.4 tons | AIRQUEST | HRCU-A-CB (Split System: Heat Pump with Remote Outdoor Unit-Air-Source) | DLCURAH24ABK | ADP |  | H,GG9J936 | *92MSN1002120A* | 23600 | 17 | 8.5 | 24800 | 23800 | 95.97% | 2.02 | 0 | 10.5 |  |  |  |  | R-410A | 1.9667 | Residential & Commercial | USHP | Ducted CEE Tier 1
215292183 | Central HP <5.4 tons | AIRQUEST | HRCU-A-CB (Split System: Heat Pump with Remote Outdoor Unit-Air-Source) | DLCURAH24ABK | ADP |  | H,GG33936 | *96MSN0261410A* | 23400 | 16 | 8.5 | 25400 | 25800 | 101.6% | 2.2 | 0 | 10 |  |  |  |  | R-410A | 1.95 | Residential & Commercial | USHP | Ducted CEE Tier 1
215292190 | Central HP <5.4 tons | AIRQUEST | HRCU-A-CB (Split System: Heat Pump with Remote Outdoor Unit-Air-Source) | DLCURAH24ABK | ADP |  | HE34936 | *96MSN0261410A* | 23400 | 16 | 8.5 | 24800 | 24200 | 97.58% | 2.04 | 0 | 10 |  |  |  |  | R-410A | 1.95 | Residential & Commercial | USHP | Ducted CEE Tier 1
215292192 | Central HP <5.4 tons | AIRQUEST | HRCU-A-CB (Split System: Heat Pump with Remote Outdoor Unit-Air-Source) | DLCURAH24ABK | ADP |  | HG35936 | *96MSN0261410A* | 23400 | 16 | 8.5 | 24600 | 24600 | 100% | 2.08 | 0 | 10 |  |  |  |  | R-410A | 1.95 | Residential & Commercial | USHP | Ducted CEE Tier 1
215292197 | Central HP <5.4 tons | AIRQUEST | HRCU-A-CB (Split System: Heat Pump with Remote Outdoor Unit-Air-Source) | DLCURAH24ABK | ADP |  | H,GG30924 | *96MSN0261410A* | 22600 | 16 | 8.5 | 25400 | 25800 | 101.6% | 2.2 | 0 | 9.5 |  |  |  |  | R-410A | 1.8833 | Residential & Commercial | USHP
215292206 | Central HP <5.4 tons | AIRQUEST | HRCU-A-CB (Split System: Heat Pump with Remote Outdoor Unit-Air-Source) | DLCURAH24ABK | ADP |  | H,GE8J936 | *96MSN0261410A* | 23400 | 16 | 8.5 | 25400 | 25800 | 101.6% | 2.2 | 0 | 10 |  |  |  |  | R-410A | 1.95 | Residential & Commercial | USHP | Ducted CEE Tier 1
215292208 | Central HP <5.4 tons | AIRQUEST | HRCU-A-CB (Split System: Heat Pump with Remote Outdoor Unit-Air-Source) | DLCURAH24ABK | ADP |  | H,GG9J936 | *96MSN0261410A* | 23400 | 16 | 8.5 | 24600 | 24600 | 100% | 2.08 | 0 | 10 |  |  |  |  | R-410A | 1.95 | Residential & Commercial | USHP | Ducted CEE Tier 1
212978277 | Central HP <5.4 tons | HEIL | HRCU-A-CB (Split System: Heat Pump with Remote Outdoor Unit-Air-Source) | DLCURAH18ABK |  |  | EA*4X30L14A* | *80MS(N,L)0701412A* | 17700 | 16.5 | 8.5 | 18200 | 18700 | 102.7% | 2.24 | 0 | 10.5 |  |  |  |  | R-410A | 1.475 | Residential & Commercial | USHP | Ducted CEE Tier 1
212978327 | Central HP <5.4 tons | HEIL | HRCU-A-CB (Split System: Heat Pump with Remote Outdoor Unit-Air-Source) | DLCURAH18ABK |  |  | EN(A,D)4X24L17** | *80MS(N,L)0701412A* | 17600 | 16.5 | 8.5 | 18500 | 19100 | 103.2% | 2.3 | 0 | 11 |  |  |  |  | R-410A | 1.4667 | Residential & Commercial | USHP | Ducted CEE Tier 1
212979498 | Central HP <5.4 tons | HEIL | HRCU-A-CB (Split System: Heat Pump with Remote Outdoor Unit-Air-Source) | DLCURAH24ABK |  |  | EA*4X36L21A* | *80MS(N,L)0702116A* | 24000 | 17.5 | 8.5 | 26400 | 23400 | 88.64% | 1.94 | 0 | 10 |  |  |  |  | R-410A | 2 | Residential & Commercial | USHP | Ducted CEE Tier 1
212979816 | Central HP <5.4 tons | HEIL | HRCU-A-CB (Split System: Heat Pump with Remote Outdoor Unit-Air-Source) | DLCURAH24ABK |  |  | EA*4X24L17A* | *80MS(N,L)0901714A* | 23200 | 17 | 8.5 | 26800 | 26600 | 99.25% | 2.26 | 0 | 10 |  |  |  |  | R-410A | 1.9333 | Residential & Commercial | USHP | Ducted CEE Tier 1
207436356 | Central HP <5.4 tons | LENNOX | HRCU-A-CB (Split System: Heat Pump with Remote Outdoor Unit-Air-Source) | SL25XPV-036-230A** |  |  | CH35-48B+TDR+TXV | EL296UH070XV36B* | 33800 | 21.8 | 8.8 | 34600 | 26200 | 75.72% | 1.82 | 13.5 | 13.3 |  |  |  |  | R-410A | 2.8167 | Residential & Commercial | USHP | Ducted CEE Tier 1
207436389 | Central HP <5.4 tons | LENNOX | HRCU-A-CB (Split System: Heat Pump with Remote Outdoor Unit-Air-Source) | SL25XPV-036-230A** |  |  | CHX35-42B-**-*+TDR | SLP99UH070XV36B* | 34600 | 21.4 | 8.8 | 34400 | 26400 | 76.74% | 1.82 | 13.5 | 13 |  |  |  |  | R-410A | 2.8833 | Residential & Commercial | USHP | Ducted CEE Tier 1
212979864 | Central HP <5.4 tons | HEIL | HRCU-A-CB (Split System: Heat Pump with Remote Outdoor Unit-Air-Source) | DLCURAH24ABK |  |  | EA*4X36L21A* | *80MS(N,L)0901714A* | 23800 | 17.5 | 8.5 | 26200 | 23600 | 90.08% | 1.98 | 0 | 10 |  |  |  |  | R-410A | 1.9833 | Residential & Commercial | USHP | Ducted CEE Tier 1
213349063 | Central HP <5.4 tons | GOODMAN | HRCU-A-CB (Split System: Heat Pump with Remote Outdoor Unit-Air-Source) | GSZS601810A* |  |  | CA*EA2422*4A* | G*VC960804CNB* | 16600 | 17.5 | 8.5 | 17400 | 13000 | 74.71% | 2.1 | 0 | 10.9 |  |  |  |  | R-410A | 1.3833 | Residential & Commercial | USHP | Ducted CEE Tier 1
212979922 | Central HP <5.4 tons | COMFORTMAKER | HRCU-A-CB (Split System: Heat Pump with Remote Outdoor Unit-Air-Source) | DLCURAH24ABK |  |  | EN(A,D,W)4X36L17** | *80MS(N,L)0901714A* | 23600 | 17 | 8.5 | 26400 | 24400 | 92.42% | 2.02 | 0 | 10.5 |  |  |  |  | R-410A | 1.9667 | Residential & Commercial | USHP | Ducted CEE Tier 1
211253527 | Central HP <5.4 tons | PERFECTAIRE | HRCU-A-CB (Split System: Heat Pump with Remote Outdoor Unit-Air-Source) | 3PAHHSD48-SZO |  |  | 3PAHHSD48-AHU | 0 | 47000 | 15.6 | 9.4 | 50000 | 46000 | 92% | 1.9 | 8.5 | 8.2 |  |  |  |  | R-410A | 3.9167 | Residential & Commercial | USHP
206767149 | Central HP <5.4 tons | TEMPSTAR | HRCU-A-CB (Split System: Heat Pump with Remote Outdoor Unit-Air-Source) | TVH825GKA3* |  |  | EA*4X36L21A*+WALLCON | *80CSU0401712A* | 23600 | 17 | 8.1 | 21400 | 16600 | 77.57% | 1.94 | 11.5 | 10.5 |  |  |  |  | R-410A | 1.9667 | Residential & Commercial | USHP | Ducted CEE Tier 1
211253526 | Central HP <5.4 tons | PERFECTAIRE | HRCU-A-CB (Split System: Heat Pump with Remote Outdoor Unit-Air-Source) | 3PAHHSD36-SZO |  |  | 3PAHHSD36-AHU | 0 | 36000 | 16 | 9.5 | 40000 | 34400 | 86% | 1.97 | 10.5 | 10 |  |  |  |  | R-410A | 3 | Residential & Commercial | USHP | Ducted CEE Tier 1
213080032 | Central HP <5.4 tons | COMFORTMAKER | HRCU-A-CB (Split System: Heat Pump with Remote Outdoor Unit-Air-Source) | DLCURAH36ABK |  |  | EA*4X37L21A* | *96MSN0801716A* | 36400 | 15.5 | 8.5 | 38000 | 35000 | 92.11% | 2.06 | 0 | 10 |  |  |  |  | R-410A | 3.0333 | Residential & Commercial | USHP | Ducted CEE Tier 1
212603209 | Central HP <5.4 tons | DAY & NIGHT | HRCU-A-CB (Split System: Heat Pump with Remote Outdoor Unit-Air-Source) | DLCURAH24ABK | ADP |  | PL36H175P069 | *96VSN0801716A* | 24200 | 16 | 8.1 | 24600 | 22600 | 91.87% | 1.9 | 0 | 10.5 |  |  |  |  | R-410A | 2.0167 | Residential & Commercial | USHP | Ducted CEE Tier 1
216892062 | Central HP <5.4 tons | SURE | HRCU-A-CB (Split System: Heat Pump with Remote Outdoor Unit-Air-Source) | RD18AY36AJVC |  |  | TCFY3624MTANM | S921V1005A21M4 | 32400 | 18 | 10 | 32400 | 28000 | 86.42% | 2.1 | 0 | 12 |  |  |  |  | R-454B | 2.7 | Residential & Commercial | USHP | Ducted CEE Tier 1
212603257 | Central HP <5.4 tons | DAY & NIGHT | HRCU-A-CB (Split System: Heat Pump with Remote Outdoor Unit-Air-Source) | DLCURAH36ABK | ADP |  | PL36H210P179 | *80VTL1102122A* | 37000 | 16 | 8.1 | 37800 | 34600 | 91.53% | 2.06 | 0 | 10.5 |  |  |  |  | R-410A | 3.0833 | Residential & Commercial | USHP | Ducted CEE Tier 1
214630499 | Central HP <5.4 tons | CARRIER | HRCU-A-CB (Split System: Heat Pump with Remote Outdoor Unit-Air-Source) | 25VNA837A*031* | ADP |  | C36A***L539 | 58CU*A040C17**12 | 32400 | 18 | 8.5 | 30400 | 24600 | 80.92% | 2 | 0 | 11 |  |  |  |  | R-410A | 2.7 | Residential & Commercial | USHP | Ducted CEE Tier 1
215292217 | Central HP <5.4 tons | AIRQUEST | HRCU-A-CB (Split System: Heat Pump with Remote Outdoor Unit-Air-Source) | DLCURAH24ABK | ADP |  | H,GE22936 | *96MSN0401410A* | 22200 | 15.2 | 8.5 | 25400 | 24800 | 97.64% | 2.1 | 0 | 9.5 |  |  |  |  | R-410A | 1.85 | Residential & Commercial | USHP
215292224 | Central HP <5.4 tons | AIRQUEST | HRCU-A-CB (Split System: Heat Pump with Remote Outdoor Unit-Air-Source) | DLCURAH24ABK | ADP |  | H,GE31924 | *96MSN0401410A* | 22600 | 16 | 8.5 | 25400 | 24800 | 97.64% | 2.1 | 0 | 9.5 |  |  |  |  | R-410A | 1.8833 | Residential & Commercial | USHP
207436178 | Central HP <5.4 tons | LENNOX | HRCU-A-CB (Split System: Heat Pump with Remote Outdoor Unit-Air-Source) | SL25XPV-024-230A** |  |  | CH35-42C+TDR+TXV | EL296UH090XV48C* | 22200 | 21.4 | 9.4 | 21400 | 20000 | 93.46% | 1.9 | 15.5 | 14.5 |  |  |  |  | R-410A | 1.85 | Residential & Commercial | USHP | Ducted CEE Tier 1
207436196 | Central HP <5.4 tons | LENNOX | HRCU-A-CB (Split System: Heat Pump with Remote Outdoor Unit-Air-Source) | SL25XPV-024-230A** |  |  | CHX35-42B-**-*+TDR | SL280UH080NV48B* | 22600 | 21.8 | 9.4 | 21400 | 20000 | 93.46% | 1.94 | 15.5 | 14.4 |  |  |  |  | R-410A | 1.8833 | Residential & Commercial | USHP | Ducted CEE Tier 1
207436235 | Central HP <5.4 tons | LENNOX | HRCU-A-CB (Split System: Heat Pump with Remote Outdoor Unit-Air-Source) | SL25XPV-024-230A** |  |  | CX35-36B+TDR | SL280UH090V48B* | 22400 | 22 | 9.3 | 21600 | 20400 | 94.44% | 1.84 | 15 | 14.5 |  |  |  |  | R-410A | 1.8667 | Residential & Commercial | USHP | Ducted CEE Tier 1
207436237 | Central HP <5.4 tons | LENNOX | HRCU-A-CB (Split System: Heat Pump with Remote Outdoor Unit-Air-Source) | SL25XPV-024-230A** |  |  | CX35-36B+TDR | SL297UH040NV36B* | 22200 | 22.6 | 9.2 | 21400 | 20400 | 95.33% | 1.84 | 15 | 14.3 |  |  |  |  | R-410A | 1.85 | Residential & Commercial | USHP | Ducted CEE Tier 1
210798413 | Central HP <5.4 tons | AMANA | HRCU-A-CB (Split System: Heat Pump with Remote Outdoor Unit-Air-Source) | ASZS601810A* |  |  | CA*EA2422*4A* | A*VC960603BNB* | 16600 | 17.5 | 8.5 | 17400 | 13000 | 74.71% | 2.1 | 0 | 10.9 |  |  |  |  | R-410A | 1.3833 | Residential & Commercial | USHP | Ducted CEE Tier 1
213739561 | Central HP <5.4 tons | DAY & NIGHT | HRCU-A-CB (Split System: Heat Pump with Remote Outdoor Unit-Air-Source) | DLCURAH18ABK | ADP |  | PL36H175P789 | *95MSU0401712A* | 17500 | 16 | 8.1 | 16400 | 18300 | 111.6% | 2.24 | 0 | 11 |  |  |  |  | R-410A | 1.4583 | Residential & Commercial | USHP | Ducted CEE Tier 1
213739575 | Central HP <5.4 tons | DAY & NIGHT | HRCU-A-CB (Split System: Heat Pump with Remote Outdoor Unit-Air-Source) | DLCURAH18ABK | ADP |  | FG32936 | *96MSN0401410A* | 17100 | 16 | 8.5 | 16900 | 19100 | 113% | 2.34 | 0 | 10 |  |  |  |  | R-410A | 1.425 | Residential & Commercial | USHP | Ducted CEE Tier 1
213739593 | Central HP <5.4 tons | DAY & NIGHT | HRCU-A-CB (Split System: Heat Pump with Remote Outdoor Unit-Air-Source) | DLCURAH18ABK | ADP |  | FG32936 | *96MSN0601412A* | 17400 | 16 | 8.5 | 17000 | 19400 | 114.1% | 2.38 | 0 | 10.5 |  |  |  |  | R-410A | 1.45 | Residential & Commercial | USHP | Ducted CEE Tier 1
213739650 | Central HP <5.4 tons | DAY & NIGHT | HRCU-A-CB (Split System: Heat Pump with Remote Outdoor Unit-Air-Source) | DLCURAH18ABK | ADP |  | PL36H175P789 | *96VTN0601412B* | 17500 | 16 | 8.1 | 16400 | 18300 | 111.6% | 2.24 | 0 | 11 |  |  |  |  | R-410A | 1.4583 | Residential & Commercial | USHP | Ducted CEE Tier 1
213739652 | Central HP <5.4 tons | DAY & NIGHT | HRCU-A-CB (Split System: Heat Pump with Remote Outdoor Unit-Air-Source) | DLCURAH18ABK | ADP |  | V,G36H***P449 | *96VTN0601412B* | 17500 | 16 | 8.5 | 16900 | 18800 | 111.2% | 2.3 | 0 | 10.5 |  |  |  |  | R-410A | 1.4583 | Residential & Commercial | USHP | Ducted CEE Tier 1
215439720 | Central HP <5.4 tons | GOODMAN | HRCU-A-CB (Split System: Heat Pump with Remote Outdoor Unit-Air-Source) | GZV6SA1810A* |  |  | CHPEA2422*3A* | G*VT960803BNA* | 17000 | 19 | 8.8 | 16800 | 13000 | 77.38% | 2.1 | 0 | 12 |  |  |  |  | R-32 | 1.4167 | Residential & Commercial | USHP | Ducted CEE Tier 1
213349045 | Central HP <5.4 tons | GOODMAN | HRCU-A-CB (Split System: Heat Pump with Remote Outdoor Unit-Air-Source) | GSZS601810A* |  |  | CA*EA1818*4A* | G*VC800805C*A* | 16600 | 17.5 | 8.5 | 17400 | 13000 | 74.71% | 2.1 | 0 | 10.9 |  |  |  |  | R-410A | 1.3833 | Residential & Commercial | USHP | Ducted CEE Tier 1
213349059 | Central HP <5.4 tons | GOODMAN | HRCU-A-CB (Split System: Heat Pump with Remote Outdoor Unit-Air-Source) | GSZS601810A* |  |  | CA*EA2422*4A* | G*VS800805CUA* | 16600 | 17.5 | 8.5 | 17400 | 13000 | 74.71% | 2.1 | 0 | 10.9 |  |  |  |  | R-410A | 1.3833 | Residential & Commercial | USHP | Ducted CEE Tier 1
215942551 | Central HP <5.4 tons | BRYANT HEATING AND COOLING SYSTEMS | HRCU-A-CB (Split System: Heat Pump with Remote Outdoor Unit-Air-Source) | 293VAN036**AA* |  |  | CVAVA6124XMA*+UI | 83*CA60100C21*** | 36000 | 22 | 8.5 | 37400 | 28400 | 75.94% | 2.04 | 0 | 12.5 |  |  |  |  | R-454B | 3 | Residential & Commercial | USHP | Ducted CEE Tier 1
213608974 | Central HP <5.4 tons | GE | HRCU-A-CB (Split System: Heat Pump with Remote Outdoor Unit-Air-Source) | NS22H24MA4-**A | ADP |  | H,TG80936 | NF80L045S3A | 24000 | 21 | 8.1 | 21800 | 15500 | 71.1% | 2.04 | 0 | 13.5 |  |  |  |  | R-410A | 2 | Residential & Commercial | USHP | Ducted CEE Tier 1
207436335 | Central HP <5.4 tons | LENNOX | HRCU-A-CB (Split System: Heat Pump with Remote Outdoor Unit-Air-Source) | SL25XPV-036-230A** |  |  | CH35-42B+TDR+TXV | SL297UH040NV36B* | 34600 | 21.4 | 8.8 | 34400 | 26400 | 76.74% | 1.82 | 13.5 | 13 |  |  |  |  | R-410A | 2.8833 | Residential & Commercial | USHP | Ducted CEE Tier 1
214630532 | Central HP <5.4 tons | CARRIER | HRCU-A-CB (Split System: Heat Pump with Remote Outdoor Unit-Air-Source) | 25VNA837A*031* | ADP |  | C36A***L539 | 59MN7B060C21**20 | 32200 | 17 | 8.5 | 30800 | 24800 | 80.52% | 1.98 | 0 | 11.5 |  |  |  |  | R-410A | 2.6833 | Residential & Commercial | USHP | Ducted CEE Tier 1
214627207 | Central HP <5.4 tons | CARRIER | HRCU-A-CB (Split System: Heat Pump with Remote Outdoor Unit-Air-Source) | 25VNA448A*031* | ADP |  | PL60H210P299 | 59CU5A100C21**22 | 44000 | 21 | 9.5 | 44500 | 35800 | 80.45% | 2.28 | 0 | 12 |  |  |  |  | R-410A | 3.6667 | Residential & Commercial | USHP | Ducted CEE Tier 1
207820946 | Central HP <5.4 tons | TRANE | HRCU-A-CB (Split System: Heat Pump with Remote Outdoor Unit-Air-Source) | 4TWV0X60A1 |  |  | TEM6B0C60H51+TDR+RP | 0 | 54000 | 19 | 8.5 | 52500 | 38000 | 72.38% | 1.8 | 12.5 | 12 |  |  |  |  | R-410A | 4.5 | Residential & Commercial | USHP | Ducted CEE Tier 1
213739500 | Central HP <5.4 tons | DAY & NIGHT | HRCU-A-CB (Split System: Heat Pump with Remote Outdoor Unit-Air-Source) | DLCURAH18ABK | ADP |  | FG80936 | *80MS(N,L)0701412A* | 17600 | 16 | 8.5 | 16900 | 18700 | 110.7% | 2.3 | 0 | 11 |  |  |  |  | R-410A | 1.4667 | Residential & Commercial | USHP | Ducted CEE Tier 1
213739511 | Central HP <5.4 tons | DAY & NIGHT | HRCU-A-CB (Split System: Heat Pump with Remote Outdoor Unit-Air-Source) | DLCURAH18ABK | ADP |  | PL36H210P299 | *80MSU0401712A* | 18200 | 16 | 8.5 | 16400 | 17200 | 104.9% | 2.14 | 0 | 11 |  |  |  |  | R-410A | 1.5167 | Residential & Commercial | USHP | Ducted CEE Tier 1
213739527 | Central HP <5.4 tons | DAY & NIGHT | HRCU-A-CB (Split System: Heat Pump with Remote Outdoor Unit-Air-Source) | DLCURAH18ABK | ADP |  | FG80936 | *80VSL0451412B* | 17700 | 16 | 8.5 | 17100 | 18700 | 109.4% | 2.3 | 0 | 11 |  |  |  |  | R-410A | 1.475 | Residential & Commercial | USHP | Ducted CEE Tier 1
216640226 | Central HP <5.4 tons | BRYANT HEATING AND COOLING SYSTEMS | HRCU-A-CB (Split System: Heat Pump with Remote Outdoor Unit-Air-Source) | 37MURAQ24AA3 |  |  | PF5TNXB24L* | 0 | 24000 | 15.5 | 9 | 24200 | 19500 | 80.58% | 1.98 | 0 | 10 |  |  |  |  | R-454B | 2 | Residential & Commercial | USHP | Ducted CEE Tier 1
216891916 | Central HP <5.4 tons | SURE | HRCU-A-CB (Split System: Heat Pump with Remote Outdoor Unit-Air-Source) | RD18AY36AJVC |  |  | TCFY3621MTANM | S98MV0855A21UP | 32600 | 19 | 10 | 32600 | 27800 | 85.28% | 2.1 | 0 | 12 |  |  |  |  | R-454B | 2.7167 | Residential & Commercial | USHP | Ducted CEE Tier 1
213780176 | Central HP <5.4 tons | BRYANT HEATING AND COOLING SYSTEMS | HRCU-A-CB (Split System: Heat Pump with Remote Outdoor Unit-Air-Source) | 288BNV037*0**A* |  |  | CSPH*4812AL*+UI | 88*TB60090C21*** | 32600 | 16.5 | 8.1 | 33000 | 24800 | 75.15% | 1.96 | 0 | 11 |  |  |  |  | R-410A | 2.7167 | Residential & Commercial | USHP | Ducted CEE Tier 1
213780276 | Central HP <5.4 tons | BRYANT HEATING AND COOLING SYSTEMS | HRCU-A-CB (Split System: Heat Pump with Remote Outdoor Unit-Air-Source) | 288BNV037*0**A* |  |  | CSPH*4812AL*+UI | 986TD66100C21*** | 32600 | 16.5 | 8.1 | 33000 | 24800 | 75.15% | 1.96 | 0 | 11 |  |  |  |  | R-410A | 2.7167 | Residential & Commercial | USHP | Ducted CEE Tier 1
213780326 | Central HP <5.4 tons | BRYANT HEATING AND COOLING SYSTEMS | HRCU-A-CB (Split System: Heat Pump with Remote Outdoor Unit-Air-Source) | 288BNV037*0**A* |  |  | CSPH*6012AL*+UI | 88*TB48090C17*** | 33000 | 16.5 | 8.1 | 32200 | 24800 | 77.02% | 1.98 | 0 | 11 |  |  |  |  | R-410A | 2.75 | Residential & Commercial | USHP | Ducted CEE Tier 1
213780376 | Central HP <5.4 tons | BRYANT HEATING AND COOLING SYSTEMS | HRCU-A-CB (Split System: Heat Pump with Remote Outdoor Unit-Air-Source) | 288BNV037*0**A* |  |  | CSPH*6012AL*+UI | 987MC42060C17*** | 32800 | 16 | 8.1 | 32400 | 25200 | 77.78% | 1.96 | 0 | 11 |  |  |  |  | R-410A | 2.7333 | Residential & Commercial | USHP | Ducted CEE Tier 1
213781196 | Central HP <5.4 tons | BRYANT HEATING AND COOLING SYSTEMS | HRCU-A-CB (Split System: Heat Pump with Remote Outdoor Unit-Air-Source) | 288BNV037*0**B* |  |  | CAP**4321AL*+UI | 88*TB60110C21*** | 33000 | 17 | 8.5 | 32600 | 25000 | 76.69% | 1.98 | 0 | 11.5 |  |  |  |  | R-410A | 2.75 | Residential & Commercial | USHP | Ducted CEE Tier 1
213739854 | Central HP <5.4 tons | DAY & NIGHT | HRCU-A-CB (Split System: Heat Pump with Remote Outdoor Unit-Air-Source) | DLCURAH24ABK | ADP |  | PL36H175P159 | *80MS(N,L)0701712A* | 23400 | 17 | 8.5 | 24600 | 24200 | 98.37% | 2.06 | 0 | 10.5 |  |  |  |  | R-410A | 1.95 | Residential & Commercial | USHP | Ducted CEE Tier 1
213739861 | Central HP <5.4 tons | DAY & NIGHT | HRCU-A-CB (Split System: Heat Pump with Remote Outdoor Unit-Air-Source) | DLCURAH24ABK | ADP |  | PL36H210P299 | *80MSU0401712A* | 24200 | 17 | 8.5 | 23600 | 21200 | 89.83% | 1.82 | 0 | 10.5 |  |  |  |  | R-410A | 2.0167 | Residential & Commercial | USHP | Ducted CEE Tier 1
213739879 | Central HP <5.4 tons | DAY & NIGHT | HRCU-A-CB (Split System: Heat Pump with Remote Outdoor Unit-Air-Source) | DLCURAH24ABK | ADP |  | PL36H***P039 | *80VTL0451412B* | 22600 | 16 | 8.5 | 25400 | 24600 | 96.85% | 2.08 | 0 | 9.5 |  |  |  |  | R-410A | 1.8833 | Residential & Commercial | USHP
212603223 | Central HP <5.4 tons | DAY & NIGHT | HRCU-A-CB (Split System: Heat Pump with Remote Outdoor Unit-Air-Source) | DLCURAH24ABK | ADP |  | PL36H175P069 | *96VTN0801716A* | 24200 | 16 | 8.1 | 24600 | 22600 | 91.87% | 1.9 | 0 | 10.5 |  |  |  |  | R-410A | 2.0167 | Residential & Commercial | USHP | Ducted CEE Tier 1
211240325 | Central HP <5.4 tons | HEIL | HRCU-A-CB (Split System: Heat Pump with Remote Outdoor Unit-Air-Source) | DLCURAH24ABK |  |  | EA*4X24L14A* | *80ES(N,L)0451412A* | 24200 | 16 | 8.5 | 27200 | 23400 | 86.03% | 1.9 | 0 | 10 |  |  |  |  | R-410A | 2.0167 | Residential & Commercial | USHP | Ducted CEE Tier 1
214499797 | Central HP <5.4 tons | GOODMAN | HRCU-A-CB (Split System: Heat Pump with Remote Outdoor Unit-Air-Source) | GSZS601810A* |  |  | CA*EA1818*4B* | G*VC960804CNB* | 16600 | 17.5 | 8.5 | 17400 | 13000 | 74.71% | 2.1 | 0 | 10.9 |  |  |  |  | R-410A | 1.3833 | Residential & Commercial | USHP | Ducted CEE Tier 1
212978561 | Central HP <5.4 tons | HEIL | HRCU-A-CB (Split System: Heat Pump with Remote Outdoor Unit-Air-Source) | DLCURAH30ABK |  |  | EA*4X43L21A* | *80MS(N,L)0701712A* | 30600 | 15.2 | 8.1 | 33400 | 26400 | 79.04% | 1.86 | 0 | 9 |  |  |  |  | R-410A | 2.55 | Residential & Commercial | USHP
212979732 | Central HP <5.4 tons | HEIL | HRCU-A-CB (Split System: Heat Pump with Remote Outdoor Unit-Air-Source) | DLCURAH30ABK |  |  | EA*4X42L21A* | *80MS(N,L)0901714A* | 30000 | 15.2 | 8.1 | 34200 | 27600 | 80.7% | 1.8 | 0 | 9 |  |  |  |  | R-410A | 2.5 | Residential & Commercial | USHP
214640117 | Central HP <5.4 tons | RHEEM | HRCU-A-CB (Split System: Heat Pump with Remote Outdoor Unit-Air-Source) | RD17AZ60AJ3N | ADP |  | H,RE49960 | R951V1005A21UHU | 52500 | 17 | 8.1 | 52000 | 49000 | 94.23% | 1.75 | 0 | 9.5 |  |  |  |  | R-410A | 4.375 | Residential & Commercial | USHP
213349033 | Central HP <5.4 tons | GOODMAN | HRCU-A-CB (Split System: Heat Pump with Remote Outdoor Unit-Air-Source) | GSZS601810A* |  |  | CA*EA1818*4A* | G*VS800604BUA* | 16600 | 17.5 | 8.5 | 17400 | 13000 | 74.71% | 2.1 | 0 | 10.9 |  |  |  |  | R-410A | 1.3833 | Residential & Commercial | USHP | Ducted CEE Tier 1
213349056 | Central HP <5.4 tons | GOODMAN | HRCU-A-CB (Split System: Heat Pump with Remote Outdoor Unit-Air-Source) | GSZS601810A* |  |  | CA*EA2422*4A* | G*VC960803BNB* | 16600 | 17.5 | 8.5 | 17400 | 13000 | 74.71% | 2.1 | 0 | 10.9 |  |  |  |  | R-410A | 1.3833 | Residential & Commercial | USHP | Ducted CEE Tier 1
214810410 | Central HP <5.4 tons | RHEEM | HRCU-A-CB (Split System: Heat Pump with Remote Outdoor Unit-Air-Source) | RD17AZ60AJ3N | ADP |  | H,RE84960 | R951V1005A21UHU | 53000 | 17 | 8.1 | 52000 | 49000 | 94.23% | 1.75 | 0 | 9.5 |  |  |  |  | R-410A | 4.4167 | Residential & Commercial | USHP
214810419 | Central HP <5.4 tons | RHEEM | HRCU-A-CB (Split System: Heat Pump with Remote Outdoor Unit-Air-Source) | RD17AZ60AJ3N | ADP |  | H,RE84960 | R98MV0855A21UPS | 53000 | 17 | 8.1 | 52000 | 49000 | 94.23% | 1.75 | 0 | 9.5 |  |  |  |  | R-410A | 4.4167 | Residential & Commercial | USHP
214588227 | Central HP <5.4 tons | BRYANT HEATING AND COOLING SYSTEMS | HRCU-A-CB (Split System: Heat Pump with Remote Outdoor Unit-Air-Source) | 38MURAQ18AB3* | ADP |  | C36A***L129 | 926TC36060V14*** | 17200 | 16 | 8.5 | 16900 | 19400 | 114.8% | 2.38 | 0 | 10.5 |  |  |  |  | R-410A | 1.4333 | Residential & Commercial | USHP | Ducted CEE Tier 1
210692139 | Central HP <5.4 tons | AMERICAN STANDARD | HRCU-A-CB (Split System: Heat Pump with Remote Outdoor Unit-Air-Source) | 4A6V8X60A1 |  |  | 4PX*DU60BS3 | S8V2D120M5PCA | 54000 | 18 | 8.2 | 52000 | 39500 | 75.96% | 1.83 | 12 | 11.7 |  |  |  |  | R-410A | 4.5 | Residential & Commercial | USHP | Ducted CEE Tier 1
213369607 | Central HP <5.4 tons | KINGHOME | HRCU-A-C (Split System: Heat Pump with Remote Outdoor Unit with No Indoor Fan --Air Source) | KU60UHO | ADP |  | *E50960+TD | 0 | 50500 | 15.2 | 8.4 | 51000 | 36800 | 72.16% | 1.78 | 0 | 9.5 |  |  |  |  | R-410A | 4.2083 | Residential & Commercial | USHP
212681006 | Central HP <5.4 tons | AURIAL | HRCU-A-CB (Split System: Heat Pump with Remote Outdoor Unit-Air-Source) | ARU60-48WADU |  |  | ARUD60-24AH2ADU | 0 | 54000 | 16 | 9 | 54000 | 41000 | 75.93% | 1.8 | 10.5 | 10 |  |  |  |  | R-410A | 4.5 | Residential & Commercial | USHP | Ducted CEE Tier 1
215294442 | Central HP <5.4 tons | AIRQUEST | HRCU-A-CB (Split System: Heat Pump with Remote Outdoor Unit-Air-Source) | DLCURAH30ABK | ADP |  | H,GG32930 | *96VTN1002122B* | 29400 | 15.2 | 8.1 | 32600 | 27600 | 84.66% | 1.78 | 0 | 8.5 |  |  |  |  | R-410A | 2.45 | Residential & Commercial | USHP
216991877 | Central HP <5.4 tons | BRYANT HEATING AND COOLING SYSTEMS | HRCU-A-CB (Split System: Heat Pump with Remote Outdoor Unit-Air-Source) | 37MUHAQ24AA3 | ADP |  | A24VBA*+TXV | 912SE36060M14*** | 22200 | 15.2 | 8.5 | 19600 | 18800 | 95.92% | 1.98 | 0 | 10.5 |  |  |  |  | R-454B | 1.85 | Residential & Commercial | USHP | Ducted CEE Tier 1
215487706 | Central HP <5.4 tons | AMANA | HRCU-A-CB (Split System: Heat Pump with Remote Outdoor Unit-Air-Source) | AZV7SA3610A* |  |  | CHPEA4830*3A* | A*VC801005C*A* | 35000 | 18.5 | 8.1 | 35000 | 28400 | 81.14% | 2 | 0 | 10.5 |  |  |  |  | R-32 | 2.9167 | Residential & Commercial | USHP | Ducted CEE Tier 1
214849237 | Central HP <5.4 tons | RHEEM | HRCU-A-CB (Split System: Heat Pump with Remote Outdoor Unit-Air-Source) | RD17AZ60AJ3N | ADP |  | H,RE49(1,2)60+TXV | R802V1005A21DZ | 53000 | 17 | 8.1 | 51500 | 48500 | 94.17% | 1.75 | 0 | 9.5 |  |  |  |  | R-410A | 4.4167 | Residential & Commercial | USHP
211306378 | Central HP <5.4 tons | Mitsutomo | HRCU-A-CB (Split System: Heat Pump with Remote Outdoor Unit-Air-Source) | UHO18-NB-Q |  |  | UHM18-BB-Q | 0 | 18000 | 18 | 9.3 | 19000 | 16500 | 86.84% | 2.04 | 12.5 | 12.4 |  |  |  |  | R-410A | 1.5 | Residential & Commercial | USHP | Ducted CEE Tier 1
213739909 | Central HP <5.4 tons | DAY & NIGHT | HRCU-A-CB (Split System: Heat Pump with Remote Outdoor Unit-Air-Source) | DLCURAH24ABK | ADP |  | FG32936 | *95MSU0401712A* | 23400 | 16 | 8.5 | 25400 | 25800 | 101.6% | 2.2 | 0 | 10 |  |  |  |  | R-410A | 1.95 | Residential & Commercial | USHP | Ducted CEE Tier 1
213739920 | Central HP <5.4 tons | DAY & NIGHT | HRCU-A-CB (Split System: Heat Pump with Remote Outdoor Unit-Air-Source) | DLCURAH24ABK | ADP |  | FG33936 | *96MSN0261410A* | 23400 | 16 | 8.5 | 25400 | 25800 | 101.6% | 2.2 | 0 | 10 |  |  |  |  | R-410A | 1.95 | Residential & Commercial | USHP | Ducted CEE Tier 1
213739934 | Central HP <5.4 tons | DAY & NIGHT | HRCU-A-CB (Split System: Heat Pump with Remote Outdoor Unit-Air-Source) | DLCURAH24ABK | ADP |  | FG80936 | *96MSN0401410A* | 23600 | 16 | 8.5 | 24600 | 23600 | 95.93% | 1.98 | 0 | 10 |  |  |  |  | R-410A | 1.9667 | Residential & Commercial | USHP | Ducted CEE Tier 1
213739954 | Central HP <5.4 tons | DAY & NIGHT | HRCU-A-CB (Split System: Heat Pump with Remote Outdoor Unit-Air-Source) | DLCURAH24ABK | ADP |  | PL36H***P039 | *96VSN0401410B* | 22200 | 15.2 | 8.5 | 24600 | 23600 | 95.93% | 1.98 | 0 | 9.5 |  |  |  |  | R-410A | 1.85 | Residential & Commercial | USHP
211242306 | Central HP <5.4 tons | HEIL | HRCU-A-CB (Split System: Heat Pump with Remote Outdoor Unit-Air-Source) | DLCURAH24ABK |  |  | EA*4X36L21A* | *96VSN0401712A* | 23400 | 16 | 8.5 | 25800 | 23600 | 91.47% | 1.94 | 0 | 10 |  |  |  |  | R-410A | 1.95 | Residential & Commercial | USHP | Ducted CEE Tier 1
211242483 | Central HP <5.4 tons | HEIL | HRCU-A-CB (Split System: Heat Pump with Remote Outdoor Unit-Air-Source) | DLCURAH24ABK |  |  | EA*4X36L21A* | *96VTN0801716A* | 24400 | 16.5 | 8.5 | 26200 | 22400 | 85.5% | 1.86 | 0 | 10 |  |  |  |  | R-410A | 2.0333 | Residential & Commercial | USHP | Ducted CEE Tier 1
211242626 | Central HP <5.4 tons | HEIL | HRCU-A-CB (Split System: Heat Pump with Remote Outdoor Unit-Air-Source) | DLCURAH24ABK |  |  | EA*4X36L21A* | *92ESN0601714A* | 24600 | 17 | 8.5 | 26200 | 22200 | 84.73% | 1.86 | 0 | 10 |  |  |  |  | R-410A | 2.05 | Residential & Commercial | USHP | Ducted CEE Tier 1
211242733 | Central HP <5.4 tons | HEIL | HRCU-A-CB (Split System: Heat Pump with Remote Outdoor Unit-Air-Source) | DLCURAH24ABK |  |  | EA*4X36L21A* | OLV098A12* | 23400 | 16.5 | 8.5 | 25600 | 23800 | 92.97% | 1.98 | 0 | 10 |  |  |  |  | R-410A | 1.95 | Residential & Commercial | USHP | Ducted CEE Tier 1
216772286 | Central HP <5.4 tons | RHEEM | HRCU-A-CB (Split System: Heat Pump with Remote Outdoor Unit-Air-Source) | RD17AZ60AJ3N | ADP |  | H,RE88960 | R802V1505A24UHS | 54000 | 18 | 8.1 | 51500 | 48500 | 94.17% | 1.75 | 0 | 9.5 |  |  |  |  | R-410A | 4.5 | Residential & Commercial | USHP
213369412 | Central HP <5.4 tons | CARRIER | HRCU-A-CB (Split System: Heat Pump with Remote Outdoor Unit-Air-Source) | 38MURAQ24AB3* | ADP |  | H,PG7J936 | 59TP6C060V17**16 | 23200 | 16 | 8.5 | 25200 | 26200 | 104% | 2.26 | 0 | 10 |  |  |  |  | R-410A | 1.9333 | Residential & Commercial | USHP | Ducted CEE Tier 1
211306383 | Central HP <5.4 tons | Mitsutomo | HRCU-A-CB (Split System: Heat Pump with Remote Outdoor Unit-Air-Source) | UHO60-NB-Q |  |  | UHM60-DB-Q | 0 | 55000 | 15.3 | 9.4 | 59000 | 48500 | 82.2% | 1.91 | 9 | 8.8 |  |  |  |  | R-410A | 4.5833 | Residential & Commercial | USHP
216772277 | Central HP <5.4 tons | RHEEM | HRCU-A-CB (Split System: Heat Pump with Remote Outdoor Unit-Air-Source) | RD17AZ60AJ3N | ADP |  | H,RE84960 | R802V1505A24UHS | 53500 | 17 | 8.1 | 51500 | 48500 | 94.17% | 1.75 | 0 | 9.5 |  |  |  |  | R-410A | 4.4583 | Residential & Commercial | USHP
214640119 | Central HP <5.4 tons | RHEEM | HRCU-A-CB (Split System: Heat Pump with Remote Outdoor Unit-Air-Source) | RD17AZ60AJ3N | ADP |  | H,RE49960 | R962V1005A21M4S | 52500 | 17 | 8.1 | 52000 | 49000 | 94.23% | 1.75 | 0 | 9.5 |  |  |  |  | R-410A | 4.375 | Residential & Commercial | USHP
211243103 | Central HP <5.4 tons | HEIL | HRCU-A-CB (Split System: Heat Pump with Remote Outdoor Unit-Air-Source) | DLCURAH24ABK |  |  | EA*4X37L17A* | *95ESN0601714A* | 25200 | 16 | 8.5 | 26200 | 21200 | 80.92% | 1.76 | 0 | 10 |  |  |  |  | R-410A | 2.1 | Residential & Commercial | USHP | Ducted CEE Tier 1
213739959 | Central HP <5.4 tons | DAY & NIGHT | HRCU-A-CB (Split System: Heat Pump with Remote Outdoor Unit-Air-Source) | DLCURAH24ABK | ADP |  | PL36H175P789 | *96VSN0401410B* | 23600 | 16 | 8.5 | 24600 | 23600 | 95.93% | 1.98 | 0 | 10 |  |  |  |  | R-410A | 1.9667 | Residential & Commercial | USHP | Ducted CEE Tier 1
211243169 | Central HP <5.4 tons | HEIL | HRCU-A-CB (Split System: Heat Pump with Remote Outdoor Unit-Air-Source) | DLCURAH24ABK |  |  | EA*4X37L17A* | OMV098J12* | 24200 | 16.5 | 8.5 | 25400 | 21800 | 85.83% | 1.82 | 0 | 10 |  |  |  |  | R-410A | 2.0167 | Residential & Commercial | USHP | Ducted CEE Tier 1
214628840 | Central HP <5.4 tons | CARRIER | HRCU-A-CB (Split System: Heat Pump with Remote Outdoor Unit-Air-Source) | 38MURAQ30AB3* | ADP |  | PL36H210P749 | 59SC6A080M21**20 | 29600 | 15.2 | 8.1 | 32600 | 27200 | 83.44% | 1.8 | 0 | 9 |  |  |  |  | R-410A | 2.4667 | Residential & Commercial | USHP
211306382 | Central HP <5.4 tons | Mitsutomo | HRCU-A-CB (Split System: Heat Pump with Remote Outdoor Unit-Air-Source) | UHO48-NB-Q |  |  | UHM48-CB-Q | 0 | 47000 | 15.6 | 9.4 | 50000 | 46000 | 92% | 1.9 | 8.5 | 8.2 |  |  |  |  | R-410A | 3.9167 | Residential & Commercial | USHP
214810413 | Central HP <5.4 tons | RHEEM | HRCU-A-CB (Split System: Heat Pump with Remote Outdoor Unit-Air-Source) | RD17AZ60AJ3N | ADP |  | H,RE84960 | R962V0855A21M4S | 53000 | 16 | 8.1 | 52000 | 49000 | 94.23% | 1.75 | 0 | 9.5 |  |  |  |  | R-410A | 4.4167 | Residential & Commercial | USHP
215433954 | Central HP <5.4 tons | AMANA | HRCU-A-CB (Split System: Heat Pump with Remote Outdoor Unit-Air-Source) | AZV7SA4810A* |  |  | CA*EA6030*3A*+MBVK20DP1X00A* | 0 | 45500 | 17.5 | 8.8 | 47000 | 33600 | 71.49% | 2 | 0 | 10 |  |  |  |  | R-32 | 3.7917 | Residential & Commercial | USHP | Ducted CEE Tier 1
215434038 | Central HP <5.4 tons | AMANA | HRCU-A-CB (Split System: Heat Pump with Remote Outdoor Unit-Air-Source) | AZV7SA2410A* |  |  | CA*EA3022*3A* | A*VT960803BNA* | 23200 | 19 | 8.6 | 23200 | 17000 | 73.28% | 2 | 0 | 11 |  |  |  |  | R-32 | 1.9333 | Residential & Commercial | USHP | Ducted CEE Tier 1
211241701 | Central HP <5.4 tons | HEIL | HRCU-A-CB (Split System: Heat Pump with Remote Outdoor Unit-Air-Source) | DLCURAH24ABK |  |  | EA*4X30L17A* | *92ESN0601714A* | 24400 | 17 | 8.5 | 26400 | 22800 | 86.36% | 1.88 | 0 | 10 |  |  |  |  | R-410A | 2.0333 | Residential & Commercial | USHP | Ducted CEE Tier 1
211241919 | Central HP <5.4 tons | HEIL | HRCU-A-CB (Split System: Heat Pump with Remote Outdoor Unit-Air-Source) | DLCURAH24ABK |  |  | EA*4X36L17A* | *80VSL0451716A* | 24200 | 16.5 | 8.5 | 26200 | 22600 | 86.26% | 1.86 | 0 | 10 |  |  |  |  | R-410A | 2.0167 | Residential & Commercial | USHP | Ducted CEE Tier 1
211241938 | Central HP <5.4 tons | HEIL | HRCU-A-CB (Split System: Heat Pump with Remote Outdoor Unit-Air-Source) | DLCURAH24ABK |  |  | EA*4X36L17A* | *95ESU0601716A* | 24400 | 17 | 8.5 | 26200 | 22400 | 85.5% | 1.86 | 0 | 10 |  |  |  |  | R-410A | 2.0333 | Residential & Commercial | USHP | Ducted CEE Tier 1
211242439 | Central HP <5.4 tons | HEIL | HRCU-A-CB (Split System: Heat Pump with Remote Outdoor Unit-Air-Source) | DLCURAH24ABK |  |  | EA*4X36L21A* | *80ESU0401712A* | 24200 | 17.5 | 8.5 | 26000 | 22800 | 87.69% | 1.9 | 0 | 10 |  |  |  |  | R-410A | 2.0167 | Residential & Commercial | USHP | Ducted CEE Tier 1
213369389 | Central HP <5.4 tons | CARRIER | HRCU-A-CB (Split System: Heat Pump with Remote Outdoor Unit-Air-Source) | 38MURAQ18AB3* | ADP |  | H,PG7J936 | 59TP6C060V14**12 | 17300 | 16 | 8.5 | 16900 | 19400 | 114.8% | 2.38 | 0 | 10.5 |  |  |  |  | R-410A | 1.4417 | Residential & Commercial | USHP | Ducted CEE Tier 1
212498426 | Central HP <5.4 tons | CARRIER | HRCU-A-CB (Split System: Heat Pump with Remote Outdoor Unit-Air-Source) | 38MURAQ18AB3* | ADP |  | CP1801A+TXV+TD | 0 | 17100 | 15.2 | 8.6 | 17000 | 19300 | 113.5% | 2.3 | 0 | 10.5 |  |  |  |  | R-410A | 1.425 | Residential & Commercial | USHP | Ducted CEE Tier 1
215434027 | Central HP <5.4 tons | AMANA | HRCU-A-CB (Split System: Heat Pump with Remote Outdoor Unit-Air-Source) | AZV7SA2410A* |  |  | CA*EA3022*3A* | A*VS800604BUA* | 23200 | 19 | 8.6 | 23200 | 17000 | 73.28% | 2 | 0 | 11 |  |  |  |  | R-32 | 1.9333 | Residential & Commercial | USHP | Ducted CEE Tier 1
215434036 | Central HP <5.4 tons | AMANA | HRCU-A-CB (Split System: Heat Pump with Remote Outdoor Unit-Air-Source) | AZV7SA2410A* |  |  | CA*EA3022*3A* | A*VT960403BNA* | 23200 | 19 | 8.6 | 23200 | 17000 | 73.28% | 2 | 0 | 11 |  |  |  |  | R-32 | 1.9333 | Residential & Commercial | USHP | Ducted CEE Tier 1
207436142 | Central HP <5.4 tons | LENNOX | HRCU-A-CB (Split System: Heat Pump with Remote Outdoor Unit-Air-Source) | SL25XPV-024-230A** |  |  | CBA38MV-042-230*+TDR | 0 | 22400 | 22.2 | 9.1 | 22200 | 19900 | 89.64% | 1.94 | 15.5 | 14 |  |  |  |  | R-410A | 1.8667 | Residential & Commercial | USHP | Ducted CEE Tier 1
207436176 | Central HP <5.4 tons | LENNOX | HRCU-A-CB (Split System: Heat Pump with Remote Outdoor Unit-Air-Source) | SL25XPV-024-230A** |  |  | CH35-42B+TDR+TXV | SLP99UH070XV36B* | 22800 | 23.2 | 9.5 | 21200 | 20000 | 94.34% | 1.96 | 15.5 | 14.5 |  |  |  |  | R-410A | 1.9 | Residential & Commercial | USHP | Ducted CEE Tier 1
207436226 | Central HP <5.4 tons | LENNOX | HRCU-A-CB (Split System: Heat Pump with Remote Outdoor Unit-Air-Source) | SL25XPV-024-230A** |  |  | CR33-50/60+TDR+TXV | SLP99DF090XV48C* | 22600 | 19.6 | 9.2 | 21600 | 18800 | 87.04% | 1.76 | 13 | 12.5 |  |  |  |  | R-410A | 1.8833 | Residential & Commercial | USHP | Ducted CEE Tier 1
213739577 | Central HP <5.4 tons | DAY & NIGHT | HRCU-A-CB (Split System: Heat Pump with Remote Outdoor Unit-Air-Source) | DLCURAH18ABK | ADP |  | PL36H175P159 | *96MSN0401410A* | 17600 | 16 | 8.1 | 16600 | 18300 | 110.2% | 2.24 | 0 | 11 |  |  |  |  | R-410A | 1.4667 | Residential & Commercial | USHP | Ducted CEE Tier 1
213739584 | Central HP <5.4 tons | DAY & NIGHT | HRCU-A-CB (Split System: Heat Pump with Remote Outdoor Unit-Air-Source) | DLCURAH18ABK | ADP |  | FG32936 | *96MSN0401712A* | 17200 | 15.2 | 8.5 | 17100 | 18800 | 109.9% | 2.3 | 0 | 10 |  |  |  |  | R-410A | 1.4333 | Residential & Commercial | USHP | Ducted CEE Tier 1
213739586 | Central HP <5.4 tons | DAY & NIGHT | HRCU-A-CB (Split System: Heat Pump with Remote Outdoor Unit-Air-Source) | DLCURAH18ABK | ADP |  | PL36H175P159 | *96MSN0401712A* | 17500 | 15.2 | 8.5 | 17100 | 18800 | 109.9% | 2.3 | 0 | 10.5 |  |  |  |  | R-410A | 1.4583 | Residential & Commercial | USHP | Ducted CEE Tier 1
213739609 | Central HP <5.4 tons | DAY & NIGHT | HRCU-A-CB (Split System: Heat Pump with Remote Outdoor Unit-Air-Source) | DLCURAH18ABK | ADP |  | PL36H175P069 | *96VSN0401712B* | 17400 | 16 | 8.5 | 16400 | 18400 | 112.2% | 2.24 | 0 | 10.5 |  |  |  |  | R-410A | 1.45 | Residential & Commercial | USHP | Ducted CEE Tier 1
213739836 | Central HP <5.4 tons | DAY & NIGHT | HRCU-A-CB (Split System: Heat Pump with Remote Outdoor Unit-Air-Source) | DLCURAH24ABK | ADP |  | PL36H175P159 | *80MS(N,L)0451412A* | 23600 | 17 | 8.5 | 24800 | 23800 | 95.97% | 2 | 0 | 10.5 |  |  |  |  | R-410A | 1.9667 | Residential & Commercial | USHP | Ducted CEE Tier 1
207455305 | Central HP <5.4 tons | LENNOX | HRCU-A-CB (Split System: Heat Pump with Remote Outdoor Unit-Air-Source) | SL25XPV-024-230A** | ADP |  | L*35/36U9 | SL280UH080NV48B* | 22200 | 21 | 9.1 | 19800 | 20200 | 102% | 1.84 | 14 | 14 |  |  |  |  | R-410A | 1.85 | Residential & Commercial | USHP | Ducted CEE Tier 1
214849246 | Central HP <5.4 tons | RHEEM | HRCU-A-CB (Split System: Heat Pump with Remote Outdoor Unit-Air-Source) | RD17AZ60AJ3N | ADP |  | H,RE49(1,2)60+TXV | R802V1505A24UHS | 53000 | 17 | 8.1 | 51500 | 48500 | 94.17% | 1.75 | 0 | 9.5 |  |  |  |  | R-410A | 4.4167 | Residential & Commercial | USHP
214243956 | Central HP <5.4 tons | BRYANT HEATING AND COOLING SYSTEMS | HRCU-A-CB (Split System: Heat Pump with Remote Outdoor Unit-Air-Source) | 284ANV048*0**B* |  |  | CNPV*4821AL*+UI | 987MC66100C21*** | 44000 | 21 | 8.5 | 46500 | 36400 | 78.28% | 2.16 | 0 | 12 |  |  |  |  | R-410A | 3.6667 | Residential & Commercial | USHP | Ducted CEE Tier 1
212681003 | Central HP <5.4 tons | AURIAL | HRCU-A-CB (Split System: Heat Pump with Remote Outdoor Unit-Air-Source) | ARU36-24WADU |  |  | ARUD24-24AH2ADU | 0 | 24000 | 17 | 9 | 24000 | 22000 | 91.67% | 1.8 | 12.5 | 12 |  |  |  |  | R-410A | 2 | Residential & Commercial | USHP | Ducted CEE Tier 1
211240824 | Central HP <5.4 tons | HEIL | HRCU-A-CB (Split System: Heat Pump with Remote Outdoor Unit-Air-Source) | DLCURAH24ABK |  |  | EA*4X25L17A* | *96VSN0601714A* | 24800 | 16.5 | 8.5 | 25600 | 21200 | 82.81% | 1.78 | 0 | 10 |  |  |  |  | R-410A | 2.0667 | Residential & Commercial | USHP | Ducted CEE Tier 1
211240842 | Central HP <5.4 tons | HEIL | HRCU-A-CB (Split System: Heat Pump with Remote Outdoor Unit-Air-Source) | DLCURAH24ABK |  |  | EA*4X25L17A* | *96VSN0401712A* | 23800 | 16 | 8.1 | 25200 | 21800 | 86.51% | 1.82 | 0 | 10 |  |  |  |  | R-410A | 1.9833 | Residential & Commercial | USHP | Ducted CEE Tier 1
211240909 | Central HP <5.4 tons | HEIL | HRCU-A-CB (Split System: Heat Pump with Remote Outdoor Unit-Air-Source) | DLCURAH24ABK |  |  | EA*4X25L17A* | *80VSL0451716A* | 24800 | 16.5 | 8.5 | 25600 | 21200 | 82.81% | 1.78 | 0 | 10 |  |  |  |  | R-410A | 2.0667 | Residential & Commercial | USHP | Ducted CEE Tier 1
211241193 | Central HP <5.4 tons | HEIL | HRCU-A-CB (Split System: Heat Pump with Remote Outdoor Unit-Air-Source) | DLCURAH24ABK |  |  | EA*4X25L17A* | *80ES(N,L)0701412A* | 25000 | 17 | 8.5 | 25600 | 21000 | 82.03% | 1.78 | 0 | 10.5 |  |  |  |  | R-410A | 2.0833 | Residential & Commercial | USHP | Ducted CEE Tier 1
211241260 | Central HP <5.4 tons | HEIL | HRCU-A-CB (Split System: Heat Pump with Remote Outdoor Unit-Air-Source) | DLCURAH24ABK |  |  | EA*4X30L14A* | *96VSN0601412A* | 23400 | 16.5 | 8.5 | 25800 | 24200 | 93.8% | 2 | 0 | 10 |  |  |  |  | R-410A | 1.95 | Residential & Commercial | USHP | Ducted CEE Tier 1
214810402 | Central HP <5.4 tons | RHEEM | HRCU-A-CB (Split System: Heat Pump with Remote Outdoor Unit-Air-Source) | RD17AZ24AJ3N | ADP |  | H,RE7J924 | R962V0703A17M4S | 21600 | 17 | 8.1 | 21000 | 16500 | 78.57% | 2 | 0 | 9.5 |  |  |  |  | R-410A | 1.8 | Residential & Commercial | USHP
212555861 | Central HP <5.4 tons | American Standard | HRCU-A-C (Split System: Heat Pump with Remote Outdoor Unit with No Indoor Fan --Air Source) | 4TXD2060A10NU** | ADP |  | H,TE88960 | 0 | 47000 | 15.2 | 8.5 | 46000 | 33200 | 72.17% | 1.8 | 0 | 10 |  |  |  |  | R-410A | 3.9167 | Residential & Commercial | USHP | Ducted CEE Tier 1
211242637 | Central HP <5.4 tons | HEIL | HRCU-A-CB (Split System: Heat Pump with Remote Outdoor Unit-Air-Source) | DLCURAH24ABK |  |  | EA*4X36L21A* | *92ESN0801716A* | 24400 | 17 | 8.5 | 26200 | 22400 | 85.5% | 1.86 | 0 | 10 |  |  |  |  | R-410A | 2.0333 | Residential & Commercial | USHP | Ducted CEE Tier 1
211242805 | Central HP <5.4 tons | HEIL | HRCU-A-CB (Split System: Heat Pump with Remote Outdoor Unit-Air-Source) | DLCURAH24ABK |  |  | EA*4X37L17A* | *96VSN0601412A* | 24000 | 16.5 | 8.5 | 25200 | 22000 | 87.3% | 1.84 | 0 | 10 |  |  |  |  | R-410A | 2 | Residential & Commercial | USHP | Ducted CEE Tier 1
211242872 | Central HP <5.4 tons | HEIL | HRCU-A-CB (Split System: Heat Pump with Remote Outdoor Unit-Air-Source) | DLCURAH24ABK |  |  | EA*4X37L17A* | *80VSL0701716A* | 24200 | 16.5 | 8.5 | 25400 | 21800 | 85.83% | 1.82 | 0 | 10 |  |  |  |  | R-410A | 2.0167 | Residential & Commercial | USHP | Ducted CEE Tier 1
211242904 | Central HP <5.4 tons | HEIL | HRCU-A-CB (Split System: Heat Pump with Remote Outdoor Unit-Air-Source) | DLCURAH24ABK |  |  | EA*4X37L17A* | *80VTL0451412A* | 24800 | 16.5 | 8.5 | 25600 | 21400 | 83.59% | 1.8 | 0 | 10 |  |  |  |  | R-410A | 2.0667 | Residential & Commercial | USHP | Ducted CEE Tier 1
211243223 | Central HP <5.4 tons | HEIL | HRCU-A-CB (Split System: Heat Pump with Remote Outdoor Unit-Air-Source) | DLCURAH24ABK |  |  | EA*4X37L21A* | *96VSN0601714A* | 24800 | 16.5 | 8.5 | 25600 | 21000 | 82.03% | 1.76 | 0 | 10 |  |  |  |  | R-410A | 2.0667 | Residential & Commercial | USHP | Ducted CEE Tier 1
211244094 | Central HP <5.4 tons | HEIL | HRCU-A-CB (Split System: Heat Pump with Remote Outdoor Unit-Air-Source) | DLCURAH24ABK |  |  | EN(A,D)4X24L17** | *96VTN0601714A* | 23400 | 16 | 8.5 | 26600 | 23800 | 89.47% | 1.96 | 0 | 10 |  |  |  |  | R-410A | 1.95 | Residential & Commercial | USHP | Ducted CEE Tier 1
211243809 | Central HP <5.4 tons | HEIL | HRCU-A-CB (Split System: Heat Pump with Remote Outdoor Unit-Air-Source) | DLCURAH24ABK |  |  | EN(A,D)4X24L14** | *92ESN0601412A* | 24200 | 15.5 | 8.5 | 27200 | 22600 | 83.09% | 1.86 | 0 | 10 |  |  |  |  | R-410A | 2.0167 | Residential & Commercial | USHP | Ducted CEE Tier 1
214628592 | Central HP <5.4 tons | CARRIER | HRCU-A-CB (Split System: Heat Pump with Remote Outdoor Unit-Air-Source) | 38MURAQ30AB3* | ADP |  | C36A***L139 | 58S(B,C)*B070M17**12 | 29200 | 15.2 | 8.1 | 32600 | 27200 | 83.44% | 1.8 | 0 | 8.5 |  |  |  |  | R-410A | 2.4333 | Residential & Commercial | USHP
214628594 | Central HP <5.4 tons | CARRIER | HRCU-A-CB (Split System: Heat Pump with Remote Outdoor Unit-Air-Source) | 38MURAQ30AB3* | ADP |  | PL36H175P149 | 58S(B,C)*B070M17**12 | 29600 | 15.2 | 8.1 | 32600 | 27200 | 83.44% | 1.8 | 0 | 9 |  |  |  |  | R-410A | 2.4667 | Residential & Commercial | USHP
216772285 | Central HP <5.4 tons | RHEEM | HRCU-A-CB (Split System: Heat Pump with Remote Outdoor Unit-Air-Source) | RD17AZ60AJ3N | ADP |  | H,RE88960 | R802V1255A24UHS | 54000 | 18 | 8.1 | 51500 | 48500 | 94.17% | 1.75 | 0 | 9.5 |  |  |  |  | R-410A | 4.5 | Residential & Commercial | USHP
214810407 | Central HP <5.4 tons | RHEEM | HRCU-A-CB (Split System: Heat Pump with Remote Outdoor Unit-Air-Source) | RD17AZ60AJ3N | ADP |  | H,RE84960 | R951V0705A21M4S | 53000 | 17 | 8.1 | 52000 | 49000 | 94.23% | 1.75 | 0 | 9.5 |  |  |  |  | R-410A | 4.4167 | Residential & Commercial | USHP
214810409 | Central HP <5.4 tons | RHEEM | HRCU-A-CB (Split System: Heat Pump with Remote Outdoor Unit-Air-Source) | RD17AZ60AJ3N | ADP |  | H,RE84960 | R951V1005A21M4S | 53000 | 17 | 8.1 | 52000 | 49000 | 94.23% | 1.75 | 0 | 9.5 |  |  |  |  | R-410A | 4.4167 | Residential & Commercial | USHP
215434052 | Central HP <5.4 tons | AMANA | HRCU-A-CB (Split System: Heat Pump with Remote Outdoor Unit-Air-Source) | AZV7SA2410A* |  |  | CA*EA3626*3A* | A*VT800804C*A* | 23200 | 19 | 8.6 | 23200 | 17000 | 73.28% | 2 | 0 | 11 |  |  |  |  | R-32 | 1.9333 | Residential & Commercial | USHP | Ducted CEE Tier 1
215434063 | Central HP <5.4 tons | AMANA | HRCU-A-CB (Split System: Heat Pump with Remote Outdoor Unit-Air-Source) | AZV7SA2410A* |  |  | CHPEA3026*3A* | A*VM971005CNA* | 23200 | 19 | 8.6 | 23200 | 17000 | 73.28% | 2 | 0 | 11 |  |  |  |  | R-32 | 1.9333 | Residential & Commercial | USHP | Ducted CEE Tier 1
215434077 | Central HP <5.4 tons | AMANA | HRCU-A-CB (Split System: Heat Pump with Remote Outdoor Unit-Air-Source) | AZV7SA2410A* |  |  | CHPEA3026*3A* | A*VT960804CNA* | 23200 | 19 | 8.6 | 23200 | 17000 | 73.28% | 2 | 0 | 11 |  |  |  |  | R-32 | 1.9333 | Residential & Commercial | USHP | Ducted CEE Tier 1
213369437 | Central HP <5.4 tons | CARRIER | HRCU-A-CB (Split System: Heat Pump with Remote Outdoor Unit-Air-Source) | 25VNA448A*031* | ADP |  | H,PG49960 | 59MN7B100C21**22 | 44500 | 21 | 9.5 | 44000 | 35800 | 81.36% | 2.34 | 0 | 12 |  |  |  |  | R-410A | 3.7083 | Residential & Commercial | USHP | Ducted CEE Tier 1
211306380 | Central HP <5.4 tons | Mitsutomo | HRCU-A-CB (Split System: Heat Pump with Remote Outdoor Unit-Air-Source) | UHO30-NB-Q |  |  | UHM30-CB-Q | 0 | 30000 | 16.2 | 8.9 | 33000 | 24000 | 72.73% | 1.8 | 11 | 10 |  |  |  |  | R-410A | 2.5 | Residential & Commercial | USHP | Ducted CEE Tier 1
216992544 | Central HP <5.4 tons | BRYANT HEATING AND COOLING SYSTEMS | HRCU-A-CB (Split System: Heat Pump with Remote Outdoor Unit-Air-Source) | 293VAN048**AA* | ADP |  | H,PG35*48+TXV | 987MC66120C24*** | 44000 | 20 | 9 | 46500 | 36200 | 77.85% | 1.82 | 0 | 10.5 |  |  |  |  | R-454B | 3.6667 | Residential & Commercial | USHP | Ducted CEE Tier 1
214499783 | Central HP <5.4 tons | GOODMAN | HRCU-A-CB (Split System: Heat Pump with Remote Outdoor Unit-Air-Source) | GSZS601810A* |  |  | CA*EA1818*4B* | G*VS800604BUA* | 16600 | 17.5 | 8.5 | 17400 | 13000 | 74.71% | 2.1 | 0 | 10.9 |  |  |  |  | R-410A | 1.3833 | Residential & Commercial | USHP | Ducted CEE Tier 1
214499794 | Central HP <5.4 tons | GOODMAN | HRCU-A-CB (Split System: Heat Pump with Remote Outdoor Unit-Air-Source) | GSZS601810A* |  |  | CA*EA1818*4B* | G*VC800804C*A* | 16600 | 17.5 | 8.5 | 17400 | 13000 | 74.71% | 2.1 | 0 | 10.9 |  |  |  |  | R-410A | 1.3833 | Residential & Commercial | USHP | Ducted CEE Tier 1
213372136 | Central HP <5.4 tons | DAY & NIGHT | HRCU-A-C (Split System: Heat Pump with Remote Outdoor Unit with No Indoor Fan --Air Source) | DLCURAH36ABK |  |  | DLFULAH36XBX + CI | 0 | 35000 | 15.5 | 8.6 | 38000 | 31600 | 83.16% | 1.85 | 0 | 10 |  |  |  |  | R-410A | 2.9167 | Residential & Commercial | USHP | Ducted CEE Tier 1
215439738 | Central HP <5.4 tons | GOODMAN | HRCU-A-CB (Split System: Heat Pump with Remote Outdoor Unit-Air-Source) | GZV6SA1810A* |  |  | CA*EA2418*3A* | G*VT800604B*A* | 17000 | 19 | 8.8 | 16800 | 13000 | 77.38% | 2.1 | 0 | 12 |  |  |  |  | R-32 | 1.4167 | Residential & Commercial | USHP | Ducted CEE Tier 1
215439770 | Central HP <5.4 tons | GOODMAN | HRCU-A-CB (Split System: Heat Pump with Remote Outdoor Unit-Air-Source) | GZV6SA1810A* |  |  | CA*EA3022*3A*+MBVK16CP1X00A* | 0 | 17000 | 19 | 8.8 | 16800 | 13000 | 77.38% | 2.1 | 0 | 12 |  |  |  |  | R-32 | 1.4167 | Residential & Commercial | USHP | Ducted CEE Tier 1
215439688 | Central HP <5.4 tons | AMANA | HRCU-A-CB (Split System: Heat Pump with Remote Outdoor Unit-Air-Source) | AZV6SA1810A* |  |  | CA*EA2418*3A* | A*VT800805C*A* | 17000 | 19 | 8.8 | 16800 | 13000 | 77.38% | 2.1 | 0 | 12 |  |  |  |  | R-32 | 1.4167 | Residential & Commercial | USHP | Ducted CEE Tier 1
215439689 | Central HP <5.4 tons | AMANA | HRCU-A-CB (Split System: Heat Pump with Remote Outdoor Unit-Air-Source) | AZV6SA1810A* |  |  | CA*EA3022*3A* | A*VT800804C*A* | 17000 | 19 | 8.8 | 16800 | 13000 | 77.38% | 2.1 | 0 | 12 |  |  |  |  | R-32 | 1.4167 | Residential & Commercial | USHP | Ducted CEE Tier 1
215439690 | Central HP <5.4 tons | AMANA | HRCU-A-CB (Split System: Heat Pump with Remote Outdoor Unit-Air-Source) | AZV6SA1810A* |  |  | CA*EA2418*3A* | A*VT800804C*A* | 17000 | 19 | 8.8 | 16800 | 13000 | 77.38% | 2.1 | 0 | 12 |  |  |  |  | R-32 | 1.4167 | Residential & Commercial | USHP | Ducted CEE Tier 1
213349060 | Central HP <5.4 tons | GOODMAN | HRCU-A-CB (Split System: Heat Pump with Remote Outdoor Unit-Air-Source) | GSZS601810A* |  |  | CA*EA2422*4A* | G*VC800804C*A* | 16600 | 17.5 | 8.5 | 17400 | 13000 | 74.71% | 2.1 | 0 | 10.9 |  |  |  |  | R-410A | 1.3833 | Residential & Commercial | USHP | Ducted CEE Tier 1
213349046 | Central HP <5.4 tons | GOODMAN | HRCU-A-CB (Split System: Heat Pump with Remote Outdoor Unit-Air-Source) | GSZS601810A* |  |  | CA*EA1818*4A* | G*VS960805CUA* | 16600 | 17.5 | 8.5 | 17400 | 13000 | 74.71% | 2.1 | 0 | 10.9 |  |  |  |  | R-410A | 1.3833 | Residential & Commercial | USHP | Ducted CEE Tier 1
216835172 | Central HP <5.4 tons | AMANA | HRCU-A-CB (Split System: Heat Pump with Remote Outdoor Unit-Air-Source) | AZV7SA6010A* |  |  | CA*EA6030*3A* | A*VM971205DNA* | 52000 | 16 | 8.5 | 53500 | 46000 | 85.98% | 2 | 0 | 9.8 |  |  |  |  | R-32 | 4.3333 | Residential & Commercial | USHP
207436150 | Central HP <5.4 tons | LENNOX | HRCU-A-CB (Split System: Heat Pump with Remote Outdoor Unit-Air-Source) | SL25XPV-024-230A** |  |  | C35-36B+TDR+TXV | SL280UH080NV48B* | 22200 | 21.6 | 9.1 | 21400 | 20600 | 96.26% | 1.84 | 15.5 | 14 |  |  |  |  | R-410A | 1.85 | Residential & Commercial | USHP | Ducted CEE Tier 1
207436281 | Central HP <5.4 tons | LENNOX | HRCU-A-CB (Split System: Heat Pump with Remote Outdoor Unit-Air-Source) | SL25XPV-036-230A** |  |  | C35-48C+TDR+TXV | SL297UH080NV48C* | 34000 | 22 | 8.8 | 35400 | 27400 | 77.4% | 1.82 | 14 | 13.4 |  |  |  |  | R-410A | 2.8333 | Residential & Commercial | USHP | Ducted CEE Tier 1
207436297 | Central HP <5.4 tons | LENNOX | HRCU-A-CB (Split System: Heat Pump with Remote Outdoor Unit-Air-Source) | SL25XPV-036-230A** |  |  | C35-50/60C+TDR+TXV | SL280UH110V60C* | 33800 | 21.2 | 8.6 | 34200 | 26600 | 77.78% | 1.82 | 14 | 13.5 |  |  |  |  | R-410A | 2.8167 | Residential & Commercial | USHP | Ducted CEE Tier 1
206767532 | Central HP <5.4 tons | TEMPSTAR | HRCU-A-CB (Split System: Heat Pump with Remote Outdoor Unit-Air-Source) | TVH825GKA3* |  |  | EA*4X37L17A*+WALLCON | *95CSU0601716A* | 24200 | 16.5 | 8.1 | 21400 | 16800 | 78.5% | 1.98 | 11 | 10.5 |  |  |  |  | R-410A | 2.0167 | Residential & Commercial | USHP | Ducted CEE Tier 1
214499791 | Central HP <5.4 tons | GOODMAN | HRCU-A-CB (Split System: Heat Pump with Remote Outdoor Unit-Air-Source) | GSZS601810A* |  |  | CA*EA1818*4B* | G*VM970603BNB* | 16600 | 17.5 | 8.5 | 17400 | 13000 | 74.71% | 2.1 | 0 | 10.9 |  |  |  |  | R-410A | 1.3833 | Residential & Commercial | USHP | Ducted CEE Tier 1
214588211 | Central HP <5.4 tons | BRYANT HEATING AND COOLING SYSTEMS | HRCU-A-CB (Split System: Heat Pump with Remote Outdoor Unit-Air-Source) | 38MURAQ18AB3* | ADP |  | PL36H175P159 | 926TC30040V14*** | 17300 | 16 | 8.5 | 16500 | 18500 | 112.1% | 2.26 | 0 | 10.5 |  |  |  |  | R-410A | 1.4417 | Residential & Commercial | USHP | Ducted CEE Tier 1
214440907 | Central HP <5.4 tons | BRYANT HEATING AND COOLING SYSTEMS | HRCU-A-CB (Split System: Heat Pump with Remote Outdoor Unit-Air-Source) | 284ANV036*0**B* | ADP |  | V,C36H175P459 | 935CB48060C17*** | 33800 | 19 | 9 | 35000 | 27200 | 77.71% | 2.04 | 0 | 12 |  |  |  |  | R-410A | 2.8167 | Residential & Commercial | USHP | Ducted CEE Tier 1
216835167 | Central HP <5.4 tons | AMANA | HRCU-A-CB (Split System: Heat Pump with Remote Outdoor Unit-Air-Source) | AZV7SA6010A* |  |  | CA*EA6030*3A* | A*VS800805CUA* | 52000 | 17 | 8.8 | 53500 | 46000 | 85.98% | 2 | 0 | 9.8 |  |  |  |  | R-32 | 4.3333 | Residential & Commercial | USHP
216681504 | Central HP <5.4 tons | BRYANT HEATING AND COOLING SYSTEMS | HRCU-A-CB (Split System: Heat Pump with Remote Outdoor Unit-Air-Source) | 38MURAQ24AB3* |  |  | CAP**3621AL* | 927TA60080V21*** | 24000 | 17 | 9 | 26000 | 22800 | 87.69% | 1.78 | 0 | 10 |  |  |  |  | R-410A | 2 | Residential & Commercial | USHP | Ducted CEE Tier 1
215434045 | Central HP <5.4 tons | AMANA | HRCU-A-CB (Split System: Heat Pump with Remote Outdoor Unit-Air-Source) | AZV7SA2410A* |  |  | CA*EA3626*3A* | A*VS800604BUA* | 23200 | 19 | 8.6 | 23200 | 17000 | 73.28% | 2 | 0 | 11 |  |  |  |  | R-32 | 1.9333 | Residential & Commercial | USHP | Ducted CEE Tier 1
215434054 | Central HP <5.4 tons | AMANA | HRCU-A-CB (Split System: Heat Pump with Remote Outdoor Unit-Air-Source) | AZV7SA2410A* |  |  | CA*EA3626*3A* | A*VT801005C*A* | 23200 | 19 | 8.6 | 23200 | 17000 | 73.28% | 2 | 0 | 11 |  |  |  |  | R-32 | 1.9333 | Residential & Commercial | USHP | Ducted CEE Tier 1
213739625 | Central HP <5.4 tons | DAY & NIGHT | HRCU-A-CB (Split System: Heat Pump with Remote Outdoor Unit-Air-Source) | DLCURAH18ABK | ADP |  | V,G36H***P449 | *96VSN0601412B* | 17500 | 16 | 8.5 | 16900 | 18800 | 111.2% | 2.3 | 0 | 10.5 |  |  |  |  | R-410A | 1.4583 | Residential & Commercial | USHP | Ducted CEE Tier 1
212603235 | Central HP <5.4 tons | DAY & NIGHT | HRCU-A-CB (Split System: Heat Pump with Remote Outdoor Unit-Air-Source) | DLCURAH30ABK | ADP |  | PL36H210P299 | *92ESN1002120A* | 31200 | 15.2 | 8.5 | 32000 | 25600 | 80% | 1.86 | 0 | 9 |  |  |  |  | R-410A | 2.6 | Residential & Commercial | USHP
211712542 | Central HP <5.4 tons | HEIL | HRCU-A-CB (Split System: Heat Pump with Remote Outdoor Unit-Air-Source) | DLCURAH30ABK |  |  | EA*4X42L21A* | *92ESN0802120A* | 30600 | 15.2 | 8.1 | 34200 | 27000 | 78.95% | 1.82 | 0 | 9 |  |  |  |  | R-410A | 2.55 | Residential & Commercial | USHP
216772274 | Central HP <5.4 tons | RHEEM | HRCU-A-CB (Split System: Heat Pump with Remote Outdoor Unit-Air-Source) | RD17AZ60AJ3N | ADP |  | H,RE84960 | R802V0755A21UHS | 53500 | 17 | 8.1 | 52000 | 49000 | 94.23% | 1.75 | 0 | 9.5 |  |  |  |  | R-410A | 4.4583 | Residential & Commercial | USHP
216772275 | Central HP <5.4 tons | RHEEM | HRCU-A-CB (Split System: Heat Pump with Remote Outdoor Unit-Air-Source) | RD17AZ60AJ3N | ADP |  | H,RE84960 | R802V1005A21UHS | 53500 | 17 | 8.1 | 51500 | 48500 | 94.17% | 1.75 | 0 | 9.5 |  |  |  |  | R-410A | 4.4583 | Residential & Commercial | USHP
207436268 | Central HP <5.4 tons | LENNOX | HRCU-A-CB (Split System: Heat Pump with Remote Outdoor Unit-Air-Source) | SL25XPV-036-230A** |  |  | C35-48B+TDR+TXV | SL297UH060NV36B* | 33800 | 21.4 | 8.8 | 35800 | 27800 | 77.65% | 1.8 | 13.5 | 13 |  |  |  |  | R-410A | 2.8167 | Residential & Commercial | USHP | Ducted CEE Tier 1
207436286 | Central HP <5.4 tons | LENNOX | HRCU-A-CB (Split System: Heat Pump with Remote Outdoor Unit-Air-Source) | SL25XPV-036-230A** |  |  | C35-48C+TDR+TXV | SLP99UH110XV60C* | 34000 | 21.2 | 8.8 | 35600 | 27400 | 76.97% | 1.82 | 14 | 13.5 |  |  |  |  | R-410A | 2.8333 | Residential & Commercial | USHP | Ducted CEE Tier 1
207436288 | Central HP <5.4 tons | LENNOX | HRCU-A-CB (Split System: Heat Pump with Remote Outdoor Unit-Air-Source) | SL25XPV-036-230A** |  |  | C35-50/60C+TDR+TXV | EL296UH090XV48C* | 33600 | 22.2 | 8.7 | 34400 | 26800 | 77.91% | 1.82 | 14 | 13.3 |  |  |  |  | R-410A | 2.8 | Residential & Commercial | USHP | Ducted CEE Tier 1
215434061 | Central HP <5.4 tons | AMANA | HRCU-A-CB (Split System: Heat Pump with Remote Outdoor Unit-Air-Source) | AZV7SA2410A* |  |  | CHPEA3026*3A* | A*VM970803BNA* | 23200 | 19 | 8.6 | 23200 | 17000 | 73.28% | 2 | 0 | 11 |  |  |  |  | R-32 | 1.9333 | Residential & Commercial | USHP | Ducted CEE Tier 1
215434070 | Central HP <5.4 tons | AMANA | HRCU-A-CB (Split System: Heat Pump with Remote Outdoor Unit-Air-Source) | AZV7SA2410A* |  |  | CHPEA3026*3A* | A*VT800803B*A* | 23200 | 19 | 8.6 | 23200 | 17000 | 73.28% | 2 | 0 | 11 |  |  |  |  | R-32 | 1.9333 | Residential & Commercial | USHP | Ducted CEE Tier 1
213349058 | Central HP <5.4 tons | GOODMAN | HRCU-A-CB (Split System: Heat Pump with Remote Outdoor Unit-Air-Source) | GSZS601810A* |  |  | CA*EA2422*4A* | G*VM970803BNB* | 16600 | 17.5 | 8.5 | 17400 | 13000 | 74.71% | 2.1 | 0 | 10.9 |  |  |  |  | R-410A | 1.3833 | Residential & Commercial | USHP | Ducted CEE Tier 1
207436278 | Central HP <5.4 tons | LENNOX | HRCU-A-CB (Split System: Heat Pump with Remote Outdoor Unit-Air-Source) | SL25XPV-036-230A** |  |  | C35-48C+TDR+TXV | SL280UH100NV60C* | 34000 | 21 | 8.8 | 35200 | 27400 | 77.84% | 1.82 | 14.5 | 13.5 |  |  |  |  | R-410A | 2.8333 | Residential & Commercial | USHP | Ducted CEE Tier 1
207436385 | Central HP <5.4 tons | LENNOX | HRCU-A-CB (Split System: Heat Pump with Remote Outdoor Unit-Air-Source) | SL25XPV-036-230A** |  |  | CHX35-42B-**-*+TDR | SL280UH090V48B* | 34800 | 21.4 | 8.8 | 34200 | 26200 | 76.61% | 1.84 | 14 | 13.5 |  |  |  |  | R-410A | 2.9 | Residential & Commercial | USHP | Ducted CEE Tier 1
207436387 | Central HP <5.4 tons | LENNOX | HRCU-A-CB (Split System: Heat Pump with Remote Outdoor Unit-Air-Source) | SL25XPV-036-230A** |  |  | CHX35-42B-**-*+TDR | SL297UH040NV36B* | 34600 | 21.4 | 8.8 | 34400 | 26400 | 76.74% | 1.82 | 13.5 | 13 |  |  |  |  | R-410A | 2.8833 | Residential & Commercial | USHP | Ducted CEE Tier 1
214810418 | Central HP <5.4 tons | RHEEM | HRCU-A-CB (Split System: Heat Pump with Remote Outdoor Unit-Air-Source) | RD17AZ60AJ3N | ADP |  | H,RE84960 | R97MV1155A24DHS | 53000 | 17 | 8.1 | 52000 | 49000 | 94.23% | 1.75 | 0 | 9.5 |  |  |  |  | R-410A | 4.4167 | Residential & Commercial | USHP
214810420 | Central HP <5.4 tons | RHEEM | HRCU-A-CB (Split System: Heat Pump with Remote Outdoor Unit-Air-Source) | RD17AZ60AJ3N | ADP |  | H,RE84960 | R98MV1005A21UPS | 53000 | 16 | 8.1 | 52500 | 49000 | 93.33% | 1.75 | 0 | 9.5 |  |  |  |  | R-410A | 4.4167 | Residential & Commercial | USHP
214627539 | Central HP <5.4 tons | CARRIER | HRCU-A-CB (Split System: Heat Pump with Remote Outdoor Unit-Air-Source) | 38MURAQ18AB3* | ADP |  | V,C36H***P219 | 58S(B,C)*B045M14**12 | 17500 | 16 | 8.5 | 16800 | 18800 | 111.9% | 2.3 | 0 | 11 |  |  |  |  | R-410A | 1.4583 | Residential & Commercial | USHP | Ducted CEE Tier 1
214627540 | Central HP <5.4 tons | CARRIER | HRCU-A-CB (Split System: Heat Pump with Remote Outdoor Unit-Air-Source) | 38MURAQ18AB3* | ADP |  | PL36H***P449 | 58S(B,C)*B045M14**12 | 17500 | 16 | 8.5 | 16800 | 18800 | 111.9% | 2.3 | 0 | 11 |  |  |  |  | R-410A | 1.4583 | Residential & Commercial | USHP | Ducted CEE Tier 1
207436144 | Central HP <5.4 tons | LENNOX | HRCU-A-CB (Split System: Heat Pump with Remote Outdoor Unit-Air-Source) | SL25XPV-048-230A** |  |  | CBA38MV-060-230*+TDR | 0 | 44500 | 20 | 9.3 | 44500 | 36800 | 82.7% | 1.96 | 12.5 | 12 |  |  |  |  | R-410A | 3.7083 | Residential & Commercial | USHP | Ducted CEE Tier 1
207436512 | Central HP <5.4 tons | LENNOX | HRCU-A-CB (Split System: Heat Pump with Remote Outdoor Unit-Air-Source) | SL25XPV-048-230A** |  |  | C35-49C+TDR+TXV | EL296UH090XV60C* | 45500 | 20 | 8.9 | 44000 | 36000 | 81.82% | 1.78 | 12 | 12 |  |  |  |  | R-410A | 3.7917 | Residential & Commercial | USHP | Ducted CEE Tier 1
207436528 | Central HP <5.4 tons | LENNOX | HRCU-A-CB (Split System: Heat Pump with Remote Outdoor Unit-Air-Source) | SL25XPV-048-230A** |  |  | C35-60C+TDR+TXV | EL296UH110XV48C* | 45500 | 20 | 9.5 | 44000 | 36400 | 82.73% | 1.9 | 12.5 | 12.2 |  |  |  |  | R-410A | 3.7917 | Residential & Commercial | USHP | Ducted CEE Tier 1
207436535 | Central HP <5.4 tons | LENNOX | HRCU-A-CB (Split System: Heat Pump with Remote Outdoor Unit-Air-Source) | SL25XPV-048-230A** |  |  | C35-60C+TDR+TXV | SL280UH110XV60C* | 46000 | 20 | 9.5 | 44000 | 36200 | 82.27% | 1.92 | 12.5 | 12.5 |  |  |  |  | R-410A | 3.8333 | Residential & Commercial | USHP | Ducted CEE Tier 1
207436569 | Central HP <5.4 tons | LENNOX | HRCU-A-CB (Split System: Heat Pump with Remote Outdoor Unit-Air-Source) | SL25XPV-048-230A** |  |  | CHX35-51/61C-**-*+TDR | SL280UH110XV60C* | 45000 | 20 | 9.2 | 45500 | 37400 | 82.2% | 1.82 | 12.5 | 12.5 |  |  |  |  | R-410A | 3.75 | Residential & Commercial | USHP | Ducted CEE Tier 1
216772284 | Central HP <5.4 tons | RHEEM | HRCU-A-CB (Split System: Heat Pump with Remote Outdoor Unit-Air-Source) | RD17AZ60AJ3N | ADP |  | H,RE88960 | R802V1005A21UHS | 54000 | 18 | 8.1 | 51500 | 48500 | 94.17% | 1.75 | 0 | 9.5 |  |  |  |  | R-410A | 4.5 | Residential & Commercial | USHP
212498554 | Central HP <5.4 tons | BRYANT HEATING AND COOLING SYSTEMS | HRCU-A-CB (Split System: Heat Pump with Remote Outdoor Unit-Air-Source) | 38MURAQ18AB3* | ADP |  | CP1801A+TXV+TD | 0 | 17100 | 15.2 | 8.6 | 17000 | 19300 | 113.5% | 2.3 | 0 | 10.5 |  |  |  |  | R-410A | 1.425 | Residential & Commercial | USHP | Ducted CEE Tier 1
212498556 | Central HP <5.4 tons | BRYANT HEATING AND COOLING SYSTEMS | HRCU-A-CB (Split System: Heat Pump with Remote Outdoor Unit-Air-Source) | 38MURAQ18AB3* | ADP |  | CP1903A+TXV+TD | 0 | 17400 | 15.2 | 8.7 | 17000 | 19400 | 114.1% | 2.32 | 0 | 10.5 |  |  |  |  | R-410A | 1.45 | Residential & Commercial | USHP | Ducted CEE Tier 1
213372135 | Central HP <5.4 tons | DAY & NIGHT | HRCU-A-C (Split System: Heat Pump with Remote Outdoor Unit with No Indoor Fan --Air Source) | DLCURAH30ABK |  |  | DLFULAH36XCX + CI | 0 | 30000 | 15.5 | 9.7 | 33000 | 27000 | 81.82% | 1.85 | 10.7 | 10.5 |  |  |  |  | R-410A | 2.5 | Residential & Commercial | USHP | Ducted CEE Tier 1
215434446 | Central HP <5.4 tons | GOODMAN | HRCU-A-CB (Split System: Heat Pump with Remote Outdoor Unit-Air-Source) | GZV7SA4810A* |  |  | CHPEA4830*3A* | G*VM970804CNA* | 45500 | 16.2 | 8.5 | 46000 | 33600 | 73.04% | 2 | 0 | 10 |  |  |  |  | R-32 | 3.7917 | Residential & Commercial | USHP | Ducted CEE Tier 1
216835156 | Central HP <5.4 tons | AMANA | HRCU-A-CB (Split System: Heat Pump with Remote Outdoor Unit-Air-Source) | AZV7SA6010A* |  |  | CA*EA6030*3A* | A*VT800805C*A* | 52000 | 17 | 8.8 | 53500 | 46000 | 85.98% | 2 | 0 | 9.8 |  |  |  |  | R-32 | 4.3333 | Residential & Commercial | USHP
215439692 | Central HP <5.4 tons | AMANA | HRCU-A-CB (Split System: Heat Pump with Remote Outdoor Unit-Air-Source) | AZV6SA1810A* |  |  | CA*EA3022*3A* | A*VT800803B*A* | 17000 | 19 | 8.8 | 16800 | 13000 | 77.38% | 2.1 | 0 | 12 |  |  |  |  | R-32 | 1.4167 | Residential & Commercial | USHP | Ducted CEE Tier 1
215439706 | Central HP <5.4 tons | AMANA | HRCU-A-CB (Split System: Heat Pump with Remote Outdoor Unit-Air-Source) | AZV6SA1810A* |  |  | CA*EA2418*3A* | A*VS800805CUA* | 17000 | 19 | 8.8 | 16800 | 13000 | 77.38% | 2.1 | 0 | 12 |  |  |  |  | R-32 | 1.4167 | Residential & Commercial | USHP | Ducted CEE Tier 1
215434453 | Central HP <5.4 tons | GOODMAN | HRCU-A-CB (Split System: Heat Pump with Remote Outdoor Unit-Air-Source) | GZV7SA4810A* |  |  | CHPEA6030*3A* | G*VT800804C*A* | 45500 | 16.5 | 8.5 | 46500 | 33600 | 72.26% | 2 | 0 | 10 |  |  |  |  | R-32 | 3.7917 | Residential & Commercial | USHP | Ducted CEE Tier 1
215433960 | Central HP <5.4 tons | GOODMAN | HRCU-A-CB (Split System: Heat Pump with Remote Outdoor Unit-Air-Source) | GZV7SA4810A* |  |  | CA*EA6030*3A*+MBVK20DP1X00A* | 0 | 45500 | 17.5 | 8.8 | 47000 | 33600 | 71.49% | 2 | 0 | 10 |  |  |  |  | R-32 | 3.7917 | Residential & Commercial | USHP | Ducted CEE Tier 1
207455028 | Central HP <5.4 tons | LENNOX | HRCU-A-CB (Split System: Heat Pump with Remote Outdoor Unit-Air-Source) | SL25XPV-036-230A** | ADP |  | L*35/36S9 | EL296UH070XV36B* | 33800 | 21 | 8.8 | 33000 | 25800 | 78.18% | 1.82 | 13.5 | 13 |  |  |  |  | R-410A | 2.8167 | Residential & Commercial | USHP | Ducted CEE Tier 1
207455062 | Central HP <5.4 tons | LENNOX | HRCU-A-CB (Split System: Heat Pump with Remote Outdoor Unit-Air-Source) | SL25XPV-036-230A** | ADP |  | LH23/37W9 | EL296UH110XV48C* | 33600 | 22 | 8.7 | 32800 | 26400 | 80.49% | 1.82 | 14 | 13 |  |  |  |  | R-410A | 2.8 | Residential & Commercial | USHP | Ducted CEE Tier 1
207455146 | Central HP <5.4 tons | LENNOX | HRCU-A-CB (Split System: Heat Pump with Remote Outdoor Unit-Air-Source) | SL25XPV-036-230A** | ADP |  | L*35/36U9 | SL280UH090V60C* | 34000 | 21 | 8.8 | 33800 | 27000 | 79.88% | 1.84 | 14 | 13.5 |  |  |  |  | R-410A | 2.8333 | Residential & Commercial | USHP | Ducted CEE Tier 1
211243178 | Central HP <5.4 tons | HEIL | HRCU-A-CB (Split System: Heat Pump with Remote Outdoor Unit-Air-Source) | DLCURAH24ABK |  |  | EA*4X37L17A* | OLV098A12* | 23800 | 16.5 | 8.1 | 25200 | 22200 | 88.1% | 1.84 | 0 | 10 |  |  |  |  | R-410A | 1.9833 | Residential & Commercial | USHP | Ducted CEE Tier 1
211244128 | Central HP <5.4 tons | HEIL | HRCU-A-CB (Split System: Heat Pump with Remote Outdoor Unit-Air-Source) | DLCURAH24ABK |  |  | EN(A,D)4X24L17** | *80ES(N,L)0701712A* | 23800 | 16 | 8.5 | 27000 | 23200 | 85.93% | 1.9 | 0 | 10 |  |  |  |  | R-410A | 1.9833 | Residential & Commercial | USHP | Ducted CEE Tier 1
216835147 | Central HP <5.4 tons | AMANA | HRCU-A-CB (Split System: Heat Pump with Remote Outdoor Unit-Air-Source) | AZV7SA6010A* |  |  | CA*EA6030*3A* | A*VT801005C*A* | 52000 | 17 | 8.8 | 53500 | 46000 | 85.98% | 2 | 0 | 9.8 |  |  |  |  | R-32 | 4.3333 | Residential & Commercial | USHP
212427853 | Central HP <5.4 tons | NAPOLEON | HRCU-A-CB (Split System: Heat Pump with Remote Outdoor Unit-Air-Source) | WSEHV2436RA1-N |  |  | H,DE33(6,9)36 | WPV070T3AA | 22000 | 17 | 8.5 | 25000 | 17500 | 70% | 1.8 | 0 | 10 |  |  |  |  | R-410A | 1.8333 | Residential & Commercial | USHP | Ducted CEE Tier 1
212427854 | Central HP <5.4 tons | NAPOLEON | HRCU-A-CB (Split System: Heat Pump with Remote Outdoor Unit-Air-Source) | WSEHV2436RA1-N |  |  | H,DE33(6,9)36 | WUV070T3AA | 22000 | 17 | 8.5 | 25000 | 17500 | 70% | 1.8 | 0 | 10 |  |  |  |  | R-410A | 1.8333 | Residential & Commercial | USHP | Ducted CEE Tier 1
216992460 | Central HP <5.4 tons | BRYANT HEATING AND COOLING SYSTEMS | HRCU-A-CB (Split System: Heat Pump with Remote Outdoor Unit-Air-Source) | 290VAN048**AA* | ADP |  | H,PG35*48+TXV | 987TA66100C21*** | 44000 | 18 | 9 | 46500 | 33600 | 72.26% | 2.04 | 0 | 9.5 |  |  |  |  | R-454B | 3.6667 | Residential & Commercial | USHP
210692579 | Central HP <5.4 tons | AMANA | HRCU-A-CB (Split System: Heat Pump with Remote Outdoor Unit-Air-Source) | ASZV903610A* |  |  | CSCF3642N6D*+TXV | A*VM970603BNB* | 33800 | 18.5 | 8.2 | 34000 | 24400 | 71.76% | 1.8 | 0 | 11.5 |  |  |  |  | R-410A | 2.8167 | Residential & Commercial | USHP | Ducted CEE Tier 1
214499810 | Central HP <5.4 tons | GOODMAN | HRCU-A-CB (Split System: Heat Pump with Remote Outdoor Unit-Air-Source) | GSZS601810A* |  |  | CA*EA2422*4B* | G*VC800804C*A* | 16600 | 17.5 | 8.5 | 17400 | 13000 | 74.71% | 2.1 | 0 | 10.9 |  |  |  |  | R-410A | 1.3833 | Residential & Commercial | USHP | Ducted CEE Tier 1
207436336 | Central HP <5.4 tons | LENNOX | HRCU-A-CB (Split System: Heat Pump with Remote Outdoor Unit-Air-Source) | SL25XPV-036-230A** |  |  | CH35-42B+TDR+TXV | SL297UH060NV36B* | 34600 | 21 | 8.8 | 34400 | 26400 | 76.74% | 1.82 | 13.5 | 13 |  |  |  |  | R-410A | 2.8833 | Residential & Commercial | USHP | Ducted CEE Tier 1
215439700 | Central HP <5.4 tons | AMANA | HRCU-A-CB (Split System: Heat Pump with Remote Outdoor Unit-Air-Source) | AZV6SA1810A* |  |  | CA*EA3022*3A* | A*VS960805CUA* | 17000 | 19 | 8.8 | 16800 | 13000 | 77.38% | 2.1 | 0 | 12 |  |  |  |  | R-32 | 1.4167 | Residential & Commercial | USHP | Ducted CEE Tier 1
214499803 | Central HP <5.4 tons | GOODMAN | HRCU-A-CB (Split System: Heat Pump with Remote Outdoor Unit-Air-Source) | GSZS601810A* |  |  | CA*EA2422*4B* | G*VS960603BUA* | 16600 | 17.5 | 8.5 | 17400 | 13000 | 74.71% | 2.1 | 0 | 10.9 |  |  |  |  | R-410A | 1.3833 | Residential & Commercial | USHP | Ducted CEE Tier 1
214499910 | Central HP <5.4 tons | GOODMAN | HRCU-A-CB (Split System: Heat Pump with Remote Outdoor Unit-Air-Source) | GSZS601810A* |  |  | CA*EA2422*4B*+MBVC1600**-1A* | 0 | 16600 | 17.5 | 8.5 | 17400 | 13000 | 74.71% | 2.1 | 0 | 10.9 |  |  |  |  | R-410A | 1.3833 | Residential & Commercial | USHP | Ducted CEE Tier 1
215433936 | Central HP <5.4 tons | AMANA | HRCU-A-CB (Split System: Heat Pump with Remote Outdoor Unit-Air-Source) | AZV7SA4210A* |  |  | CA*EA6030*3A*+MBVK20DP1X00A* | 0 | 41000 | 17.5 | 8.8 | 41000 | 31000 | 75.61% | 2 | 0 | 10 |  |  |  |  | R-32 | 3.4167 | Residential & Commercial | USHP | Ducted CEE Tier 1
215433938 | Central HP <5.4 tons | AMANA | HRCU-A-CB (Split System: Heat Pump with Remote Outdoor Unit-Air-Source) | AZV7SA4210A* |  |  | CHPEA4830*3A*+MBVK20DP1X00A* | 0 | 41000 | 17.5 | 8.8 | 41000 | 31000 | 75.61% | 2 | 0 | 10 |  |  |  |  | R-32 | 3.4167 | Residential & Commercial | USHP | Ducted CEE Tier 1
216699888 | Central HP <5.4 tons | AMANA | HRCU-A-CB (Split System: Heat Pump with Remote Outdoor Unit-Air-Source) | AZV9SA361CA* |  |  | CA*EA6030*3A* | A*VM970804CNA* | 34200 | 19 | 9.2 | 32600 | 32600 | 100% | 2 | 0 | 11.7 |  |  |  |  | R-32 | 2.85 | Residential & Commercial | USHP | Ducted CEE Tier 1
207455173 | Central HP <5.4 tons | LENNOX | HRCU-A-CB (Split System: Heat Pump with Remote Outdoor Unit-Air-Source) | SL25XPV-036-230A** | ADP |  | LH23/37W9 | SL280UH100NV60C* | 34000 | 21 | 8.8 | 33600 | 27000 | 80.36% | 1.82 | 14 | 13.5 |  |  |  |  | R-410A | 2.8333 | Residential & Commercial | USHP | Ducted CEE Tier 1
207455187 | Central HP <5.4 tons | LENNOX | HRCU-A-CB (Split System: Heat Pump with Remote Outdoor Unit-Air-Source) | SL25XPV-036-230A** | ADP |  | L*35/36S9 | SL280UH110XV60C* | 34000 | 21 | 8.8 | 33800 | 27000 | 79.88% | 1.84 | 14 | 13.5 |  |  |  |  | R-410A | 2.8333 | Residential & Commercial | USHP | Ducted CEE Tier 1
213349040 | Central HP <5.4 tons | GOODMAN | HRCU-A-CB (Split System: Heat Pump with Remote Outdoor Unit-Air-Source) | GSZS601810A* |  |  | CA*EA1818*4A* | G*VC960803BNB* | 16600 | 17.5 | 8.5 | 17400 | 13000 | 74.71% | 2.1 | 0 | 10.9 |  |  |  |  | R-410A | 1.3833 | Residential & Commercial | USHP | Ducted CEE Tier 1
213349049 | Central HP <5.4 tons | GOODMAN | HRCU-A-CB (Split System: Heat Pump with Remote Outdoor Unit-Air-Source) | GSZS601810A* |  |  | CA*EA2422*4A* | G*VS800604BUA* | 16600 | 17.5 | 8.5 | 17400 | 13000 | 74.71% | 2.1 | 0 | 10.9 |  |  |  |  | R-410A | 1.3833 | Residential & Commercial | USHP | Ducted CEE Tier 1
210470420 | Central HP <5.4 tons | HEIL | HRCU-A-CB (Split System: Heat Pump with Remote Outdoor Unit-Air-Source) | HVH837GKA2* |  |  | EA*4X61L21A*+WALLCON | *80CSU1002120A* | 33200 | 17 | 8.1 | 32200 | 24800 | 77.02% | 1.98 | 0 | 11.5 |  |  |  |  | R-410A | 2.7667 | Residential & Commercial | USHP | Ducted CEE Tier 1
213349157 | Central HP <5.4 tons | GOODMAN | HRCU-A-CB (Split System: Heat Pump with Remote Outdoor Unit-Air-Source) | GSZS601810A* |  |  | CA*EA1818*4A*+MBVC1200**-1A* | 0 | 16600 | 17.5 | 8.5 | 17400 | 13000 | 74.71% | 2.1 | 0 | 10.9 |  |  |  |  | R-410A | 1.3833 | Residential & Commercial | USHP | Ducted CEE Tier 1
216835161 | Central HP <5.4 tons | AMANA | HRCU-A-CB (Split System: Heat Pump with Remote Outdoor Unit-Air-Source) | AZV7SA6010A* |  |  | CA*EA6030*3A* | A*VT800804C*A* | 52000 | 17 | 8.8 | 53500 | 46000 | 85.98% | 2 | 0 | 9.8 |  |  |  |  | R-32 | 4.3333 | Residential & Commercial | USHP
207436388 | Central HP <5.4 tons | LENNOX | HRCU-A-CB (Split System: Heat Pump with Remote Outdoor Unit-Air-Source) | SL25XPV-036-230A** |  |  | CHX35-42B-**-*+TDR | SL297UH060NV36B* | 34600 | 21 | 8.8 | 34400 | 26400 | 76.74% | 1.82 | 13.5 | 13 |  |  |  |  | R-410A | 2.8833 | Residential & Commercial | USHP | Ducted CEE Tier 1
207436411 | Central HP <5.4 tons | LENNOX | HRCU-A-CB (Split System: Heat Pump with Remote Outdoor Unit-Air-Source) | SL25XPV-036-230A** |  |  | CHX35-48B-**-*+TDR | SL280UH090V48B* | 34000 | 22 | 8.8 | 34400 | 25800 | 75% | 1.84 | 14 | 13.5 |  |  |  |  | R-410A | 2.8333 | Residential & Commercial | USHP | Ducted CEE Tier 1
213367332 | Central HP <5.4 tons | CARRIER | HRCU-A-CB (Split System: Heat Pump with Remote Outdoor Unit-Air-Source) | 38MURAQ18AB3* | ADP |  | H,PG31930 | 59TP6C040V14**10 | 16600 | 16 | 8.5 | 16600 | 19000 | 114.5% | 2.34 | 0 | 9.5 |  |  |  |  | R-410A | 1.3833 | Residential & Commercial | USHP
212603131 | Central HP <5.4 tons | DAY & NIGHT | HRCU-A-CB (Split System: Heat Pump with Remote Outdoor Unit-Air-Source) | DLCURAH24ABK | ADP |  | V,G36H175P159 | *80ESU0601716A | 25000 | 17 | 8.5 | 25000 | 21400 | 85.6% | 1.82 | 0 | 10.5 |  |  |  |  | R-410A | 2.0833 | Residential & Commercial | USHP | Ducted CEE Tier 1
212603147 | Central HP <5.4 tons | DAY & NIGHT | HRCU-A-CB (Split System: Heat Pump with Remote Outdoor Unit-Air-Source) | DLCURAH24ABK | ADP |  | PL36H175P069 | *80VSL0701716A* | 24000 | 17 | 8.5 | 24400 | 22400 | 91.8% | 1.9 | 0 | 10 |  |  |  |  | R-410A | 2 | Residential & Commercial | USHP | Ducted CEE Tier 1
212603152 | Central HP <5.4 tons | DAY & NIGHT | HRCU-A-CB (Split System: Heat Pump with Remote Outdoor Unit-Air-Source) | DLCURAH24ABK | ADP |  | V,G36H175P159 | *80VSL0701716A* | 24000 | 17 | 8.5 | 24400 | 22400 | 91.8% | 1.9 | 0 | 10 |  |  |  |  | R-410A | 2 | Residential & Commercial | USHP | Ducted CEE Tier 1
215439716 | Central HP <5.4 tons | AMANA | HRCU-A-CB (Split System: Heat Pump with Remote Outdoor Unit-Air-Source) | AZV6SA1810A* |  |  | CA*EA3022*3A* | A*VM970603BNA* | 17000 | 19 | 8.8 | 16800 | 13000 | 77.38% | 2.1 | 0 | 12 |  |  |  |  | R-32 | 1.4167 | Residential & Commercial | USHP | Ducted CEE Tier 1
215439717 | Central HP <5.4 tons | AMANA | HRCU-A-CB (Split System: Heat Pump with Remote Outdoor Unit-Air-Source) | AZV6SA1810A* |  |  | CA*EA2418*3A* | A*VM970603BNA* | 17000 | 19 | 8.8 | 16800 | 13000 | 77.38% | 2.1 | 0 | 12 |  |  |  |  | R-32 | 1.4167 | Residential & Commercial | USHP | Ducted CEE Tier 1
215434217 | Central HP <5.4 tons | GOODMAN | HRCU-A-CB (Split System: Heat Pump with Remote Outdoor Unit-Air-Source) | GZV7SA3610A* |  |  | CA*EA6030*3A* | G*VS800805CUA* | 35000 | 18.5 | 8.5 | 35000 | 28400 | 81.14% | 2 | 0 | 10.5 |  |  |  |  | R-32 | 2.9167 | Residential & Commercial | USHP | Ducted CEE Tier 1
212980185 | Central HP <5.4 tons | HEIL | HRCU-A-CB (Split System: Heat Pump with Remote Outdoor Unit-Air-Source) | DLCURAH30ABK |  |  | EA*4X36L21A* | *80MS(N,L)0902116A* | 29400 | 15.2 | 8.1 | 34000 | 28000 | 82.35% | 1.76 | 0 | 9 |  |  |  |  | R-410A | 2.45 | Residential & Commercial | USHP
211222231 | Central HP <5.4 tons | HEIL | HRCU-A-CB (Split System: Heat Pump with Remote Outdoor Unit-Air-Source) | DLCURAH30ABK |  |  | EA*4X36L21A* | *96VTN1002122A* | 29600 | 15.2 | 8.1 | 33800 | 27800 | 82.25% | 1.76 | 0 | 9 |  |  |  |  | R-410A | 2.4667 | Residential & Commercial | USHP
207436511 | Central HP <5.4 tons | LENNOX | HRCU-A-CB (Split System: Heat Pump with Remote Outdoor Unit-Air-Source) | SL25XPV-048-230A** |  |  | C35-49C+TDR+TXV | EL296UH090XV48C* | 45000 | 20 | 8.9 | 44000 | 36000 | 81.82% | 1.76 | 12 | 11.7 |  |  |  |  | R-410A | 3.75 | Residential & Commercial | USHP | Ducted CEE Tier 1
207436538 | Central HP <5.4 tons | LENNOX | HRCU-A-CB (Split System: Heat Pump with Remote Outdoor Unit-Air-Source) | SL25XPV-048-230A** |  |  | C35-60C+TDR+TXV | SLP99UH090XV48C* | 45500 | 20 | 9.5 | 44000 | 36400 | 82.73% | 1.9 | 12.5 | 12 |  |  |  |  | R-410A | 3.7917 | Residential & Commercial | USHP | Ducted CEE Tier 1
207436547 | Central HP <5.4 tons | LENNOX | HRCU-A-CB (Split System: Heat Pump with Remote Outdoor Unit-Air-Source) | SL25XPV-048-230A** |  |  | CH35-51C+TDR+TXV | SL280UH090V60C* | 45000 | 21 | 9.2 | 45500 | 37200 | 81.76% | 1.84 | 12.5 | 12.5 |  |  |  |  | R-410A | 3.75 | Residential & Commercial | USHP | Ducted CEE Tier 1
207436552 | Central HP <5.4 tons | LENNOX | HRCU-A-CB (Split System: Heat Pump with Remote Outdoor Unit-Air-Source) | SL25XPV-048-230A** |  |  | CH35-51C+TDR+TXV | SL297UH080NV48C* | 44500 | 20 | 9.2 | 45500 | 37600 | 82.64% | 1.82 | 12.5 | 12.2 |  |  |  |  | R-410A | 3.7083 | Residential & Commercial | USHP | Ducted CEE Tier 1
207436572 | Central HP <5.4 tons | LENNOX | HRCU-A-CB (Split System: Heat Pump with Remote Outdoor Unit-Air-Source) | SL25XPV-048-230A** |  |  | CHX35-51/61C-**-*+TDR | SLP99UH090XV48C* | 44500 | 20.6 | 9.2 | 45500 | 37600 | 82.64% | 1.8 | 12 | 12 |  |  |  |  | R-410A | 3.7083 | Residential & Commercial | USHP | Ducted CEE Tier 1
216835151 | Central HP <5.4 tons | AMANA | HRCU-A-CB (Split System: Heat Pump with Remote Outdoor Unit-Air-Source) | AZV7SA6010A* |  |  | CA*EA6030*3A* | A*VT800805D*A* | 52000 | 17 | 8.8 | 53500 | 46000 | 85.98% | 2 | 0 | 9.8 |  |  |  |  | R-32 | 4.3333 | Residential & Commercial | USHP
216835169 | Central HP <5.4 tons | AMANA | HRCU-A-CB (Split System: Heat Pump with Remote Outdoor Unit-Air-Source) | AZV7SA6010A* |  |  | CHPEA6030*3A* | A*VM971205DNA* | 52000 | 16 | 8.5 | 52500 | 45000 | 85.71% | 1.8 | 0 | 9.8 |  |  |  |  | R-32 | 4.3333 | Residential & Commercial | USHP
212982259 | Central HP <5.4 tons | HEIL | HRCU-A-CB (Split System: Heat Pump with Remote Outdoor Unit-Air-Source) | DLCURAH24ABK |  |  | EA*4X25L17A* | *80MSU0401712A* | 24400 | 17 | 8.5 | 25200 | 21600 | 85.71% | 1.82 | 0 | 10 |  |  |  |  | R-410A | 2.0333 | Residential & Commercial | USHP | Ducted CEE Tier 1
212982343 | Central HP <5.4 tons | HEIL | HRCU-A-CB (Split System: Heat Pump with Remote Outdoor Unit-Air-Source) | DLCURAH24ABK |  |  | EN(A,D)4X30L17** | *80MSU0401712A* | 23800 | 16.5 | 8.5 | 25800 | 23800 | 92.25% | 1.98 | 0 | 10.5 |  |  |  |  | R-410A | 1.9833 | Residential & Commercial | USHP | Ducted CEE Tier 1
214627591 | Central HP <5.4 tons | CARRIER | HRCU-A-CB (Split System: Heat Pump with Remote Outdoor Unit-Air-Source) | 38MURAQ18AB3* | ADP |  | PL36H***P449 | 58TP*B070V14**12 | 17600 | 16 | 8.5 | 16900 | 18700 | 110.7% | 2.3 | 0 | 11 |  |  |  |  | R-410A | 1.4667 | Residential & Commercial | USHP | Ducted CEE Tier 1
214627673 | Central HP <5.4 tons | CARRIER | HRCU-A-CB (Split System: Heat Pump with Remote Outdoor Unit-Air-Source) | 38MURAQ18AB3* | ADP |  | PL36H175P149 | 59SC6A040M14**10 | 17400 | 16 | 8.5 | 16900 | 19100 | 113% | 2.34 | 0 | 10.5 |  |  |  |  | R-410A | 1.45 | Residential & Commercial | USHP | Ducted CEE Tier 1
214627675 | Central HP <5.4 tons | CARRIER | HRCU-A-CB (Split System: Heat Pump with Remote Outdoor Unit-Air-Source) | 38MURAQ18AB3* | ADP |  | PL36H175P159 | 59SC6A040M14**10 | 17600 | 16 | 8.1 | 16600 | 18300 | 110.2% | 2.24 | 0 | 11 |  |  |  |  | R-410A | 1.4667 | Residential & Commercial | USHP | Ducted CEE Tier 1
214627707 | Central HP <5.4 tons | CARRIER | HRCU-A-CB (Split System: Heat Pump with Remote Outdoor Unit-Air-Source) | 38MURAQ18AB3* | ADP |  | V,C36H175P159 | 59SC6A040M17**12 | 17500 | 15.2 | 8.5 | 17100 | 18800 | 109.9% | 2.3 | 0 | 10.5 |  |  |  |  | R-410A | 1.4583 | Residential & Commercial | USHP | Ducted CEE Tier 1
214627755 | Central HP <5.4 tons | CARRIER | HRCU-A-CB (Split System: Heat Pump with Remote Outdoor Unit-Air-Source) | 38MURAQ18AB3* | ADP |  | C36A***L139 | 59SC6A060M17**16 | 17100 | 16 | 8.5 | 16500 | 19000 | 115.2% | 2.32 | 0 | 10.5 |  |  |  |  | R-410A | 1.425 | Residential & Commercial | USHP | Ducted CEE Tier 1
214627775 | Central HP <5.4 tons | CARRIER | HRCU-A-CB (Split System: Heat Pump with Remote Outdoor Unit-Air-Source) | 38MURAQ18AB3* | ADP |  | V,C36H175P139 | 59SC6A060M17**16 | 17100 | 16 | 8.5 | 16500 | 19000 | 115.2% | 2.32 | 0 | 10.5 |  |  |  |  | R-410A | 1.425 | Residential & Commercial | USHP | Ducted CEE Tier 1
214627790 | Central HP <5.4 tons | CARRIER | HRCU-A-CB (Split System: Heat Pump with Remote Outdoor Unit-Air-Source) | 38MURAQ18AB3* | ADP |  | PL36H175P149 | 59SU5B040M17**12 | 17600 | 16 | 8.5 | 17100 | 18700 | 109.4% | 2.3 | 0 | 10.5 |  |  |  |  | R-410A | 1.4667 | Residential & Commercial | USHP | Ducted CEE Tier 1
214627805 | Central HP <5.4 tons | CARRIER | HRCU-A-CB (Split System: Heat Pump with Remote Outdoor Unit-Air-Source) | 38MURAQ18AB3* | ADP |  | C36A***L159 | 59SU5B040M17**12 | 17600 | 16 | 8.5 | 17100 | 18700 | 109.4% | 2.3 | 0 | 10.5 |  |  |  |  | R-410A | 1.4667 | Residential & Commercial | USHP | Ducted CEE Tier 1
212603204 | Central HP <5.4 tons | DAY & NIGHT | HRCU-A-CB (Split System: Heat Pump with Remote Outdoor Unit-Air-Source) | DLCURAH24ABK | ADP |  | FG81936 | *95ESU0601716A* | 24600 | 17 | 8.5 | 24000 | 21000 | 87.5% | 1.8 | 0 | 10.5 |  |  |  |  | R-410A | 2.05 | Residential & Commercial | USHP | Ducted CEE Tier 1
212603211 | Central HP <5.4 tons | DAY & NIGHT | HRCU-A-CB (Split System: Heat Pump with Remote Outdoor Unit-Air-Source) | DLCURAH24ABK | ADP |  | FG32936 | *96VSN0801716A* | 23800 | 16 | 8.5 | 25200 | 23000 | 91.27% | 1.92 | 0 | 10 |  |  |  |  | R-410A | 1.9833 | Residential & Commercial | USHP | Ducted CEE Tier 1
210692545 | Central HP <5.4 tons | AMANA | HRCU-A-CB (Split System: Heat Pump with Remote Outdoor Unit-Air-Source) | ASZV903610A* |  |  | CHPF3743C6B*+MBVC1601**-1A*+TXV | 0 | 33400 | 18 | 8.2 | 34000 | 24400 | 71.76% | 1.8 | 0 | 11 |  |  |  |  | R-410A | 2.7833 | Residential & Commercial | USHP | Ducted CEE Tier 1
210692511 | Central HP <5.4 tons | AMANA | HRCU-A-CB (Split System: Heat Pump with Remote Outdoor Unit-Air-Source) | ASZV903610A* |  |  | CA*F3743*6D*+TXV | A*VC801005C*A* | 33600 | 19 | 8.2 | 34000 | 24400 | 71.76% | 1.8 | 0 | 12 |  |  |  |  | R-410A | 2.8 | Residential & Commercial | USHP | Ducted CEE Tier 1
215434214 | Central HP <5.4 tons | GOODMAN | HRCU-A-CB (Split System: Heat Pump with Remote Outdoor Unit-Air-Source) | GZV7SA3610A* |  |  | CA*EA6030*3A* | G*VT800805C*A* | 35000 | 18.5 | 8.5 | 35000 | 28400 | 81.14% | 2 | 0 | 10.5 |  |  |  |  | R-32 | 2.9167 | Residential & Commercial | USHP | Ducted CEE Tier 1
215434219 | Central HP <5.4 tons | GOODMAN | HRCU-A-CB (Split System: Heat Pump with Remote Outdoor Unit-Air-Source) | GZV7SA3610A* |  |  | CHPEA4830*3A* | G*VT961005DNA* | 35000 | 18.5 | 8.1 | 35000 | 28400 | 81.14% | 2 | 0 | 10.5 |  |  |  |  | R-32 | 2.9167 | Residential & Commercial | USHP | Ducted CEE Tier 1
215439691 | Central HP <5.4 tons | AMANA | HRCU-A-CB (Split System: Heat Pump with Remote Outdoor Unit-Air-Source) | AZV6SA1810A* |  |  | CHPEA2422*3A* | A*VT800803B*A* | 17000 | 19 | 8.8 | 16800 | 13000 | 77.38% | 2.1 | 0 | 12 |  |  |  |  | R-32 | 1.4167 | Residential & Commercial | USHP | Ducted CEE Tier 1
215439707 | Central HP <5.4 tons | AMANA | HRCU-A-CB (Split System: Heat Pump with Remote Outdoor Unit-Air-Source) | AZV6SA1810A* |  |  | CHPEA2422*3A* | A*VS800604BUA* | 17000 | 19 | 8.8 | 16800 | 13000 | 77.38% | 2.1 | 0 | 12 |  |  |  |  | R-32 | 1.4167 | Residential & Commercial | USHP | Ducted CEE Tier 1
216835164 | Central HP <5.4 tons | AMANA | HRCU-A-CB (Split System: Heat Pump with Remote Outdoor Unit-Air-Source) | AZV7SA6010A* |  |  | CHPEA6030*3A* | A*VS800805CUA* | 52000 | 16 | 8.5 | 52500 | 45000 | 85.71% | 1.8 | 0 | 9.8 |  |  |  |  | R-32 | 4.3333 | Residential & Commercial | USHP
215439744 | Central HP <5.4 tons | GOODMAN | HRCU-A-CB (Split System: Heat Pump with Remote Outdoor Unit-Air-Source) | GZV6SA1810A* |  |  | CHPEA2422*3A* | G*VS960603BUA* | 17000 | 19 | 8.8 | 16800 | 13000 | 77.38% | 2.1 | 0 | 12 |  |  |  |  | R-32 | 1.4167 | Residential & Commercial | USHP | Ducted CEE Tier 1
216681053 | Central HP <5.4 tons | BRYANT HEATING AND COOLING SYSTEMS | HRCU-A-CB (Split System: Heat Pump with Remote Outdoor Unit-Air-Source) | 38MURAQ36AB3* |  |  | CAP**4321AL* | 927TA60080V21*** | 36600 | 16 | 9 | 38500 | 34400 | 89.35% | 1.96 | 0 | 10 |  |  |  |  | R-410A | 3.05 | Residential & Commercial | USHP | Ducted CEE Tier 1
216453197 | Central HP <5.4 tons | TRANE | HRCU-A-CB (Split System: Heat Pump with Remote Outdoor Unit-Air-Source) | 5TWV0X48A1 |  |  | 5TXCC009AS3 | S8V2C100M5PCB | 45500 | 20 | 9.7 | 47000 | 33800 | 71.91% | 2.1 | 0 | 12 |  |  |  |  | R-454B | 3.7917 | Residential & Commercial | USHP | Ducted CEE Tier 1
207436445 | Central HP <5.4 tons | LENNOX | HRCU-A-CB (Split System: Heat Pump with Remote Outdoor Unit-Air-Source) | SL25XPV-036-230A** |  |  | CR33-48C*+TDR+TXV | SLP99DF090XV60C* | 33400 | 20.2 | 8.7 | 36000 | 29800 | 82.78% | 1.76 | 13.5 | 13 |  |  |  |  | R-410A | 2.7833 | Residential & Commercial | USHP | Ducted CEE Tier 1
214627808 | Central HP <5.4 tons | CARRIER | HRCU-A-CB (Split System: Heat Pump with Remote Outdoor Unit-Air-Source) | 38MURAQ18AB3* | ADP |  | V,C36H175P139 | 59SU5B040M17**12 | 17600 | 16 | 8.5 | 17100 | 18700 | 109.4% | 2.3 | 0 | 10.5 |  |  |  |  | R-410A | 1.4667 | Residential & Commercial | USHP | Ducted CEE Tier 1
211241027 | Central HP <5.4 tons | HEIL | HRCU-A-CB (Split System: Heat Pump with Remote Outdoor Unit-Air-Source) | DLCURAH24ABK |  |  | EA*4X25L17A* | *96VTN0401410A* | 24400 | 16 | 8.5 | 25600 | 21600 | 84.38% | 1.78 | 0 | 10 |  |  |  |  | R-410A | 2.0333 | Residential & Commercial | USHP | Ducted CEE Tier 1
211241678 | Central HP <5.4 tons | HEIL | HRCU-A-CB (Split System: Heat Pump with Remote Outdoor Unit-Air-Source) | DLCURAH24ABK |  |  | EA*4X30L17A* | *80ES(N,L)0901714A* | 24600 | 16.5 | 8.5 | 26600 | 22600 | 84.96% | 1.86 | 0 | 10 |  |  |  |  | R-410A | 2.05 | Residential & Commercial | USHP | Ducted CEE Tier 1
211241861 | Central HP <5.4 tons | HEIL | HRCU-A-CB (Split System: Heat Pump with Remote Outdoor Unit-Air-Source) | DLCURAH24ABK |  |  | EA*4X36L17A* | *96VSN0601412A* | 23600 | 16.5 | 8.5 | 25800 | 23400 | 90.7% | 1.94 | 0 | 10 |  |  |  |  | R-410A | 1.9667 | Residential & Commercial | USHP | Ducted CEE Tier 1
211242297 | Central HP <5.4 tons | HEIL | HRCU-A-CB (Split System: Heat Pump with Remote Outdoor Unit-Air-Source) | DLCURAH24ABK |  |  | EA*4X36L21A* | *96VSN1002120A* | 24000 | 17 | 8.5 | 26000 | 22800 | 87.69% | 1.9 | 0 | 10 |  |  |  |  | R-410A | 2 | Residential & Commercial | USHP | Ducted CEE Tier 1
211242714 | Central HP <5.4 tons | HEIL | HRCU-A-CB (Split System: Heat Pump with Remote Outdoor Unit-Air-Source) | DLCURAH24ABK |  |  | EA*4X36L21A* | *80ESU0601716A | 25000 | 17 | 8.5 | 26600 | 21800 | 81.95% | 1.82 | 0 | 10.5 |  |  |  |  | R-410A | 2.0833 | Residential & Commercial | USHP | Ducted CEE Tier 1
212603231 | Central HP <5.4 tons | DAY & NIGHT | HRCU-A-CB (Split System: Heat Pump with Remote Outdoor Unit-Air-Source) | DLCURAH24ABK | ADP |  | FG80936 | *96VTN0801716A* | 24200 | 16 | 8.1 | 24600 | 22600 | 91.87% | 1.9 | 0 | 10.5 |  |  |  |  | R-410A | 2.0167 | Residential & Commercial | USHP | Ducted CEE Tier 1
212978205 | Central HP <5.4 tons | HEIL | HRCU-A-CB (Split System: Heat Pump with Remote Outdoor Unit-Air-Source) | DLCURAH24ABK |  |  | EN(A,D)4X30L17** | *80MS(N,L)0701412A* | 23600 | 17 | 8.1 | 26000 | 24000 | 92.31% | 2 | 0 | 10.5 |  |  |  |  | R-410A | 1.9667 | Residential & Commercial | USHP | Ducted CEE Tier 1
215434449 | Central HP <5.4 tons | GOODMAN | HRCU-A-CB (Split System: Heat Pump with Remote Outdoor Unit-Air-Source) | GZV7SA4810A* |  |  | CHPEA4830*3A* | G*VT961005DNA* | 45500 | 16.5 | 8.5 | 46000 | 33600 | 73.04% | 2 | 0 | 10 |  |  |  |  | R-32 | 3.7917 | Residential & Commercial | USHP | Ducted CEE Tier 1
213815103 | Central HP <5.4 tons | GOODMAN | HRCU-A-CB (Split System: Heat Pump with Remote Outdoor Unit-Air-Source) | GSZV903610A* |  |  | CA*F3743*6D*+MBVB16CP1X00A*+TX | 0 | 34200 | 19 | 8.2 | 34200 | 24400 | 71.35% | 1.85 | 0 | 12 |  |  |  |  | R-410A | 2.85 | Residential & Commercial | USHP | Ducted CEE Tier 1
216835180 | Central HP <5.4 tons | AMANA | HRCU-A-CB (Split System: Heat Pump with Remote Outdoor Unit-Air-Source) | AZV7SA6010A* |  |  | CAHEA3630C3A*+MBVK16CH*X00A* | 0 | 52000 | 17 | 8.8 | 54000 | 46000 | 85.19% | 2 | 0 | 9.8 |  |  |  |  | R-32 | 4.3333 | Residential & Commercial | USHP
207436172 | Central HP <5.4 tons | LENNOX | HRCU-A-CB (Split System: Heat Pump with Remote Outdoor Unit-Air-Source) | SL25XPV-024-230A** |  |  | CH35-42B+TDR+TXV | SL280UH090V48B* | 22800 | 22.4 | 9.6 | 21400 | 19900 | 92.99% | 1.98 | 15.5 | 15 |  |  |  |  | R-410A | 1.9 | Residential & Commercial | USHP | Ducted CEE Tier 1
207436188 | Central HP <5.4 tons | LENNOX | HRCU-A-CB (Split System: Heat Pump with Remote Outdoor Unit-Air-Source) | SL25XPV-024-230A** |  |  | CH35-42C+TDR+TXV | SL297UH080NV48C* | 22200 | 21.4 | 9.3 | 21400 | 20200 | 94.39% | 1.9 | 15 | 14.4 |  |  |  |  | R-410A | 1.85 | Residential & Commercial | USHP | Ducted CEE Tier 1
207436191 | Central HP <5.4 tons | LENNOX | HRCU-A-CB (Split System: Heat Pump with Remote Outdoor Unit-Air-Source) | SL25XPV-024-230A** |  |  | CH35-42C+TDR+TXV | SLP99UH090XV48C* | 22200 | 21.4 | 9.4 | 21400 | 20000 | 93.46% | 1.9 | 15.5 | 14.5 |  |  |  |  | R-410A | 1.85 | Residential & Commercial | USHP | Ducted CEE Tier 1
207436272 | Central HP <5.4 tons | LENNOX | HRCU-A-CB (Split System: Heat Pump with Remote Outdoor Unit-Air-Source) | SL25XPV-036-230A** |  |  | C35-48C+TDR+TXV | EL296UH090XV60C* | 34000 | 20.8 | 8.8 | 35600 | 27400 | 76.97% | 1.82 | 14 | 13.5 |  |  |  |  | R-410A | 2.8333 | Residential & Commercial | USHP | Ducted CEE Tier 1
207436225 | Central HP <5.4 tons | LENNOX | HRCU-A-CB (Split System: Heat Pump with Remote Outdoor Unit-Air-Source) | SL25XPV-024-230A** |  |  | CR33-50/60+TDR+TXV | SLP99DF090XV36C* | 22600 | 20.8 | 9.3 | 21600 | 18600 | 86.11% | 1.76 | 13.5 | 12.5 |  |  |  |  | R-410A | 1.8833 | Residential & Commercial | USHP | Ducted CEE Tier 1
207436240 | Central HP <5.4 tons | LENNOX | HRCU-A-CB (Split System: Heat Pump with Remote Outdoor Unit-Air-Source) | SL25XPV-024-230A** |  |  | CX35-48B+TDR | EL296UH045XV36B* | 22000 | 21.2 | 9.3 | 21600 | 20600 | 95.37% | 1.86 | 14.5 | 13.5 |  |  |  |  | R-410A | 1.8333 | Residential & Commercial | USHP | Ducted CEE Tier 1
211242796 | Central HP <5.4 tons | HEIL | HRCU-A-CB (Split System: Heat Pump with Remote Outdoor Unit-Air-Source) | DLCURAH24ABK |  |  | EA*4X37L17A* | *96VSN0401712A* | 24600 | 15.5 | 8.5 | 25800 | 21600 | 83.72% | 1.78 | 0 | 10 |  |  |  |  | R-410A | 2.05 | Residential & Commercial | USHP | Ducted CEE Tier 1
211242814 | Central HP <5.4 tons | HEIL | HRCU-A-CB (Split System: Heat Pump with Remote Outdoor Unit-Air-Source) | DLCURAH24ABK |  |  | EA*4X37L17A* | *96VSN0801716A* | 24600 | 16.5 | 8.5 | 25600 | 21400 | 83.59% | 1.8 | 0 | 10 |  |  |  |  | R-410A | 2.05 | Residential & Commercial | USHP | Ducted CEE Tier 1
211243147 | Central HP <5.4 tons | HEIL | HRCU-A-CB (Split System: Heat Pump with Remote Outdoor Unit-Air-Source) | DLCURAH24ABK |  |  | EA*4X37L17A* | *80ES(N,L)0701412A* | 24800 | 17 | 8.5 | 25800 | 21400 | 82.95% | 1.8 | 0 | 10.5 |  |  |  |  | R-410A | 2.0667 | Residential & Commercial | USHP | Ducted CEE Tier 1
210692504 | Central HP <5.4 tons | AMANA | HRCU-A-CB (Split System: Heat Pump with Remote Outdoor Unit-Air-Source) | ASZV903610A* |  |  | CA*F3137*6A*+TXV | A*VM970803BNB* | 33600 | 18.5 | 8.2 | 34000 | 24400 | 71.76% | 1.8 | 0 | 11.5 |  |  |  |  | R-410A | 2.8 | Residential & Commercial | USHP | Ducted CEE Tier 1
210692521 | Central HP <5.4 tons | AMANA | HRCU-A-CB (Split System: Heat Pump with Remote Outdoor Unit-Air-Source) | ASZV903610A* |  |  | CA*F3743*6D*+TXV | A*VM970803BNB* | 33600 | 18.5 | 8.2 | 34000 | 24400 | 71.76% | 1.8 | 0 | 12 |  |  |  |  | R-410A | 2.8 | Residential & Commercial | USHP | Ducted CEE Tier 1
210692524 | Central HP <5.4 tons | AMANA | HRCU-A-CB (Split System: Heat Pump with Remote Outdoor Unit-Air-Source) | ASZV903610A* |  |  | CA*F3743*6D*+TXV | A*VM971205DNB* | 33200 | 19 | 8.2 | 33600 | 24400 | 72.62% | 1.8 | 0 | 12 |  |  |  |  | R-410A | 2.7667 | Residential & Commercial | USHP | Ducted CEE Tier 1
210692555 | Central HP <5.4 tons | AMANA | HRCU-A-CB (Split System: Heat Pump with Remote Outdoor Unit-Air-Source) | ASZV903610A* |  |  | CHPF3743C6B*+TXV | A*VC960803BNB* | 33400 | 18 | 8.2 | 34000 | 24400 | 71.76% | 1.8 | 0 | 11 |  |  |  |  | R-410A | 2.7833 | Residential & Commercial | USHP | Ducted CEE Tier 1
211243250 | Central HP <5.4 tons | HEIL | HRCU-A-CB (Split System: Heat Pump with Remote Outdoor Unit-Air-Source) | DLCURAH24ABK |  |  | EA*4X37L21A* | *96VSN0401712A* | 24000 | 16 | 8.1 | 25000 | 21600 | 86.4% | 1.8 | 0 | 10 |  |  |  |  | R-410A | 2 | Residential & Commercial | USHP | Ducted CEE Tier 1
211222751 | Central HP <5.4 tons | HEIL | HRCU-A-CB (Split System: Heat Pump with Remote Outdoor Unit-Air-Source) | DLCURAH30ABK |  |  | FM(C,U)4Z36**AL* | 0 | 30400 | 15.5 | 8.5 | 35000 | 27400 | 78.29% | 1.82 | 0 | 9 |  |  |  |  | R-410A | 2.5333 | Residential & Commercial | USHP
207436612 | Central HP <5.4 tons | LENNOX | HRCU-A-CB (Split System: Heat Pump with Remote Outdoor Unit-Air-Source) | SL25XPV-048-230A** |  |  | CX35-60C+TDR | SL297UH080NV60C* | 45500 | 20 | 9.5 | 44000 | 36400 | 82.73% | 1.9 | 12.5 | 12.2 |  |  |  |  | R-410A | 3.7917 | Residential & Commercial | USHP | Ducted CEE Tier 1
213780886 | Central HP <5.4 tons | BRYANT HEATING AND COOLING SYSTEMS | HRCU-A-CB (Split System: Heat Pump with Remote Outdoor Unit-Air-Source) | 288BNV037*0**B* |  |  | CAP**3721AL*+UI | 88*TB60110C21*** | 33000 | 17 | 8.5 | 32800 | 25000 | 76.22% | 1.98 | 0 | 11.5 |  |  |  |  | R-410A | 2.75 | Residential & Commercial | USHP | Ducted CEE Tier 1
207436407 | Central HP <5.4 tons | LENNOX | HRCU-A-CB (Split System: Heat Pump with Remote Outdoor Unit-Air-Source) | SL25XPV-036-230A** |  |  | CHX35-48B-**-*+TDR | EL296UH045XV36B* | 33600 | 21.6 | 8.8 | 34800 | 26200 | 75.29% | 1.82 | 13.5 | 13 |  |  |  |  | R-410A | 2.8 | Residential & Commercial | USHP | Ducted CEE Tier 1
216835175 | Central HP <5.4 tons | AMANA | HRCU-A-CB (Split System: Heat Pump with Remote Outdoor Unit-Air-Source) | AZV7SA6010A* |  |  | CHPEA6030*3A* | A*VM971005CNA* | 52000 | 15.5 | 8.5 | 52500 | 45000 | 85.71% | 1.8 | 0 | 9.8 |  |  |  |  | R-32 | 4.3333 | Residential & Commercial | USHP
215439769 | Central HP <5.4 tons | AMANA | HRCU-A-CB (Split System: Heat Pump with Remote Outdoor Unit-Air-Source) | AZV6SA1810A* |  |  | CA*EA2418*3A*+MBVK12BP1X00A* | 0 | 17000 | 19 | 8.8 | 16800 | 13000 | 77.38% | 2.1 | 0 | 12 |  |  |  |  | R-32 | 1.4167 | Residential & Commercial | USHP | Ducted CEE Tier 1
213739634 | Central HP <5.4 tons | DAY & NIGHT | HRCU-A-CB (Split System: Heat Pump with Remote Outdoor Unit-Air-Source) | DLCURAH18ABK | ADP |  | V,G36H***P449 | *96VTN0401410B* | 17200 | 16 | 8.5 | 16600 | 19000 | 114.5% | 2.34 | 0 | 10 |  |  |  |  | R-410A | 1.4333 | Residential & Commercial | USHP | Ducted CEE Tier 1
213739636 | Central HP <5.4 tons | DAY & NIGHT | HRCU-A-CB (Split System: Heat Pump with Remote Outdoor Unit-Air-Source) | DLCURAH18ABK | ADP |  | PL36H175P069 | *96VTN0401712B* | 17400 | 16 | 8.5 | 16400 | 18400 | 112.2% | 2.24 | 0 | 10.5 |  |  |  |  | R-410A | 1.45 | Residential & Commercial | USHP | Ducted CEE Tier 1
215433962 | Central HP <5.4 tons | GOODMAN | HRCU-A-CB (Split System: Heat Pump with Remote Outdoor Unit-Air-Source) | GZV7SA4810A* |  |  | CHPEA4830*3A*+MBVK20DP1X00A* | 0 | 45500 | 17.5 | 8.5 | 46000 | 33600 | 73.04% | 2 | 0 | 10 |  |  |  |  | R-32 | 3.7917 | Residential & Commercial | USHP | Ducted CEE Tier 1
213739859 | Central HP <5.4 tons | DAY & NIGHT | HRCU-A-CB (Split System: Heat Pump with Remote Outdoor Unit-Air-Source) | DLCURAH24ABK | ADP |  | FG81936 | *80MS(N,L)0701712A* | 23400 | 17 | 8.5 | 24600 | 24200 | 98.37% | 2.06 | 0 | 10.5 |  |  |  |  | R-410A | 1.95 | Residential & Commercial | USHP | Ducted CEE Tier 1
211243917 | Central HP <5.4 tons | HEIL | HRCU-A-CB (Split System: Heat Pump with Remote Outdoor Unit-Air-Source) | DLCURAH24ABK |  |  | EN(A,D)4X24L17** | *80ES(N,L)0701716A* | 24400 | 15.5 | 8.5 | 27400 | 22400 | 81.75% | 1.84 | 0 | 10 |  |  |  |  | R-410A | 2.0333 | Residential & Commercial | USHP | Ducted CEE Tier 1
211244218 | Central HP <5.4 tons | HEIL | HRCU-A-CB (Split System: Heat Pump with Remote Outdoor Unit-Air-Source) | DLCURAH24ABK |  |  | EN(A,D)4X24L17** | *92ESN0401712A* | 23200 | 15.5 | 8.5 | 26600 | 24200 | 90.98% | 1.98 | 0 | 10 |  |  |  |  | R-410A | 1.9333 | Residential & Commercial | USHP | Ducted CEE Tier 1
211244269 | Central HP <5.4 tons | HEIL | HRCU-A-CB (Split System: Heat Pump with Remote Outdoor Unit-Air-Source) | DLCURAH24ABK |  |  | EN(A,D)4X24L17** | OMV112K14A | 23800 | 15.2 | 8.5 | 27000 | 23200 | 85.93% | 1.9 | 0 | 10 |  |  |  |  | R-410A | 1.9833 | Residential & Commercial | USHP | Ducted CEE Tier 1
210692574 | Central HP <5.4 tons | AMANA | HRCU-A-CB (Split System: Heat Pump with Remote Outdoor Unit-Air-Source) | ASZV903610A* |  |  | CSCF3642N6D*+TXV | A*VC960803BNB* | 33800 | 18.5 | 8.2 | 34000 | 24400 | 71.76% | 1.8 | 0 | 11.5 |  |  |  |  | R-410A | 2.8167 | Residential & Commercial | USHP | Ducted CEE Tier 1
215564842 | Central HP <5.4 tons | AMANA | HRCU-A-CB (Split System: Heat Pump with Remote Outdoor Unit-Air-Source) | ASZV903610A* |  |  | AVPEC59D14A* | 0 | 34000 | 19 | 8.2 | 34000 | 24400 | 71.76% | 1.8 | 0 | 12 |  |  |  |  | R-410A | 2.8333 | Residential & Commercial | USHP | Ducted CEE Tier 1
214630546 | Central HP <5.4 tons | CARRIER | HRCU-A-CB (Split System: Heat Pump with Remote Outdoor Unit-Air-Source) | 25VNA837A*031* | ADP |  | C36A***L539 | 59TN6B080C17**14 | 32200 | 17 | 8.1 | 31200 | 24800 | 79.49% | 1.96 | 0 | 11 |  |  |  |  | R-410A | 2.6833 | Residential & Commercial | USHP | Ducted CEE Tier 1
216453225 | Central HP <5.4 tons | TRANE | HRCU-A-CB (Split System: Heat Pump with Remote Outdoor Unit-Air-Source) | 5TWV0X60A1 |  |  | 5PX*CD09AS3 | S8V2C100M5PDB | 53000 | 18.4 | 9 | 54000 | 38000 | 70.37% | 2 | 0 | 10 |  |  |  |  | R-454B | 4.4167 | Residential & Commercial | USHP | Ducted CEE Tier 1
216453215 | Central HP <5.4 tons | TRANE | HRCU-A-CB (Split System: Heat Pump with Remote Outdoor Unit-Air-Source) | 5TWV0X48A1 |  |  | 5TXCD010AS3 | S8V2D120M5PCB | 46000 | 20.4 | 10 | 47000 | 33600 | 71.49% | 2.1 | 0 | 12 |  |  |  |  | R-454B | 3.8333 | Residential & Commercial | USHP | Ducted CEE Tier 1
212603136 | Central HP <5.4 tons | DAY & NIGHT | HRCU-A-CB (Split System: Heat Pump with Remote Outdoor Unit-Air-Source) | DLCURAH24ABK | ADP |  | FG80936 | *80VSL0451412A* | 24200 | 16 | 8.5 | 24800 | 22600 | 91.13% | 1.9 | 0 | 10 |  |  |  |  | R-410A | 2.0167 | Residential & Commercial | USHP | Ducted CEE Tier 1
212603138 | Central HP <5.4 tons | DAY & NIGHT | HRCU-A-CB (Split System: Heat Pump with Remote Outdoor Unit-Air-Source) | DLCURAH24ABK | ADP |  | PL36H210P299 | *80VSL0451716A* | 23400 | 17 | 8.5 | 24000 | 23200 | 96.67% | 1.96 | 0 | 10 |  |  |  |  | R-410A | 1.95 | Residential & Commercial | USHP | Ducted CEE Tier 1
212603145 | Central HP <5.4 tons | DAY & NIGHT | HRCU-A-CB (Split System: Heat Pump with Remote Outdoor Unit-Air-Source) | DLCURAH24ABK | ADP |  | FG80936 | *80VSL0451716A* | 23400 | 17 | 8.5 | 24000 | 23200 | 96.67% | 1.96 | 0 | 10 |  |  |  |  | R-410A | 1.95 | Residential & Commercial | USHP | Ducted CEE Tier 1
212603195 | Central HP <5.4 tons | DAY & NIGHT | HRCU-A-CB (Split System: Heat Pump with Remote Outdoor Unit-Air-Source) | DLCURAH24ABK | ADP |  | PL36H175P069 | *95ESU0601716A* | 24400 | 17 | 8.5 | 24600 | 22000 | 89.43% | 1.86 | 0 | 10 |  |  |  |  | R-410A | 2.0333 | Residential & Commercial | USHP | Ducted CEE Tier 1
213781366 | Central HP <5.4 tons | BRYANT HEATING AND COOLING SYSTEMS | HRCU-A-CB (Split System: Heat Pump with Remote Outdoor Unit-Air-Source) | 288BNV037*0**B* |  |  | CAP**4821AL*+UI | 986TD42060C17*** | 32200 | 17 | 8.1 | 32600 | 25200 | 77.3% | 1.94 | 0 | 11 |  |  |  |  | R-410A | 2.6833 | Residential & Commercial | USHP | Ducted CEE Tier 1
207436408 | Central HP <5.4 tons | LENNOX | HRCU-A-CB (Split System: Heat Pump with Remote Outdoor Unit-Air-Source) | SL25XPV-036-230A** |  |  | CHX35-48B-**-*+TDR | EL296UH070XV36B* | 33800 | 21.8 | 8.8 | 34600 | 26200 | 75.72% | 1.82 | 13.5 | 13.3 |  |  |  |  | R-410A | 2.8167 | Residential & Commercial | USHP | Ducted CEE Tier 1
216487656 | Central HP <5.4 tons | BRYANT HEATING AND COOLING SYSTEMS | HRCU-A-CB (Split System: Heat Pump with Remote Outdoor Unit-Air-Source) | 293VAN048**AA* | ADP |  | CE(P,V)4817G1K*+TXV | 88*TB48090C17*** | 43500 | 20 | 9 | 46500 | 35400 | 76.13% | 1.86 | 0 | 11 |  |  |  |  | R-454B | 3.625 | Residential & Commercial | USHP | Ducted CEE Tier 1
216487808 | Central HP <5.4 tons | BRYANT HEATING AND COOLING SYSTEMS | HRCU-A-CB (Split System: Heat Pump with Remote Outdoor Unit-Air-Source) | 290VAN024**AA* | ADP |  | CE(P,V)2414G31*+TXV | 986TD66100C21*** | 21800 | 16 | 8.7 | 22000 | 15900 | 72.27% | 1.96 | 0 | 9.5 |  |  |  |  | R-454B | 1.8167 | Residential & Commercial | USHP
212978792 | Central HP <5.4 tons | HEIL | HRCU-A-CB (Split System: Heat Pump with Remote Outdoor Unit-Air-Source) | DLCURAH18ABK |  |  | EN(A,D)4X24L17** | *80MS(N,L)0701712A* | 17400 | 16.5 | 8.5 | 18400 | 19200 | 104.3% | 2.32 | 0 | 11 |  |  |  |  | R-410A | 1.45 | Residential & Commercial | USHP | Ducted CEE Tier 1
215433922 | Central HP <5.4 tons | AMANA | HRCU-A-CB (Split System: Heat Pump with Remote Outdoor Unit-Air-Source) | AZV7SA3610A* |  |  | CHPEA4830*3A*+MBVK16CP1X00A* | 0 | 35000 | 19 | 8.1 | 35000 | 28400 | 81.14% | 2 | 0 | 10.5 |  |  |  |  | R-32 | 2.9167 | Residential & Commercial | USHP | Ducted CEE Tier 1
215434177 | Central HP <5.4 tons | AMANA | HRCU-A-CB (Split System: Heat Pump with Remote Outdoor Unit-Air-Source) | AZV7SA3610A* |  |  | CA*EA4830*3A* | A*VM971205DNA* | 34800 | 18.5 | 8.5 | 35000 | 28400 | 81.14% | 2 | 0 | 10.5 |  |  |  |  | R-32 | 2.9 | Residential & Commercial | USHP | Ducted CEE Tier 1
215434179 | Central HP <5.4 tons | AMANA | HRCU-A-CB (Split System: Heat Pump with Remote Outdoor Unit-Air-Source) | AZV7SA3610A* |  |  | CA*EA4830*3A* | A*VM970804CNA* | 34800 | 18.5 | 8.5 | 35000 | 28400 | 81.14% | 2 | 0 | 10.5 |  |  |  |  | R-32 | 2.9 | Residential & Commercial | USHP | Ducted CEE Tier 1
215434186 | Central HP <5.4 tons | AMANA | HRCU-A-CB (Split System: Heat Pump with Remote Outdoor Unit-Air-Source) | AZV7SA3610A* |  |  | CHPEA4830*3A* | A*VT961205DNA* | 35000 | 18.5 | 8.1 | 35000 | 28400 | 81.14% | 2 | 0 | 10.5 |  |  |  |  | R-32 | 2.9167 | Residential & Commercial | USHP | Ducted CEE Tier 1
207436504 | Central HP <5.4 tons | LENNOX | HRCU-A-CB (Split System: Heat Pump with Remote Outdoor Unit-Air-Source) | SL25XPV-036-230A** |  |  | CX35-50/60C+TDR | SL280UH110XV60C* | 33800 | 21.2 | 8.6 | 34200 | 26600 | 77.78% | 1.82 | 14 | 13.5 |  |  |  |  | R-410A | 2.8167 | Residential & Commercial | USHP | Ducted CEE Tier 1
216453189 | Central HP <5.4 tons | TRANE | HRCU-A-CB (Split System: Heat Pump with Remote Outdoor Unit-Air-Source) | 5TWV0X48A1 |  |  | 5TXCB006AS3 | S8V2B060M4PDB | 43500 | 19.2 | 9.7 | 47000 | 33600 | 71.49% | 2.1 | 0 | 11.7 |  |  |  |  | R-454B | 3.625 | Residential & Commercial | USHP | Ducted CEE Tier 1
216453203 | Central HP <5.4 tons | TRANE | HRCU-A-CB (Split System: Heat Pump with Remote Outdoor Unit-Air-Source) | 5TWV0X48A1 |  |  | 5TXCD008AS3 | S8V2C100M5PCB | 45000 | 20 | 9.7 | 47500 | 34000 | 71.58% | 2.1 | 0 | 11.7 |  |  |  |  | R-454B | 3.75 | Residential & Commercial | USHP | Ducted CEE Tier 1
212404693 | Central HP <5.4 tons | NAPOLEON | HRCU-A-CB (Split System: Heat Pump with Remote Outdoor Unit-Air-Source) | WSEHV2436RA1-N |  |  | H,DE33(6,9)36 | WPV050T3AA | 22000 | 17 | 8.5 | 25000 | 17500 | 70% | 1.8 | 0 | 10 |  |  |  |  | R-410A | 1.8333 | Residential & Commercial | USHP | Ducted CEE Tier 1
216453205 | Central HP <5.4 tons | TRANE | HRCU-A-CB (Split System: Heat Pump with Remote Outdoor Unit-Air-Source) | 5TWV0X48A1 |  |  | 5TXCD008AS3 | S8V2C100M5PDB | 45000 | 20 | 9.7 | 47500 | 34000 | 71.58% | 2.1 | 0 | 11.7 |  |  |  |  | R-454B | 3.75 | Residential & Commercial | USHP | Ducted CEE Tier 1
206771531 | Central HP <5.4 tons | TEMPSTAR | HRCU-A-CB (Split System: Heat Pump with Remote Outdoor Unit-Air-Source) | TVH837GKA2* |  |  | EA*4X42L24A*+WALLCON | *80CTL0902120A* | 31800 | 17.5 | 8.1 | 33200 | 24400 | 73.49% | 1.9 | 11 | 11.5 |  |  |  |  | R-410A | 2.65 | Residential & Commercial | USHP | Ducted CEE Tier 1
213815734 | Central HP <5.4 tons | AMANA | HRCU-A-CB (Split System: Heat Pump with Remote Outdoor Unit-Air-Source) | ASZS60241EA* |  |  | CA*EA2422*4A*+MBVK12BP1X00A* | 0 | 23000 | 17 | 8.6 | 23000 | 16100 | 70% | 2 | 0 | 10 |  |  |  |  | R-410A | 1.9167 | Residential & Commercial | USHP | Ducted CEE Tier 1
214440909 | Central HP <5.4 tons | BRYANT HEATING AND COOLING SYSTEMS | HRCU-A-CB (Split System: Heat Pump with Remote Outdoor Unit-Air-Source) | 284ANV036*0**B* | ADP |  | V,C36H175P149 | 986TD42060C17*** | 32400 | 19 | 9 | 36400 | 28200 | 77.47% | 1.98 | 0 | 11.7 |  |  |  |  | R-410A | 2.7 | Residential & Commercial | USHP | Ducted CEE Tier 1
215434448 | Central HP <5.4 tons | GOODMAN | HRCU-A-CB (Split System: Heat Pump with Remote Outdoor Unit-Air-Source) | GZV7SA4810A* |  |  | CHPEA4830*3A* | G*VT800805D*A* | 45500 | 17 | 8.5 | 46000 | 33600 | 73.04% | 2 | 0 | 10 |  |  |  |  | R-32 | 3.7917 | Residential & Commercial | USHP | Ducted CEE Tier 1
213360223 | Central HP <5.4 tons | LENNOX | HRCU-A-CB (Split System: Heat Pump with Remote Outdoor Unit-Air-Source) | SL25XPV-024-230A** | ADP |  | L*35/36S9 | EL297UH070XV36B* | 22200 | 23 | 9.2 | 20000 | 20000 | 100% | 1.84 | 0 | 14 |  |  |  |  | R-410A | 1.85 | Residential & Commercial | USHP | Ducted CEE Tier 1
213360257 | Central HP <5.4 tons | LENNOX | HRCU-A-CB (Split System: Heat Pump with Remote Outdoor Unit-Air-Source) | SL25XPV-036-230A** | ADP |  | L*23/37Z9 | EL297UH070XV36B* | 34600 | 21 | 8.8 | 32800 | 26000 | 79.27% | 1.82 | 0 | 13 |  |  |  |  | R-410A | 2.8833 | Residential & Commercial | USHP | Ducted CEE Tier 1
213360240 | Central HP <5.4 tons | LENNOX | HRCU-A-CB (Split System: Heat Pump with Remote Outdoor Unit-Air-Source) | SL25XPV-024-230A** | ADP |  | L*35/36U9 | EL297UH110XV48C* | 22200 | 21 | 9.3 | 19800 | 19800 | 100% | 1.9 | 0 | 14.5 |  |  |  |  | R-410A | 1.85 | Residential & Commercial | USHP | Ducted CEE Tier 1
213360243 | Central HP <5.4 tons | LENNOX | HRCU-A-CB (Split System: Heat Pump with Remote Outdoor Unit-Air-Source) | SL25XPV-024-230A** | ADP |  | LH35/38F9 | EL297UH110XV48C* | 22200 | 21 | 9.3 | 19800 | 19800 | 100% | 1.9 | 0 | 14.5 |  |  |  |  | R-410A | 1.85 | Residential & Commercial | USHP | Ducted CEE Tier 1
210692580 | Central HP <5.4 tons | AMANA | HRCU-A-CB (Split System: Heat Pump with Remote Outdoor Unit-Air-Source) | ASZV903610A* |  |  | CSCF3642N6D*+TXV | A*VM970803BNB* | 33800 | 18.5 | 8.2 | 34000 | 24400 | 71.76% | 1.8 | 0 | 11.5 |  |  |  |  | R-410A | 2.8167 | Residential & Commercial | USHP | Ducted CEE Tier 1
213782116 | Central HP <5.4 tons | BRYANT HEATING AND COOLING SYSTEMS | HRCU-A-CB (Split System: Heat Pump with Remote Outdoor Unit-Air-Source) | 288BNV037*0**B* |  |  | CSPH*4812AL*+UI | 935CB48060C17*** | 32400 | 16 | 8.1 | 33000 | 25000 | 75.76% | 1.94 | 0 | 11 |  |  |  |  | R-410A | 2.7 | Residential & Commercial | USHP | Ducted CEE Tier 1
212479852 | Central HP <5.4 tons | CARRIER | HRCU-A-CB (Split System: Heat Pump with Remote Outdoor Unit-Air-Source) | 38MURAQ24AB3* | ADP |  | A36VCA+TXV | 58S(B,C)*A045E17**12 | 24200 | 17 | 8.5 | 24600 | 22200 | 90.24% | 1.86 | 0 | 10 |  |  |  |  | R-410A | 2.0167 | Residential & Commercial | USHP | Ducted CEE Tier 1
212479902 | Central HP <5.4 tons | CARRIER | HRCU-A-CB (Split System: Heat Pump with Remote Outdoor Unit-Air-Source) | 38MURAQ24AB3* | ADP |  | PL36H175P149 | 58SP*A045V17**16 | 23200 | 17 | 8.5 | 24000 | 23200 | 96.67% | 1.96 | 0 | 10 |  |  |  |  | R-410A | 1.9333 | Residential & Commercial | USHP | Ducted CEE Tier 1
212479970 | Central HP <5.4 tons | CARRIER | HRCU-A-CB (Split System: Heat Pump with Remote Outdoor Unit-Air-Source) | 38MURAQ24AB3* | ADP |  | A36VCA+TXV | 58TP*A070V17**16 | 24200 | 17 | 8.1 | 24600 | 22600 | 91.87% | 1.9 | 0 | 10.5 |  |  |  |  | R-410A | 2.0167 | Residential & Commercial | USHP | Ducted CEE Tier 1
212480003 | Central HP <5.4 tons | CARRIER | HRCU-A-CB (Split System: Heat Pump with Remote Outdoor Unit-Air-Source) | 38MURAQ24AB3* | ADP |  | PL36H175P159 | 58TP*A090V17**16 | 23800 | 17 | 8.1 | 24400 | 23000 | 94.26% | 1.94 | 0 | 10.5 |  |  |  |  | R-410A | 1.9833 | Residential & Commercial | USHP | Ducted CEE Tier 1
212480106 | Central HP <5.4 tons | CARRIER | HRCU-A-CB (Split System: Heat Pump with Remote Outdoor Unit-Air-Source) | 38MURAQ24AB3* | ADP |  | V,C36H175P159 | 59SP6A080V17**16 | 24200 | 16 | 8.1 | 24600 | 22600 | 91.87% | 1.9 | 0 | 10.5 |  |  |  |  | R-410A | 2.0167 | Residential & Commercial | USHP | Ducted CEE Tier 1
211240492 | Central HP <5.4 tons | HEIL | HRCU-A-CB (Split System: Heat Pump with Remote Outdoor Unit-Air-Source) | DLCURAH24ABK |  |  | EA*4X24L17A* | *95ESU0601716A* | 24000 | 16.5 | 8.5 | 26800 | 24000 | 89.55% | 1.98 | 0 | 10 |  |  |  |  | R-410A | 2 | Residential & Commercial | USHP | Ducted CEE Tier 1
211240591 | Central HP <5.4 tons | HEIL | HRCU-A-CB (Split System: Heat Pump with Remote Outdoor Unit-Air-Source) | DLCURAH24ABK |  |  | EA*4X24L17A* | *96VTN0401410A* | 23400 | 15.5 | 8.5 | 26800 | 24800 | 92.54% | 2.04 | 0 | 10 |  |  |  |  | R-410A | 1.95 | Residential & Commercial | USHP | Ducted CEE Tier 1
211241558 | Central HP <5.4 tons | HEIL | HRCU-A-CB (Split System: Heat Pump with Remote Outdoor Unit-Air-Source) | DLCURAH24ABK |  |  | EA*4X30L17A* | *80VTL0701716A* | 24200 | 17 | 8.5 | 26200 | 23000 | 87.79% | 1.92 | 0 | 10 |  |  |  |  | R-410A | 2.0167 | Residential & Commercial | USHP | Ducted CEE Tier 1
211241611 | Central HP <5.4 tons | HEIL | HRCU-A-CB (Split System: Heat Pump with Remote Outdoor Unit-Air-Source) | DLCURAH24ABK |  |  | EA*4X30L17A* | *96VTN0601412A* | 23400 | 16.5 | 8.5 | 26000 | 24000 | 92.31% | 1.98 | 0 | 10 |  |  |  |  | R-410A | 1.95 | Residential & Commercial | USHP | Ducted CEE Tier 1
211241928 | Central HP <5.4 tons | HEIL | HRCU-A-CB (Split System: Heat Pump with Remote Outdoor Unit-Air-Source) | DLCURAH24ABK |  |  | EA*4X36L17A* | *80VSL0701716A* | 24000 | 16.5 | 8.5 | 26000 | 22800 | 87.69% | 1.9 | 0 | 10 |  |  |  |  | R-410A | 2 | Residential & Commercial | USHP | Ducted CEE Tier 1
211241960 | Central HP <5.4 tons | HEIL | HRCU-A-CB (Split System: Heat Pump with Remote Outdoor Unit-Air-Source) | DLCURAH24ABK |  |  | EA*4X36L17A* | *80VTL0451412A* | 24200 | 16.5 | 8.5 | 26200 | 22400 | 85.5% | 1.86 | 0 | 10 |  |  |  |  | R-410A | 2.0167 | Residential & Commercial | USHP | Ducted CEE Tier 1
211242026 | Central HP <5.4 tons | HEIL | HRCU-A-CB (Split System: Heat Pump with Remote Outdoor Unit-Air-Source) | DLCURAH24ABK |  |  | EA*4X36L17A* | *95ESN0601412A* | 24400 | 15.5 | 8.5 | 26600 | 22400 | 84.21% | 1.84 | 0 | 10 |  |  |  |  | R-410A | 2.0333 | Residential & Commercial | USHP | Ducted CEE Tier 1
211242346 | Central HP <5.4 tons | HEIL | HRCU-A-CB (Split System: Heat Pump with Remote Outdoor Unit-Air-Source) | DLCURAH24ABK |  |  | EA*4X36L21A* | *96VTN1002122A* | 23800 | 17 | 8.5 | 25800 | 23200 | 89.92% | 1.92 | 0 | 10 |  |  |  |  | R-410A | 1.9833 | Residential & Commercial | USHP | Ducted CEE Tier 1
211242462 | Central HP <5.4 tons | HEIL | HRCU-A-CB (Split System: Heat Pump with Remote Outdoor Unit-Air-Source) | DLCURAH24ABK |  |  | EA*4X36L21A* | *96VTN0401712A* | 23400 | 16 | 8.5 | 25800 | 23600 | 91.47% | 1.94 | 0 | 10 |  |  |  |  | R-410A | 1.95 | Residential & Commercial | USHP | Ducted CEE Tier 1
211222743 | Central HP <5.4 tons | HEIL | HRCU-A-CB (Split System: Heat Pump with Remote Outdoor Unit-Air-Source) | DLCURAH30ABK |  |  | FM(C,U)4Z30**AL* | 0 | 30400 | 15.5 | 8.5 | 35000 | 27400 | 78.29% | 1.82 | 0 | 9 |  |  |  |  | R-410A | 2.5333 | Residential & Commercial | USHP
211222791 | Central HP <5.4 tons | HEIL | HRCU-A-CB (Split System: Heat Pump with Remote Outdoor Unit-Air-Source) | DLCURAH30ABK |  |  | FXM4X36**AL | 0 | 31000 | 15.2 | 8.1 | 33600 | 26400 | 78.57% | 1.82 | 0 | 9 |  |  |  |  | R-410A | 2.5833 | Residential & Commercial | USHP
207436289 | Central HP <5.4 tons | LENNOX | HRCU-A-CB (Split System: Heat Pump with Remote Outdoor Unit-Air-Source) | SL25XPV-036-230A** |  |  | C35-50/60C+TDR+TXV | EL296UH090XV60C* | 33600 | 21 | 8.6 | 34400 | 26600 | 77.33% | 1.8 | 14 | 13.3 |  |  |  |  | R-410A | 2.8 | Residential & Commercial | USHP | Ducted CEE Tier 1
207436442 | Central HP <5.4 tons | LENNOX | HRCU-A-CB (Split System: Heat Pump with Remote Outdoor Unit-Air-Source) | SL25XPV-036-230A** |  |  | CR33-48C*+TDR+TXV | SL280DF110V60C* | 33600 | 20.6 | 8.7 | 36000 | 29200 | 81.11% | 1.76 | 13.5 | 13.4 |  |  |  |  | R-410A | 2.8 | Residential & Commercial | USHP | Ducted CEE Tier 1
207436475 | Central HP <5.4 tons | LENNOX | HRCU-A-CB (Split System: Heat Pump with Remote Outdoor Unit-Air-Source) | SL25XPV-036-230A** |  |  | CX35-48B+TDR | SL297UH060NV36B* | 33800 | 21.4 | 8.8 | 35800 | 27800 | 77.65% | 1.8 | 13.5 | 13 |  |  |  |  | R-410A | 2.8167 | Residential & Commercial | USHP | Ducted CEE Tier 1
213781246 | Central HP <5.4 tons | BRYANT HEATING AND COOLING SYSTEMS | HRCU-A-CB (Split System: Heat Pump with Remote Outdoor Unit-Air-Source) | 288BNV037*0**B* |  |  | CAP**4321AL*+UI | 986TD42060C17*** | 32800 | 17 | 8.1 | 33000 | 25400 | 76.97% | 1.96 | 0 | 11 |  |  |  |  | R-410A | 2.7333 | Residential & Commercial | USHP | Ducted CEE Tier 1
213781496 | Central HP <5.4 tons | BRYANT HEATING AND COOLING SYSTEMS | HRCU-A-CB (Split System: Heat Pump with Remote Outdoor Unit-Air-Source) | 288BNV037*0**B* |  |  | CAP**6024AL*+UI | 987MC66100C21*** | 32800 | 17.5 | 8.1 | 31800 | 24600 | 77.36% | 1.98 | 0 | 11.5 |  |  |  |  | R-410A | 2.7333 | Residential & Commercial | USHP | Ducted CEE Tier 1
213781596 | Central HP <5.4 tons | BRYANT HEATING AND COOLING SYSTEMS | HRCU-A-CB (Split System: Heat Pump with Remote Outdoor Unit-Air-Source) | 288BNV037*0**B* |  |  | CAP**6121AL*+UI | 987MC42060C17*** | 33000 | 17 | 8.1 | 32200 | 25200 | 78.26% | 1.94 | 0 | 11 |  |  |  |  | R-410A | 2.75 | Residential & Commercial | USHP | Ducted CEE Tier 1
211240622 | Central HP <5.4 tons | HEIL | HRCU-A-CB (Split System: Heat Pump with Remote Outdoor Unit-Air-Source) | DLCURAH24ABK |  |  | EA*4X24L17A* | *96VTN0601714A* | 23600 | 16 | 8.5 | 26800 | 24400 | 91.04% | 2.02 | 0 | 10 |  |  |  |  | R-410A | 1.9667 | Residential & Commercial | USHP | Ducted CEE Tier 1
211241304 | Central HP <5.4 tons | HEIL | HRCU-A-CB (Split System: Heat Pump with Remote Outdoor Unit-Air-Source) | DLCURAH24ABK |  |  | EA*4X30L14A* | *96VTN0401410A* | 23600 | 15.5 | 8.5 | 26200 | 23600 | 90.08% | 1.94 | 0 | 10 |  |  |  |  | R-410A | 1.9667 | Residential & Commercial | USHP | Ducted CEE Tier 1
211241538 | Central HP <5.4 tons | HEIL | HRCU-A-CB (Split System: Heat Pump with Remote Outdoor Unit-Air-Source) | DLCURAH24ABK |  |  | EA*4X30L17A* | *96VTN0401712A* | 23200 | 16 | 8.5 | 25800 | 24200 | 93.8% | 2 | 0 | 10 |  |  |  |  | R-410A | 1.9333 | Residential & Commercial | USHP | Ducted CEE Tier 1
213739918 | Central HP <5.4 tons | DAY & NIGHT | HRCU-A-CB (Split System: Heat Pump with Remote Outdoor Unit-Air-Source) | DLCURAH24ABK | ADP |  | PL36H175P069 | *96MSN0261410A* | 23400 | 16 | 8.5 | 25400 | 25800 | 101.6% | 2.2 | 0 | 10 |  |  |  |  | R-410A | 1.95 | Residential & Commercial | USHP | Ducted CEE Tier 1
213739929 | Central HP <5.4 tons | DAY & NIGHT | HRCU-A-CB (Split System: Heat Pump with Remote Outdoor Unit-Air-Source) | DLCURAH24ABK | ADP |  | FG33936 | *96MSN0401410A* | 23200 | 16 | 8.5 | 25400 | 24800 | 97.64% | 2.1 | 0 | 10 |  |  |  |  | R-410A | 1.9333 | Residential & Commercial | USHP | Ducted CEE Tier 1
213739945 | Central HP <5.4 tons | DAY & NIGHT | HRCU-A-CB (Split System: Heat Pump with Remote Outdoor Unit-Air-Source) | DLCURAH24ABK | ADP |  | PL36H***P039 | *96MSN0601412A* | 22600 | 16 | 8.5 | 25400 | 26000 | 102.4% | 2.22 | 0 | 9.5 |  |  |  |  | R-410A | 1.8833 | Residential & Commercial | USHP
207820993 | Central HP <5.4 tons | AMERICAN STANDARD | HRCU-A-CB (Split System: Heat Pump with Remote Outdoor Unit-Air-Source) | 4A6V0X60A1 |  |  | TEM8B0C60V51+TDR | 0 | 54000 | 19.5 | 8.5 | 51000 | 37000 | 72.55% | 1.84 | 12.5 | 12 |  |  |  |  | R-410A | 4.5 | Residential & Commercial | USHP | Ducted CEE Tier 1
213360659 | Central HP <5.4 tons | LENNOX | HRCU-A-CB (Split System: Heat Pump with Remote Outdoor Unit-Air-Source) | EL22XPV-024-230A** | ADP |  | L*18/36T9 | EL297UH070XV36B* | 23800 | 21 | 8.5 | 22000 | 15400 | 70% | 1.92 | 0 | 13.5 |  |  |  |  | R-410A | 1.9833 | Residential & Commercial | USHP | Ducted CEE Tier 1
216453207 | Central HP <5.4 tons | TRANE | HRCU-A-CB (Split System: Heat Pump with Remote Outdoor Unit-Air-Source) | 5TWV0X48A1 |  |  | 5TXCD008AS3 | S8V2D120M5PDB | 45000 | 20.2 | 10 | 47500 | 34000 | 71.58% | 2.1 | 0 | 12 |  |  |  |  | R-454B | 3.75 | Residential & Commercial | USHP | Ducted CEE Tier 1
207436202 | Central HP <5.4 tons | LENNOX | HRCU-A-CB (Split System: Heat Pump with Remote Outdoor Unit-Air-Source) | SL25XPV-024-230A** |  |  | CHX35-42B-**-*+TDR | SLP99UH070XV36B* | 22800 | 23.2 | 9.5 | 21200 | 20000 | 94.34% | 1.96 | 15.5 | 14.5 |  |  |  |  | R-410A | 1.9 | Residential & Commercial | USHP | Ducted CEE Tier 1
211242648 | Central HP <5.4 tons | HEIL | HRCU-A-CB (Split System: Heat Pump with Remote Outdoor Unit-Air-Source) | DLCURAH24ABK |  |  | EA*4X36L21A* | *92ESN0802120A* | 25000 | 17 | 8.5 | 26600 | 21800 | 81.95% | 1.82 | 0 | 10.5 |  |  |  |  | R-410A | 2.0833 | Residential & Commercial | USHP | Ducted CEE Tier 1
211242882 | Central HP <5.4 tons | HEIL | HRCU-A-CB (Split System: Heat Pump with Remote Outdoor Unit-Air-Source) | DLCURAH24ABK |  |  | EA*4X37L17A* | *95ESU0601716A* | 24800 | 17 | 8.5 | 25600 | 21400 | 83.59% | 1.8 | 0 | 10.5 |  |  |  |  | R-410A | 2.0667 | Residential & Commercial | USHP | Ducted CEE Tier 1
211243581 | Central HP <5.4 tons | HEIL | HRCU-A-CB (Split System: Heat Pump with Remote Outdoor Unit-Air-Source) | DLCURAH24ABK |  |  | EA*4X37L21A* | *92ESN0801716A* | 25000 | 17.5 | 8.5 | 25600 | 20800 | 81.25% | 1.76 | 0 | 10.5 |  |  |  |  | R-410A | 2.0833 | Residential & Commercial | USHP | Ducted CEE Tier 1
211243831 | Central HP <5.4 tons | HEIL | HRCU-A-CB (Split System: Heat Pump with Remote Outdoor Unit-Air-Source) | DLCURAH24ABK |  |  | EN(A,D)4X24L14** | *80ES(N,L)0701412A* | 23800 | 16 | 8.5 | 26800 | 23200 | 86.57% | 1.92 | 0 | 10 |  |  |  |  | R-410A | 1.9833 | Residential & Commercial | USHP | Ducted CEE Tier 1
214628641 | Central HP <5.4 tons | CARRIER | HRCU-A-CB (Split System: Heat Pump with Remote Outdoor Unit-Air-Source) | 38MURAQ30AB3* | ADP |  | A36VCA+TXV | 58S(B,C)*B090M17**14 | 29800 | 15.2 | 8.1 | 32600 | 27200 | 83.44% | 1.8 | 0 | 9 |  |  |  |  | R-410A | 2.4833 | Residential & Commercial | USHP
211222607 | Central HP <5.4 tons | HEIL | HRCU-A-CB (Split System: Heat Pump with Remote Outdoor Unit-Air-Source) | DLCURAH30ABK |  |  | EA*4X37L21A* | *92ESN0802120A* | 31200 | 15.2 | 8.5 | 33400 | 26000 | 77.84% | 1.88 | 0 | 9 |  |  |  |  | R-410A | 2.6 | Residential & Commercial | USHP
211244350 | Central HP <5.4 tons | HEIL | HRCU-A-CB (Split System: Heat Pump with Remote Outdoor Unit-Air-Source) | DLCURAH24ABK |  |  | EN(A,D)4X30L14** | *96VTN0601412A* | 23400 | 16.5 | 8.1 | 25800 | 24000 | 93.02% | 1.98 | 0 | 10 |  |  |  |  | R-410A | 1.95 | Residential & Commercial | USHP | Ducted CEE Tier 1
211244416 | Central HP <5.4 tons | HEIL | HRCU-A-CB (Split System: Heat Pump with Remote Outdoor Unit-Air-Source) | DLCURAH24ABK |  |  | EN(A,D)4X30L17** | *80VSL0451412A* | 23400 | 16.5 | 8.1 | 25800 | 24200 | 93.8% | 2 | 0 | 10 |  |  |  |  | R-410A | 1.95 | Residential & Commercial | USHP | Ducted CEE Tier 1
216453227 | Central HP <5.4 tons | TRANE | HRCU-A-CB (Split System: Heat Pump with Remote Outdoor Unit-Air-Source) | 5TWV0X60A1 |  |  | 5PX*CD09AS3 | S8V2C100M5PCB | 53000 | 18.4 | 9 | 54000 | 38000 | 70.37% | 2 | 0 | 10 |  |  |  |  | R-454B | 4.4167 | Residential & Commercial | USHP | Ducted CEE Tier 1
216453241 | Central HP <5.4 tons | TRANE | HRCU-A-CB (Split System: Heat Pump with Remote Outdoor Unit-Air-Source) | 5TWV0X60A1 |  |  | 5PX*D010AS3 | S8V2C100M5PCB | 52500 | 18.4 | 9 | 54000 | 38000 | 70.37% | 2 | 0 | 10.5 |  |  |  |  | R-454B | 4.375 | Residential & Commercial | USHP | Ducted CEE Tier 1
213781946 | Central HP <5.4 tons | BRYANT HEATING AND COOLING SYSTEMS | HRCU-A-CB (Split System: Heat Pump with Remote Outdoor Unit-Air-Source) | 288BNV037*0**B* |  |  | CSPH*4212AL*+UI | 88*TB66135C24*** | 32600 | 16.5 | 8.1 | 33000 | 24600 | 74.55% | 1.96 | 0 | 11 |  |  |  |  | R-410A | 2.7167 | Residential & Commercial | USHP | Ducted CEE Tier 1
213780846 | Central HP <5.4 tons | BRYANT HEATING AND COOLING SYSTEMS | HRCU-A-CB (Split System: Heat Pump with Remote Outdoor Unit-Air-Source) | 288BNV037*0**B* |  |  | CAP**3721AL*+UI | 88*TB36045C17*** | 32600 | 16.5 | 8.1 | 33200 | 25400 | 76.51% | 1.94 | 0 | 10.5 |  |  |  |  | R-410A | 2.7167 | Residential & Commercial | USHP | Ducted CEE Tier 1
213781096 | Central HP <5.4 tons | BRYANT HEATING AND COOLING SYSTEMS | HRCU-A-CB (Split System: Heat Pump with Remote Outdoor Unit-Air-Source) | 288BNV037*0**B* |  |  | CAP**4224AL*+UI | 88*TB60110C21*** | 31800 | 17 | 8.1 | 32800 | 24200 | 73.78% | 1.88 | 0 | 11 |  |  |  |  | R-410A | 2.65 | Residential & Commercial | USHP | Ducted CEE Tier 1
207436422 | Central HP <5.4 tons | LENNOX | HRCU-A-CB (Split System: Heat Pump with Remote Outdoor Unit-Air-Source) | SL25XPV-036-230A** |  |  | CHX35-48C-**-*+TDR | SL280UH090V60C* | 34200 | 21.4 | 8.5 | 33800 | 26000 | 76.92% | 1.76 | 14 | 13.5 |  |  |  |  | R-410A | 2.85 | Residential & Commercial | USHP | Ducted CEE Tier 1
207436423 | Central HP <5.4 tons | LENNOX | HRCU-A-CB (Split System: Heat Pump with Remote Outdoor Unit-Air-Source) | SL25XPV-036-230A** |  |  | CHX35-48C-**-*+TDR | SL280UH090XV60C* | 34200 | 21.4 | 8.5 | 33800 | 26000 | 76.92% | 1.76 | 14 | 13.5 |  |  |  |  | R-410A | 2.85 | Residential & Commercial | USHP | Ducted CEE Tier 1
207436490 | Central HP <5.4 tons | LENNOX | HRCU-A-CB (Split System: Heat Pump with Remote Outdoor Unit-Air-Source) | SL25XPV-036-230A** |  |  | CX35-48C+TDR | SLP99UH090XV36C* | 34000 | 22 | 8.8 | 35600 | 27600 | 77.53% | 1.82 | 14 | 13.4 |  |  |  |  | R-410A | 2.8333 | Residential & Commercial | USHP | Ducted CEE Tier 1
207436492 | Central HP <5.4 tons | LENNOX | HRCU-A-CB (Split System: Heat Pump with Remote Outdoor Unit-Air-Source) | SL25XPV-036-230A** |  |  | CX35-48C+TDR | SLP99UH090XV60C* | 34000 | 20.8 | 8.8 | 35600 | 27400 | 76.97% | 1.82 | 14 | 13.5 |  |  |  |  | R-410A | 2.8333 | Residential & Commercial | USHP | Ducted CEE Tier 1
207436508 | Central HP <5.4 tons | LENNOX | HRCU-A-CB (Split System: Heat Pump with Remote Outdoor Unit-Air-Source) | SL25XPV-036-230A** |  |  | CX35-50/60C+TDR | SLP99UH090XV48C* | 33600 | 22.2 | 8.7 | 34400 | 26800 | 77.91% | 1.82 | 14 | 13.3 |  |  |  |  | R-410A | 2.8 | Residential & Commercial | USHP | Ducted CEE Tier 1
215434205 | Central HP <5.4 tons | GOODMAN | HRCU-A-CB (Split System: Heat Pump with Remote Outdoor Unit-Air-Source) | GZV7SA3610A* |  |  | CA*EA4830*3A* | G*VT800805C*A* | 34800 | 18.5 | 8.5 | 35000 | 28400 | 81.14% | 2 | 0 | 10.5 |  |  |  |  | R-32 | 2.9 | Residential & Commercial | USHP | Ducted CEE Tier 1
215434230 | Central HP <5.4 tons | GOODMAN | HRCU-A-CB (Split System: Heat Pump with Remote Outdoor Unit-Air-Source) | GZV7SA3610A* |  |  | CHPEA4830*3A* | G*VM970804CNA* | 35000 | 18.5 | 8.1 | 35000 | 28400 | 81.14% | 2 | 0 | 10.5 |  |  |  |  | R-32 | 2.9167 | Residential & Commercial | USHP | Ducted CEE Tier 1
215434428 | Central HP <5.4 tons | GOODMAN | HRCU-A-CB (Split System: Heat Pump with Remote Outdoor Unit-Air-Source) | GZV7SA4810A* |  |  | CA*EA6030*3A* | G*VT800805C*A* | 45500 | 16.5 | 8.8 | 47000 | 33600 | 71.49% | 2 | 0 | 10 |  |  |  |  | R-32 | 3.7917 | Residential & Commercial | USHP | Ducted CEE Tier 1
215434430 | Central HP <5.4 tons | GOODMAN | HRCU-A-CB (Split System: Heat Pump with Remote Outdoor Unit-Air-Source) | GZV7SA4810A* |  |  | CA*EA6030*3A* | G*VS960805CUA* | 45500 | 16.2 | 8.8 | 47000 | 33600 | 71.49% | 2 | 0 | 10 |  |  |  |  | R-32 | 3.7917 | Residential & Commercial | USHP | Ducted CEE Tier 1
207436487 | Central HP <5.4 tons | LENNOX | HRCU-A-CB (Split System: Heat Pump with Remote Outdoor Unit-Air-Source) | SL25XPV-036-230A** |  |  | CX35-48C+TDR | SL280UH110XV60C* | 34000 | 21 | 8.8 | 35400 | 27400 | 77.4% | 1.84 | 14 | 13.5 |  |  |  |  | R-410A | 2.8333 | Residential & Commercial | USHP | Ducted CEE Tier 1
211240058 | Central HP <5.4 tons | CARRIER | HRCU-A-CB (Split System: Heat Pump with Remote Outdoor Unit-Air-Source) | 38MURAQ24AB3* |  |  | CNPV*3014AL* | 58TP*A045V14**12 | 24000 | 16.5 | 8.1 | 26200 | 23000 | 87.79% | 1.9 | 0 | 10.5 |  |  |  |  | R-410A | 2 | Residential & Commercial | USHP | Ducted CEE Tier 1
211240071 | Central HP <5.4 tons | CARRIER | HRCU-A-CB (Split System: Heat Pump with Remote Outdoor Unit-Air-Source) | 38MURAQ24AB3* |  |  | CNPV*3017AL* | 59SP6A060V17**14 | 23400 | 16.5 | 8.1 | 25800 | 24000 | 93.02% | 2 | 0 | 10 |  |  |  |  | R-410A | 1.95 | Residential & Commercial | USHP | Ducted CEE Tier 1
211240105 | Central HP <5.4 tons | CARRIER | HRCU-A-CB (Split System: Heat Pump with Remote Outdoor Unit-Air-Source) | 38MURAQ24AB3* |  |  | CNPV*3017AL* | 59SC5B080E17**16 | 24600 | 15.5 | 8.1 | 26800 | 22200 | 82.84% | 1.82 | 0 | 10 |  |  |  |  | R-410A | 2.05 | Residential & Commercial | USHP | Ducted CEE Tier 1
211240106 | Central HP <5.4 tons | CARRIER | HRCU-A-CB (Split System: Heat Pump with Remote Outdoor Unit-Air-Source) | 38MURAQ24AB3* |  |  | CNPV*3017AL* | 59SC2D040E14**10 | 24000 | 15.2 | 8.1 | 26600 | 22800 | 85.71% | 1.86 | 0 | 10 |  |  |  |  | R-410A | 2 | Residential & Commercial | USHP | Ducted CEE Tier 1
211240107 | Central HP <5.4 tons | CARRIER | HRCU-A-CB (Split System: Heat Pump with Remote Outdoor Unit-Air-Source) | 38MURAQ24AB3* |  |  | CNPV*3017AL* | 59SC2D040E17**12 | 23600 | 15.5 | 8.1 | 26200 | 23400 | 89.31% | 1.92 | 0 | 10 |  |  |  |  | R-410A | 1.9667 | Residential & Commercial | USHP | Ducted CEE Tier 1
211240205 | Central HP <5.4 tons | CARRIER | HRCU-A-CB (Split System: Heat Pump with Remote Outdoor Unit-Air-Source) | 38MURAQ24AB3* |  |  | CNPV*3621AL* | OVLAAB036098 | 23400 | 16.5 | 8.1 | 25800 | 24200 | 93.8% | 2 | 0 | 10 |  |  |  |  | R-410A | 1.95 | Residential & Commercial | USHP | Ducted CEE Tier 1
213781996 | Central HP <5.4 tons | BRYANT HEATING AND COOLING SYSTEMS | HRCU-A-CB (Split System: Heat Pump with Remote Outdoor Unit-Air-Source) | 288BNV037*0**B* |  |  | CSPH*4212AL*+UI | 987MC66120C24*** | 32400 | 16.5 | 8.1 | 32800 | 24800 | 75.61% | 1.94 | 0 | 11 |  |  |  |  | R-410A | 2.7 | Residential & Commercial | USHP | Ducted CEE Tier 1
207455271 | Central HP <5.4 tons | LENNOX | HRCU-A-CB (Split System: Heat Pump with Remote Outdoor Unit-Air-Source) | SL25XPV-036-230A** | ADP |  | LH35/38X9 | SLP99UH110XV60C* | 34000 | 21 | 8.8 | 34000 | 27000 | 79.41% | 1.82 | 14 | 13.5 |  |  |  |  | R-410A | 2.8333 | Residential & Commercial | USHP | Ducted CEE Tier 1
207436412 | Central HP <5.4 tons | LENNOX | HRCU-A-CB (Split System: Heat Pump with Remote Outdoor Unit-Air-Source) | SL25XPV-036-230A** |  |  | CHX35-48B-**-*+TDR | SL280UH090XV48B* | 34000 | 22 | 8.8 | 34400 | 25800 | 75% | 1.84 | 14 | 13.5 |  |  |  |  | R-410A | 2.8333 | Residential & Commercial | USHP | Ducted CEE Tier 1
207436446 | Central HP <5.4 tons | LENNOX | HRCU-A-CB (Split System: Heat Pump with Remote Outdoor Unit-Air-Source) | SL25XPV-036-230A** |  |  | CR33-48C*+TDR+TXV | SLP99DF110XV60C* | 33400 | 20.2 | 8.7 | 36000 | 29800 | 82.78% | 1.76 | 13.5 | 13 |  |  |  |  | R-410A | 2.7833 | Residential & Commercial | USHP | Ducted CEE Tier 1
213782266 | Central HP <5.4 tons | BRYANT HEATING AND COOLING SYSTEMS | HRCU-A-CB (Split System: Heat Pump with Remote Outdoor Unit-Air-Source) | 288BNV037*0**B* |  |  | CSPH*6012AL*+UI | 88*TB66135C24*** | 33000 | 16.5 | 8.1 | 32200 | 24800 | 77.02% | 2 | 0 | 11.5 |  |  |  |  | R-410A | 2.75 | Residential & Commercial | USHP | Ducted CEE Tier 1
212976989 | Central HP <5.4 tons | BRYANT HEATING AND COOLING SYSTEMS | HRCU-A-CB (Split System: Heat Pump with Remote Outdoor Unit-Air-Source) | 38MURAQ24AB3* |  |  | CAP**3721AL* | 926TC66100V21*** | 24600 | 17.5 | 8.5 | 25200 | 21200 | 84.13% | 1.78 | 0 | 10.5 |  |  |  |  | R-410A | 2.05 | Residential & Commercial | USHP | Ducted CEE Tier 1
212976690 | Central HP <5.4 tons | BRYANT HEATING AND COOLING SYSTEMS | HRCU-A-CB (Split System: Heat Pump with Remote Outdoor Unit-Air-Source) | 38MURAQ24AB3* |  |  | CNPV*3621AL* | 926TC60100V21*** | 23600 | 17 | 8.5 | 26200 | 24600 | 93.89% | 2.04 | 0 | 10.5 |  |  |  |  | R-410A | 1.9667 | Residential & Commercial | USHP | Ducted CEE Tier 1
207436241 | Central HP <5.4 tons | LENNOX | HRCU-A-CB (Split System: Heat Pump with Remote Outdoor Unit-Air-Source) | SL25XPV-024-230A** |  |  | CX35-48B+TDR | EL296UH070XV36B* | 22000 | 21.6 | 9.3 | 21600 | 20600 | 95.37% | 1.86 | 14.5 | 13.5 |  |  |  |  | R-410A | 1.8333 | Residential & Commercial | USHP | Ducted CEE Tier 1
216835159 | Central HP <5.4 tons | AMANA | HRCU-A-CB (Split System: Heat Pump with Remote Outdoor Unit-Air-Source) | AZV7SA6010A* |  |  | CHPEA6030*3A* | A*VT800804C*A* | 52000 | 16 | 8.5 | 52500 | 45000 | 85.71% | 1.8 | 0 | 9.8 |  |  |  |  | R-32 | 4.3333 | Residential & Commercial | USHP
207455289 | Central HP <5.4 tons | LENNOX | HRCU-A-CB (Split System: Heat Pump with Remote Outdoor Unit-Air-Source) | SL25XPV-024-230A** | ADP |  | L*35/36U9 | EL296UH070XV36B* | 22200 | 22 | 10 | 20000 | 20000 | 100% | 1.84 | 14 | 14 |  |  |  |  | R-410A | 1.85 | Residential & Commercial | USHP | Ducted CEE Tier 1
211253524 | Central HP <5.4 tons | PERFECTAIRE | HRCU-A-CB (Split System: Heat Pump with Remote Outdoor Unit-Air-Source) | 3PAHHSD24-SZO |  |  | 3PAHHSD24-AHU | 0 | 24000 | 17.4 | 10 | 24000 | 22600 | 94.17% | 1.91 | 12.5 | 11.7 |  |  |  |  | R-410A | 2 | Residential & Commercial | USHP | Ducted CEE Tier 1
216487882 | Central HP <5.4 tons | BRYANT HEATING AND COOLING SYSTEMS | HRCU-A-CB (Split System: Heat Pump with Remote Outdoor Unit-Air-Source) | 290VAN048**AA* | ADP |  | CE(P,V)6021G48*+TXV | 986TD66120C24*** | 45000 | 18 | 9 | 45500 | 33200 | 72.97% | 2.06 | 0 | 10 |  |  |  |  | R-454B | 3.75 | Residential & Commercial | USHP | Ducted CEE Tier 1
215292238 | Central HP <5.4 tons | AIRQUEST | HRCU-A-CB (Split System: Heat Pump with Remote Outdoor Unit-Air-Source) | DLCURAH24ABK | ADP |  | HE33936 | *96MSN0401410A* | 23200 | 16 | 8.5 | 24800 | 24200 | 97.58% | 2.04 | 0 | 10 |  |  |  |  | R-410A | 1.9333 | Residential & Commercial | USHP | Ducted CEE Tier 1
215292242 | Central HP <5.4 tons | AIRQUEST | HRCU-A-CB (Split System: Heat Pump with Remote Outdoor Unit-Air-Source) | DLCURAH24ABK | ADP |  | HE34936 | *96MSN0401410A* | 23600 | 16 | 8.5 | 24600 | 23600 | 95.93% | 1.98 | 0 | 10 |  |  |  |  | R-410A | 1.9667 | Residential & Commercial | USHP | Ducted CEE Tier 1
212920610 | Central HP <5.4 tons | NAPOLEON | HRCU-A-CB (Split System: Heat Pump with Remote Outdoor Unit-Air-Source) | WSEHV2436RA1-N |  |  | H,DE37936 | WUV070T3AA | 38000 | 17 | 8.5 | 36600 | 32800 | 89.62% | 1.8 | 0 | 10 |  |  |  |  | R-410A | 3.1667 | Residential & Commercial | USHP | Ducted CEE Tier 1
212920611 | Central HP <5.4 tons | NAPOLEON | HRCU-A-CB (Split System: Heat Pump with Remote Outdoor Unit-Air-Source) | WSEHV2436RA1-N |  |  | H,DE37936 | WUV080T3AA | 38000 | 17 | 8.5 | 36600 | 32800 | 89.62% | 1.8 | 0 | 10 |  |  |  |  | R-410A | 3.1667 | Residential & Commercial | USHP | Ducted CEE Tier 1
212404696 | Central HP <5.4 tons | NAPOLEON | HRCU-A-CB (Split System: Heat Pump with Remote Outdoor Unit-Air-Source) | WSEHV2436RA1-N |  |  | H,DE33(6,9)36 | WUV060T3AA | 22000 | 17 | 8.5 | 25000 | 17500 | 70% | 1.8 | 0 | 10 |  |  |  |  | R-410A | 1.8333 | Residential & Commercial | USHP | Ducted CEE Tier 1
214626970 | Central HP <5.4 tons | CARRIER | HRCU-A-CB (Split System: Heat Pump with Remote Outdoor Unit-Air-Source) | 25VNA436A*031* | ADP |  | A36VCA+TXV | 58CU*A060C17**16 | 33000 | 19 | 9 | 33800 | 26200 | 77.51% | 1.98 | 0 | 12 |  |  |  |  | R-410A | 2.75 | Residential & Commercial | USHP | Ducted CEE Tier 1
214626988 | Central HP <5.4 tons | CARRIER | HRCU-A-CB (Split System: Heat Pump with Remote Outdoor Unit-Air-Source) | 25VNA436A*031* | ADP |  | PL36H210P749 | 58CU*A060C17**16 | 33000 | 19 | 9 | 33800 | 26200 | 77.51% | 1.98 | 0 | 12 |  |  |  |  | R-410A | 2.75 | Residential & Commercial | USHP | Ducted CEE Tier 1
214629262 | Central HP <5.4 tons | CARRIER | HRCU-A-CB (Split System: Heat Pump with Remote Outdoor Unit-Air-Source) | 38MURAQ36AB3* | ADP |  | C36A***L159 | 59SC6A100M21**22 | 35400 | 16 | 8.5 | 36800 | 34600 | 94.02% | 1.88 | 0 | 10 |  |  |  |  | R-410A | 2.95 | Residential & Commercial | USHP | Ducted CEE Tier 1
215292247 | Central HP <5.4 tons | AIRQUEST | HRCU-A-CB (Split System: Heat Pump with Remote Outdoor Unit-Air-Source) | DLCURAH24ABK | ADP |  | H,GG36936 | *96MSN0401410A* | 23600 | 16 | 8.5 | 24600 | 23600 | 95.93% | 1.98 | 0 | 10 |  |  |  |  | R-410A | 1.9667 | Residential & Commercial | USHP | Ducted CEE Tier 1
215292256 | Central HP <5.4 tons | AIRQUEST | HRCU-A-CB (Split System: Heat Pump with Remote Outdoor Unit-Air-Source) | DLCURAH24ABK | ADP |  | HE7J936 | *96MSN0401410A* | 23200 | 16 | 8.5 | 25400 | 24800 | 97.64% | 2.1 | 0 | 10 |  |  |  |  | R-410A | 1.9333 | Residential & Commercial | USHP | Ducted CEE Tier 1
215292299 | Central HP <5.4 tons | AIRQUEST | HRCU-A-CB (Split System: Heat Pump with Remote Outdoor Unit-Air-Source) | DLCURAH24ABK | ADP |  | H,GG36936 | *96MSN0401712A* | 23400 | 16 | 8.5 | 24600 | 23800 | 96.75% | 2 | 0 | 9.5 |  |  |  |  | R-410A | 1.95 | Residential & Commercial | USHP
215292308 | Central HP <5.4 tons | AIRQUEST | HRCU-A-CB (Split System: Heat Pump with Remote Outdoor Unit-Air-Source) | DLCURAH24ABK | ADP |  | HE7J936 | *96MSN0401712A* | 22800 | 16 | 8.5 | 24600 | 23800 | 96.75% | 2 | 0 | 9 |  |  |  |  | R-410A | 1.9 | Residential & Commercial | USHP
215292315 | Central HP <5.4 tons | AIRQUEST | HRCU-A-CB (Split System: Heat Pump with Remote Outdoor Unit-Air-Source) | DLCURAH24ABK | ADP |  | H,GG1K936 | *96MSN0401712A* | 23400 | 16 | 8.5 | 24600 | 23800 | 96.75% | 2 | 0 | 9.5 |  |  |  |  | R-410A | 1.95 | Residential & Commercial | USHP
215292331 | Central HP <5.4 tons | AIRQUEST | HRCU-A-CB (Split System: Heat Pump with Remote Outdoor Unit-Air-Source) | DLCURAH24ABK | ADP |  | HE31930 | *96MSN0601412A* | 23000 | 16 | 8.5 | 25400 | 26000 | 102.4% | 2.22 | 0 | 9.5 |  |  |  |  | R-410A | 1.9167 | Residential & Commercial | USHP
215292358 | Central HP <5.4 tons | AIRQUEST | HRCU-A-CB (Split System: Heat Pump with Remote Outdoor Unit-Air-Source) | DLCURAH24ABK | ADP |  | H,GE7J924 | *96MSN0601412A* | 23400 | 16 | 8.5 | 25400 | 26000 | 102.4% | 2.22 | 0 | 10 |  |  |  |  | R-410A | 1.95 | Residential & Commercial | USHP | Ducted CEE Tier 1
215292372 | Central HP <5.4 tons | AIRQUEST | HRCU-A-CB (Split System: Heat Pump with Remote Outdoor Unit-Air-Source) | DLCURAH24ABK | ADP |  | HG81936 | *96MSN0601412A* | 23600 | 16 | 8.5 | 24600 | 23400 | 95.12% | 1.98 | 0 | 10 |  |  |  |  | R-410A | 1.9667 | Residential & Commercial | USHP | Ducted CEE Tier 1
211244434 | Central HP <5.4 tons | HEIL | HRCU-A-CB (Split System: Heat Pump with Remote Outdoor Unit-Air-Source) | DLCURAH24ABK |  |  | EN(A,D)4X30L17** | *96VSN0601714A* | 23400 | 16.5 | 8.1 | 25800 | 24000 | 93.02% | 2 | 0 | 10 |  |  |  |  | R-410A | 1.95 | Residential & Commercial | USHP | Ducted CEE Tier 1
213739970 | Central HP <5.4 tons | DAY & NIGHT | HRCU-A-CB (Split System: Heat Pump with Remote Outdoor Unit-Air-Source) | DLCURAH24ABK | ADP |  | FG35936 | *96VSN0401712B* | 23400 | 16 | 8.5 | 24600 | 24000 | 97.56% | 2.02 | 0 | 10 |  |  |  |  | R-410A | 1.95 | Residential & Commercial | USHP | Ducted CEE Tier 1
215434221 | Central HP <5.4 tons | GOODMAN | HRCU-A-CB (Split System: Heat Pump with Remote Outdoor Unit-Air-Source) | GZV7SA3610A* |  |  | CHPEA4830*3A* | G*VT960804CNA* | 35000 | 18.5 | 8.1 | 35000 | 28400 | 81.14% | 2 | 0 | 10.5 |  |  |  |  | R-32 | 2.9167 | Residential & Commercial | USHP | Ducted CEE Tier 1
215434228 | Central HP <5.4 tons | GOODMAN | HRCU-A-CB (Split System: Heat Pump with Remote Outdoor Unit-Air-Source) | GZV7SA3610A* |  |  | CHPEA4830*3A* | G*VM971205DNA* | 35000 | 18.5 | 8.1 | 35000 | 28400 | 81.14% | 2 | 0 | 10.5 |  |  |  |  | R-32 | 2.9167 | Residential & Commercial | USHP | Ducted CEE Tier 1
207455412 | Central HP <5.4 tons | LENNOX | HRCU-A-CB (Split System: Heat Pump with Remote Outdoor Unit-Air-Source) | SL25XPV-048-230A** | ADP |  | LH42/62W9 | SL280UH110XV60C* | 46000 | 20 | 9.4 | 42000 | 35800 | 85.24% | 1.9 | 12.5 | 12.5 |  |  |  |  | R-410A | 3.8333 | Residential & Commercial | USHP | Ducted CEE Tier 1
212603104 | Central HP <5.4 tons | DAY & NIGHT | HRCU-A-CB (Split System: Heat Pump with Remote Outdoor Unit-Air-Source) | DLCURAH24ABK | ADP |  | PL36H175P069 | *80ES(N,L)0701716A* | 24800 | 16 | 8.1 | 25200 | 21800 | 86.51% | 1.82 | 0 | 10.5 |  |  |  |  | R-410A | 2.0667 | Residential & Commercial | USHP | Ducted CEE Tier 1
212603120 | Central HP <5.4 tons | DAY & NIGHT | HRCU-A-CB (Split System: Heat Pump with Remote Outdoor Unit-Air-Source) | DLCURAH24ABK | ADP |  | V,G36H175P159 | *80ES(N,L)0901714A* | 24800 | 17 | 8.5 | 24800 | 21600 | 87.1% | 1.84 | 0 | 10 |  |  |  |  | R-410A | 2.0667 | Residential & Commercial | USHP | Ducted CEE Tier 1
215292374 | Central HP <5.4 tons | AIRQUEST | HRCU-A-CB (Split System: Heat Pump with Remote Outdoor Unit-Air-Source) | DLCURAH24ABK | ADP |  | H,GE23936 | *96MSN0601716A* | 23200 | 16 | 9.5 | 25000 | 24400 | 97.6% | 2.04 | 0 | 9.5 |  |  |  |  | R-410A | 1.9333 | Residential & Commercial | USHP
215292383 | Central HP <5.4 tons | AIRQUEST | HRCU-A-CB (Split System: Heat Pump with Remote Outdoor Unit-Air-Source) | DLCURAH24ABK | ADP |  | HE31930 | *96MSN0601716A* | 23200 | 16 | 9.5 | 25000 | 24400 | 97.6% | 2.04 | 0 | 9.5 |  |  |  |  | R-410A | 1.9333 | Residential & Commercial | USHP
215292417 | Central HP <5.4 tons | AIRQUEST | HRCU-A-CB (Split System: Heat Pump with Remote Outdoor Unit-Air-Source) | DLCURAH24ABK | ADP |  | HG9J936 | *96MSN0601716A* | 23600 | 17 | 9 | 24200 | 23200 | 95.87% | 1.96 | 0 | 10 |  |  |  |  | R-410A | 1.9667 | Residential & Commercial | USHP | Ducted CEE Tier 1
215292422 | Central HP <5.4 tons | AIRQUEST | HRCU-A-CB (Split System: Heat Pump with Remote Outdoor Unit-Air-Source) | DLCURAH24ABK | ADP |  | HG80936 | *96MSN0601716A* | 23600 | 17 | 9 | 24200 | 23200 | 95.87% | 1.96 | 0 | 10 |  |  |  |  | R-410A | 1.9667 | Residential & Commercial | USHP | Ducted CEE Tier 1
215292431 | Central HP <5.4 tons | AIRQUEST | HRCU-A-CB (Split System: Heat Pump with Remote Outdoor Unit-Air-Source) | DLCURAH24ABK | ADP |  | HG31930 | *96MSN0801716A* | 21800 | 17 | 8.85 | 27600 | 24800 | 89.86% | 2.08 | 0 | 9 |  |  |  |  | R-410A | 1.8167 | Residential & Commercial | USHP
215292442 | Central HP <5.4 tons | AIRQUEST | HRCU-A-CB (Split System: Heat Pump with Remote Outdoor Unit-Air-Source) | DLCURAH24ABK | ADP |  | HE32936 | *96MSN0801716A* | 23200 | 17 | 8.5 | 24800 | 23600 | 95.16% | 2 | 0 | 10 |  |  |  |  | R-410A | 1.9333 | Residential & Commercial | USHP | Ducted CEE Tier 1
215292447 | Central HP <5.4 tons | AIRQUEST | HRCU-A-CB (Split System: Heat Pump with Remote Outdoor Unit-Air-Source) | DLCURAH24ABK | ADP |  | H,GG34936 | *96MSN0801716A* | 23800 | 17 | 8.5 | 24800 | 23600 | 95.16% | 1.98 | 0 | 10.5 |  |  |  |  | R-410A | 1.9833 | Residential & Commercial | USHP | Ducted CEE Tier 1
215292451 | Central HP <5.4 tons | AIRQUEST | HRCU-A-CB (Split System: Heat Pump with Remote Outdoor Unit-Air-Source) | DLCURAH24ABK | ADP |  | H,GG35936 | *96MSN0801716A* | 23800 | 17 | 8.5 | 24800 | 23600 | 95.16% | 1.98 | 0 | 10.5 |  |  |  |  | R-410A | 1.9833 | Residential & Commercial | USHP | Ducted CEE Tier 1
213787628 | Central HP <5.4 tons | BRYANT HEATING AND COOLING SYSTEMS | HRCU-A-CB (Split System: Heat Pump with Remote Outdoor Unit-Air-Source) | 38MURAQ30AB3* |  |  | FT4BN(B,X)C48L* | 0 | 31600 | 15.75 | 9 | 32400 | 25800 | 79.63% | 1.88 | 0 | 9.5 |  |  |  |  | R-410A | 2.6333 | Residential & Commercial | USHP
215292458 | Central HP <5.4 tons | AIRQUEST | HRCU-A-CB (Split System: Heat Pump with Remote Outdoor Unit-Air-Source) | DLCURAH24ABK | ADP |  | H,GE30924 | *96MSN0801716A* | 21600 | 17 | 8.75 | 27600 | 24800 | 89.86% | 2.04 | 0 | 9 |  |  |  |  | R-410A | 1.8 | Residential & Commercial | USHP
215292533 | Central HP <5.4 tons | AIRQUEST | HRCU-A-CB (Split System: Heat Pump with Remote Outdoor Unit-Air-Source) | DLCURAH24ABK | ADP |  | H,GG31924 | *96VTN0401410A* | 23000 | 15.2 | 8.5 | 25000 | 23600 | 94.4% | 1.96 | 0 | 9.5 |  |  |  |  | R-410A | 1.9167 | Residential & Commercial | USHP
215292565 | Central HP <5.4 tons | AIRQUEST | HRCU-A-CB (Split System: Heat Pump with Remote Outdoor Unit-Air-Source) | DLCURAH24ABK | ADP |  | HE7J936 | *96VTN0401410A* | 22800 | 16 | 8.5 | 24000 | 23400 | 97.5% | 1.96 | 0 | 9.5 |  |  |  |  | R-410A | 1.9 | Residential & Commercial | USHP
215292592 | Central HP <5.4 tons | AIRQUEST | HRCU-A-CB (Split System: Heat Pump with Remote Outdoor Unit-Air-Source) | DLCURAH24ABK | ADP |  | H,GE32936 | *96VTN0401410B* | 23000 | 16 | 8.5 | 25400 | 26600 | 104.7% | 2.28 | 0 | 9.5 |  |  |  |  | R-410A | 1.9167 | Residential & Commercial | USHP
215292617 | Central HP <5.4 tons | AIRQUEST | HRCU-A-CB (Split System: Heat Pump with Remote Outdoor Unit-Air-Source) | DLCURAH24ABK | ADP |  | H,GE8J936 | *96VTN0401410B* | 23200 | 16 | 8.5 | 24800 | 24400 | 98.39% | 2.06 | 0 | 10 |  |  |  |  | R-410A | 1.9333 | Residential & Commercial | USHP | Ducted CEE Tier 1
215292640 | Central HP <5.4 tons | AIRQUEST | HRCU-A-CB (Split System: Heat Pump with Remote Outdoor Unit-Air-Source) | DLCURAH24ABK | ADP |  | HG32924 | *96VTN0401712A* | 22600 | 16 | 8.5 | 24200 | 23200 | 95.87% | 1.94 | 0 | 9.5 |  |  |  |  | R-410A | 1.8833 | Residential & Commercial | USHP
216772276 | Central HP <5.4 tons | RHEEM | HRCU-A-CB (Split System: Heat Pump with Remote Outdoor Unit-Air-Source) | RD17AZ60AJ3N | ADP |  | H,RE84960 | R802V1255A24UHS | 53500 | 17 | 8.1 | 51500 | 48500 | 94.17% | 1.75 | 0 | 9.5 |  |  |  |  | R-410A | 4.4583 | Residential & Commercial | USHP
207436540 | Central HP <5.4 tons | LENNOX | HRCU-A-CB (Split System: Heat Pump with Remote Outdoor Unit-Air-Source) | SL25XPV-048-230A** |  |  | C35-60C+TDR+TXV | SLP99UH110XV60C* | 46000 | 20 | 9.5 | 44000 | 36200 | 82.27% | 1.92 | 12.5 | 12.5 |  |  |  |  | R-410A | 3.8333 | Residential & Commercial | USHP | Ducted CEE Tier 1
207436557 | Central HP <5.4 tons | LENNOX | HRCU-A-CB (Split System: Heat Pump with Remote Outdoor Unit-Air-Source) | SL25XPV-048-230A** |  |  | CH35-60D+TDR+TXV | EL296UH135XV60D* | 45500 | 21 | 9.1 | 43500 | 35800 | 82.3% | 1.86 | 12.5 | 12.4 |  |  |  |  | R-410A | 3.7917 | Residential & Commercial | USHP | Ducted CEE Tier 1
212603129 | Central HP <5.4 tons | DAY & NIGHT | HRCU-A-CB (Split System: Heat Pump with Remote Outdoor Unit-Air-Source) | DLCURAH24ABK | ADP |  | FG33936 | *80ESU0601716A | 25000 | 17 | 8.5 | 25000 | 21400 | 85.6% | 1.82 | 0 | 10.5 |  |  |  |  | R-410A | 2.0833 | Residential & Commercial | USHP | Ducted CEE Tier 1
213781016 | Central HP <5.4 tons | BRYANT HEATING AND COOLING SYSTEMS | HRCU-A-CB (Split System: Heat Pump with Remote Outdoor Unit-Air-Source) | 288BNV037*0**B* |  |  | CAP**4221AL*+UI | 935CB48060C17*** | 31600 | 16.5 | 8.1 | 33000 | 24600 | 74.55% | 1.86 | 0 | 10.5 |  |  |  |  | R-410A | 2.6333 | Residential & Commercial | USHP | Ducted CEE Tier 1
213780816 | Central HP <5.4 tons | BRYANT HEATING AND COOLING SYSTEMS | HRCU-A-CB (Split System: Heat Pump with Remote Outdoor Unit-Air-Source) | 288BNV037*0**B* |  |  | CAP**3621AL*+UI | 986TD42060C17*** | 31400 | 16.5 | 8.1 | 33200 | 24400 | 73.49% | 1.82 | 0 | 10.5 |  |  |  |  | R-410A | 2.6167 | Residential & Commercial | USHP | Ducted CEE Tier 1
216683447 | Central HP <5.4 tons | BRYANT HEATING AND COOLING SYSTEMS | HRCU-A-CB (Split System: Heat Pump with Remote Outdoor Unit-Air-Source) | 38MURAQ18AB3* |  |  | CSPH*2412AL* | 927TA66120V24*** | 17400 | 15.2 | 8.1 | 18100 | 18400 | 101.7% | 2.05 | 0 | 10 |  |  |  |  | R-410A | 1.45 | Residential & Commercial | USHP | Ducted CEE Tier 1
214056583 | Central HP <5.4 tons | Mitsutomo | HRCU-A-CB (Split System: Heat Pump with Remote Outdoor Unit-Air-Source) | HO-SZ24-AB-Q |  |  | HV-UZ24-AB-Q | 0 | 23000 | 18.4 | 9.3 | 26000 | 21200 | 81.54% | 1.9 | 12.5 | 11.7 |  |  |  |  | R-410A | 1.9167 | Residential & Commercial | USHP | Ducted CEE Tier 1
210692532 | Central HP <5.4 tons | AMANA | HRCU-A-CB (Split System: Heat Pump with Remote Outdoor Unit-Air-Source) | ASZV903610A* |  |  | CHPF3642C6C*+TXV | A*VC801005C*A* | 33400 | 18 | 8.2 | 34000 | 24400 | 71.76% | 1.8 | 0 | 11 |  |  |  |  | R-410A | 2.7833 | Residential & Commercial | USHP | Ducted CEE Tier 1
210692499 | Central HP <5.4 tons | AMANA | HRCU-A-CB (Split System: Heat Pump with Remote Outdoor Unit-Air-Source) | ASZV903610A* |  |  | CA*F3137*6A*+TXV | A*VC960403BNB* | 33600 | 18 | 8.2 | 34000 | 24400 | 71.76% | 1.8 | 0 | 11.5 |  |  |  |  | R-410A | 2.8 | Residential & Commercial | USHP | Ducted CEE Tier 1
207436558 | Central HP <5.4 tons | LENNOX | HRCU-A-CB (Split System: Heat Pump with Remote Outdoor Unit-Air-Source) | SL25XPV-048-230A** |  |  | CH35-60D+TDR+TXV | SL280UH135V60D* | 45500 | 21 | 9.1 | 43500 | 35600 | 81.84% | 1.86 | 12.5 | 12.5 |  |  |  |  | R-410A | 3.7917 | Residential & Commercial | USHP | Ducted CEE Tier 1
207436559 | Central HP <5.4 tons | LENNOX | HRCU-A-CB (Split System: Heat Pump with Remote Outdoor Unit-Air-Source) | SL25XPV-048-230A** |  |  | CH35-60D+TDR+TXV | SLP99UH135XV60D* | 45500 | 21 | 9.1 | 43500 | 35800 | 82.3% | 1.86 | 12.5 | 12.4 |  |  |  |  | R-410A | 3.7917 | Residential & Commercial | USHP | Ducted CEE Tier 1
207436574 | Central HP <5.4 tons | LENNOX | HRCU-A-CB (Split System: Heat Pump with Remote Outdoor Unit-Air-Source) | SL25XPV-048-230A** |  |  | CHX35-51/61C-**-*+TDR | SLP99UH110XV60C* | 45000 | 20 | 9.2 | 45500 | 37400 | 82.2% | 1.82 | 12 | 12 |  |  |  |  | R-410A | 3.75 | Residential & Commercial | USHP | Ducted CEE Tier 1
207436593 | Central HP <5.4 tons | LENNOX | HRCU-A-CB (Split System: Heat Pump with Remote Outdoor Unit-Air-Source) | SL25XPV-048-230A** |  |  | CX35-49C+TDR | SL280UH100NV60C* | 45500 | 20.4 | 8.9 | 44000 | 35800 | 81.36% | 1.78 | 12.5 | 12.3 |  |  |  |  | R-410A | 3.7917 | Residential & Commercial | USHP | Ducted CEE Tier 1
213780976 | Central HP <5.4 tons | BRYANT HEATING AND COOLING SYSTEMS | HRCU-A-CB (Split System: Heat Pump with Remote Outdoor Unit-Air-Source) | 288BNV037*0**B* |  |  | CAP**4221AL*+UI | 88*TB48070C17*** | 31400 | 17 | 8.1 | 33200 | 24400 | 73.49% | 1.86 | 0 | 10.5 |  |  |  |  | R-410A | 2.6167 | Residential & Commercial | USHP | Ducted CEE Tier 1
213780996 | Central HP <5.4 tons | BRYANT HEATING AND COOLING SYSTEMS | HRCU-A-CB (Split System: Heat Pump with Remote Outdoor Unit-Air-Source) | 288BNV037*0**B* |  |  | CAP**4221AL*+UI | 88*TB60090C21*** | 31800 | 17 | 8.1 | 32800 | 24200 | 73.78% | 1.88 | 0 | 11 |  |  |  |  | R-410A | 2.65 | Residential & Commercial | USHP | Ducted CEE Tier 1
213781076 | Central HP <5.4 tons | BRYANT HEATING AND COOLING SYSTEMS | HRCU-A-CB (Split System: Heat Pump with Remote Outdoor Unit-Air-Source) | 288BNV037*0**B* |  |  | CAP**4221AL*+UI | 986TD66100C21*** | 31800 | 17 | 8.1 | 33000 | 24400 | 73.94% | 1.88 | 0 | 11 |  |  |  |  | R-410A | 2.65 | Residential & Commercial | USHP | Ducted CEE Tier 1
213779406 | Central HP <5.4 tons | BRYANT HEATING AND COOLING SYSTEMS | HRCU-A-CB (Split System: Heat Pump with Remote Outdoor Unit-Air-Source) | 288BNV037*0**A* |  |  | CAP**4821AL*+UI | 88*TB60110C21*** | 32400 | 17 | 8.1 | 32400 | 24800 | 76.54% | 1.98 | 0 | 11 |  |  |  |  | R-410A | 2.7 | Residential & Commercial | USHP | Ducted CEE Tier 1
213780126 | Central HP <5.4 tons | BRYANT HEATING AND COOLING SYSTEMS | HRCU-A-CB (Split System: Heat Pump with Remote Outdoor Unit-Air-Source) | 288BNV037*0**A* |  |  | CSPH*4212AL*+UI | 986TD66120C24*** | 32600 | 16.5 | 8.1 | 33000 | 24600 | 74.55% | 1.94 | 0 | 11 |  |  |  |  | R-410A | 2.7167 | Residential & Commercial | USHP | Ducted CEE Tier 1
213782196 | Central HP <5.4 tons | BRYANT HEATING AND COOLING SYSTEMS | HRCU-A-CB (Split System: Heat Pump with Remote Outdoor Unit-Air-Source) | 288BNV037*0**B* |  |  | CSPH*4812AL*+UI | 986TD66120C24*** | 32600 | 16.5 | 8.1 | 33000 | 24800 | 75.15% | 1.96 | 0 | 11 |  |  |  |  | R-410A | 2.7167 | Residential & Commercial | USHP | Ducted CEE Tier 1
213782296 | Central HP <5.4 tons | BRYANT HEATING AND COOLING SYSTEMS | HRCU-A-CB (Split System: Heat Pump with Remote Outdoor Unit-Air-Source) | 288BNV037*0**B* |  |  | CSPH*6012AL*+UI | 987MC42080C17*** | 32800 | 16.5 | 8.1 | 32600 | 25000 | 76.69% | 1.96 | 0 | 11 |  |  |  |  | R-410A | 2.7333 | Residential & Commercial | USHP | Ducted CEE Tier 1
213779776 | Central HP <5.4 tons | BRYANT HEATING AND COOLING SYSTEMS | HRCU-A-CB (Split System: Heat Pump with Remote Outdoor Unit-Air-Source) | 288BNV037*0**A* |  |  | CAP**6124AL*+UI | 987MC66100C21*** | 33200 | 17.5 | 8.5 | 32000 | 24800 | 77.5% | 2 | 0 | 11.7 |  |  |  |  | R-410A | 2.7667 | Residential & Commercial | USHP | Ducted CEE Tier 1
215433923 | Central HP <5.4 tons | GOODMAN | HRCU-A-CB (Split System: Heat Pump with Remote Outdoor Unit-Air-Source) | GZV7SA3610A* |  |  | CA*EA4830*3A*+MBVK20DP1X00A* | 0 | 35000 | 19 | 8.5 | 35000 | 28400 | 81.14% | 2 | 0 | 10.5 |  |  |  |  | R-32 | 2.9167 | Residential & Commercial | USHP | Ducted CEE Tier 1
215433905 | Central HP <5.4 tons | GOODMAN | HRCU-A-CB (Split System: Heat Pump with Remote Outdoor Unit-Air-Source) | GZV7SA2410A* |  |  | CA*EA3022*3A*+MBVK12BP1X00A* | 0 | 23200 | 19 | 8.6 | 23200 | 17000 | 73.28% | 2 | 0 | 11 |  |  |  |  | R-32 | 1.9333 | Residential & Commercial | USHP | Ducted CEE Tier 1
215434080 | Central HP <5.4 tons | GOODMAN | HRCU-A-CB (Split System: Heat Pump with Remote Outdoor Unit-Air-Source) | GZV7SA2410A* |  |  | CA*EA3022*3A* | G*VM970803BNA* | 23200 | 19 | 8.6 | 23200 | 17000 | 73.28% | 2 | 0 | 11 |  |  |  |  | R-32 | 1.9333 | Residential & Commercial | USHP | Ducted CEE Tier 1
215434096 | Central HP <5.4 tons | GOODMAN | HRCU-A-CB (Split System: Heat Pump with Remote Outdoor Unit-Air-Source) | GZV7SA2410A* |  |  | CA*EA3022*3A* | G*VT961005CNA* | 23200 | 19 | 8.6 | 23200 | 17000 | 73.28% | 2 | 0 | 11 |  |  |  |  | R-32 | 1.9333 | Residential & Commercial | USHP | Ducted CEE Tier 1
207455314 | Central HP <5.4 tons | LENNOX | HRCU-A-CB (Split System: Heat Pump with Remote Outdoor Unit-Air-Source) | SL25XPV-024-230A** | ADP |  | L*35/36S9 | SL280UH090V36B* | 22400 | 23 | 9.3 | 19800 | 20000 | 101% | 1.84 | 14 | 14.5 |  |  |  |  | R-410A | 1.8667 | Residential & Commercial | USHP | Ducted CEE Tier 1
207436471 | Central HP <5.4 tons | LENNOX | HRCU-A-CB (Split System: Heat Pump with Remote Outdoor Unit-Air-Source) | SL25XPV-036-230A** |  |  | CX35-48B+TDR | SL280UH090V36B* | 34000 | 22.2 | 8.8 | 35600 | 27600 | 77.53% | 1.82 | 14 | 13.4 |  |  |  |  | R-410A | 2.8333 | Residential & Commercial | USHP | Ducted CEE Tier 1
207436494 | Central HP <5.4 tons | LENNOX | HRCU-A-CB (Split System: Heat Pump with Remote Outdoor Unit-Air-Source) | SL25XPV-036-230A** |  |  | CX35-50/60C+TDR | EL296UH090XV36C* | 33600 | 22.2 | 8.7 | 34400 | 26800 | 77.91% | 1.8 | 14 | 13.3 |  |  |  |  | R-410A | 2.8 | Residential & Commercial | USHP | Ducted CEE Tier 1
207436496 | Central HP <5.4 tons | LENNOX | HRCU-A-CB (Split System: Heat Pump with Remote Outdoor Unit-Air-Source) | SL25XPV-036-230A** |  |  | CX35-50/60C+TDR | EL296UH090XV60C* | 33600 | 21 | 8.6 | 34400 | 26600 | 77.33% | 1.8 | 14 | 13.3 |  |  |  |  | R-410A | 2.8 | Residential & Commercial | USHP | Ducted CEE Tier 1
207436505 | Central HP <5.4 tons | LENNOX | HRCU-A-CB (Split System: Heat Pump with Remote Outdoor Unit-Air-Source) | SL25XPV-036-230A** |  |  | CX35-50/60C+TDR | SL297UH080NV48C* | 33600 | 22.2 | 8.7 | 34200 | 26600 | 77.78% | 1.8 | 14 | 13.3 |  |  |  |  | R-410A | 2.8 | Residential & Commercial | USHP | Ducted CEE Tier 1
215433910 | Central HP <5.4 tons | GOODMAN | HRCU-A-CB (Split System: Heat Pump with Remote Outdoor Unit-Air-Source) | GZV7SA2410A* |  |  | CHPEA3026*3A*+MBVK16CP1X00A* | 0 | 23200 | 19 | 8.6 | 23200 | 17000 | 73.28% | 2 | 0 | 11 |  |  |  |  | R-32 | 1.9333 | Residential & Commercial | USHP | Ducted CEE Tier 1
215434084 | Central HP <5.4 tons | GOODMAN | HRCU-A-CB (Split System: Heat Pump with Remote Outdoor Unit-Air-Source) | GZV7SA2410A* |  |  | CA*EA3022*3A* | G*VS800805CUA* | 23200 | 19 | 8.6 | 23200 | 17000 | 73.28% | 2 | 0 | 11 |  |  |  |  | R-32 | 1.9333 | Residential & Commercial | USHP | Ducted CEE Tier 1
215434098 | Central HP <5.4 tons | GOODMAN | HRCU-A-CB (Split System: Heat Pump with Remote Outdoor Unit-Air-Source) | GZV7SA2410A* |  |  | CA*EA3626*3A* | G*VM970803BNA* | 23200 | 19 | 8.6 | 23200 | 17000 | 73.28% | 2 | 0 | 11 |  |  |  |  | R-32 | 1.9333 | Residential & Commercial | USHP | Ducted CEE Tier 1
215434082 | Central HP <5.4 tons | GOODMAN | HRCU-A-CB (Split System: Heat Pump with Remote Outdoor Unit-Air-Source) | GZV7SA2410A* |  |  | CA*EA3022*3A* | G*VM971005CNA* | 23200 | 19 | 8.6 | 23200 | 17000 | 73.28% | 2 | 0 | 11 |  |  |  |  | R-32 | 1.9333 | Residential & Commercial | USHP | Ducted CEE Tier 1
214239286 | Central HP <5.4 tons | AIRQUEST | HRCU-A-CB (Split System: Heat Pump with Remote Outdoor Unit-Air-Source) | HVH837GKA2* |  |  | EN(A,D)4X48L24**+WALLCON | *80CTL0902120B* | 32400 | 17 | 8.1 | 32600 | 24600 | 75.46% | 1.96 | 0 | 11.7 |  |  |  |  | R-410A | 2.7 | Residential & Commercial | USHP | Ducted CEE Tier 1
212975049 | Central HP <5.4 tons | HEIL | HRCU-A-CB (Split System: Heat Pump with Remote Outdoor Unit-Air-Source) | DLCURAH24ABK |  |  | EN(A,D)4X30L17** | *96VTN0401410B* | 23400 | 16 | 8.1 | 26400 | 24600 | 93.18% | 2.04 | 0 | 10 |  |  |  |  | R-410A | 1.95 | Residential & Commercial | USHP | Ducted CEE Tier 1
210473382 | Central HP <5.4 tons | HEIL | HRCU-A-CB (Split System: Heat Pump with Remote Outdoor Unit-Air-Source) | HVH825GKA3* |  |  | EA*4X48L21A*+WALLCON | *97CMN0801714A* | 24000 | 16.5 | 8.1 | 21000 | 16600 | 79.05% | 2 | 0 | 11 |  |  |  |  | R-410A | 2 | Residential & Commercial | USHP | Ducted CEE Tier 1
210473393 | Central HP <5.4 tons | HEIL | HRCU-A-CB (Split System: Heat Pump with Remote Outdoor Unit-Air-Source) | HVH825GKA3* |  |  | EA*4X48L21A*+WALLCON | *97CMN1002122A* | 24000 | 16.5 | 8.1 | 21000 | 16500 | 78.57% | 2.02 | 0 | 11 |  |  |  |  | R-410A | 2 | Residential & Commercial | USHP | Ducted CEE Tier 1
210474329 | Central HP <5.4 tons | HEIL | HRCU-A-CB (Split System: Heat Pump with Remote Outdoor Unit-Air-Source) | HVH825GKA3* |  |  | EHD4X42AAL+WALLCON | *96CTN0801714A* | 24000 | 16 | 8.1 | 21400 | 16700 | 78.04% | 2 | 0 | 10.5 |  |  |  |  | R-410A | 2 | Residential & Commercial | USHP | Ducted CEE Tier 1
210474027 | Central HP <5.4 tons | HEIL | HRCU-A-CB (Split System: Heat Pump with Remote Outdoor Unit-Air-Source) | HVH825GKA3* |  |  | EN(A,D,W)4X48L21**+WALLCON | *96CTN1002122A* | 24200 | 17 | 8.1 | 21400 | 16600 | 77.57% | 2.02 | 0 | 11.5 |  |  |  |  | R-410A | 2.0167 | Residential & Commercial | USHP | Ducted CEE Tier 1
215487784 | Central HP <5.4 tons | AMANA | HRCU-A-CB (Split System: Heat Pump with Remote Outdoor Unit-Air-Source) | AZV6SA1810A* |  |  | CA*EA3022*3A* | A*VC800805C*A* | 17000 | 19 | 8.8 | 16800 | 13000 | 77.38% | 2.1 | 0 | 12 |  |  |  |  | R-32 | 1.4167 | Residential & Commercial | USHP | Ducted CEE Tier 1
212982643 | Central HP <5.4 tons | HEIL | HRCU-A-CB (Split System: Heat Pump with Remote Outdoor Unit-Air-Source) | DLCURAH30ABK |  |  | EA*4X42L21A* | *80MSU0601716A* | 29800 | 15.2 | 8.1 | 33800 | 27400 | 81.07% | 1.8 | 0 | 9 |  |  |  |  | R-410A | 2.4833 | Residential & Commercial | USHP
212980548 | Central HP <5.4 tons | HEIL | HRCU-A-CB (Split System: Heat Pump with Remote Outdoor Unit-Air-Source) | DLCURAH30ABK |  |  | EA*4X43L21A* | *80MS(N,L)0902120A* | 30800 | 15.2 | 8.5 | 33600 | 26400 | 78.57% | 1.86 | 0 | 9 |  |  |  |  | R-410A | 2.5667 | Residential & Commercial | USHP
215439703 | Central HP <5.4 tons | AMANA | HRCU-A-CB (Split System: Heat Pump with Remote Outdoor Unit-Air-Source) | AZV6SA1810A* |  |  | CA*EA3022*3A* | A*VS960603BUA* | 17000 | 19 | 8.8 | 16800 | 13000 | 77.38% | 2.1 | 0 | 12 |  |  |  |  | R-32 | 1.4167 | Residential & Commercial | USHP | Ducted CEE Tier 1
215434119 | Central HP <5.4 tons | GOODMAN | HRCU-A-CB (Split System: Heat Pump with Remote Outdoor Unit-Air-Source) | GZV7SA2410A* |  |  | CHPEA3026*3A* | G*VM971005CNA* | 23200 | 19 | 8.6 | 23200 | 17000 | 73.28% | 2 | 0 | 11 |  |  |  |  | R-32 | 1.9333 | Residential & Commercial | USHP | Ducted CEE Tier 1
206765488 | Central HP <5.4 tons | TEMPSTAR | HRCU-A-CB (Split System: Heat Pump with Remote Outdoor Unit-Air-Source) | TVH825GKA3* |  |  | EA*4X24L17A*+WALLCON | *80CTL0901716A* | 23400 | 17 | 8.1 | 21800 | 16700 | 76.61% | 1.9 | 11.5 | 11 |  |  |  |  | R-410A | 1.95 | Residential & Commercial | USHP | Ducted CEE Tier 1
206765572 | Central HP <5.4 tons | TEMPSTAR | HRCU-A-CB (Split System: Heat Pump with Remote Outdoor Unit-Air-Source) | TVH825GKA3* |  |  | EA*4X30L14A*+WALLCON | *80CTL0701412A* | 23400 | 17 | 8.1 | 21600 | 16700 | 77.31% | 1.92 | 11 | 11 |  |  |  |  | R-410A | 1.95 | Residential & Commercial | USHP | Ducted CEE Tier 1
206765590 | Central HP <5.4 tons | TEMPSTAR | HRCU-A-CB (Split System: Heat Pump with Remote Outdoor Unit-Air-Source) | TVH825GKA3* |  |  | EA*4X30L17A*+WALLCON | *80CTL0701716A* | 23400 | 16.5 | 8.1 | 21600 | 16700 | 77.31% | 1.92 | 11 | 11 |  |  |  |  | R-410A | 1.95 | Residential & Commercial | USHP | Ducted CEE Tier 1
215439679 | Central HP <5.4 tons | AMANA | HRCU-A-CB (Split System: Heat Pump with Remote Outdoor Unit-Air-Source) | AZV6SA1810A* |  |  | CA*EA3022*3A* | A*VT960803BNA* | 17000 | 19 | 8.8 | 16800 | 13000 | 77.38% | 2.1 | 0 | 12 |  |  |  |  | R-32 | 1.4167 | Residential & Commercial | USHP | Ducted CEE Tier 1
215439686 | Central HP <5.4 tons | AMANA | HRCU-A-CB (Split System: Heat Pump with Remote Outdoor Unit-Air-Source) | AZV6SA1810A* |  |  | CA*EA2418*3A* | A*VT960403BNA* | 17000 | 19 | 8.8 | 16800 | 13000 | 77.38% | 2.1 | 0 | 12 |  |  |  |  | R-32 | 1.4167 | Residential & Commercial | USHP | Ducted CEE Tier 1
215439693 | Central HP <5.4 tons | AMANA | HRCU-A-CB (Split System: Heat Pump with Remote Outdoor Unit-Air-Source) | AZV6SA1810A* |  |  | CA*EA2418*3A* | A*VT800803B*A* | 17000 | 19 | 8.8 | 16800 | 13000 | 77.38% | 2.1 | 0 | 12 |  |  |  |  | R-32 | 1.4167 | Residential & Commercial | USHP | Ducted CEE Tier 1
215434102 | Central HP <5.4 tons | GOODMAN | HRCU-A-CB (Split System: Heat Pump with Remote Outdoor Unit-Air-Source) | GZV7SA2410A* |  |  | CA*EA3626*3A* | G*VS800805CUA* | 23200 | 19 | 8.6 | 23200 | 17000 | 73.28% | 2 | 0 | 11 |  |  |  |  | R-32 | 1.9333 | Residential & Commercial | USHP | Ducted CEE Tier 1
215434104 | Central HP <5.4 tons | GOODMAN | HRCU-A-CB (Split System: Heat Pump with Remote Outdoor Unit-Air-Source) | GZV7SA2410A* |  |  | CA*EA3626*3A* | G*VS960805CUA* | 23200 | 19 | 8.6 | 23200 | 17000 | 73.28% | 2 | 0 | 11 |  |  |  |  | R-32 | 1.9333 | Residential & Commercial | USHP | Ducted CEE Tier 1
215434121 | Central HP <5.4 tons | GOODMAN | HRCU-A-CB (Split System: Heat Pump with Remote Outdoor Unit-Air-Source) | GZV7SA2410A* |  |  | CHPEA3026*3A* | G*VS800805CUA* | 23200 | 19 | 8.6 | 23200 | 17000 | 73.28% | 2 | 0 | 11 |  |  |  |  | R-32 | 1.9333 | Residential & Commercial | USHP | Ducted CEE Tier 1
215434128 | Central HP <5.4 tons | GOODMAN | HRCU-A-CB (Split System: Heat Pump with Remote Outdoor Unit-Air-Source) | GZV7SA2410A* |  |  | CHPEA3026*3A* | G*VT800805C*A* | 23200 | 19 | 8.6 | 23200 | 17000 | 73.28% | 2 | 0 | 11 |  |  |  |  | R-32 | 1.9333 | Residential & Commercial | USHP | Ducted CEE Tier 1
216487857 | Central HP <5.4 tons | BRYANT HEATING AND COOLING SYSTEMS | HRCU-A-CB (Split System: Heat Pump with Remote Outdoor Unit-Air-Source) | 290VAN036**AA* | ADP |  | CE(P,V)3617G34*+TXV | 986TD66120C24*** | 32600 | 18 | 9 | 32600 | 24400 | 74.85% | 1.9 | 0 | 10 |  |  |  |  | R-454B | 2.7167 | Residential & Commercial | USHP | Ducted CEE Tier 1
216487984 | Central HP <5.4 tons | BRYANT HEATING AND COOLING SYSTEMS | HRCU-A-CB (Split System: Heat Pump with Remote Outdoor Unit-Air-Source) | 293VAN060**AA* | ADP |  | CE(P,V)6021G48*+TXV | 986TD66120C24*** | 56000 | 18 | 8.5 | 58500 | 45500 | 77.78% | 2.06 | 0 | 11 |  |  |  |  | R-454B | 4.6667 | Residential & Commercial | USHP | Ducted CEE Tier 1
215292656 | Central HP <5.4 tons | AIRQUEST | HRCU-A-CB (Split System: Heat Pump with Remote Outdoor Unit-Air-Source) | DLCURAH24ABK | ADP |  | H,GG36936 | *96VTN0401712A* | 23400 | 16 | 8.5 | 24200 | 23200 | 95.87% | 1.96 | 0 | 10 |  |  |  |  | R-410A | 1.95 | Residential & Commercial | USHP | Ducted CEE Tier 1
215292665 | Central HP <5.4 tons | AIRQUEST | HRCU-A-CB (Split System: Heat Pump with Remote Outdoor Unit-Air-Source) | DLCURAH24ABK | ADP |  | HG8J936 | *96VTN0401712A* | 23200 | 16 | 8.5 | 24200 | 23200 | 95.87% | 1.96 | 0 | 10 |  |  |  |  | R-410A | 1.9333 | Residential & Commercial | USHP | Ducted CEE Tier 1
215439697 | Central HP <5.4 tons | AMANA | HRCU-A-CB (Split System: Heat Pump with Remote Outdoor Unit-Air-Source) | AZV6SA1810A* |  |  | CHPEA2422*3A* | A*VT800603B*A* | 17000 | 19 | 8.8 | 16800 | 13000 | 77.38% | 2.1 | 0 | 12 |  |  |  |  | R-32 | 1.4167 | Residential & Commercial | USHP | Ducted CEE Tier 1
215439714 | Central HP <5.4 tons | AMANA | HRCU-A-CB (Split System: Heat Pump with Remote Outdoor Unit-Air-Source) | AZV6SA1810A* |  |  | CA*EA2418*3A* | A*VM970803BNA* | 17000 | 19 | 8.8 | 16800 | 13000 | 77.38% | 2.1 | 0 | 12 |  |  |  |  | R-32 | 1.4167 | Residential & Commercial | USHP | Ducted CEE Tier 1
215439766 | Central HP <5.4 tons | AMANA | HRCU-A-CB (Split System: Heat Pump with Remote Outdoor Unit-Air-Source) | AZV6SA1810A* |  |  | CA*EA2418*3A*+MBVK16CP1X00A* | 0 | 17000 | 19 | 8.8 | 16800 | 13000 | 77.38% | 2.1 | 0 | 12 |  |  |  |  | R-32 | 1.4167 | Residential & Commercial | USHP | Ducted CEE Tier 1
215439751 | Central HP <5.4 tons | GOODMAN | HRCU-A-CB (Split System: Heat Pump with Remote Outdoor Unit-Air-Source) | GZV6SA1810A* |  |  | CA*EA2418*3A* | G*VS800604BUA* | 17000 | 19 | 8.8 | 16800 | 13000 | 77.38% | 2.1 | 0 | 12 |  |  |  |  | R-32 | 1.4167 | Residential & Commercial | USHP | Ducted CEE Tier 1
215292681 | Central HP <5.4 tons | AIRQUEST | HRCU-A-CB (Split System: Heat Pump with Remote Outdoor Unit-Air-Source) | DLCURAH24ABK | ADP |  | HG31930 | *96VTN0401712B* | 22200 | 16 | 8.5 | 24600 | 23800 | 96.75% | 2 | 0 | 9.5 |  |  |  |  | R-410A | 1.85 | Residential & Commercial | USHP
215292699 | Central HP <5.4 tons | AIRQUEST | HRCU-A-CB (Split System: Heat Pump with Remote Outdoor Unit-Air-Source) | DLCURAH24ABK | ADP |  | H,GE34936 | *96VTN0401712B* | 23200 | 16 | 8.5 | 24600 | 23800 | 96.75% | 2 | 0 | 10 |  |  |  |  | R-410A | 1.9333 | Residential & Commercial | USHP | Ducted CEE Tier 1
215292724 | Central HP <5.4 tons | AIRQUEST | HRCU-A-CB (Split System: Heat Pump with Remote Outdoor Unit-Air-Source) | DLCURAH24ABK | ADP |  | HG80936 | *96VTN0401712B* | 23400 | 16 | 8.5 | 24600 | 23800 | 96.75% | 2 | 0 | 10 |  |  |  |  | R-410A | 1.95 | Residential & Commercial | USHP | Ducted CEE Tier 1
215292767 | Central HP <5.4 tons | AIRQUEST | HRCU-A-CB (Split System: Heat Pump with Remote Outdoor Unit-Air-Source) | DLCURAH24ABK | ADP |  | H,GG9J936 | *96VTN0601412A* | 23600 | 16 | 8.5 | 24200 | 23000 | 95.04% | 1.94 | 0 | 10 |  |  |  |  | R-410A | 1.9667 | Residential & Commercial | USHP | Ducted CEE Tier 1
215292790 | Central HP <5.4 tons | AIRQUEST | HRCU-A-CB (Split System: Heat Pump with Remote Outdoor Unit-Air-Source) | DLCURAH24ABK | ADP |  | H,GE32936 | *96VTN0601412B* | 23200 | 16 | 8.5 | 25200 | 26400 | 104.8% | 2.28 | 0 | 10 |  |  |  |  | R-410A | 1.9333 | Residential & Commercial | USHP | Ducted CEE Tier 1
215292808 | Central HP <5.4 tons | AIRQUEST | HRCU-A-CB (Split System: Heat Pump with Remote Outdoor Unit-Air-Source) | DLCURAH24ABK | ADP |  | HE30924 | *96VTN0601412B* | 22400 | 16 | 8.5 | 25200 | 26400 | 104.8% | 2.28 | 0 | 9.5 |  |  |  |  | R-410A | 1.8667 | Residential & Commercial | USHP
215292835 | Central HP <5.4 tons | AIRQUEST | HRCU-A-CB (Split System: Heat Pump with Remote Outdoor Unit-Air-Source) | DLCURAH24ABK | ADP |  | HE31930 | *96VTN0601714A* | 23400 | 16 | 8.5 | 25200 | 24000 | 95.24% | 2.02 | 0 | 10 |  |  |  |  | R-410A | 1.95 | Residential & Commercial | USHP | Ducted CEE Tier 1
215292858 | Central HP <5.4 tons | AIRQUEST | HRCU-A-CB (Split System: Heat Pump with Remote Outdoor Unit-Air-Source) | DLCURAH24ABK | ADP |  | HE30924 | *96VTN0601714A* | 23000 | 16 | 8.5 | 25200 | 24000 | 95.24% | 2.02 | 0 | 9.5 |  |  |  |  | R-410A | 1.9167 | Residential & Commercial | USHP
215292865 | Central HP <5.4 tons | AIRQUEST | HRCU-A-CB (Split System: Heat Pump with Remote Outdoor Unit-Air-Source) | DLCURAH24ABK | ADP |  | HE8J936 | *96VTN0601714A* | 24000 | 16 | 8.5 | 24400 | 22400 | 91.8% | 1.88 | 0 | 10 |  |  |  |  | R-410A | 2 | Residential & Commercial | USHP | Ducted CEE Tier 1
215292874 | Central HP <5.4 tons | AIRQUEST | HRCU-A-CB (Split System: Heat Pump with Remote Outdoor Unit-Air-Source) | DLCURAH24ABK | ADP |  | H,GE23936 | *96VTN0601716B* | 23000 | 16 | 9 | 24400 | 22800 | 93.44% | 1.92 | 0 | 10 |  |  |  |  | R-410A | 1.9167 | Residential & Commercial | USHP | Ducted CEE Tier 1
215292919 | Central HP <5.4 tons | AIRQUEST | HRCU-A-CB (Split System: Heat Pump with Remote Outdoor Unit-Air-Source) | DLCURAH24ABK | ADP |  | H,GG1K936 | *96VTN0601716B* | 24000 | 16 | 9 | 24400 | 22800 | 93.44% | 1.92 | 0 | 10.5 |  |  |  |  | R-410A | 2 | Residential & Commercial | USHP | Ducted CEE Tier 1
215292942 | Central HP <5.4 tons | AIRQUEST | HRCU-A-CB (Split System: Heat Pump with Remote Outdoor Unit-Air-Source) | DLCURAH24ABK | ADP |  | H,GG33936 | *96VTN0801716A* | 24000 | 16 | 8.1 | 24600 | 22600 | 91.87% | 1.9 | 0 | 10.5 |  |  |  |  | R-410A | 2 | Residential & Commercial | USHP | Ducted CEE Tier 1
215292949 | Central HP <5.4 tons | AIRQUEST | HRCU-A-CB (Split System: Heat Pump with Remote Outdoor Unit-Air-Source) | DLCURAH24ABK | ADP |  | HE34936 | *96VTN0801716A* | 24200 | 16 | 8.1 | 24600 | 22600 | 91.87% | 1.9 | 0 | 10.5 |  |  |  |  | R-410A | 2.0167 | Residential & Commercial | USHP | Ducted CEE Tier 1
215292951 | Central HP <5.4 tons | AIRQUEST | HRCU-A-CB (Split System: Heat Pump with Remote Outdoor Unit-Air-Source) | DLCURAH24ABK | ADP |  | H,GE35936 | *96VTN0801716A* | 24200 | 16 | 8.1 | 24600 | 22600 | 91.87% | 1.9 | 0 | 10.5 |  |  |  |  | R-410A | 2.0167 | Residential & Commercial | USHP | Ducted CEE Tier 1
215433944 | Central HP <5.4 tons | GOODMAN | HRCU-A-CB (Split System: Heat Pump with Remote Outdoor Unit-Air-Source) | GZV7SA4210A* |  |  | CHPEA4830*3A*+MBVK20DP1X00A* | 0 | 41000 | 17.5 | 8.8 | 41000 | 31000 | 75.61% | 2 | 0 | 10 |  |  |  |  | R-32 | 3.4167 | Residential & Commercial | USHP | Ducted CEE Tier 1
215434321 | Central HP <5.4 tons | GOODMAN | HRCU-A-CB (Split System: Heat Pump with Remote Outdoor Unit-Air-Source) | GZV7SA4210A* |  |  | CA*EA6030*3A* | G*VT961205DNA* | 40500 | 17 | 8.8 | 41000 | 31000 | 75.61% | 2 | 0 | 10 |  |  |  |  | R-32 | 3.375 | Residential & Commercial | USHP | Ducted CEE Tier 1
212603263 | Central HP <5.4 tons | DAY & NIGHT | HRCU-A-CB (Split System: Heat Pump with Remote Outdoor Unit-Air-Source) | DLCURAH36ABK | ADP |  | PL36H210P179 | *95ESN1002120A* | 36800 | 16 | 8.1 | 37800 | 34600 | 91.53% | 2.06 | 0 | 10.5 |  |  |  |  | R-410A | 3.0667 | Residential & Commercial | USHP | Ducted CEE Tier 1
214229392 | Central HP <5.4 tons | COMFORTMAKER | HRCU-A-CB (Split System: Heat Pump with Remote Outdoor Unit-Air-Source) | DLCURAH24ABK |  |  | EN(A,D)4X36L21** | *80MSU0802120A* | 23400 | 17 | 8.5 | 25800 | 23800 | 92.25% | 2 | 0 | 10.5 |  |  |  |  | R-410A | 1.95 | Residential & Commercial | USHP | Ducted CEE Tier 1
214776249 | Central HP <5.4 tons | ECOER | HRCU-A-CB (Split System: Heat Pump with Remote Outdoor Unit-Air-Source) | EODA18H-2436B | ADP |  | HG82936+AEFE4B* | 0 | 34200 | 18 | 9 | 34400 | 24800 | 72.09% | 2 | 0 | 11.2 |  |  |  |  | R-410A | 2.85 | Residential & Commercial | USHP | Ducted CEE Tier 1
216699872 | Central HP <5.4 tons | AMANA | HRCU-A-CB (Split System: Heat Pump with Remote Outdoor Unit-Air-Source) | AZV9SA361CA* |  |  | CA*EA6030*3A*+MBVK16CP1X00A* | 0 | 34200 | 19 | 9.2 | 32600 | 32600 | 100% | 2 | 0 | 11.7 |  |  |  |  | R-32 | 2.85 | Residential & Commercial | USHP | Ducted CEE Tier 1
214303004 | Central HP <5.4 tons | RUUD | HRCU-A-CB (Split System: Heat Pump with Remote Outdoor Unit-Air-Source) | RD17AZ36AJ3N | ADP |  | H,RG47936 | R921V0603A17M4S | 34200 | 18 | 8.1 | 32600 | 29400 | 90.18% | 1.9 | 0 | 10 |  |  |  |  | R-410A | 2.85 | Residential & Commercial | USHP | Ducted CEE Tier 1
216699847 | Central HP <5.4 tons | AMANA | HRCU-A-CB (Split System: Heat Pump with Remote Outdoor Unit-Air-Source) | AZV9SA241CA* |  |  | CHPEA4830*3A* | A*VT961005CNA* | 23000 | 18.2 | 8.5 | 21000 | 21000 | 100% | 2 | 0 | 11.7 |  |  |  |  | R-32 | 1.9167 | Residential & Commercial | USHP | Ducted CEE Tier 1
216699864 | Central HP <5.4 tons | AMANA | HRCU-A-CB (Split System: Heat Pump with Remote Outdoor Unit-Air-Source) | AZV9SA241CA* |  |  | CA*EA4830*3A* | A*VM970804CNA* | 23400 | 19.2 | 9.2 | 22000 | 22000 | 100% | 2 | 0 | 11.7 |  |  |  |  | R-32 | 1.95 | Residential & Commercial | USHP | Ducted CEE Tier 1
213613122 | Central HP <5.4 tons | GE | HRCU-A-CB (Split System: Heat Pump with Remote Outdoor Unit-Air-Source) | NS22H24MA4-**A | ADP |  | V36H175P789 | NF95X060S3B | 23800 | 19 | 8.2 | 21200 | 15000 | 70.75% | 1.96 | 0 | 13 |  |  |  |  | R-410A | 1.9833 | Residential & Commercial | USHP | Ducted CEE Tier 1
213353861 | Central HP <5.4 tons | HEIL | HRCU-A-CB (Split System: Heat Pump with Remote Outdoor Unit-Air-Source) | DLCURAH36ABK |  |  | F5MA4*42L*C* | 0 | 37200 | 16 | 9 | 38500 | 35000 | 90.91% | 2.04 | 0 | 10 |  |  |  |  | R-410A | 3.1 | Residential & Commercial | USHP | Ducted CEE Tier 1
212404711 | Central HP <5.4 tons | NAPOLEON | HRCU-A-CB (Split System: Heat Pump with Remote Outdoor Unit-Air-Source) | NS18HV48A60 |  |  | H,DE37960+TXV | WUV080T4BA | 46000 | 17 | 8.5 | 50000 | 35000 | 70% | 1.8 | 0 | 10 |  |  |  |  | R-410A | 3.8333 | Residential & Commercial | USHP | Ducted CEE Tier 1
215434105 | Central HP <5.4 tons | GOODMAN | HRCU-A-CB (Split System: Heat Pump with Remote Outdoor Unit-Air-Source) | GZV7SA2410A* |  |  | CA*EA3626*3A* | G*VT800603B*A* | 23200 | 19 | 8.6 | 23200 | 17000 | 73.28% | 2 | 0 | 11 |  |  |  |  | R-32 | 1.9333 | Residential & Commercial | USHP | Ducted CEE Tier 1
215434112 | Central HP <5.4 tons | GOODMAN | HRCU-A-CB (Split System: Heat Pump with Remote Outdoor Unit-Air-Source) | GZV7SA2410A* |  |  | CA*EA3626*3A* | G*VT960603BNA* | 23200 | 19 | 8.6 | 23200 | 17000 | 73.28% | 2 | 0 | 11 |  |  |  |  | R-32 | 1.9333 | Residential & Commercial | USHP | Ducted CEE Tier 1
213781696 | Central HP <5.4 tons | BRYANT HEATING AND COOLING SYSTEMS | HRCU-A-CB (Split System: Heat Pump with Remote Outdoor Unit-Air-Source) | 288BNV037*0**B* |  |  | CAP**6124AL*+UI | 987MC66120C24*** | 33200 | 17.5 | 8.5 | 32000 | 24800 | 77.5% | 1.98 | 0 | 11.7 |  |  |  |  | R-410A | 2.7667 | Residential & Commercial | USHP | Ducted CEE Tier 1
214810411 | Central HP <5.4 tons | RHEEM | HRCU-A-CB (Split System: Heat Pump with Remote Outdoor Unit-Air-Source) | RD17AZ60AJ3N | ADP |  | H,RE84960 | R951V1155A24M4S | 53500 | 17 | 8.1 | 52000 | 48500 | 93.27% | 1.75 | 0 | 9.5 |  |  |  |  | R-410A | 4.4583 | Residential & Commercial | USHP
213881439 | Central HP <5.4 tons | CARRIER | HRCU-A-CB (Split System: Heat Pump with Remote Outdoor Unit-Air-Source) | 38MURAQ36AB3* | ADP |  | PL36H210P299 | 58TP*B090V21**20 | 36800 | 16 | 8.5 | 36800 | 34600 | 94.02% | 2.08 | 0 | 10 |  |  |  |  | R-410A | 3.0667 | Residential & Commercial | USHP | Ducted CEE Tier 1
213613098 | Central HP <5.4 tons | GE | HRCU-A-CB (Split System: Heat Pump with Remote Outdoor Unit-Air-Source) | NS22H24MA4-**A | ADP |  | V36H175P789 | NF80L070S3B | 23600 | 20 | 8.2 | 20800 | 14700 | 70.67% | 2 | 0 | 13.5 |  |  |  |  | R-410A | 1.9667 | Residential & Commercial | USHP | Ducted CEE Tier 1
214499809 | Central HP <5.4 tons | GOODMAN | HRCU-A-CB (Split System: Heat Pump with Remote Outdoor Unit-Air-Source) | GSZS601810A* |  |  | CA*EA2422*4B* | G*VS800805CUA* | 16600 | 17.5 | 8.5 | 17400 | 13000 | 74.71% | 2.1 | 0 | 10.9 |  |  |  |  | R-410A | 1.3833 | Residential & Commercial | USHP | Ducted CEE Tier 1
214499811 | Central HP <5.4 tons | GOODMAN | HRCU-A-CB (Split System: Heat Pump with Remote Outdoor Unit-Air-Source) | GSZS601810A* |  |  | CA*EA2422*4B* | G*VC800805C*A* | 16600 | 17.5 | 8.5 | 17400 | 13000 | 74.71% | 2.1 | 0 | 10.9 |  |  |  |  | R-410A | 1.3833 | Residential & Commercial | USHP | Ducted CEE Tier 1
215292965 | Central HP <5.4 tons | AIRQUEST | HRCU-A-CB (Split System: Heat Pump with Remote Outdoor Unit-Air-Source) | DLCURAH24ABK | ADP |  | H,GG9J936 | *96VTN0801716A* | 24200 | 16 | 8.1 | 24600 | 22600 | 91.87% | 1.9 | 0 | 10.5 |  |  |  |  | R-410A | 2.0167 | Residential & Commercial | USHP | Ducted CEE Tier 1
215292967 | Central HP <5.4 tons | AIRQUEST | HRCU-A-CB (Split System: Heat Pump with Remote Outdoor Unit-Air-Source) | DLCURAH24ABK | ADP |  | H,GG1K936 | *96VTN0801716A* | 24200 | 16 | 8.1 | 24600 | 22600 | 91.87% | 1.9 | 0 | 10.5 |  |  |  |  | R-410A | 2.0167 | Residential & Commercial | USHP | Ducted CEE Tier 1
215292969 | Central HP <5.4 tons | AIRQUEST | HRCU-A-CB (Split System: Heat Pump with Remote Outdoor Unit-Air-Source) | DLCURAH24ABK | ADP |  | H,GG80936 | *96VTN0801716A* | 24200 | 16 | 8.1 | 24600 | 22600 | 91.87% | 1.9 | 0 | 10.5 |  |  |  |  | R-410A | 2.0167 | Residential & Commercial | USHP | Ducted CEE Tier 1
215292994 | Central HP <5.4 tons | AIRQUEST | HRCU-A-CB (Split System: Heat Pump with Remote Outdoor Unit-Air-Source) | DLCURAH24ABK | ADP |  | H,GG34936 | *96VTN0801716B* | 23400 | 17 | 8.5 | 24400 | 23800 | 97.54% | 2.02 | 0 | 10 |  |  |  |  | R-410A | 1.95 | Residential & Commercial | USHP | Ducted CEE Tier 1
215293026 | Central HP <5.4 tons | AIRQUEST | HRCU-A-CB (Split System: Heat Pump with Remote Outdoor Unit-Air-Source) | DLCURAH24ABK | ADP |  | H,GG24936 | *96VTN0802120A* | 23000 | 17 | 8.1 | 24200 | 23400 | 96.69% | 1.98 | 0 | 10 |  |  |  |  | R-410A | 1.9167 | Residential & Commercial | USHP | Ducted CEE Tier 1
215293042 | Central HP <5.4 tons | AIRQUEST | HRCU-A-CB (Split System: Heat Pump with Remote Outdoor Unit-Air-Source) | DLCURAH24ABK | ADP |  | HG33936 | *96VTN0802120A* | 23200 | 17 | 8.1 | 24200 | 23400 | 96.69% | 1.98 | 0 | 10 |  |  |  |  | R-410A | 1.9333 | Residential & Commercial | USHP | Ducted CEE Tier 1
215293044 | Central HP <5.4 tons | AIRQUEST | HRCU-A-CB (Split System: Heat Pump with Remote Outdoor Unit-Air-Source) | DLCURAH24ABK | ADP |  | HE33936 | *96VTN0802120A* | 23200 | 17 | 8.1 | 24200 | 23400 | 96.69% | 1.98 | 0 | 10 |  |  |  |  | R-410A | 1.9333 | Residential & Commercial | USHP | Ducted CEE Tier 1
215293101 | Central HP <5.4 tons | AIRQUEST | HRCU-A-CB (Split System: Heat Pump with Remote Outdoor Unit-Air-Source) | DLCURAH24ABK | ADP |  | H,GG36936 | *96VTN0802120B* | 23800 | 17 | 8.5 | 24800 | 23600 | 95.16% | 1.98 | 0 | 10.5 |  |  |  |  | R-410A | 1.9833 | Residential & Commercial | USHP | Ducted CEE Tier 1
213613092 | Central HP <5.4 tons | GE | HRCU-A-CB (Split System: Heat Pump with Remote Outdoor Unit-Air-Source) | NS22H24MA4-**A | ADP |  | PL36H175P789 | NF80L045S3A | 24000 | 21 | 8.1 | 21800 | 15500 | 71.1% | 2.04 | 0 | 13.5 |  |  |  |  | R-410A | 2 | Residential & Commercial | USHP | Ducted CEE Tier 1
211306381 | Central HP <5.4 tons | Mitsutomo | HRCU-A-CB (Split System: Heat Pump with Remote Outdoor Unit-Air-Source) | UHO36-NB-Q |  |  | UHM36-CB-Q | 0 | 36000 | 16 | 9.5 | 40000 | 34400 | 86% | 1.97 | 10.5 | 10 |  |  |  |  | R-410A | 3 | Residential & Commercial | USHP | Ducted CEE Tier 1
215293110 | Central HP <5.4 tons | AIRQUEST | HRCU-A-CB (Split System: Heat Pump with Remote Outdoor Unit-Air-Source) | DLCURAH24ABK | ADP |  | HE7J936 | *96VTN0802120B* | 23400 | 17 | 8.5 | 24800 | 23600 | 95.16% | 1.98 | 0 | 10 |  |  |  |  | R-410A | 1.95 | Residential & Commercial | USHP | Ducted CEE Tier 1
215293117 | Central HP <5.4 tons | AIRQUEST | HRCU-A-CB (Split System: Heat Pump with Remote Outdoor Unit-Air-Source) | DLCURAH24ABK | ADP |  | H,GG1K936 | *96VTN0802120B* | 23800 | 17 | 8.5 | 24800 | 23600 | 95.16% | 1.98 | 0 | 10.5 |  |  |  |  | R-410A | 1.9833 | Residential & Commercial | USHP | Ducted CEE Tier 1
215293124 | Central HP <5.4 tons | AIRQUEST | HRCU-A-CB (Split System: Heat Pump with Remote Outdoor Unit-Air-Source) | DLCURAH24ABK | ADP |  | H,GE23936 | *96VTN1002120A* | 22800 | 16 | 8.1 | 24400 | 23000 | 94.26% | 1.94 | 0 | 10 |  |  |  |  | R-410A | 1.9 | Residential & Commercial | USHP | Ducted CEE Tier 1
215293133 | Central HP <5.4 tons | AIRQUEST | HRCU-A-CB (Split System: Heat Pump with Remote Outdoor Unit-Air-Source) | DLCURAH24ABK | ADP |  | H,GG32930 | *96VTN1002120A* | 23400 | 17 | 8.5 | 24400 | 22400 | 91.8% | 1.9 | 0 | 9.5 |  |  |  |  | R-410A | 1.95 | Residential & Commercial | USHP
215293174 | Central HP <5.4 tons | AIRQUEST | HRCU-A-CB (Split System: Heat Pump with Remote Outdoor Unit-Air-Source) | DLCURAH24ABK | ADP |  | H,GG31924 | *96VTN1002120B* | 22600 | 17 | 8.5 | 24600 | 23400 | 95.12% | 1.98 | 0 | 9.5 |  |  |  |  | R-410A | 1.8833 | Residential & Commercial | USHP
215293183 | Central HP <5.4 tons | AIRQUEST | HRCU-A-CB (Split System: Heat Pump with Remote Outdoor Unit-Air-Source) | DLCURAH24ABK | ADP |  | HG32924 | *96VTN1002120B* | 22800 | 17 | 8.5 | 24600 | 23400 | 95.12% | 1.98 | 0 | 9.5 |  |  |  |  | R-410A | 1.9 | Residential & Commercial | USHP
215293210 | Central HP <5.4 tons | AIRQUEST | HRCU-A-CB (Split System: Heat Pump with Remote Outdoor Unit-Air-Source) | DLCURAH24ABK | ADP |  | HG8J936 | *96VTN1002120B* | 23400 | 17 | 8.5 | 24600 | 24200 | 98.37% | 2.04 | 0 | 10.5 |  |  |  |  | R-410A | 1.95 | Residential & Commercial | USHP | Ducted CEE Tier 1
215293228 | Central HP <5.4 tons | AIRQUEST | HRCU-A-CB (Split System: Heat Pump with Remote Outdoor Unit-Air-Source) | DLCURAH24ABK | ADP |  | H,GE31924 | *96VTN1002122A* | 22600 | 16 | 8.1 | 24200 | 23400 | 96.69% | 1.98 | 0 | 10 |  |  |  |  | R-410A | 1.8833 | Residential & Commercial | USHP | Ducted CEE Tier 1
206765608 | Central HP <5.4 tons | TEMPSTAR | HRCU-A-CB (Split System: Heat Pump with Remote Outdoor Unit-Air-Source) | TVH825GKA3* |  |  | EA*4X30L17A*+WALLCON | *96CTN0801714A* | 23400 | 16.5 | 8.1 | 21600 | 16800 | 77.78% | 1.9 | 11 | 10.5 |  |  |  |  | R-410A | 1.95 | Residential & Commercial | USHP | Ducted CEE Tier 1
212404701 | Central HP <5.4 tons | NAPOLEON | HRCU-A-CB (Split System: Heat Pump with Remote Outdoor Unit-Air-Source) | WSEHV4860RA1-N |  |  | H,DE37960+TXV | WPV070T4BA | 46000 | 17 | 8.5 | 50000 | 35000 | 70% | 1.8 | 0 | 10 |  |  |  |  | R-410A | 3.8333 | Residential & Commercial | USHP | Ducted CEE Tier 1
215433943 | Central HP <5.4 tons | GOODMAN | HRCU-A-CB (Split System: Heat Pump with Remote Outdoor Unit-Air-Source) | GZV7SA4210A* |  |  | CHPEA4830*3A*+MBVK16CP1X00A* | 0 | 41000 | 17.5 | 8.8 | 41000 | 31000 | 75.61% | 2 | 0 | 10 |  |  |  |  | R-32 | 3.4167 | Residential & Commercial | USHP | Ducted CEE Tier 1
215434322 | Central HP <5.4 tons | GOODMAN | HRCU-A-CB (Split System: Heat Pump with Remote Outdoor Unit-Air-Source) | GZV7SA4210A* |  |  | CHPEA4830*3A* | G*VM970804CNA* | 40500 | 16.5 | 8.6 | 41000 | 31000 | 75.61% | 2 | 0 | 10 |  |  |  |  | R-32 | 3.375 | Residential & Commercial | USHP | Ducted CEE Tier 1
215434336 | Central HP <5.4 tons | GOODMAN | HRCU-A-CB (Split System: Heat Pump with Remote Outdoor Unit-Air-Source) | GZV7SA4210A* |  |  | CHPEA6030*3A* | G*VM971005CNA* | 40500 | 16.5 | 8.6 | 41000 | 31000 | 75.61% | 2 | 0 | 10 |  |  |  |  | R-32 | 3.375 | Residential & Commercial | USHP | Ducted CEE Tier 1
215434323 | Central HP <5.4 tons | GOODMAN | HRCU-A-CB (Split System: Heat Pump with Remote Outdoor Unit-Air-Source) | GZV7SA4210A* |  |  | CHPEA4830*3A* | G*VM971005CNA* | 40500 | 16.5 | 8.6 | 41000 | 31000 | 75.61% | 2 | 0 | 10 |  |  |  |  | R-32 | 3.375 | Residential & Commercial | USHP | Ducted CEE Tier 1
215434337 | Central HP <5.4 tons | GOODMAN | HRCU-A-CB (Split System: Heat Pump with Remote Outdoor Unit-Air-Source) | GZV7SA4210A* |  |  | CHPEA6030*3A* | G*VM971205DNA* | 40500 | 17 | 8.6 | 41000 | 31000 | 75.61% | 2 | 0 | 10 |  |  |  |  | R-32 | 3.375 | Residential & Commercial | USHP | Ducted CEE Tier 1
215434339 | Central HP <5.4 tons | GOODMAN | HRCU-A-CB (Split System: Heat Pump with Remote Outdoor Unit-Air-Source) | GZV7SA4210A* |  |  | CHPEA6030*3A* | G*VS960805CUA* | 40500 | 16.5 | 8.6 | 41000 | 31000 | 75.61% | 2 | 0 | 10 |  |  |  |  | R-32 | 3.375 | Residential & Commercial | USHP | Ducted CEE Tier 1
207436230 | Central HP <5.4 tons | LENNOX | HRCU-A-CB (Split System: Heat Pump with Remote Outdoor Unit-Air-Source) | SL25XPV-024-230A** |  |  | CX35-36A+TDR | SL280UH070XV36A* | 22200 | 21.8 | 9.2 | 21600 | 20400 | 94.44% | 1.84 | 15 | 14.3 |  |  |  |  | R-410A | 1.85 | Residential & Commercial | USHP | Ducted CEE Tier 1
207436233 | Central HP <5.4 tons | LENNOX | HRCU-A-CB (Split System: Heat Pump with Remote Outdoor Unit-Air-Source) | SL25XPV-024-230A** |  |  | CX35-36B+TDR | SL280UH080NV48B* | 22200 | 21.6 | 9.1 | 21400 | 20600 | 96.26% | 1.84 | 15.5 | 14 |  |  |  |  | R-410A | 1.85 | Residential & Commercial | USHP | Ducted CEE Tier 1
215289670 | Central HP <5.4 tons | AIRQUEST | HRCU-A-CB (Split System: Heat Pump with Remote Outdoor Unit-Air-Source) | DLCURAH18ABK | ADP |  | HG34936 | *92MSN0601714A* | 17500 | 16 | 8.5 | 16900 | 19000 | 112.4% | 2.34 | 0 | 10.5 |  |  |  |  | R-410A | 1.4583 | Residential & Commercial | USHP | Ducted CEE Tier 1
215289686 | Central HP <5.4 tons | AIRQUEST | HRCU-A-CB (Split System: Heat Pump with Remote Outdoor Unit-Air-Source) | DLCURAH18ABK | ADP |  | HE8J936 | *92MSN0601714A* | 17500 | 16 | 8.5 | 16900 | 19000 | 112.4% | 2.34 | 0 | 10.5 |  |  |  |  | R-410A | 1.4583 | Residential & Commercial | USHP | Ducted CEE Tier 1
215289706 | Central HP <5.4 tons | AIRQUEST | HRCU-A-CB (Split System: Heat Pump with Remote Outdoor Unit-Air-Source) | DLCURAH18ABK | ADP |  | HG32936 | *92MSN0801716A* | 17400 | 16 | 8.5 | 17100 | 18700 | 109.4% | 2.3 | 0 | 10.5 |  |  |  |  | R-410A | 1.45 | Residential & Commercial | USHP | Ducted CEE Tier 1
215289722 | Central HP <5.4 tons | AIRQUEST | HRCU-A-CB (Split System: Heat Pump with Remote Outdoor Unit-Air-Source) | DLCURAH18ABK | ADP |  | H,GE30924 | *92MSN0801716A* | 16800 | 16 | 8.5 | 17100 | 18700 | 109.4% | 2.3 | 0 | 10.5 |  |  |  |  | R-410A | 1.4 | Residential & Commercial | USHP | Ducted CEE Tier 1
215434312 | Central HP <5.4 tons | GOODMAN | HRCU-A-CB (Split System: Heat Pump with Remote Outdoor Unit-Air-Source) | GZV7SA4210A* |  |  | CA*EA6030*3A* | G*VS800805CUA* | 40500 | 17 | 8.8 | 41000 | 31000 | 75.61% | 2 | 0 | 10 |  |  |  |  | R-32 | 3.375 | Residential & Commercial | USHP | Ducted CEE Tier 1
215434335 | Central HP <5.4 tons | GOODMAN | HRCU-A-CB (Split System: Heat Pump with Remote Outdoor Unit-Air-Source) | GZV7SA4210A* |  |  | CHPEA6030*3A* | G*VM970804CNA* | 40500 | 16.5 | 8.6 | 41000 | 31000 | 75.61% | 2 | 0 | 10 |  |  |  |  | R-32 | 3.375 | Residential & Commercial | USHP | Ducted CEE Tier 1
215434338 | Central HP <5.4 tons | GOODMAN | HRCU-A-CB (Split System: Heat Pump with Remote Outdoor Unit-Air-Source) | GZV7SA4210A* |  |  | CHPEA6030*3A* | G*VS800805CUA* | 40500 | 17 | 8.6 | 41000 | 31000 | 75.61% | 2 | 0 | 10 |  |  |  |  | R-32 | 3.375 | Residential & Commercial | USHP | Ducted CEE Tier 1
215439681 | Central HP <5.4 tons | AMANA | HRCU-A-CB (Split System: Heat Pump with Remote Outdoor Unit-Air-Source) | AZV6SA1810A* |  |  | CHPEA2422*3A* | A*VT960603BNA* | 17000 | 19 | 8.8 | 16800 | 13000 | 77.38% | 2.1 | 0 | 12 |  |  |  |  | R-32 | 1.4167 | Residential & Commercial | USHP | Ducted CEE Tier 1
215439699 | Central HP <5.4 tons | AMANA | HRCU-A-CB (Split System: Heat Pump with Remote Outdoor Unit-Air-Source) | AZV6SA1810A* |  |  | CA*EA2418*3A* | A*VT800603B*A* | 17000 | 19 | 8.8 | 16800 | 13000 | 77.38% | 2.1 | 0 | 12 |  |  |  |  | R-32 | 1.4167 | Residential & Commercial | USHP | Ducted CEE Tier 1
215289769 | Central HP <5.4 tons | AIRQUEST | HRCU-A-CB (Split System: Heat Pump with Remote Outdoor Unit-Air-Source) | DLCURAH18ABK | ADP |  | HG7J924 | *96MSN0261410A* | 16900 | 20 | 8.1 | 16700 | 18800 | 112.6% | 2.3 | 0 | 10 |  |  |  |  | R-410A | 1.4083 | Residential & Commercial | USHP | Ducted CEE Tier 1
215289772 | Central HP <5.4 tons | AIRQUEST | HRCU-A-CB (Split System: Heat Pump with Remote Outdoor Unit-Air-Source) | DLCURAH18ABK | ADP |  | H,GE7J936 | *96MSN0261410A* | 16900 | 20 | 8.1 | 16700 | 18800 | 112.6% | 2.3 | 0 | 10 |  |  |  |  | R-410A | 1.4083 | Residential & Commercial | USHP | Ducted CEE Tier 1
215289805 | Central HP <5.4 tons | AIRQUEST | HRCU-A-CB (Split System: Heat Pump with Remote Outdoor Unit-Air-Source) | DLCURAH18ABK | ADP |  | HG34936 | *96MSN0401410A* | 17400 | 16 | 8.5 | 16900 | 19100 | 113% | 2.34 | 0 | 10.5 |  |  |  |  | R-410A | 1.45 | Residential & Commercial | USHP | Ducted CEE Tier 1
215289839 | Central HP <5.4 tons | AIRQUEST | HRCU-A-CB (Split System: Heat Pump with Remote Outdoor Unit-Air-Source) | DLCURAH18ABK | ADP |  | H,GG32936 | *96MSN0401712A* | 17200 | 15.2 | 8.5 | 17100 | 18800 | 109.9% | 2.3 | 0 | 10 |  |  |  |  | R-410A | 1.4333 | Residential & Commercial | USHP | Ducted CEE Tier 1
215289854 | Central HP <5.4 tons | AIRQUEST | HRCU-A-CB (Split System: Heat Pump with Remote Outdoor Unit-Air-Source) | DLCURAH18ABK | ADP |  | HG35936 | *96MSN0401712A* | 17500 | 15.2 | 8.5 | 17100 | 18800 | 109.9% | 2.3 | 0 | 10.5 |  |  |  |  | R-410A | 1.4583 | Residential & Commercial | USHP | Ducted CEE Tier 1
215289869 | Central HP <5.4 tons | AIRQUEST | HRCU-A-CB (Split System: Heat Pump with Remote Outdoor Unit-Air-Source) | DLCURAH18ABK | ADP |  | H,GE9J936 | *96MSN0401712A* | 17500 | 15.2 | 8.5 | 17100 | 18800 | 109.9% | 2.3 | 0 | 10.5 |  |  |  |  | R-410A | 1.4583 | Residential & Commercial | USHP | Ducted CEE Tier 1
215289905 | Central HP <5.4 tons | AIRQUEST | HRCU-A-CB (Split System: Heat Pump with Remote Outdoor Unit-Air-Source) | DLCURAH18ABK | ADP |  | HG7J936 | *96MSN0601412A* | 17400 | 16 | 8.5 | 17000 | 19400 | 114.1% | 2.38 | 0 | 10.5 |  |  |  |  | R-410A | 1.45 | Residential & Commercial | USHP | Ducted CEE Tier 1
211253525 | Central HP <5.4 tons | PERFECTAIRE | HRCU-A-CB (Split System: Heat Pump with Remote Outdoor Unit-Air-Source) | 3PAHHSD30-SZO |  |  | 3PAHHSD30-AHU | 0 | 30000 | 16.2 | 8.9 | 33000 | 24000 | 72.73% | 1.8 | 11 | 10 |  |  |  |  | R-410A | 2.5 | Residential & Commercial | USHP | Ducted CEE Tier 1
213613097 | Central HP <5.4 tons | GE | HRCU-A-CB (Split System: Heat Pump with Remote Outdoor Unit-Air-Source) | NS22H24MA4-**A | ADP |  | PL36H175P789 | NF80L070S3B | 23600 | 20 | 8.2 | 20800 | 14700 | 70.67% | 2 | 0 | 13.5 |  |  |  |  | R-410A | 1.9667 | Residential & Commercial | USHP | Ducted CEE Tier 1
213613120 | Central HP <5.4 tons | GE | HRCU-A-CB (Split System: Heat Pump with Remote Outdoor Unit-Air-Source) | NS22H24MA4-**A | ADP |  | V36H175P149 | NF95X060S3B | 23600 | 19 | 8.1 | 21200 | 15000 | 70.75% | 1.94 | 0 | 12.5 |  |  |  |  | R-410A | 1.9667 | Residential & Commercial | USHP | Ducted CEE Tier 1
207455380 | Central HP <5.4 tons | LENNOX | HRCU-A-CB (Split System: Heat Pump with Remote Outdoor Unit-Air-Source) | SL25XPV-048-230A** | ADP |  | L*42/60Z9 | SL280UH080NV60C* | 46000 | 20 | 9.3 | 41500 | 35800 | 86.27% | 1.88 | 12.5 | 12.5 |  |  |  |  | R-410A | 3.8333 | Residential & Commercial | USHP | Ducted CEE Tier 1
216699855 | Central HP <5.4 tons | AMANA | HRCU-A-CB (Split System: Heat Pump with Remote Outdoor Unit-Air-Source) | AZV9SA241CA* |  |  | CHPEA4830*3A* | A*VT800804C*A* | 23000 | 18.2 | 9 | 21000 | 21000 | 100% | 2 | 0 | 11.7 |  |  |  |  | R-32 | 1.9167 | Residential & Commercial | USHP | Ducted CEE Tier 1
212603095 | Central HP <5.4 tons | DAY & NIGHT | HRCU-A-CB (Split System: Heat Pump with Remote Outdoor Unit-Air-Source) | DLCURAH18ABK | ADP |  | FG80936 | *96VSN0601412A* | 18000 | 16 | 8.5 | 17000 | 18000 | 105.9% | 2.22 | 0 | 11 |  |  |  |  | R-410A | 1.5 | Residential & Commercial | USHP | Ducted CEE Tier 1
210692550 | Central HP <5.4 tons | AMANA | HRCU-A-CB (Split System: Heat Pump with Remote Outdoor Unit-Air-Source) | ASZV903610A* |  |  | CHPF3743C6B*+TXV | A*VC800805C*A* | 33400 | 18 | 8.2 | 34000 | 24400 | 71.76% | 1.8 | 0 | 11 |  |  |  |  | R-410A | 2.7833 | Residential & Commercial | USHP | Ducted CEE Tier 1
212603102 | Central HP <5.4 tons | DAY & NIGHT | HRCU-A-CB (Split System: Heat Pump with Remote Outdoor Unit-Air-Source) | DLCURAH24ABK | ADP |  | FG80936 | *80ES(N,L)0701412A* | 24400 | 17 | 8.5 | 24200 | 21000 | 86.78% | 1.8 | 0 | 10 |  |  |  |  | R-410A | 2.0333 | Residential & Commercial | USHP | Ducted CEE Tier 1
213360274 | Central HP <5.4 tons | LENNOX | HRCU-A-CB (Split System: Heat Pump with Remote Outdoor Unit-Air-Source) | SL25XPV-036-230A** | ADP |  | LH23/37W9 | EL297UH090XV60C* | 33600 | 21 | 8.6 | 32800 | 26200 | 79.88% | 1.8 | 0 | 13 |  |  |  |  | R-410A | 2.8 | Residential & Commercial | USHP | Ducted CEE Tier 1
215289906 | Central HP <5.4 tons | AIRQUEST | HRCU-A-CB (Split System: Heat Pump with Remote Outdoor Unit-Air-Source) | DLCURAH18ABK | ADP |  | H,GE7J924 | *96MSN0601412A* | 17400 | 16 | 8.5 | 17000 | 19400 | 114.1% | 2.38 | 0 | 10.5 |  |  |  |  | R-410A | 1.45 | Residential & Commercial | USHP | Ducted CEE Tier 1
215289921 | Central HP <5.4 tons | AIRQUEST | HRCU-A-CB (Split System: Heat Pump with Remote Outdoor Unit-Air-Source) | DLCURAH18ABK | ADP |  | H,GG31924 | *96MSN0601716A* | 16900 | 15.2 | 8.5 | 16900 | 18600 | 110.1% | 2.28 | 0 | 10 |  |  |  |  | R-410A | 1.4083 | Residential & Commercial | USHP | Ducted CEE Tier 1
207436314 | Central HP <5.4 tons | LENNOX | HRCU-A-CB (Split System: Heat Pump with Remote Outdoor Unit-Air-Source) | SL25XPV-036-230A** |  |  | C35-50/60C+TDR+TXV | SLP99UH090XV48C* | 33600 | 22.2 | 8.7 | 34400 | 26800 | 77.91% | 1.82 | 14 | 13.3 |  |  |  |  | R-410A | 2.8 | Residential & Commercial | USHP | Ducted CEE Tier 1
215289922 | Central HP <5.4 tons | AIRQUEST | HRCU-A-CB (Split System: Heat Pump with Remote Outdoor Unit-Air-Source) | DLCURAH18ABK | ADP |  | H,GG31930 | *96MSN0601716A* | 16900 | 15.2 | 8.5 | 16900 | 18600 | 110.1% | 2.28 | 0 | 10 |  |  |  |  | R-410A | 1.4083 | Residential & Commercial | USHP | Ducted CEE Tier 1
215289953 | Central HP <5.4 tons | AIRQUEST | HRCU-A-CB (Split System: Heat Pump with Remote Outdoor Unit-Air-Source) | DLCURAH18ABK | ADP |  | HE7J936 | *96MSN0601716A* | 16900 | 16 | 8.5 | 16500 | 19000 | 115.2% | 2.32 | 0 | 10 |  |  |  |  | R-410A | 1.4083 | Residential & Commercial | USHP | Ducted CEE Tier 1
212603122 | Central HP <5.4 tons | DAY & NIGHT | HRCU-A-CB (Split System: Heat Pump with Remote Outdoor Unit-Air-Source) | DLCURAH24ABK | ADP |  | FG35936 | *80ES(N,L)0901714A* | 24800 | 17 | 8.5 | 24800 | 21600 | 87.1% | 1.84 | 0 | 10 |  |  |  |  | R-410A | 2.0667 | Residential & Commercial | USHP | Ducted CEE Tier 1
212603161 | Central HP <5.4 tons | DAY & NIGHT | HRCU-A-CB (Split System: Heat Pump with Remote Outdoor Unit-Air-Source) | DLCURAH24ABK | ADP |  | FG33936 | *80VTL0701716A* | 24000 | 17 | 8.1 | 24600 | 22600 | 91.87% | 1.9 | 0 | 10.5 |  |  |  |  | R-410A | 2 | Residential & Commercial | USHP | Ducted CEE Tier 1
212603163 | Central HP <5.4 tons | DAY & NIGHT | HRCU-A-CB (Split System: Heat Pump with Remote Outdoor Unit-Air-Source) | DLCURAH24ABK | ADP |  | V,G36H175P159 | *80VTL0701716A* | 24200 | 17 | 8.1 | 24600 | 22600 | 91.87% | 1.9 | 0 | 10.5 |  |  |  |  | R-410A | 2.0167 | Residential & Commercial | USHP | Ducted CEE Tier 1
212603170 | Central HP <5.4 tons | DAY & NIGHT | HRCU-A-CB (Split System: Heat Pump with Remote Outdoor Unit-Air-Source) | DLCURAH24ABK | ADP |  | FG80936 | *92ESN0601714A* | 24600 | 17 | 8.5 | 24600 | 21800 | 88.62% | 1.86 | 0 | 10 |  |  |  |  | R-410A | 2.05 | Residential & Commercial | USHP | Ducted CEE Tier 1
215289585 | Central HP <5.4 tons | AIRQUEST | HRCU-A-CB (Split System: Heat Pump with Remote Outdoor Unit-Air-Source) | DLCURAH18ABK | ADP |  | H,GG36936 | *92MSN0401712A* | 17200 | 16 | 8.1 | 16300 | 17600 | 108% | 2.16 | 0 | 10 |  |  |  |  | R-410A | 1.4333 | Residential & Commercial | USHP | Ducted CEE Tier 1
215289589 | Central HP <5.4 tons | AIRQUEST | HRCU-A-CB (Split System: Heat Pump with Remote Outdoor Unit-Air-Source) | DLCURAH18ABK | ADP |  | HG7J924 | *92MSN0401712A* | 16600 | 15.2 | 8.5 | 16500 | 18400 | 111.5% | 2.24 | 0 | 10 |  |  |  |  | R-410A | 1.3833 | Residential & Commercial | USHP | Ducted CEE Tier 1
215289619 | Central HP <5.4 tons | AIRQUEST | HRCU-A-CB (Split System: Heat Pump with Remote Outdoor Unit-Air-Source) | DLCURAH18ABK | ADP |  | HE32936 | *92MSN0601412A* | 17200 | 16 | 8.5 | 16900 | 19400 | 114.8% | 2.38 | 0 | 10.5 |  |  |  |  | R-410A | 1.4333 | Residential & Commercial | USHP | Ducted CEE Tier 1
215289636 | Central HP <5.4 tons | AIRQUEST | HRCU-A-CB (Split System: Heat Pump with Remote Outdoor Unit-Air-Source) | DLCURAH18ABK | ADP |  | H,GE7J924 | *92MSN0601412A* | 17300 | 16 | 8.5 | 16900 | 19400 | 114.8% | 2.38 | 0 | 10.5 |  |  |  |  | R-410A | 1.4417 | Residential & Commercial | USHP | Ducted CEE Tier 1
215290022 | Central HP <5.4 tons | AIRQUEST | HRCU-A-CB (Split System: Heat Pump with Remote Outdoor Unit-Air-Source) | DLCURAH18ABK | ADP |  | H,GE32936 | *96VTN0401410A* | 17100 | 16 | 8.5 | 16700 | 18800 | 112.6% | 2.3 | 0 | 10 |  |  |  |  | R-410A | 1.425 | Residential & Commercial | USHP | Ducted CEE Tier 1
215290040 | Central HP <5.4 tons | AIRQUEST | HRCU-A-CB (Split System: Heat Pump with Remote Outdoor Unit-Air-Source) | DLCURAH18ABK | ADP |  | HE7J936 | *96VTN0401410A* | 17200 | 16 | 8.5 | 16700 | 18800 | 112.6% | 2.3 | 0 | 10 |  |  |  |  | R-410A | 1.4333 | Residential & Commercial | USHP | Ducted CEE Tier 1
215290070 | Central HP <5.4 tons | AIRQUEST | HRCU-A-CB (Split System: Heat Pump with Remote Outdoor Unit-Air-Source) | DLCURAH18ABK | ADP |  | H,GG34936 | *96VTN0401410B* | 17200 | 16 | 8.5 | 16600 | 19000 | 114.5% | 2.34 | 0 | 10 |  |  |  |  | R-410A | 1.4333 | Residential & Commercial | USHP | Ducted CEE Tier 1
215290072 | Central HP <5.4 tons | AIRQUEST | HRCU-A-CB (Split System: Heat Pump with Remote Outdoor Unit-Air-Source) | DLCURAH18ABK | ADP |  | H,GE34936 | *96VTN0401410B* | 17200 | 16 | 8.5 | 16600 | 19000 | 114.5% | 2.34 | 0 | 10 |  |  |  |  | R-410A | 1.4333 | Residential & Commercial | USHP | Ducted CEE Tier 1
212404685 | Central HP <5.4 tons | NAPOLEON | HRCU-A-CB (Split System: Heat Pump with Remote Outdoor Unit-Air-Source) | NS18HV48A60 |  |  | H,DE50960 | WPV090T5BA | 54000 | 16 | 8.5 | 58000 | 41000 | 70.69% | 1.8 | 0 | 10 |  |  |  |  | R-410A | 4.5 | Residential & Commercial | USHP | Ducted CEE Tier 1
212404687 | Central HP <5.4 tons | NAPOLEON | HRCU-A-CB (Split System: Heat Pump with Remote Outdoor Unit-Air-Source) | NS18HV48A60 |  |  | H,DE50960 | WUV100T5BA | 54000 | 16 | 8.5 | 58000 | 41000 | 70.69% | 1.8 | 0 | 10 |  |  |  |  | R-410A | 4.5 | Residential & Commercial | USHP | Ducted CEE Tier 1
215293310 | Central HP <5.4 tons | AIRQUEST | HRCU-A-CB (Split System: Heat Pump with Remote Outdoor Unit-Air-Source) | DLCURAH24ABK | ADP |  | H,GE8J936 | *96VTN1002122B* | 23600 | 17 | 8.5 | 24800 | 23400 | 94.35% | 1.98 | 0 | 10.5 |  |  |  |  | R-410A | 1.9667 | Residential & Commercial | USHP | Ducted CEE Tier 1
215293258 | Central HP <5.4 tons | AIRQUEST | HRCU-A-CB (Split System: Heat Pump with Remote Outdoor Unit-Air-Source) | DLCURAH24ABK | ADP |  | HE7J936 | *96VTN1002122A* | 23000 | 17 | 8.1 | 24200 | 23400 | 96.69% | 1.98 | 0 | 10 |  |  |  |  | R-410A | 1.9167 | Residential & Commercial | USHP | Ducted CEE Tier 1
215439684 | Central HP <5.4 tons | AMANA | HRCU-A-CB (Split System: Heat Pump with Remote Outdoor Unit-Air-Source) | AZV6SA1810A* |  |  | CHPEA2422*3A* | A*VT960403BNA* | 17000 | 19 | 8.8 | 16800 | 13000 | 77.38% | 2.1 | 0 | 12 |  |  |  |  | R-32 | 1.4167 | Residential & Commercial | USHP | Ducted CEE Tier 1
215439711 | Central HP <5.4 tons | AMANA | HRCU-A-CB (Split System: Heat Pump with Remote Outdoor Unit-Air-Source) | AZV6SA1810A* |  |  | CA*EA2418*3A* | A*VM970804CNA* | 17000 | 19 | 8.8 | 16800 | 13000 | 77.38% | 2.1 | 0 | 12 |  |  |  |  | R-32 | 1.4167 | Residential & Commercial | USHP | Ducted CEE Tier 1
212603179 | Central HP <5.4 tons | DAY & NIGHT | HRCU-A-CB (Split System: Heat Pump with Remote Outdoor Unit-Air-Source) | DLCURAH24ABK | ADP |  | FG80936 | *92ESN0801716A* | 24200 | 17 | 8.1 | 24600 | 22400 | 91.06% | 1.88 | 0 | 10.5 |  |  |  |  | R-410A | 2.0167 | Residential & Commercial | USHP | Ducted CEE Tier 1
212603186 | Central HP <5.4 tons | DAY & NIGHT | HRCU-A-CB (Split System: Heat Pump with Remote Outdoor Unit-Air-Source) | DLCURAH24ABK | ADP |  | FG32936 | *95ESN0801716A* | 24600 | 15.2 | 8.5 | 25200 | 21600 | 85.71% | 1.8 | 0 | 10 |  |  |  |  | R-410A | 2.05 | Residential & Commercial | USHP | Ducted CEE Tier 1
212603206 | Central HP <5.4 tons | DAY & NIGHT | HRCU-A-CB (Split System: Heat Pump with Remote Outdoor Unit-Air-Source) | DLCURAH24ABK | ADP |  | FG80936 | *96VSN0401712A* | 23400 | 16 | 8.5 | 24200 | 23200 | 95.87% | 1.94 | 0 | 10 |  |  |  |  | R-410A | 1.95 | Residential & Commercial | USHP | Ducted CEE Tier 1
215294598 | Central HP <5.4 tons | AIRQUEST | HRCU-A-CB (Split System: Heat Pump with Remote Outdoor Unit-Air-Source) | DLCURAH36ABK | ADP |  | HG35936 | *92MSN0601412A* | 35400 | 15.2 | 8.5 | 36800 | 34800 | 94.57% | 2 | 0 | 9.5 |  |  |  |  | R-410A | 2.95 | Residential & Commercial | USHP
215294603 | Central HP <5.4 tons | AIRQUEST | HRCU-A-CB (Split System: Heat Pump with Remote Outdoor Unit-Air-Source) | DLCURAH36ABK | ADP |  | HE36936 | *92MSN0601412A* | 35600 | 15.2 | 8.1 | 36800 | 34800 | 94.57% | 1.94 | 0 | 10 |  |  |  |  | R-410A | 2.9667 | Residential & Commercial | USHP | Ducted CEE Tier 1
215294623 | Central HP <5.4 tons | AIRQUEST | HRCU-A-CB (Split System: Heat Pump with Remote Outdoor Unit-Air-Source) | DLCURAH36ABK | ADP |  | HG82936 | *92MSN0601412A* | 36200 | 15.2 | 8.5 | 36800 | 34800 | 94.57% | 2 | 0 | 10 |  |  |  |  | R-410A | 3.0167 | Residential & Commercial | USHP | Ducted CEE Tier 1
215294630 | Central HP <5.4 tons | AIRQUEST | HRCU-A-CB (Split System: Heat Pump with Remote Outdoor Unit-Air-Source) | DLCURAH36ABK | ADP |  | H,GE32936 | *92MSN0601714A* | 34800 | 16 | 8.1 | 36800 | 34800 | 94.57% | 1.82 | 0 | 9.5 |  |  |  |  | R-410A | 2.9 | Residential & Commercial | USHP
212603222 | Central HP <5.4 tons | DAY & NIGHT | HRCU-A-CB (Split System: Heat Pump with Remote Outdoor Unit-Air-Source) | DLCURAH24ABK | ADP |  | FG80936 | *96VTN0601714A* | 24000 | 16 | 8.5 | 24400 | 22400 | 91.8% | 1.88 | 0 | 10 |  |  |  |  | R-410A | 2 | Residential & Commercial | USHP | Ducted CEE Tier 1
212603229 | Central HP <5.4 tons | DAY & NIGHT | HRCU-A-CB (Split System: Heat Pump with Remote Outdoor Unit-Air-Source) | DLCURAH24ABK | ADP |  | PL36H175P789 | *96VTN0801716A* | 24200 | 17 | 8.5 | 24000 | 20800 | 86.67% | 1.78 | 0 | 10 |  |  |  |  | R-410A | 2.0167 | Residential & Commercial | USHP | Ducted CEE Tier 1
207436553 | Central HP <5.4 tons | LENNOX | HRCU-A-CB (Split System: Heat Pump with Remote Outdoor Unit-Air-Source) | SL25XPV-048-230A** |  |  | CH35-51C+TDR+TXV | SL297UH080NV60C* | 44500 | 20 | 9.2 | 45500 | 37600 | 82.64% | 1.82 | 12.5 | 12.2 |  |  |  |  | R-410A | 3.7083 | Residential & Commercial | USHP | Ducted CEE Tier 1
207455323 | Central HP <5.4 tons | LENNOX | HRCU-A-CB (Split System: Heat Pump with Remote Outdoor Unit-Air-Source) | SL25XPV-024-230A** | ADP |  | L*35/36U9 | SLP99UH070XV36B* | 22200 | 22 | 10 | 20000 | 20000 | 100% | 1.84 | 14 | 14 |  |  |  |  | R-410A | 1.85 | Residential & Commercial | USHP | Ducted CEE Tier 1
215439678 | Central HP <5.4 tons | AMANA | HRCU-A-CB (Split System: Heat Pump with Remote Outdoor Unit-Air-Source) | AZV6SA1810A* |  |  | CHPEA2422*3A* | A*VT960803BNA* | 17000 | 19 | 8.8 | 16800 | 13000 | 77.38% | 2.1 | 0 | 12 |  |  |  |  | R-32 | 1.4167 | Residential & Commercial | USHP | Ducted CEE Tier 1
207436580 | Central HP <5.4 tons | LENNOX | HRCU-A-CB (Split System: Heat Pump with Remote Outdoor Unit-Air-Source) | SL25XPV-048-230A** |  |  | CR33-50/60+TDR+TXV | SL280DF080NV60C* | 45500 | 20 | 9 | 43500 | 35400 | 81.38% | 1.86 | 12.5 | 12.2 |  |  |  |  | R-410A | 3.7917 | Residential & Commercial | USHP | Ducted CEE Tier 1
207436585 | Central HP <5.4 tons | LENNOX | HRCU-A-CB (Split System: Heat Pump with Remote Outdoor Unit-Air-Source) | SL25XPV-048-230A** |  |  | CR33-50/60+TDR+TXV | SLP99DF110XV60C* | 45500 | 20.6 | 9 | 44000 | 35400 | 80.45% | 1.84 | 12 | 12 |  |  |  |  | R-410A | 3.7917 | Residential & Commercial | USHP | Ducted CEE Tier 1
207436603 | Central HP <5.4 tons | LENNOX | HRCU-A-CB (Split System: Heat Pump with Remote Outdoor Unit-Air-Source) | SL25XPV-048-230A** |  |  | CX35-60C+TDR | EL296UH110XV48C* | 45500 | 20 | 9.5 | 44000 | 36400 | 82.73% | 1.9 | 12.5 | 12.2 |  |  |  |  | R-410A | 3.7917 | Residential & Commercial | USHP | Ducted CEE Tier 1
207436610 | Central HP <5.4 tons | LENNOX | HRCU-A-CB (Split System: Heat Pump with Remote Outdoor Unit-Air-Source) | SL25XPV-048-230A** |  |  | CX35-60C+TDR | SL280UH110XV60C* | 46000 | 20 | 9.5 | 44000 | 36200 | 82.27% | 1.92 | 12.5 | 12.5 |  |  |  |  | R-410A | 3.8333 | Residential & Commercial | USHP | Ducted CEE Tier 1
215434427 | Central HP <5.4 tons | GOODMAN | HRCU-A-CB (Split System: Heat Pump with Remote Outdoor Unit-Air-Source) | GZV7SA4810A* |  |  | CA*EA6030*3A* | G*VT800804C*A* | 45500 | 16.5 | 8.8 | 47000 | 33600 | 71.49% | 2 | 0 | 10 |  |  |  |  | R-32 | 3.7917 | Residential & Commercial | USHP | Ducted CEE Tier 1
216835154 | Central HP <5.4 tons | AMANA | HRCU-A-CB (Split System: Heat Pump with Remote Outdoor Unit-Air-Source) | AZV7SA6010A* |  |  | CHPEA6030*3A* | A*VT800805C*A* | 52000 | 16 | 8.5 | 52500 | 45000 | 85.71% | 1.8 | 0 | 9.8 |  |  |  |  | R-32 | 4.3333 | Residential & Commercial | USHP
214630481 | Central HP <5.4 tons | CARRIER | HRCU-A-CB (Split System: Heat Pump with Remote Outdoor Unit-Air-Source) | 25VNA837A*030* | ADP |  | PL36H210P299 | 59MN7B100C21**22 | 32400 | 18 | 8.5 | 30400 | 24400 | 80.26% | 2 | 0 | 11.7 |  |  |  |  | R-410A | 2.7 | Residential & Commercial | USHP | Ducted CEE Tier 1
214302983 | Central HP <5.4 tons | RUUD | HRCU-A-CB (Split System: Heat Pump with Remote Outdoor Unit-Air-Source) | RD17AZ36AJ3N | ADP |  | H,RG82936 | R801V0704A17UHU | 33600 | 18 | 8.1 | 32600 | 29200 | 89.57% | 1.9 | 0 | 9.5 |  |  |  |  | R-410A | 2.8 | Residential & Commercial | USHP
215290089 | Central HP <5.4 tons | AIRQUEST | HRCU-A-CB (Split System: Heat Pump with Remote Outdoor Unit-Air-Source) | DLCURAH18ABK | ADP |  | HG9J936 | *96VTN0401410B* | 17200 | 16 | 8.5 | 16600 | 19000 | 114.5% | 2.34 | 0 | 10 |  |  |  |  | R-410A | 1.4333 | Residential & Commercial | USHP | Ducted CEE Tier 1
215290103 | Central HP <5.4 tons | AIRQUEST | HRCU-A-CB (Split System: Heat Pump with Remote Outdoor Unit-Air-Source) | DLCURAH18ABK | ADP |  | H,GG32930 | *96VTN0401712A* | 17500 | 15.2 | 8.5 | 17100 | 18700 | 109.4% | 2.28 | 0 | 10 |  |  |  |  | R-410A | 1.4583 | Residential & Commercial | USHP | Ducted CEE Tier 1
215290104 | Central HP <5.4 tons | AIRQUEST | HRCU-A-CB (Split System: Heat Pump with Remote Outdoor Unit-Air-Source) | DLCURAH18ABK | ADP |  | H,GG32936 | *96VTN0401712A* | 17500 | 15.2 | 8.5 | 17100 | 18700 | 109.4% | 2.28 | 0 | 10 |  |  |  |  | R-410A | 1.4583 | Residential & Commercial | USHP | Ducted CEE Tier 1
215290107 | Central HP <5.4 tons | AIRQUEST | HRCU-A-CB (Split System: Heat Pump with Remote Outdoor Unit-Air-Source) | DLCURAH18ABK | ADP |  | H,GE32930 | *96VTN0401712A* | 17500 | 15.2 | 8.5 | 17100 | 18700 | 109.4% | 2.28 | 0 | 10 |  |  |  |  | R-410A | 1.4583 | Residential & Commercial | USHP | Ducted CEE Tier 1
214302992 | Central HP <5.4 tons | RUUD | HRCU-A-CB (Split System: Heat Pump with Remote Outdoor Unit-Air-Source) | RD17AZ36AJ3N | ADP |  | H,RG47936 | R802V0504A17UHS | 34200 | 18 | 8.1 | 32600 | 29400 | 90.18% | 1.9 | 0 | 10 |  |  |  |  | R-410A | 2.85 | Residential & Commercial | USHP | Ducted CEE Tier 1
216699882 | Central HP <5.4 tons | AMANA | HRCU-A-CB (Split System: Heat Pump with Remote Outdoor Unit-Air-Source) | AZV9SA361CA* |  |  | CA*EA6030*3A* | A*VT800804C*A* | 34200 | 19 | 9.2 | 32600 | 32600 | 100% | 2 | 0 | 11.7 |  |  |  |  | R-32 | 2.85 | Residential & Commercial | USHP | Ducted CEE Tier 1
215294712 | Central HP <5.4 tons | AIRQUEST | HRCU-A-CB (Split System: Heat Pump with Remote Outdoor Unit-Air-Source) | DLCURAH36ABK | ADP |  | H,GE80936 | *92MSN0801716A* | 35800 | 16 | 8.5 | 36200 | 34200 | 94.48% | 2.02 | 0 | 10 |  |  |  |  | R-410A | 2.9833 | Residential & Commercial | USHP | Ducted CEE Tier 1
215294714 | Central HP <5.4 tons | AIRQUEST | HRCU-A-CB (Split System: Heat Pump with Remote Outdoor Unit-Air-Source) | DLCURAH36ABK | ADP |  | H,GG81936 | *92MSN0801716A* | 35800 | 16 | 8.5 | 36200 | 34200 | 94.48% | 2.02 | 0 | 10 |  |  |  |  | R-410A | 2.9833 | Residential & Commercial | USHP | Ducted CEE Tier 1
215294723 | Central HP <5.4 tons | AIRQUEST | HRCU-A-CB (Split System: Heat Pump with Remote Outdoor Unit-Air-Source) | DLCURAH36ABK | ADP |  | H,GG24936 | *92MSN0802120A* | 33800 | 16 | 8.1 | 36800 | 34600 | 94.02% | 1.88 | 0 | 9.5 |  |  |  |  | R-410A | 2.8167 | Residential & Commercial | USHP
215294730 | Central HP <5.4 tons | AIRQUEST | HRCU-A-CB (Split System: Heat Pump with Remote Outdoor Unit-Air-Source) | DLCURAH36ABK | ADP |  | H,GE32936 | *92MSN0802120A* | 33800 | 16 | 8.5 | 36200 | 34200 | 94.48% | 2.02 | 0 | 9.5 |  |  |  |  | R-410A | 2.8167 | Residential & Commercial | USHP
215439685 | Central HP <5.4 tons | AMANA | HRCU-A-CB (Split System: Heat Pump with Remote Outdoor Unit-Air-Source) | AZV6SA1810A* |  |  | CA*EA3022*3A* | A*VT960403BNA* | 17000 | 19 | 8.8 | 16800 | 13000 | 77.38% | 2.1 | 0 | 12 |  |  |  |  | R-32 | 1.4167 | Residential & Commercial | USHP | Ducted CEE Tier 1
215439687 | Central HP <5.4 tons | AMANA | HRCU-A-CB (Split System: Heat Pump with Remote Outdoor Unit-Air-Source) | AZV6SA1810A* |  |  | CA*EA3022*3A* | A*VT800805C*A* | 17000 | 19 | 8.8 | 16800 | 13000 | 77.38% | 2.1 | 0 | 12 |  |  |  |  | R-32 | 1.4167 | Residential & Commercial | USHP | Ducted CEE Tier 1
215439696 | Central HP <5.4 tons | AMANA | HRCU-A-CB (Split System: Heat Pump with Remote Outdoor Unit-Air-Source) | AZV6SA1810A* |  |  | CA*EA2418*3A* | A*VT800604B*A* | 17000 | 19 | 8.8 | 16800 | 13000 | 77.38% | 2.1 | 0 | 12 |  |  |  |  | R-32 | 1.4167 | Residential & Commercial | USHP | Ducted CEE Tier 1
215439682 | Central HP <5.4 tons | AMANA | HRCU-A-CB (Split System: Heat Pump with Remote Outdoor Unit-Air-Source) | AZV6SA1810A* |  |  | CA*EA3022*3A* | A*VT960603BNA* | 17000 | 19 | 8.8 | 16800 | 13000 | 77.38% | 2.1 | 0 | 12 |  |  |  |  | R-32 | 1.4167 | Residential & Commercial | USHP | Ducted CEE Tier 1
216699870 | Central HP <5.4 tons | AMANA | HRCU-A-CB (Split System: Heat Pump with Remote Outdoor Unit-Air-Source) | AZV9SA361CA* |  |  | AHVE48CP0300A* | 0 | 34200 | 19 | 9.2 | 33400 | 33000 | 98.8% | 2.1 | 0 | 11.7 |  |  |  |  | R-32 | 2.85 | Residential & Commercial | USHP | Ducted CEE Tier 1
215434445 | Central HP <5.4 tons | GOODMAN | HRCU-A-CB (Split System: Heat Pump with Remote Outdoor Unit-Air-Source) | GZV7SA4810A* |  |  | CHPEA4830*3A* | G*VT961005CNA* | 45500 | 16.2 | 8.5 | 46000 | 33600 | 73.04% | 2 | 0 | 10 |  |  |  |  | R-32 | 3.7917 | Residential & Commercial | USHP | Ducted CEE Tier 1
216453221 | Central HP <5.4 tons | TRANE | HRCU-A-CB (Split System: Heat Pump with Remote Outdoor Unit-Air-Source) | 5TWV0X60A1 |  |  | 5PX*C009AS3 | S8V2C100M5PCB | 52500 | 18.4 | 9 | 54000 | 38000 | 70.37% | 2 | 0 | 10 |  |  |  |  | R-454B | 4.375 | Residential & Commercial | USHP | Ducted CEE Tier 1
216453257 | Central HP <5.4 tons | TRANE | HRCU-A-CB (Split System: Heat Pump with Remote Outdoor Unit-Air-Source) | 5TWV0X60A1 |  |  | 5TXCC009AS3 | S8V2C100M5PCB | 52500 | 18.4 | 9 | 54000 | 38000 | 70.37% | 2 | 0 | 10 |  |  |  |  | R-454B | 4.375 | Residential & Commercial | USHP | Ducted CEE Tier 1
213781626 | Central HP <5.4 tons | BRYANT HEATING AND COOLING SYSTEMS | HRCU-A-CB (Split System: Heat Pump with Remote Outdoor Unit-Air-Source) | 288BNV037*0**B* |  |  | CAP**6121AL*+UI | 986TD42060C17*** | 33000 | 17 | 8.1 | 32200 | 25000 | 77.64% | 1.96 | 0 | 11 |  |  |  |  | R-410A | 2.75 | Residential & Commercial | USHP | Ducted CEE Tier 1
213782026 | Central HP <5.4 tons | BRYANT HEATING AND COOLING SYSTEMS | HRCU-A-CB (Split System: Heat Pump with Remote Outdoor Unit-Air-Source) | 288BNV037*0**B* |  |  | CSPH*4212AL*+UI | 986TD66100C21*** | 32600 | 16.5 | 8.1 | 33000 | 24600 | 74.55% | 1.94 | 0 | 11 |  |  |  |  | R-410A | 2.7167 | Residential & Commercial | USHP | Ducted CEE Tier 1
215439701 | Central HP <5.4 tons | AMANA | HRCU-A-CB (Split System: Heat Pump with Remote Outdoor Unit-Air-Source) | AZV6SA1810A* |  |  | CA*EA2418*3A* | A*VS960805CUA* | 17000 | 19 | 8.8 | 16800 | 13000 | 77.38% | 2.1 | 0 | 12 |  |  |  |  | R-32 | 1.4167 | Residential & Commercial | USHP | Ducted CEE Tier 1
215294773 | Central HP <5.4 tons | AIRQUEST | HRCU-A-CB (Split System: Heat Pump with Remote Outdoor Unit-Air-Source) | DLCURAH36ABK | ADP |  | HE8J936 | *92MSN0802120A* | 35200 | 16 | 8.1 | 36800 | 34600 | 94.02% | 1.88 | 0 | 10 |  |  |  |  | R-410A | 2.9333 | Residential & Commercial | USHP | Ducted CEE Tier 1
215294814 | Central HP <5.4 tons | AIRQUEST | HRCU-A-CB (Split System: Heat Pump with Remote Outdoor Unit-Air-Source) | DLCURAH36ABK | ADP |  | HG8J936 | *92MSN1002120A* | 35400 | 16 | 8.1 | 36800 | 34600 | 94.02% | 1.88 | 0 | 10 |  |  |  |  | R-410A | 2.95 | Residential & Commercial | USHP | Ducted CEE Tier 1
212404709 | Central HP <5.4 tons | NAPOLEON | HRCU-A-CB (Split System: Heat Pump with Remote Outdoor Unit-Air-Source) | NS18HV48A60 |  |  | H,DE37960+TXV | WPV070T4BA | 46000 | 17 | 8.5 | 50000 | 35000 | 70% | 1.8 | 0 | 10 |  |  |  |  | R-410A | 3.8333 | Residential & Commercial | USHP | Ducted CEE Tier 1
216487742 | Central HP <5.4 tons | BRYANT HEATING AND COOLING SYSTEMS | HRCU-A-CB (Split System: Heat Pump with Remote Outdoor Unit-Air-Source) | 293VAN060**AA* | ADP |  | CE(P,V)6021G48*+TXV | 88*TB60110C21*** | 55500 | 19 | 8.5 | 58500 | 46000 | 78.63% | 2.02 | 0 | 11 |  |  |  |  | R-454B | 4.625 | Residential & Commercial | USHP | Ducted CEE Tier 1
212404702 | Central HP <5.4 tons | NAPOLEON | HRCU-A-CB (Split System: Heat Pump with Remote Outdoor Unit-Air-Source) | WSEHV4860RA1-N |  |  | H,DE37960+TXV | WUV070T4BA | 46000 | 17 | 8.5 | 50000 | 35000 | 70% | 1.8 | 0 | 10 |  |  |  |  | R-410A | 3.8333 | Residential & Commercial | USHP | Ducted CEE Tier 1
215433963 | Central HP <5.4 tons | GOODMAN | HRCU-A-CB (Split System: Heat Pump with Remote Outdoor Unit-Air-Source) | GZV7SA4810A* |  |  | CHPEA6030*3A*+MBVK16CP1X00A* | 0 | 45500 | 17 | 8.5 | 46500 | 33600 | 72.26% | 2 | 0 | 10 |  |  |  |  | R-32 | 3.7917 | Residential & Commercial | USHP | Ducted CEE Tier 1
216487692 | Central HP <5.4 tons | BRYANT HEATING AND COOLING SYSTEMS | HRCU-A-CB (Split System: Heat Pump with Remote Outdoor Unit-Air-Source) | 293VAN048**AA* | ADP |  | CE(P,V)6021G48*+TXV | 987MC42080C17*** | 43000 | 20 | 9.5 | 47000 | 36200 | 77.02% | 2 | 0 | 10.5 |  |  |  |  | R-454B | 3.5833 | Residential & Commercial | USHP | Ducted CEE Tier 1
216487717 | Central HP <5.4 tons | BRYANT HEATING AND COOLING SYSTEMS | HRCU-A-CB (Split System: Heat Pump with Remote Outdoor Unit-Air-Source) | 293VAN048**AA* | ADP |  | CE(P,V)6021G48*+TXV | 987MC66100C21*** | 44500 | 21 | 9.5 | 46500 | 36400 | 78.28% | 2 | 0 | 10.5 |  |  |  |  | R-454B | 3.7083 | Residential & Commercial | USHP | Ducted CEE Tier 1
212404680 | Central HP <5.4 tons | NAPOLEON | HRCU-A-CB (Split System: Heat Pump with Remote Outdoor Unit-Air-Source) | WSEHV4860RA1-N |  |  | H,DE50960 | WPV100T5BA | 54000 | 16 | 8.5 | 58000 | 41000 | 70.69% | 1.8 | 0 | 10 |  |  |  |  | R-410A | 4.5 | Residential & Commercial | USHP | Ducted CEE Tier 1
216699867 | Central HP <5.4 tons | AMANA | HRCU-A-CB (Split System: Heat Pump with Remote Outdoor Unit-Air-Source) | AZV9SA361CA* |  |  | AHVE48DP1300A* | 0 | 34200 | 19 | 9.2 | 33400 | 33000 | 98.8% | 2.1 | 0 | 11.7 |  |  |  |  | R-32 | 2.85 | Residential & Commercial | USHP | Ducted CEE Tier 1
216699868 | Central HP <5.4 tons | AMANA | HRCU-A-CB (Split System: Heat Pump with Remote Outdoor Unit-Air-Source) | AZV9SA361CA* |  |  | AHVE48DP0300A* | 0 | 34200 | 19 | 9.2 | 33400 | 33000 | 98.8% | 2.1 | 0 | 11.7 |  |  |  |  | R-32 | 2.85 | Residential & Commercial | USHP | Ducted CEE Tier 1
216699850 | Central HP <5.4 tons | AMANA | HRCU-A-CB (Split System: Heat Pump with Remote Outdoor Unit-Air-Source) | AZV9SA241CA* |  |  | CA*EA4830*3A* | A*VT960804CNA* | 23400 | 19.2 | 9.2 | 22000 | 22000 | 100% | 2 | 0 | 11.7 |  |  |  |  | R-32 | 1.95 | Residential & Commercial | USHP | Ducted CEE Tier 1
216990516 | Central HP <5.4 tons | BRYANT HEATING AND COOLING SYSTEMS | HRCU-A-CB (Split System: Heat Pump with Remote Outdoor Unit-Air-Source) | 291VAN054**AA* | ADP |  | PL60H210P29*+TXV | 88*TB60070C21*** | 48000 | 19 | 10.5 | 51000 | 53500 | 104.9% | 1.92 | 0 | 10.5 |  |  |  |  | R-454B | 4 | Residential & Commercial | USHP | Ducted CEE Tier 1
216990381 | Central HP <5.4 tons | BRYANT HEATING AND COOLING SYSTEMS | HRCU-A-CB (Split System: Heat Pump with Remote Outdoor Unit-Air-Source) | 290VAN060**AA* | ADP |  | V,C60H245P76*+TXV | 88*TB66135C24*** | 54500 | 18 | 9 | 57000 | 41000 | 71.93% | 2.02 | 0 | 8.5 |  |  |  |  | R-454B | 4.5417 | Residential & Commercial | USHP
216990565 | Central HP <5.4 tons | BRYANT HEATING AND COOLING SYSTEMS | HRCU-A-CB (Split System: Heat Pump with Remote Outdoor Unit-Air-Source) | 293VAN036**AA* | ADP |  | PL36H175P15*+TXV | 88*TB36070C14*** | 33400 | 19 | 9 | 33600 | 26600 | 79.17% | 1.92 | 0 | 11 |  |  |  |  | R-454B | 2.7833 | Residential & Commercial | USHP | Ducted CEE Tier 1
214244072 | Central HP <5.4 tons | BRYANT HEATING AND COOLING SYSTEMS | HRCU-A-CB (Split System: Heat Pump with Remote Outdoor Unit-Air-Source) | 284ANV024*0**B* |  |  | CNPV*4221AL*+UI | 88*TB60110C21*** | 23400 | 20 | 10 | 26600 | 19800 | 74.44% | 2.44 | 0 | 13 |  |  |  |  | R-410A | 1.95 | Residential & Commercial | USHP | Ducted CEE Tier 1
216990331 | Central HP <5.4 tons | BRYANT HEATING AND COOLING SYSTEMS | HRCU-A-CB (Split System: Heat Pump with Remote Outdoor Unit-Air-Source) | 290VAN048**AA* | ADP |  | C48A***L15*+TXV | 88*TB60090C21*** | 44500 | 18 | 9 | 46500 | 33600 | 72.26% | 2.06 | 0 | 9.5 |  |  |  |  | R-454B | 3.7083 | Residential & Commercial | USHP
216990580 | Central HP <5.4 tons | BRYANT HEATING AND COOLING SYSTEMS | HRCU-A-CB (Split System: Heat Pump with Remote Outdoor Unit-Air-Source) | 293VAN036**AA* | ADP |  | V,C36H175P13*+TXV | 88*TB48070C17*** | 32600 | 19 | 9.5 | 33600 | 26600 | 79.17% | 2 | 0 | 11 |  |  |  |  | R-454B | 2.7167 | Residential & Commercial | USHP | Ducted CEE Tier 1
216990581 | Central HP <5.4 tons | BRYANT HEATING AND COOLING SYSTEMS | HRCU-A-CB (Split System: Heat Pump with Remote Outdoor Unit-Air-Source) | 293VAN036**AA* | ADP |  | C36A***L53*+TXV | 88*TB48070C17*** | 33600 | 20 | 9 | 33200 | 26000 | 78.31% | 1.94 | 0 | 11.5 |  |  |  |  | R-454B | 2.8 | Residential & Commercial | USHP | Ducted CEE Tier 1
215439680 | Central HP <5.4 tons | AMANA | HRCU-A-CB (Split System: Heat Pump with Remote Outdoor Unit-Air-Source) | AZV6SA1810A* |  |  | CA*EA2418*3A* | A*VT960803BNA* | 17000 | 19 | 8.8 | 16800 | 13000 | 77.38% | 2.1 | 0 | 12 |  |  |  |  | R-32 | 1.4167 | Residential & Commercial | USHP | Ducted CEE Tier 1
215439683 | Central HP <5.4 tons | AMANA | HRCU-A-CB (Split System: Heat Pump with Remote Outdoor Unit-Air-Source) | AZV6SA1810A* |  |  | CA*EA2418*3A* | A*VT960603BNA* | 17000 | 19 | 8.8 | 16800 | 13000 | 77.38% | 2.1 | 0 | 12 |  |  |  |  | R-32 | 1.4167 | Residential & Commercial | USHP | Ducted CEE Tier 1
207436331 | Central HP <5.4 tons | LENNOX | HRCU-A-CB (Split System: Heat Pump with Remote Outdoor Unit-Air-Source) | SL25XPV-036-230A** |  |  | CH35-42B+TDR+TXV | SL280UH080NV48B* | 34600 | 21 | 8.8 | 34200 | 26200 | 76.61% | 1.82 | 14 | 13.3 |  |  |  |  | R-410A | 2.8833 | Residential & Commercial | USHP | Ducted CEE Tier 1
215439713 | Central HP <5.4 tons | AMANA | HRCU-A-CB (Split System: Heat Pump with Remote Outdoor Unit-Air-Source) | AZV6SA1810A* |  |  | CA*EA3022*3A* | A*VM970803BNA* | 17000 | 19 | 8.8 | 16800 | 13000 | 77.38% | 2.1 | 0 | 12 |  |  |  |  | R-32 | 1.4167 | Residential & Commercial | USHP | Ducted CEE Tier 1
215439767 | Central HP <5.4 tons | AMANA | HRCU-A-CB (Split System: Heat Pump with Remote Outdoor Unit-Air-Source) | AZV6SA1810A* |  |  | CHPEA2422*3A*+MBVK12BP1X00A* | 0 | 17000 | 19 | 8.8 | 16800 | 13000 | 77.38% | 2.1 | 0 | 12 |  |  |  |  | R-32 | 1.4167 | Residential & Commercial | USHP | Ducted CEE Tier 1
216990632 | Central HP <5.4 tons | BRYANT HEATING AND COOLING SYSTEMS | HRCU-A-CB (Split System: Heat Pump with Remote Outdoor Unit-Air-Source) | 293VAN048**AA* | ADP |  | V,C48H210P16*+TXV | 88*TB60070C21*** | 43500 | 21 | 9.5 | 46500 | 36200 | 77.85% | 2 | 0 | 10.5 |  |  |  |  | R-454B | 3.625 | Residential & Commercial | USHP | Ducted CEE Tier 1
216990548 | Central HP <5.4 tons | BRYANT HEATING AND COOLING SYSTEMS | HRCU-A-CB (Split System: Heat Pump with Remote Outdoor Unit-Air-Source) | 291VAN054**AA* | ADP |  | C60A***L19*+TXV | 88*TB60110C21*** | 49500 | 19 | 10.5 | 50500 | 52500 | 104% | 1.96 | 0 | 11.5 |  |  |  |  | R-454B | 4.125 | Residential & Commercial | USHP | Ducted CEE Tier 1
214303016 | Central HP <5.4 tons | RUUD | HRCU-A-CB (Split System: Heat Pump with Remote Outdoor Unit-Air-Source) | RD17AZ36AJ3N | ADP |  | H,RG47936 | R951V0703A17M4S | 34200 | 18 | 8.1 | 32600 | 29200 | 89.57% | 1.9 | 0 | 10 |  |  |  |  | R-410A | 2.85 | Residential & Commercial | USHP | Ducted CEE Tier 1
216453261 | Central HP <5.4 tons | TRANE | HRCU-A-CB (Split System: Heat Pump with Remote Outdoor Unit-Air-Source) | 5TWV0X60A1 |  |  | 5TXCD008AS3 | S8V2D120M5PCB | 52000 | 18.6 | 9 | 54500 | 38500 | 70.64% | 2 | 0 | 10 |  |  |  |  | R-454B | 4.3333 | Residential & Commercial | USHP | Ducted CEE Tier 1
216453275 | Central HP <5.4 tons | TRANE | HRCU-A-CB (Split System: Heat Pump with Remote Outdoor Unit-Air-Source) | 5TWV0X60A1 |  |  | 5TXCD010AS3 | S8V2D120M5PCB | 53000 | 18.8 | 9.4 | 54000 | 38000 | 70.37% | 2 | 0 | 10.5 |  |  |  |  | R-454B | 4.4167 | Residential & Commercial | USHP | Ducted CEE Tier 1
213785082 | Central HP <5.4 tons | BRYANT HEATING AND COOLING SYSTEMS | HRCU-A-CB (Split System: Heat Pump with Remote Outdoor Unit-Air-Source) | 284ANV024*0**B* |  |  | CAP**3617AL*+UI | 986TD42060C17*** | 23200 | 19.5 | 10 | 26800 | 20000 | 74.63% | 2.38 | 0 | 12.5 |  |  |  |  | R-410A | 1.9333 | Residential & Commercial | USHP | Ducted CEE Tier 1
213785112 | Central HP <5.4 tons | BRYANT HEATING AND COOLING SYSTEMS | HRCU-A-CB (Split System: Heat Pump with Remote Outdoor Unit-Air-Source) | 284ANV024*0**B* |  |  | CAP**3721AL*+UI | 88*TB48090C17*** | 23800 | 20 | 10.5 | 26400 | 19700 | 74.62% | 2.54 | 0 | 12.5 |  |  |  |  | R-410A | 1.9833 | Residential & Commercial | USHP | Ducted CEE Tier 1
214303008 | Central HP <5.4 tons | RUUD | HRCU-A-CB (Split System: Heat Pump with Remote Outdoor Unit-Air-Source) | RD17AZ36AJ3N | ADP |  | H,RG47936 | R951V0403A17M4S | 34200 | 18 | 8.1 | 32600 | 29200 | 89.57% | 1.9 | 0 | 10 |  |  |  |  | R-410A | 2.85 | Residential & Commercial | USHP | Ducted CEE Tier 1
214303010 | Central HP <5.4 tons | RUUD | HRCU-A-CB (Split System: Heat Pump with Remote Outdoor Unit-Air-Source) | RD17AZ36AJ3N | ADP |  | H,RG47936 | R951V0403A17UHU | 34200 | 18 | 8.1 | 32600 | 29400 | 90.18% | 1.9 | 0 | 10 |  |  |  |  | R-410A | 2.85 | Residential & Commercial | USHP | Ducted CEE Tier 1
214303003 | Central HP <5.4 tons | RUUD | HRCU-A-CB (Split System: Heat Pump with Remote Outdoor Unit-Air-Source) | RD17AZ36AJ3N | ADP |  | H,RG82936 | R921V0403A17M4S | 33600 | 18 | 8.1 | 32600 | 29200 | 89.57% | 1.9 | 0 | 9.5 |  |  |  |  | R-410A | 2.8 | Residential & Commercial | USHP
215434203 | Central HP <5.4 tons | GOODMAN | HRCU-A-CB (Split System: Heat Pump with Remote Outdoor Unit-Air-Source) | GZV7SA3610A* |  |  | CA*EA4830*3A* | G*VT801005C*A* | 34800 | 18.5 | 8.5 | 35000 | 28400 | 81.14% | 2 | 0 | 10.5 |  |  |  |  | R-32 | 2.9 | Residential & Commercial | USHP | Ducted CEE Tier 1
216990634 | Central HP <5.4 tons | BRYANT HEATING AND COOLING SYSTEMS | HRCU-A-CB (Split System: Heat Pump with Remote Outdoor Unit-Air-Source) | 293VAN048**AA* | ADP |  | C60A***L16*+TXV | 88*TB60070C21*** | 43500 | 21 | 9.5 | 46500 | 36200 | 77.85% | 2 | 0 | 10.5 |  |  |  |  | R-454B | 3.625 | Residential & Commercial | USHP | Ducted CEE Tier 1
216990649 | Central HP <5.4 tons | BRYANT HEATING AND COOLING SYSTEMS | HRCU-A-CB (Split System: Heat Pump with Remote Outdoor Unit-Air-Source) | 293VAN048**AA* | ADP |  | PL60H210P17*+TXV | 88*TB60090C21*** | 44500 | 21 | 9.5 | 46500 | 36200 | 77.85% | 2 | 0 | 11 |  |  |  |  | R-454B | 3.7083 | Residential & Commercial | USHP | Ducted CEE Tier 1
215293278 | Central HP <5.4 tons | AIRQUEST | HRCU-A-CB (Split System: Heat Pump with Remote Outdoor Unit-Air-Source) | DLCURAH24ABK | ADP |  | HE31924 | *96VTN1002122B* | 23200 | 17 | 8.5 | 24800 | 22800 | 91.94% | 1.92 | 0 | 9.5 |  |  |  |  | R-410A | 1.9333 | Residential & Commercial | USHP
212603111 | Central HP <5.4 tons | DAY & NIGHT | HRCU-A-CB (Split System: Heat Pump with Remote Outdoor Unit-Air-Source) | DLCURAH24ABK | ADP |  | FG35936 | *80ES(N,L)0701716A* | 24800 | 16 | 8.1 | 25200 | 21800 | 86.51% | 1.82 | 0 | 10.5 |  |  |  |  | R-410A | 2.0667 | Residential & Commercial | USHP | Ducted CEE Tier 1
212603154 | Central HP <5.4 tons | DAY & NIGHT | HRCU-A-CB (Split System: Heat Pump with Remote Outdoor Unit-Air-Source) | DLCURAH24ABK | ADP |  | FG35936 | *80VSL0701716A* | 24000 | 17 | 8.5 | 24400 | 22400 | 91.8% | 1.9 | 0 | 10 |  |  |  |  | R-410A | 2 | Residential & Commercial | USHP | Ducted CEE Tier 1
212603181 | Central HP <5.4 tons | DAY & NIGHT | HRCU-A-CB (Split System: Heat Pump with Remote Outdoor Unit-Air-Source) | DLCURAH24ABK | ADP |  | FG80936 | *95ESN0261410A* | 23400 | 16 | 8.5 | 24000 | 23200 | 96.67% | 1.96 | 0 | 10 |  |  |  |  | R-410A | 1.95 | Residential & Commercial | USHP | Ducted CEE Tier 1
212603254 | Central HP <5.4 tons | DAY & NIGHT | HRCU-A-CB (Split System: Heat Pump with Remote Outdoor Unit-Air-Source) | DLCURAH36ABK | ADP |  | FG80936 | *80ESU0601716A | 36600 | 16 | 8.5 | 36800 | 34400 | 93.48% | 2.08 | 0 | 10 |  |  |  |  | R-410A | 3.05 | Residential & Commercial | USHP | Ducted CEE Tier 1
212603261 | Central HP <5.4 tons | DAY & NIGHT | HRCU-A-CB (Split System: Heat Pump with Remote Outdoor Unit-Air-Source) | DLCURAH36ABK | ADP |  | FG80936 | *95ESN0801716A* | 35400 | 15.2 | 8.1 | 36200 | 34400 | 95.03% | 2.02 | 0 | 9.5 |  |  |  |  | R-410A | 2.95 | Residential & Commercial | USHP
215434437 | Central HP <5.4 tons | GOODMAN | HRCU-A-CB (Split System: Heat Pump with Remote Outdoor Unit-Air-Source) | GZV7SA4810A* |  |  | CA*EA6030*3A* | G*VT961205DNA* | 45500 | 16.5 | 8.8 | 47000 | 33600 | 71.49% | 2 | 0 | 10 |  |  |  |  | R-32 | 3.7917 | Residential & Commercial | USHP | Ducted CEE Tier 1
215434455 | Central HP <5.4 tons | GOODMAN | HRCU-A-CB (Split System: Heat Pump with Remote Outdoor Unit-Air-Source) | GZV7SA4810A* |  |  | CHPEA6030*3A* | G*VT801005C*A* | 45500 | 16.5 | 8.5 | 46500 | 33600 | 72.26% | 2 | 0 | 10 |  |  |  |  | R-32 | 3.7917 | Residential & Commercial | USHP | Ducted CEE Tier 1
215434462 | Central HP <5.4 tons | GOODMAN | HRCU-A-CB (Split System: Heat Pump with Remote Outdoor Unit-Air-Source) | GZV7SA4810A* |  |  | CHPEA6030*3A* | G*VT961005DNA* | 45500 | 16.5 | 8.5 | 46500 | 33600 | 72.26% | 2 | 0 | 10 |  |  |  |  | R-32 | 3.7917 | Residential & Commercial | USHP | Ducted CEE Tier 1
214440916 | Central HP <5.4 tons | BRYANT HEATING AND COOLING SYSTEMS | HRCU-A-CB (Split System: Heat Pump with Remote Outdoor Unit-Air-Source) | 284ANV036*0**B* | ADP |  | V,C36H175P459 | 986TD42080C17*** | 33200 | 20 | 9 | 34400 | 26600 | 77.33% | 2 | 0 | 11.7 |  |  |  |  | R-410A | 2.7667 | Residential & Commercial | USHP | Ducted CEE Tier 1
216990348 | Central HP <5.4 tons | BRYANT HEATING AND COOLING SYSTEMS | HRCU-A-CB (Split System: Heat Pump with Remote Outdoor Unit-Air-Source) | 290VAN048**AA* | ADP |  | V,C48H210P16*+TXV | 88*TB60110C21*** | 44500 | 18 | 9 | 46500 | 33600 | 72.26% | 2.06 | 0 | 9.5 |  |  |  |  | R-454B | 3.7083 | Residential & Commercial | USHP
214303012 | Central HP <5.4 tons | RUUD | HRCU-A-CB (Split System: Heat Pump with Remote Outdoor Unit-Air-Source) | RD17AZ36AJ3N | ADP |  | H,RG47936 | R951V0603A17M4S | 34200 | 18 | 8.1 | 32600 | 29400 | 90.18% | 1.9 | 0 | 10 |  |  |  |  | R-410A | 2.85 | Residential & Commercial | USHP | Ducted CEE Tier 1
214303014 | Central HP <5.4 tons | RUUD | HRCU-A-CB (Split System: Heat Pump with Remote Outdoor Unit-Air-Source) | RD17AZ36AJ3N | ADP |  | H,RG47936 | R951V0603A17UHU | 34200 | 18 | 8.1 | 32600 | 29400 | 90.18% | 1.9 | 0 | 10 |  |  |  |  | R-410A | 2.85 | Residential & Commercial | USHP | Ducted CEE Tier 1
214303021 | Central HP <5.4 tons | RUUD | HRCU-A-CB (Split System: Heat Pump with Remote Outdoor Unit-Air-Source) | RD17AZ36AJ3N | ADP |  | H,RG82936 | R962V0603A17M4S | 33600 | 18 | 8.1 | 32600 | 29400 | 90.18% | 1.9 | 0 | 9.5 |  |  |  |  | R-410A | 2.8 | Residential & Commercial | USHP
214303028 | Central HP <5.4 tons | RUUD | HRCU-A-CB (Split System: Heat Pump with Remote Outdoor Unit-Air-Source) | RD17AZ36AJ3N | ADP |  | H,RG47936 | U98MV0603A17UPS | 34200 | 18 | 8.1 | 32600 | 29400 | 90.18% | 1.9 | 0 | 10 |  |  |  |  | R-410A | 2.85 | Residential & Commercial | USHP | Ducted CEE Tier 1
214500320 | Central HP <5.4 tons | AMANA | HRCU-A-CB (Split System: Heat Pump with Remote Outdoor Unit-Air-Source) | ASZS601810A* |  |  | CA*EA1818*4B*+MBVK12BP1X00A* | 0 | 16600 | 17.5 | 8.5 | 17400 | 13000 | 74.71% | 2.1 | 0 | 10.9 |  |  |  |  | R-410A | 1.3833 | Residential & Commercial | USHP | Ducted CEE Tier 1
215434087 | Central HP <5.4 tons | GOODMAN | HRCU-A-CB (Split System: Heat Pump with Remote Outdoor Unit-Air-Source) | GZV7SA2410A* |  |  | CA*EA3022*3A* | G*VT800603B*A* | 23200 | 19 | 8.6 | 23200 | 17000 | 73.28% | 2 | 0 | 11 |  |  |  |  | R-32 | 1.9333 | Residential & Commercial | USHP | Ducted CEE Tier 1
216991852 | Central HP <5.4 tons | BRYANT HEATING AND COOLING SYSTEMS | HRCU-A-CB (Split System: Heat Pump with Remote Outdoor Unit-Air-Source) | 37MUHAQ24AA3 | ADP |  | PL36H175P15*+TXV | 88*TB36070C14*** | 22400 | 16 | 8.1 | 19200 | 18300 | 95.31% | 1.85 | 0 | 11 |  |  |  |  | R-454B | 1.8667 | Residential & Commercial | USHP | Ducted CEE Tier 1
216991853 | Central HP <5.4 tons | BRYANT HEATING AND COOLING SYSTEMS | HRCU-A-CB (Split System: Heat Pump with Remote Outdoor Unit-Air-Source) | 37MUHAQ24AA3 | ADP |  | C36A***L15*+TXV | 88*TB36070C14*** | 22400 | 16 | 8.1 | 19200 | 18300 | 95.31% | 1.85 | 0 | 11 |  |  |  |  | R-454B | 1.8667 | Residential & Commercial | USHP | Ducted CEE Tier 1
216992436 | Central HP <5.4 tons | BRYANT HEATING AND COOLING SYSTEMS | HRCU-A-CB (Split System: Heat Pump with Remote Outdoor Unit-Air-Source) | 290VAN048**AA* | ADP |  | H,PG35*48+TXV | 88*TB48090C17*** | 44000 | 17 | 9 | 46500 | 33800 | 72.69% | 2.06 | 0 | 9.5 |  |  |  |  | R-454B | 3.6667 | Residential & Commercial | USHP
216992439 | Central HP <5.4 tons | BRYANT HEATING AND COOLING SYSTEMS | HRCU-A-CB (Split System: Heat Pump with Remote Outdoor Unit-Air-Source) | 290VAN048**AA* | ADP |  | H,PG48*60+TXV | 88*TB60090C21*** | 45000 | 18 | 9 | 45500 | 33000 | 72.53% | 2.08 | 0 | 10 |  |  |  |  | R-454B | 3.75 | Residential & Commercial | USHP | Ducted CEE Tier 1
216992452 | Central HP <5.4 tons | BRYANT HEATING AND COOLING SYSTEMS | HRCU-A-CB (Split System: Heat Pump with Remote Outdoor Unit-Air-Source) | 290VAN048**AA* | ADP |  | H,PG35*48+TXV | 987MC60080C21*** | 44000 | 17 | 9 | 46500 | 33800 | 72.69% | 2.06 | 0 | 9.5 |  |  |  |  | R-454B | 3.6667 | Residential & Commercial | USHP
216992453 | Central HP <5.4 tons | BRYANT HEATING AND COOLING SYSTEMS | HRCU-A-CB (Split System: Heat Pump with Remote Outdoor Unit-Air-Source) | 290VAN048**AA* | ADP |  | H,PG48*60+TXV | 987MC60080C21*** | 45000 | 18 | 9 | 45500 | 33200 | 72.97% | 2.06 | 0 | 10 |  |  |  |  | R-454B | 3.75 | Residential & Commercial | USHP | Ducted CEE Tier 1
213613119 | Central HP <5.4 tons | GE | HRCU-A-CB (Split System: Heat Pump with Remote Outdoor Unit-Air-Source) | NS22H24MA4-**A | ADP |  | V36H175P139 | NF95X040S3B | 23400 | 19 | 8.1 | 21200 | 15000 | 70.75% | 1.94 | 0 | 12.5 |  |  |  |  | R-410A | 1.95 | Residential & Commercial | USHP | Ducted CEE Tier 1
216990748 | Central HP <5.4 tons | BRYANT HEATING AND COOLING SYSTEMS | HRCU-A-CB (Split System: Heat Pump with Remote Outdoor Unit-Air-Source) | 290VAN024**AA* | ADP |  | PL36H210P29*+TXV | 88*TB36045C17*** | 23800 | 17 | 9 | 21800 | 16100 | 73.85% | 2 | 0 | 10.5 |  |  |  |  | R-454B | 1.9833 | Residential & Commercial | USHP | Ducted CEE Tier 1
212603086 | Central HP <5.4 tons | DAY & NIGHT | HRCU-A-CB (Split System: Heat Pump with Remote Outdoor Unit-Air-Source) | DLCURAH18ABK | ADP |  | FG80936 | *80ESU0401712A* | 18500 | 17 | 8.5 | 17300 | 17000 | 98.27% | 2.14 | 0 | 10.5 |  |  |  |  | R-410A | 1.5417 | Residential & Commercial | USHP | Ducted CEE Tier 1
212603088 | Central HP <5.4 tons | DAY & NIGHT | HRCU-A-CB (Split System: Heat Pump with Remote Outdoor Unit-Air-Source) | DLCURAH18ABK | ADP |  | FG80936 | *80VTL0451412A* | 17600 | 16 | 8.5 | 16900 | 18400 | 108.9% | 2.26 | 0 | 11 |  |  |  |  | R-410A | 1.4667 | Residential & Commercial | USHP | Ducted CEE Tier 1
212603097 | Central HP <5.4 tons | DAY & NIGHT | HRCU-A-CB (Split System: Heat Pump with Remote Outdoor Unit-Air-Source) | DLCURAH18ABK | ADP |  | FG80936 | *96VTN0401410A* | 17400 | 16 | 8.5 | 16500 | 18200 | 110.3% | 2.24 | 0 | 10.5 |  |  |  |  | R-410A | 1.45 | Residential & Commercial | USHP | Ducted CEE Tier 1
213613123 | Central HP <5.4 tons | GE | HRCU-A-CB (Split System: Heat Pump with Remote Outdoor Unit-Air-Source) | NS22H24MA4-**A | ADP |  | V36H175P139 | NF95X060S3B | 23400 | 19 | 8.1 | 21200 | 15000 | 70.75% | 1.94 | 0 | 12.5 |  |  |  |  | R-410A | 1.95 | Residential & Commercial | USHP | Ducted CEE Tier 1
216487940 | Central HP <5.4 tons | BRYANT HEATING AND COOLING SYSTEMS | HRCU-A-CB (Split System: Heat Pump with Remote Outdoor Unit-Air-Source) | 293VAN036**AA* | ADP |  | CE(P,V)3614G34*+TXV | 986TD66100C21*** | 32800 | 20 | 9.5 | 33200 | 26200 | 78.92% | 2 | 0 | 11.5 |  |  |  |  | R-454B | 2.7333 | Residential & Commercial | USHP | Ducted CEE Tier 1
216487915 | Central HP <5.4 tons | BRYANT HEATING AND COOLING SYSTEMS | HRCU-A-CB (Split System: Heat Pump with Remote Outdoor Unit-Air-Source) | 291VAN054**AA* | ADP |  | CE(P,V)6024G48*+TXV | 986TD66120C24*** | 49500 | 19 | 10.5 | 50500 | 53000 | 105% | 1.96 | 0 | 11.5 |  |  |  |  | R-454B | 4.125 | Residential & Commercial | USHP | Ducted CEE Tier 1
216487874 | Central HP <5.4 tons | BRYANT HEATING AND COOLING SYSTEMS | HRCU-A-CB (Split System: Heat Pump with Remote Outdoor Unit-Air-Source) | 290VAN048**AA* | ADP |  | CE(P,V)4821G1K*+TXV | 986TD60080C21*** | 44000 | 17 | 9 | 45500 | 33200 | 72.97% | 2.06 | 0 | 9.5 |  |  |  |  | R-454B | 3.6667 | Residential & Commercial | USHP
215434095 | Central HP <5.4 tons | GOODMAN | HRCU-A-CB (Split System: Heat Pump with Remote Outdoor Unit-Air-Source) | GZV7SA2410A* |  |  | CA*EA3022*3A* | G*VT960804CNA* | 23200 | 19 | 8.6 | 23200 | 17000 | 73.28% | 2 | 0 | 11 |  |  |  |  | R-32 | 1.9333 | Residential & Commercial | USHP | Ducted CEE Tier 1
215434113 | Central HP <5.4 tons | GOODMAN | HRCU-A-CB (Split System: Heat Pump with Remote Outdoor Unit-Air-Source) | GZV7SA2410A* |  |  | CA*EA3626*3A* | G*VT960803BNA* | 23200 | 19 | 8.6 | 23200 | 17000 | 73.28% | 2 | 0 | 11 |  |  |  |  | R-32 | 1.9333 | Residential & Commercial | USHP | Ducted CEE Tier 1
212981767 | Central HP <5.4 tons | HEIL | HRCU-A-CB (Split System: Heat Pump with Remote Outdoor Unit-Air-Source) | DLCURAH24ABK |  |  | EA*4X37L21A* | *80MSU1002120A* | 24400 | 17 | 8.5 | 25200 | 21400 | 84.92% | 1.78 | 0 | 10 |  |  |  |  | R-410A | 2.0333 | Residential & Commercial | USHP | Ducted CEE Tier 1
212983180 | Central HP <5.4 tons | HEIL | HRCU-A-CB (Split System: Heat Pump with Remote Outdoor Unit-Air-Source) | DLCURAH24ABK |  |  | EA*4X36L21A* | *92MSN0401712A* | 23600 | 16 | 8.5 | 26400 | 24000 | 90.91% | 1.96 | 0 | 10 |  |  |  |  | R-410A | 1.9667 | Residential & Commercial | USHP | Ducted CEE Tier 1
215439694 | Central HP <5.4 tons | AMANA | HRCU-A-CB (Split System: Heat Pump with Remote Outdoor Unit-Air-Source) | AZV6SA1810A* |  |  | CHPEA2422*3A* | A*VT800604B*A* | 17000 | 19 | 8.8 | 16800 | 13000 | 77.38% | 2.1 | 0 | 12 |  |  |  |  | R-32 | 1.4167 | Residential & Commercial | USHP | Ducted CEE Tier 1
215433918 | Central HP <5.4 tons | AMANA | HRCU-A-CB (Split System: Heat Pump with Remote Outdoor Unit-Air-Source) | AZV7SA3610A* |  |  | CA*EA4830*3A*+MBVK16CP1X00A* | 0 | 35000 | 19 | 8.5 | 35000 | 28400 | 81.14% | 2 | 0 | 10.5 |  |  |  |  | R-32 | 2.9167 | Residential & Commercial | USHP | Ducted CEE Tier 1
215434072 | Central HP <5.4 tons | AMANA | HRCU-A-CB (Split System: Heat Pump with Remote Outdoor Unit-Air-Source) | AZV7SA2410A* |  |  | CHPEA3026*3A* | A*VT800805C*A* | 23200 | 19 | 8.6 | 23200 | 17000 | 73.28% | 2 | 0 | 11 |  |  |  |  | R-32 | 1.9333 | Residential & Commercial | USHP | Ducted CEE Tier 1
211242659 | Central HP <5.4 tons | HEIL | HRCU-A-CB (Split System: Heat Pump with Remote Outdoor Unit-Air-Source) | DLCURAH24ABK |  |  | EA*4X36L21A* | *92ESN1002120A* | 25000 | 17 | 8.5 | 26600 | 21800 | 81.95% | 1.82 | 0 | 10.5 |  |  |  |  | R-410A | 2.0833 | Residential & Commercial | USHP | Ducted CEE Tier 1
211243259 | Central HP <5.4 tons | HEIL | HRCU-A-CB (Split System: Heat Pump with Remote Outdoor Unit-Air-Source) | DLCURAH24ABK |  |  | EA*4X37L21A* | *96VSN0801716A* | 24800 | 17 | 8.5 | 25600 | 21000 | 82.03% | 1.76 | 0 | 10.5 |  |  |  |  | R-410A | 2.0667 | Residential & Commercial | USHP | Ducted CEE Tier 1
214505296 | Central HP <5.4 tons | AMANA | HRCU-A-CB (Split System: Heat Pump with Remote Outdoor Unit-Air-Source) | ASZS60241EA* |  |  | CA*EA2422*4B* | A*VS800805CUA* | 23000 | 17 | 8.6 | 23000 | 16100 | 70% | 2 | 0 | 10 |  |  |  |  | R-410A | 1.9167 | Residential & Commercial | USHP | Ducted CEE Tier 1
213613301 | Central HP <5.4 tons | AMANA | HRCU-A-CB (Split System: Heat Pump with Remote Outdoor Unit-Air-Source) | ASZS60241EA* |  |  | AHVE36CP1400B* | 0 | 23000 | 17 | 8.6 | 23000 | 16100 | 70% | 2 | 0 | 10 |  |  |  |  | R-410A | 1.9167 | Residential & Commercial | USHP | Ducted CEE Tier 1
214303031 | Central HP <5.4 tons | RUUD | HRCU-A-CB (Split System: Heat Pump with Remote Outdoor Unit-Air-Source) | RD17AZ36AJ3N | ADP |  | H,RG82936 | U98MV0703A17UPS | 33600 | 18 | 8.1 | 32600 | 29400 | 90.18% | 1.9 | 0 | 9.5 |  |  |  |  | R-410A | 2.8 | Residential & Commercial | USHP
214491770 | Central HP <5.4 tons | AMANA | HRCU-A-CB (Split System: Heat Pump with Remote Outdoor Unit-Air-Source) | ASZS601810A* |  |  | CA*EA1818*4B* | A*VC800604B*A* | 16600 | 17.5 | 8.5 | 17400 | 13000 | 74.71% | 2.1 | 0 | 10.9 |  |  |  |  | R-410A | 1.3833 | Residential & Commercial | USHP | Ducted CEE Tier 1
215439677 | Central HP <5.4 tons | AMANA | HRCU-A-CB (Split System: Heat Pump with Remote Outdoor Unit-Air-Source) | AZV6SA1810A* |  |  | CA*EA2418*3A* | A*VT960804CNA* | 17000 | 19 | 8.8 | 16800 | 13000 | 77.38% | 2.1 | 0 | 12 |  |  |  |  | R-32 | 1.4167 | Residential & Commercial | USHP | Ducted CEE Tier 1
215439702 | Central HP <5.4 tons | AMANA | HRCU-A-CB (Split System: Heat Pump with Remote Outdoor Unit-Air-Source) | AZV6SA1810A* |  |  | CHPEA2422*3A* | A*VS960603BUA* | 17000 | 19 | 8.8 | 16800 | 13000 | 77.38% | 2.1 | 0 | 12 |  |  |  |  | R-32 | 1.4167 | Residential & Commercial | USHP | Ducted CEE Tier 1
215439704 | Central HP <5.4 tons | AMANA | HRCU-A-CB (Split System: Heat Pump with Remote Outdoor Unit-Air-Source) | AZV6SA1810A* |  |  | CA*EA2418*3A* | A*VS960603BUA* | 17000 | 19 | 8.8 | 16800 | 13000 | 77.38% | 2.1 | 0 | 12 |  |  |  |  | R-32 | 1.4167 | Residential & Commercial | USHP | Ducted CEE Tier 1
211242400 | Central HP <5.4 tons | HEIL | HRCU-A-CB (Split System: Heat Pump with Remote Outdoor Unit-Air-Source) | DLCURAH24ABK |  |  | EA*4X36L21A* | *80VSL0701716A* | 24000 | 17 | 8.5 | 26000 | 22800 | 87.69% | 1.9 | 0 | 10 |  |  |  |  | R-410A | 2 | Residential & Commercial | USHP | Ducted CEE Tier 1
211242409 | Central HP <5.4 tons | HEIL | HRCU-A-CB (Split System: Heat Pump with Remote Outdoor Unit-Air-Source) | DLCURAH24ABK |  |  | EA*4X36L21A* | *80VSL0702120A* | 24800 | 16.5 | 8.5 | 26600 | 22000 | 82.71% | 1.82 | 0 | 10 |  |  |  |  | R-410A | 2.0667 | Residential & Commercial | USHP | Ducted CEE Tier 1
211242452 | Central HP <5.4 tons | HEIL | HRCU-A-CB (Split System: Heat Pump with Remote Outdoor Unit-Air-Source) | DLCURAH24ABK |  |  | EA*4X36L21A* | *80VTL0902120A* | 24200 | 17 | 8.5 | 26000 | 22800 | 87.69% | 1.88 | 0 | 10 |  |  |  |  | R-410A | 2.0167 | Residential & Commercial | USHP | Ducted CEE Tier 1
211242493 | Central HP <5.4 tons | HEIL | HRCU-A-CB (Split System: Heat Pump with Remote Outdoor Unit-Air-Source) | DLCURAH24ABK |  |  | EA*4X36L21A* | *80VTL0701716A* | 24400 | 17 | 8.5 | 26200 | 22400 | 85.5% | 1.88 | 0 | 10 |  |  |  |  | R-410A | 2.0333 | Residential & Commercial | USHP | Ducted CEE Tier 1
215434443 | Central HP <5.4 tons | GOODMAN | HRCU-A-CB (Split System: Heat Pump with Remote Outdoor Unit-Air-Source) | GZV7SA4810A* |  |  | CHPEA4830*3A* | G*VS960805CUA* | 45500 | 16.2 | 8.5 | 46000 | 33600 | 73.04% | 2 | 0 | 10 |  |  |  |  | R-32 | 3.7917 | Residential & Commercial | USHP | Ducted CEE Tier 1
215434444 | Central HP <5.4 tons | GOODMAN | HRCU-A-CB (Split System: Heat Pump with Remote Outdoor Unit-Air-Source) | GZV7SA4810A* |  |  | CHPEA4830*3A* | G*VT960804CNA* | 45500 | 16.2 | 8.5 | 46000 | 33600 | 73.04% | 2 | 0 | 10 |  |  |  |  | R-32 | 3.7917 | Residential & Commercial | USHP | Ducted CEE Tier 1
215434460 | Central HP <5.4 tons | GOODMAN | HRCU-A-CB (Split System: Heat Pump with Remote Outdoor Unit-Air-Source) | GZV7SA4810A* |  |  | CHPEA6030*3A* | G*VM971005CNA* | 45500 | 16.2 | 8.5 | 46500 | 33600 | 72.26% | 2 | 0 | 10 |  |  |  |  | R-32 | 3.7917 | Residential & Commercial | USHP | Ducted CEE Tier 1
215434461 | Central HP <5.4 tons | GOODMAN | HRCU-A-CB (Split System: Heat Pump with Remote Outdoor Unit-Air-Source) | GZV7SA4810A* |  |  | CHPEA6030*3A* | G*VT800805D*A* | 45500 | 17 | 8.5 | 46500 | 33600 | 72.26% | 2 | 0 | 10 |  |  |  |  | R-32 | 3.7917 | Residential & Commercial | USHP | Ducted CEE Tier 1
212479819 | Central HP <5.4 tons | CARRIER | HRCU-A-CB (Split System: Heat Pump with Remote Outdoor Unit-Air-Source) | 38MURAQ18AB3* | ADP |  | A36VCA+TXV | 59SC2D060E17**14 | 17700 | 16 | 8.5 | 16900 | 18400 | 108.9% | 2.26 | 0 | 11 |  |  |  |  | R-410A | 1.475 | Residential & Commercial | USHP | Ducted CEE Tier 1
215434114 | Central HP <5.4 tons | GOODMAN | HRCU-A-CB (Split System: Heat Pump with Remote Outdoor Unit-Air-Source) | GZV7SA2410A* |  |  | CA*EA3626*3A* | G*VT960804CNA* | 23200 | 19 | 8.6 | 23200 | 17000 | 73.28% | 2 | 0 | 11 |  |  |  |  | R-32 | 1.9333 | Residential & Commercial | USHP | Ducted CEE Tier 1
213739645 | Central HP <5.4 tons | DAY & NIGHT | HRCU-A-CB (Split System: Heat Pump with Remote Outdoor Unit-Air-Source) | DLCURAH18ABK | ADP |  | PL36H***P039 | *96VTN0601412B* | 17000 | 16 | 8.5 | 16900 | 19400 | 114.8% | 2.38 | 0 | 10 |  |  |  |  | R-410A | 1.4167 | Residential & Commercial | USHP | Ducted CEE Tier 1
211239711 | Central HP <5.4 tons | CARRIER | HRCU-A-CB (Split System: Heat Pump with Remote Outdoor Unit-Air-Source) | 38MURAQ24AB3* |  |  | CAP**2517AL* | 59SP6A080V17**16 | 24800 | 17 | 8.5 | 25600 | 21200 | 82.81% | 1.78 | 0 | 10.5 |  |  |  |  | R-410A | 2.0667 | Residential & Commercial | USHP | Ducted CEE Tier 1
215434089 | Central HP <5.4 tons | GOODMAN | HRCU-A-CB (Split System: Heat Pump with Remote Outdoor Unit-Air-Source) | GZV7SA2410A* |  |  | CA*EA3022*3A* | G*VT800804C*A* | 23200 | 19 | 8.6 | 23200 | 17000 | 73.28% | 2 | 0 | 11 |  |  |  |  | R-32 | 1.9333 | Residential & Commercial | USHP | Ducted CEE Tier 1
215434094 | Central HP <5.4 tons | GOODMAN | HRCU-A-CB (Split System: Heat Pump with Remote Outdoor Unit-Air-Source) | GZV7SA2410A* |  |  | CA*EA3022*3A* | G*VT960803BNA* | 23200 | 19 | 8.6 | 23200 | 17000 | 73.28% | 2 | 0 | 11 |  |  |  |  | R-32 | 1.9333 | Residential & Commercial | USHP | Ducted CEE Tier 1
214491774 | Central HP <5.4 tons | AMANA | HRCU-A-CB (Split System: Heat Pump with Remote Outdoor Unit-Air-Source) | ASZS601810A* |  |  | CA*EA1818*4B* | A*VC960603BNB* | 16600 | 17.5 | 8.5 | 17400 | 13000 | 74.71% | 2.1 | 0 | 10.9 |  |  |  |  | R-410A | 1.3833 | Residential & Commercial | USHP | Ducted CEE Tier 1
214491791 | Central HP <5.4 tons | AMANA | HRCU-A-CB (Split System: Heat Pump with Remote Outdoor Unit-Air-Source) | ASZS601810A* |  |  | CA*EA2422*4B* | A*VC960803BNB* | 16600 | 17.5 | 8.5 | 17400 | 13000 | 74.71% | 2.1 | 0 | 10.9 |  |  |  |  | R-410A | 1.3833 | Residential & Commercial | USHP | Ducted CEE Tier 1
214491892 | Central HP <5.4 tons | AMANA | HRCU-A-CB (Split System: Heat Pump with Remote Outdoor Unit-Air-Source) | ASZS601810A* |  |  | CA*EA1818*4B*+MBVC1200**-1A* | 0 | 16600 | 17.5 | 8.5 | 17400 | 13000 | 74.71% | 2.1 | 0 | 10.9 |  |  |  |  | R-410A | 1.3833 | Residential & Commercial | USHP | Ducted CEE Tier 1
216992547 | Central HP <5.4 tons | BRYANT HEATING AND COOLING SYSTEMS | HRCU-A-CB (Split System: Heat Pump with Remote Outdoor Unit-Air-Source) | 293VAN048**AA* | ADP |  | H,PG48*60+TXV | 987TA60080C21*** | 44500 | 21 | 9.5 | 46500 | 36200 | 77.85% | 2 | 0 | 11 |  |  |  |  | R-454B | 3.7083 | Residential & Commercial | USHP | Ducted CEE Tier 1
215434293 | Central HP <5.4 tons | AMANA | HRCU-A-CB (Split System: Heat Pump with Remote Outdoor Unit-Air-Source) | AZV7SA4210A* |  |  | CHPEA4830*3A* | A*VT961005CNA* | 40500 | 16.5 | 8.6 | 41000 | 31000 | 75.61% | 2 | 0 | 10 |  |  |  |  | R-32 | 3.375 | Residential & Commercial | USHP | Ducted CEE Tier 1
215487737 | Central HP <5.4 tons | AMANA | HRCU-A-CB (Split System: Heat Pump with Remote Outdoor Unit-Air-Source) | AZV7SA4210A* |  |  | CHPEA6030*3A* | A*VC800805C*A* | 40500 | 17 | 8.6 | 41000 | 31000 | 75.61% | 2 | 0 | 10 |  |  |  |  | R-32 | 3.375 | Residential & Commercial | USHP | Ducted CEE Tier 1
215487789 | Central HP <5.4 tons | AMANA | HRCU-A-CB (Split System: Heat Pump with Remote Outdoor Unit-Air-Source) | AZV6SA1810A* |  |  | CA*EA3022*3A* | A*VC800803B*A* | 17000 | 19 | 8.8 | 16800 | 13000 | 77.38% | 2.1 | 0 | 12 |  |  |  |  | R-32 | 1.4167 | Residential & Commercial | USHP | Ducted CEE Tier 1
215439709 | Central HP <5.4 tons | AMANA | HRCU-A-CB (Split System: Heat Pump with Remote Outdoor Unit-Air-Source) | AZV6SA1810A* |  |  | CA*EA2418*3A* | A*VS800604BUA* | 17000 | 19 | 8.8 | 16800 | 13000 | 77.38% | 2.1 | 0 | 12 |  |  |  |  | R-32 | 1.4167 | Residential & Commercial | USHP | Ducted CEE Tier 1
215439768 | Central HP <5.4 tons | AMANA | HRCU-A-CB (Split System: Heat Pump with Remote Outdoor Unit-Air-Source) | AZV6SA1810A* |  |  | CA*EA3022*3A*+MBVK12BP1X00A* | 0 | 17000 | 19 | 8.8 | 16800 | 13000 | 77.38% | 2.1 | 0 | 12 |  |  |  |  | R-32 | 1.4167 | Residential & Commercial | USHP | Ducted CEE Tier 1
214491772 | Central HP <5.4 tons | AMANA | HRCU-A-CB (Split System: Heat Pump with Remote Outdoor Unit-Air-Source) | ASZS601810A* |  |  | CA*EA1818*4B* | A*VS960603BUA* | 16600 | 17.5 | 8.5 | 17400 | 13000 | 74.71% | 2.1 | 0 | 10.9 |  |  |  |  | R-410A | 1.3833 | Residential & Commercial | USHP | Ducted CEE Tier 1
214491781 | Central HP <5.4 tons | AMANA | HRCU-A-CB (Split System: Heat Pump with Remote Outdoor Unit-Air-Source) | ASZS601810A* |  |  | CA*EA1818*4B* | A*VS960805CUA* | 16600 | 17.5 | 8.5 | 17400 | 13000 | 74.71% | 2.1 | 0 | 10.9 |  |  |  |  | R-410A | 1.3833 | Residential & Commercial | USHP | Ducted CEE Tier 1
214505310 | Central HP <5.4 tons | AMANA | HRCU-A-CB (Split System: Heat Pump with Remote Outdoor Unit-Air-Source) | ASZS60241EA* |  |  | CA*EA2422*4B* | A*VC960803BNB* | 23000 | 17 | 8.6 | 23000 | 16100 | 70% | 2 | 0 | 10 |  |  |  |  | R-410A | 1.9167 | Residential & Commercial | USHP | Ducted CEE Tier 1
213781566 | Central HP <5.4 tons | BRYANT HEATING AND COOLING SYSTEMS | HRCU-A-CB (Split System: Heat Pump with Remote Outdoor Unit-Air-Source) | 288BNV037*0**B* |  |  | CAP**6121AL*+UI | 88*TB60090C21*** | 33200 | 17.5 | 8.5 | 32000 | 24800 | 77.5% | 1.98 | 0 | 11.7 |  |  |  |  | R-410A | 2.7667 | Residential & Commercial | USHP | Ducted CEE Tier 1
213781666 | Central HP <5.4 tons | BRYANT HEATING AND COOLING SYSTEMS | HRCU-A-CB (Split System: Heat Pump with Remote Outdoor Unit-Air-Source) | 288BNV037*0**B* |  |  | CAP**6124AL*+UI | 88*TB60110C21*** | 33200 | 17.5 | 8.5 | 32000 | 24800 | 77.5% | 2 | 0 | 11.5 |  |  |  |  | R-410A | 2.7667 | Residential & Commercial | USHP | Ducted CEE Tier 1
215434435 | Central HP <5.4 tons | GOODMAN | HRCU-A-CB (Split System: Heat Pump with Remote Outdoor Unit-Air-Source) | GZV7SA4810A* |  |  | CA*EA6030*3A* | G*VT800805D*A* | 45500 | 17 | 8.8 | 47000 | 33600 | 71.49% | 2 | 0 | 10 |  |  |  |  | R-32 | 3.7917 | Residential & Commercial | USHP | Ducted CEE Tier 1
215434450 | Central HP <5.4 tons | GOODMAN | HRCU-A-CB (Split System: Heat Pump with Remote Outdoor Unit-Air-Source) | GZV7SA4810A* |  |  | CHPEA4830*3A* | G*VT961205DNA* | 45500 | 16.5 | 8.5 | 46000 | 33600 | 73.04% | 2 | 0 | 10 |  |  |  |  | R-32 | 3.7917 | Residential & Commercial | USHP | Ducted CEE Tier 1
213785146 | Central HP <5.4 tons | BRYANT HEATING AND COOLING SYSTEMS | HRCU-A-CB (Split System: Heat Pump with Remote Outdoor Unit-Air-Source) | 284ANV024*0**B* |  |  | CAP**4221AL*+UI | 986TD42060C17*** | 23400 | 20 | 10 | 26600 | 19900 | 74.81% | 2.42 | 0 | 12.5 |  |  |  |  | R-410A | 1.95 | Residential & Commercial | USHP | Ducted CEE Tier 1
213785196 | Central HP <5.4 tons | BRYANT HEATING AND COOLING SYSTEMS | HRCU-A-CB (Split System: Heat Pump with Remote Outdoor Unit-Air-Source) | 284ANV024*0**B* |  |  | CSPH*3012AL*+UI | 88*TB60110C21*** | 23400 | 18.5 | 10 | 26800 | 19900 | 74.25% | 2.44 | 0 | 12.5 |  |  |  |  | R-410A | 1.95 | Residential & Commercial | USHP | Ducted CEE Tier 1
213785214 | Central HP <5.4 tons | BRYANT HEATING AND COOLING SYSTEMS | HRCU-A-CB (Split System: Heat Pump with Remote Outdoor Unit-Air-Source) | 284ANV024*0**B* |  |  | CSPH*3012AL*+UI | 986TD66120C24*** | 23400 | 19 | 10 | 26800 | 19900 | 74.25% | 2.44 | 0 | 12.5 |  |  |  |  | R-410A | 1.95 | Residential & Commercial | USHP | Ducted CEE Tier 1
211243570 | Central HP <5.4 tons | HEIL | HRCU-A-CB (Split System: Heat Pump with Remote Outdoor Unit-Air-Source) | DLCURAH24ABK |  |  | EA*4X37L21A* | *92ESN0601714A* | 25000 | 17 | 8.5 | 25600 | 20800 | 81.25% | 1.76 | 0 | 10.5 |  |  |  |  | R-410A | 2.0833 | Residential & Commercial | USHP | Ducted CEE Tier 1
211243668 | Central HP <5.4 tons | HEIL | HRCU-A-CB (Split System: Heat Pump with Remote Outdoor Unit-Air-Source) | DLCURAH24ABK |  |  | EA*4X37L21A* | OMV098J12* | 24400 | 17 | 8.5 | 25200 | 21200 | 84.13% | 1.78 | 0 | 10 |  |  |  |  | R-410A | 2.0333 | Residential & Commercial | USHP | Ducted CEE Tier 1
211243677 | Central HP <5.4 tons | HEIL | HRCU-A-CB (Split System: Heat Pump with Remote Outdoor Unit-Air-Source) | DLCURAH24ABK |  |  | EA*4X37L21A* | OLV098A12* | 24000 | 16.5 | 8.1 | 25000 | 21600 | 86.4% | 1.8 | 0 | 10 |  |  |  |  | R-410A | 2 | Residential & Commercial | USHP | Ducted CEE Tier 1
211244306 | Central HP <5.4 tons | HEIL | HRCU-A-CB (Split System: Heat Pump with Remote Outdoor Unit-Air-Source) | DLCURAH24ABK |  |  | EN(A,D)4X30L14** | *80VTL0451412A* | 24000 | 16.5 | 8.1 | 26200 | 23000 | 87.79% | 1.9 | 0 | 10.5 |  |  |  |  | R-410A | 2 | Residential & Commercial | USHP | Ducted CEE Tier 1
212603156 | Central HP <5.4 tons | DAY & NIGHT | HRCU-A-CB (Split System: Heat Pump with Remote Outdoor Unit-Air-Source) | DLCURAH24ABK | ADP |  | FG81936 | *80VSL0701716A* | 24000 | 17 | 8.5 | 24400 | 22400 | 91.8% | 1.9 | 0 | 10 |  |  |  |  | R-410A | 2 | Residential & Commercial | USHP | Ducted CEE Tier 1
215487804 | Central HP <5.4 tons | AMANA | HRCU-A-CB (Split System: Heat Pump with Remote Outdoor Unit-Air-Source) | AZV6SA1810A* |  |  | CA*EA2418*3A* | A*VM970603BNB* | 17000 | 19 | 8.8 | 16800 | 13000 | 77.38% | 2.1 | 0 | 12 |  |  |  |  | R-32 | 1.4167 | Residential & Commercial | USHP | Ducted CEE Tier 1
215433928 | Central HP <5.4 tons | GOODMAN | HRCU-A-CB (Split System: Heat Pump with Remote Outdoor Unit-Air-Source) | GZV7SA3610A* |  |  | CHPEA4830*3A*+MBVK16CP1X00A* | 0 | 35000 | 19 | 8.1 | 35000 | 28400 | 81.14% | 2 | 0 | 10.5 |  |  |  |  | R-32 | 2.9167 | Residential & Commercial | USHP | Ducted CEE Tier 1
213780196 | Central HP <5.4 tons | BRYANT HEATING AND COOLING SYSTEMS | HRCU-A-CB (Split System: Heat Pump with Remote Outdoor Unit-Air-Source) | 288BNV037*0**A* |  |  | CSPH*4812AL*+UI | 88*TB66135C24*** | 32600 | 16.5 | 8.1 | 32600 | 24800 | 76.07% | 1.96 | 0 | 11 |  |  |  |  | R-410A | 2.7167 | Residential & Commercial | USHP | Ducted CEE Tier 1
207436484 | Central HP <5.4 tons | LENNOX | HRCU-A-CB (Split System: Heat Pump with Remote Outdoor Unit-Air-Source) | SL25XPV-036-230A** |  |  | CX35-48C+TDR | SL280UH090XV60C* | 34000 | 21.4 | 8.8 | 35400 | 27400 | 77.4% | 1.84 | 14 | 13.5 |  |  |  |  | R-410A | 2.8333 | Residential & Commercial | USHP | Ducted CEE Tier 1
207436500 | Central HP <5.4 tons | LENNOX | HRCU-A-CB (Split System: Heat Pump with Remote Outdoor Unit-Air-Source) | SL25XPV-036-230A** |  |  | CX35-50/60C+TDR | SL280UH090V60C* | 33800 | 21.6 | 8.7 | 34200 | 26600 | 77.78% | 1.82 | 14 | 13.5 |  |  |  |  | R-410A | 2.8167 | Residential & Commercial | USHP | Ducted CEE Tier 1
213785723 | Central HP <5.4 tons | BRYANT HEATING AND COOLING SYSTEMS | HRCU-A-CB (Split System: Heat Pump with Remote Outdoor Unit-Air-Source) | 284ANV036*0**B* |  |  | CSPH*4812AL*+UI | 986TD42060C17*** | 33200 | 18 | 8.5 | 36800 | 26000 | 70.65% | 2 | 0 | 11.5 |  |  |  |  | R-410A | 2.7667 | Residential & Commercial | USHP | Ducted CEE Tier 1
216992554 | Central HP <5.4 tons | BRYANT HEATING AND COOLING SYSTEMS | HRCU-A-CB (Split System: Heat Pump with Remote Outdoor Unit-Air-Source) | 293VAN060**AA* | ADP |  | H,PG48*60+TXV | 88*TB66135C24*** | 55500 | 19 | 8.5 | 58500 | 45500 | 77.78% | 2.04 | 0 | 11.5 |  |  |  |  | R-454B | 4.625 | Residential & Commercial | USHP | Ducted CEE Tier 1
216992556 | Central HP <5.4 tons | BRYANT HEATING AND COOLING SYSTEMS | HRCU-A-CB (Split System: Heat Pump with Remote Outdoor Unit-Air-Source) | 293VAN060**AA* | ADP |  | H,PG48*60+TXV | 986TD66120C24*** | 56000 | 18 | 8.5 | 58500 | 45500 | 77.78% | 2.06 | 0 | 11 |  |  |  |  | R-454B | 4.6667 | Residential & Commercial | USHP | Ducted CEE Tier 1
213780246 | Central HP <5.4 tons | BRYANT HEATING AND COOLING SYSTEMS | HRCU-A-CB (Split System: Heat Pump with Remote Outdoor Unit-Air-Source) | 288BNV037*0**A* |  |  | CSPH*4812AL*+UI | 987MC66120C24*** | 32600 | 16.5 | 8.1 | 33000 | 24800 | 75.15% | 1.96 | 0 | 11 |  |  |  |  | R-410A | 2.7167 | Residential & Commercial | USHP | Ducted CEE Tier 1
213780696 | Central HP <5.4 tons | BRYANT HEATING AND COOLING SYSTEMS | HRCU-A-CB (Split System: Heat Pump with Remote Outdoor Unit-Air-Source) | 288BNV037*0**B* |  |  | CAP**3617AL*+UI | 987MC42080C17*** | 31400 | 16.5 | 8.1 | 33200 | 24400 | 73.49% | 1.82 | 0 | 10.5 |  |  |  |  | R-410A | 2.6167 | Residential & Commercial | USHP | Ducted CEE Tier 1
211239227 | Central HP <5.4 tons | HEIL | HRCU-A-CB (Split System: Heat Pump with Remote Outdoor Unit-Air-Source) | DLCURAH24ABK |  |  | FJMA4*24L*B* | 0 | 24000 | 16 | 9 | 26400 | 23400 | 88.64% | 1.92 | 0 | 10 |  |  |  |  | R-410A | 2 | Residential & Commercial | USHP | Ducted CEE Tier 1
211240548 | Central HP <5.4 tons | HEIL | HRCU-A-CB (Split System: Heat Pump with Remote Outdoor Unit-Air-Source) | DLCURAH24ABK |  |  | EA*4X24L17A* | *80VTL0701716A* | 23800 | 16.5 | 8.5 | 26800 | 24000 | 89.55% | 2 | 0 | 10 |  |  |  |  | R-410A | 1.9833 | Residential & Commercial | USHP | Ducted CEE Tier 1
212404704 | Central HP <5.4 tons | NAPOLEON | HRCU-A-CB (Split System: Heat Pump with Remote Outdoor Unit-Air-Source) | WSEHV4860RA1-N |  |  | H,DE37960+TXV | WPV080T4BA | 46000 | 17 | 8.5 | 50000 | 35000 | 70% | 1.8 | 0 | 10 |  |  |  |  | R-410A | 3.8333 | Residential & Commercial | USHP | Ducted CEE Tier 1
215434426 | Central HP <5.4 tons | GOODMAN | HRCU-A-CB (Split System: Heat Pump with Remote Outdoor Unit-Air-Source) | GZV7SA4810A* |  |  | CA*EA6030*3A* | G*VS800805CUA* | 45500 | 16.5 | 8.8 | 47000 | 33600 | 71.49% | 2 | 0 | 10 |  |  |  |  | R-32 | 3.7917 | Residential & Commercial | USHP | Ducted CEE Tier 1
213785246 | Central HP <5.4 tons | BRYANT HEATING AND COOLING SYSTEMS | HRCU-A-CB (Split System: Heat Pump with Remote Outdoor Unit-Air-Source) | 284ANV024*0**B* |  |  | CSPH*4212AL*+UI | 88*TB36045C17*** | 23800 | 18.5 | 9 | 26600 | 19900 | 74.81% | 2.46 | 0 | 12.5 |  |  |  |  | R-410A | 1.9833 | Residential & Commercial | USHP | Ducted CEE Tier 1
207683191 | Central HP <5.4 tons | LENNOX | HRCU-A-CB (Split System: Heat Pump with Remote Outdoor Unit-Air-Source) | SL25XPV-048-230A** | ADP |  | LP42/62W9 | SL280UH080NV60C* | 46000 | 20 | 9.4 | 41500 | 35800 | 86.27% | 1.9 | 12.5 | 12.5 |  |  |  |  | R-410A | 3.8333 | Residential & Commercial | USHP | Ducted CEE Tier 1
207683193 | Central HP <5.4 tons | LENNOX | HRCU-A-CB (Split System: Heat Pump with Remote Outdoor Unit-Air-Source) | SL25XPV-048-230A** | ADP |  | LP42/62W9 | SL280UH090V60C* | 45000 | 21 | 9.2 | 43500 | 36800 | 84.6% | 1.84 | 12.5 | 12.5 |  |  |  |  | R-410A | 3.75 | Residential & Commercial | USHP | Ducted CEE Tier 1
213785347 | Central HP <5.4 tons | BRYANT HEATING AND COOLING SYSTEMS | HRCU-A-CB (Split System: Heat Pump with Remote Outdoor Unit-Air-Source) | 284ANV036*0**B* |  |  | CAP**3617AL*+UI | 987MC42080C17*** | 32000 | 18.5 | 8.5 | 38500 | 27000 | 70.13% | 1.92 | 0 | 11 |  |  |  |  | R-410A | 2.6667 | Residential & Commercial | USHP | Ducted CEE Tier 1
213785363 | Central HP <5.4 tons | BRYANT HEATING AND COOLING SYSTEMS | HRCU-A-CB (Split System: Heat Pump with Remote Outdoor Unit-Air-Source) | 284ANV036*0**B* |  |  | CAP**3621AL*+UI | 935CB48060C17*** | 32200 | 18.5 | 8.5 | 38500 | 27000 | 70.13% | 1.94 | 0 | 11 |  |  |  |  | R-410A | 2.6833 | Residential & Commercial | USHP | Ducted CEE Tier 1
213785463 | Central HP <5.4 tons | BRYANT HEATING AND COOLING SYSTEMS | HRCU-A-CB (Split System: Heat Pump with Remote Outdoor Unit-Air-Source) | 284ANV036*0**B* |  |  | CAP**4321AL*+UI | 88*TB60090C21*** | 33800 | 19.5 | 9 | 36400 | 25600 | 70.33% | 2.04 | 0 | 12 |  |  |  |  | R-410A | 2.8167 | Residential & Commercial | USHP | Ducted CEE Tier 1
213781036 | Central HP <5.4 tons | BRYANT HEATING AND COOLING SYSTEMS | HRCU-A-CB (Split System: Heat Pump with Remote Outdoor Unit-Air-Source) | 288BNV037*0**B* |  |  | CAP**4221AL*+UI | 987MC42080C17*** | 31600 | 16.5 | 8.1 | 33400 | 24600 | 73.65% | 1.86 | 0 | 10.5 |  |  |  |  | R-410A | 2.6333 | Residential & Commercial | USHP | Ducted CEE Tier 1
213781236 | Central HP <5.4 tons | BRYANT HEATING AND COOLING SYSTEMS | HRCU-A-CB (Split System: Heat Pump with Remote Outdoor Unit-Air-Source) | 288BNV037*0**B* |  |  | CAP**4321AL*+UI | 987MC66100C21*** | 33000 | 17 | 8.5 | 32600 | 25000 | 76.69% | 1.98 | 0 | 11.5 |  |  |  |  | R-410A | 2.75 | Residential & Commercial | USHP | Ducted CEE Tier 1
215487761 | Central HP <5.4 tons | AMANA | HRCU-A-CB (Split System: Heat Pump with Remote Outdoor Unit-Air-Source) | AZV7SA4810A* |  |  | CHPEA4830*3A* | A*VC961205DNB* | 45500 | 16.5 | 8.5 | 46000 | 33600 | 73.04% | 2 | 0 | 10 |  |  |  |  | R-32 | 3.7917 | Residential & Commercial | USHP | Ducted CEE Tier 1
215487766 | Central HP <5.4 tons | AMANA | HRCU-A-CB (Split System: Heat Pump with Remote Outdoor Unit-Air-Source) | AZV7SA4810A* |  |  | CHPEA6030*3A* | A*VC960804CNB* | 45500 | 16.2 | 8.5 | 46500 | 33600 | 72.26% | 2 | 0 | 10 |  |  |  |  | R-32 | 3.7917 | Residential & Commercial | USHP | Ducted CEE Tier 1
215487718 | Central HP <5.4 tons | AMANA | HRCU-A-CB (Split System: Heat Pump with Remote Outdoor Unit-Air-Source) | AZV7SA4210A* |  |  | CA*EA6030*3A* | A*VC800805D*A* | 40500 | 17 | 8.8 | 41000 | 31000 | 75.61% | 2 | 0 | 10 |  |  |  |  | R-32 | 3.375 | Residential & Commercial | USHP | Ducted CEE Tier 1
215487734 | Central HP <5.4 tons | AMANA | HRCU-A-CB (Split System: Heat Pump with Remote Outdoor Unit-Air-Source) | AZV7SA4210A* |  |  | CHPEA6030*3A* | A*VM971005CNB* | 40500 | 16.5 | 8.6 | 41000 | 31000 | 75.61% | 2 | 0 | 10 |  |  |  |  | R-32 | 3.375 | Residential & Commercial | USHP | Ducted CEE Tier 1
211244329 | Central HP <5.4 tons | HEIL | HRCU-A-CB (Split System: Heat Pump with Remote Outdoor Unit-Air-Source) | DLCURAH24ABK |  |  | EN(A,D)4X30L14** | *95ESN0601412A* | 24200 | 15.5 | 8.1 | 26600 | 22800 | 85.71% | 1.86 | 0 | 10 |  |  |  |  | R-410A | 2.0167 | Residential & Commercial | USHP | Ducted CEE Tier 1
213305979 | Central HP <5.4 tons | TEMPSTAR | HRCU-A-CB (Split System: Heat Pump with Remote Outdoor Unit-Air-Source) | DLCURAH24ABK | ADP |  | CE2903C+TXV | 0 | 23800 | 17 | 8.85 | 25600 | 25400 | 99.22% | 2.14 | 0 | 10 |  |  |  |  | R-410A | 1.9833 | Residential & Commercial | USHP | Ducted CEE Tier 1
211243986 | Central HP <5.4 tons | HEIL | HRCU-A-CB (Split System: Heat Pump with Remote Outdoor Unit-Air-Source) | DLCURAH24ABK |  |  | EN(A,D)4X24L17** | *80VTL0451412A* | 23800 | 16 | 8.5 | 26800 | 23200 | 86.57% | 1.92 | 0 | 10 |  |  |  |  | R-410A | 1.9833 | Residential & Commercial | USHP | Ducted CEE Tier 1
211244163 | Central HP <5.4 tons | HEIL | HRCU-A-CB (Split System: Heat Pump with Remote Outdoor Unit-Air-Source) | DLCURAH24ABK |  |  | EN(A,D)4X24L17** | *92ESN0601714A* | 23800 | 16.5 | 8.5 | 26800 | 23200 | 86.57% | 1.92 | 0 | 10 |  |  |  |  | R-410A | 1.9833 | Residential & Commercial | USHP | Ducted CEE Tier 1
213781266 | Central HP <5.4 tons | BRYANT HEATING AND COOLING SYSTEMS | HRCU-A-CB (Split System: Heat Pump with Remote Outdoor Unit-Air-Source) | 288BNV037*0**B* |  |  | CAP**4321AL*+UI | 986TD66100C21*** | 33000 | 17 | 8.5 | 32600 | 25000 | 76.69% | 1.98 | 0 | 11.5 |  |  |  |  | R-410A | 2.75 | Residential & Commercial | USHP | Ducted CEE Tier 1
211379457 | Central HP <5.4 tons | YORK | HRCU-A-CB (Split System: Heat Pump with Remote Outdoor Unit-Air-Source) | HMH72B341 |  |  | XAFD48FBCN1 | TM9E080C16MP12 | 34000 | 17 | 8.1 | 33400 | 24600 | 73.65% | 2.08 | 0 | 9 |  |  |  |  | R-410A | 2.8333 | Residential & Commercial | USHP
211379759 | Central HP <5.4 tons | YORK | HRCU-A-CB (Split System: Heat Pump with Remote Outdoor Unit-Air-Source) | HMH72B341 |  |  | XAFD48FBCN1 | TM8V100C16MP12 | 34000 | 16.5 | 8.5 | 33000 | 24400 | 73.94% | 2.1 | 0 | 9 |  |  |  |  | R-410A | 2.8333 | Residential & Commercial | USHP
211379809 | Central HP <5.4 tons | YORK | HRCU-A-CB (Split System: Heat Pump with Remote Outdoor Unit-Air-Source) | HMH72B341 |  |  | XAFC48FBCN1 | TMLV100C16MP12 | 34000 | 16.5 | 8.5 | 33200 | 24400 | 73.49% | 2.1 | 0 | 9 |  |  |  |  | R-410A | 2.8333 | Residential & Commercial | USHP
213781986 | Central HP <5.4 tons | BRYANT HEATING AND COOLING SYSTEMS | HRCU-A-CB (Split System: Heat Pump with Remote Outdoor Unit-Air-Source) | 288BNV037*0**B* |  |  | CSPH*4212AL*+UI | 987MC66100C21*** | 32600 | 16.5 | 8.1 | 33000 | 24600 | 74.55% | 1.94 | 0 | 11 |  |  |  |  | R-410A | 2.7167 | Residential & Commercial | USHP | Ducted CEE Tier 1
213782036 | Central HP <5.4 tons | BRYANT HEATING AND COOLING SYSTEMS | HRCU-A-CB (Split System: Heat Pump with Remote Outdoor Unit-Air-Source) | 288BNV037*0**B* |  |  | CSPH*4212AL*+UI | 986TD66120C24*** | 32600 | 16.5 | 8.1 | 33000 | 24600 | 74.55% | 1.94 | 0 | 11 |  |  |  |  | R-410A | 2.7167 | Residential & Commercial | USHP | Ducted CEE Tier 1
212681007 | Central HP <5.4 tons | AURIAL | HRCU-A-C (Split System: Heat Pump with Remote Outdoor Unit with No Indoor Fan --Air Source) | ARU36-24WADU |  |  | ARCAT24F/NAA | 0 | 23000 | 15.2 | 8.5 | 24000 | 21600 | 90% | 1.8 | 0 | 11 |  |  |  |  | R-410A | 1.9167 | Residential & Commercial | USHP | Ducted CEE Tier 1
210717745 | Central HP <5.4 tons | CARRIER | HRCU-A-CB (Split System: Heat Pump with Remote Outdoor Unit-Air-Source) | 25VNA448A*031* | ADP |  | H,PG48960 | 59MN7B100C21**22 | 44500 | 21 | 9.5 | 44000 | 35800 | 81.36% | 2.34 | 0 | 12 |  |  |  |  | R-410A | 3.7083 | Residential & Commercial | USHP | Ducted CEE Tier 1
211240260 | Central HP <5.4 tons | HEIL | HRCU-A-CB (Split System: Heat Pump with Remote Outdoor Unit-Air-Source) | DLCURAH24ABK |  |  | EA*4X24L14A* | *80VTL0451412A* | 23800 | 16.5 | 8.5 | 26800 | 24000 | 89.55% | 1.98 | 0 | 10 |  |  |  |  | R-410A | 1.9833 | Residential & Commercial | USHP | Ducted CEE Tier 1
211240746 | Central HP <5.4 tons | HEIL | HRCU-A-CB (Split System: Heat Pump with Remote Outdoor Unit-Air-Source) | DLCURAH24ABK |  |  | EA*4X24L17A* | *92ESN0401712A* | 23400 | 15.5 | 8.5 | 26800 | 24800 | 92.54% | 2.04 | 0 | 9.5 |  |  |  |  | R-410A | 1.95 | Residential & Commercial | USHP
213778816 | Central HP <5.4 tons | BRYANT HEATING AND COOLING SYSTEMS | HRCU-A-CB (Split System: Heat Pump with Remote Outdoor Unit-Air-Source) | 288BNV037*0**A* |  |  | CAP**3621AL*+UI | 88*TB36045C17*** | 31200 | 16.5 | 8.1 | 33400 | 24600 | 73.65% | 1.82 | 0 | 10.5 |  |  |  |  | R-410A | 2.6 | Residential & Commercial | USHP | Ducted CEE Tier 1
213779086 | Central HP <5.4 tons | BRYANT HEATING AND COOLING SYSTEMS | HRCU-A-CB (Split System: Heat Pump with Remote Outdoor Unit-Air-Source) | 288BNV037*0**A* |  |  | CAP**4221AL*+UI | 88*TB60090C21*** | 31800 | 17 | 8.1 | 32800 | 24200 | 73.78% | 1.88 | 0 | 11 |  |  |  |  | R-410A | 2.65 | Residential & Commercial | USHP | Ducted CEE Tier 1
213780706 | Central HP <5.4 tons | BRYANT HEATING AND COOLING SYSTEMS | HRCU-A-CB (Split System: Heat Pump with Remote Outdoor Unit-Air-Source) | 288BNV037*0**B* |  |  | CAP**3617AL*+UI | 986TD42060C17*** | 31200 | 16.5 | 8.1 | 33400 | 24600 | 73.65% | 1.82 | 0 | 10.5 |  |  |  |  | R-410A | 2.6 | Residential & Commercial | USHP | Ducted CEE Tier 1
213780756 | Central HP <5.4 tons | BRYANT HEATING AND COOLING SYSTEMS | HRCU-A-CB (Split System: Heat Pump with Remote Outdoor Unit-Air-Source) | 288BNV037*0**B* |  |  | CAP**3621AL*+UI | 88*TB60090C21*** | 31600 | 17 | 8.1 | 32800 | 24200 | 73.78% | 1.86 | 0 | 11 |  |  |  |  | R-410A | 2.6333 | Residential & Commercial | USHP | Ducted CEE Tier 1
213781106 | Central HP <5.4 tons | BRYANT HEATING AND COOLING SYSTEMS | HRCU-A-CB (Split System: Heat Pump with Remote Outdoor Unit-Air-Source) | 288BNV037*0**B* |  |  | CAP**4224AL*+UI | 88*TB66135C24*** | 31800 | 17 | 8.1 | 33000 | 24200 | 73.33% | 1.88 | 0 | 11 |  |  |  |  | R-410A | 2.65 | Residential & Commercial | USHP | Ducted CEE Tier 1
215487768 | Central HP <5.4 tons | AMANA | HRCU-A-CB (Split System: Heat Pump with Remote Outdoor Unit-Air-Source) | AZV7SA4810A* |  |  | CHPEA6030*3A* | A*VM970804CNB* | 45500 | 16.2 | 8.5 | 46500 | 33600 | 72.26% | 2 | 0 | 10 |  |  |  |  | R-32 | 3.7917 | Residential & Commercial | USHP | Ducted CEE Tier 1
215434452 | Central HP <5.4 tons | GOODMAN | HRCU-A-CB (Split System: Heat Pump with Remote Outdoor Unit-Air-Source) | GZV7SA4810A* |  |  | CHPEA6030*3A* | G*VS800805CUA* | 45500 | 16.5 | 8.5 | 46500 | 33600 | 72.26% | 2 | 0 | 10 |  |  |  |  | R-32 | 3.7917 | Residential & Commercial | USHP | Ducted CEE Tier 1
214626804 | Central HP <5.4 tons | CARRIER | HRCU-A-CB (Split System: Heat Pump with Remote Outdoor Unit-Air-Source) | 25VNA424A*031* | ADP |  | C36A***L129 | 58CU*A040C17**12 | 23200 | 21 | 10.5 | 25000 | 19400 | 77.6% | 2.44 | 0 | 13.5 |  |  |  |  | R-410A | 1.9333 | Residential & Commercial | USHP | Ducted CEE Tier 1
215434200 | Central HP <5.4 tons | GOODMAN | HRCU-A-CB (Split System: Heat Pump with Remote Outdoor Unit-Air-Source) | GZV7SA3610A* |  |  | CA*EA4830*3A* | G*VT961005DNA* | 34800 | 18.5 | 8.5 | 35000 | 28400 | 81.14% | 2 | 0 | 10.5 |  |  |  |  | R-32 | 2.9 | Residential & Commercial | USHP | Ducted CEE Tier 1
215434201 | Central HP <5.4 tons | GOODMAN | HRCU-A-CB (Split System: Heat Pump with Remote Outdoor Unit-Air-Source) | GZV7SA3610A* |  |  | CA*EA4830*3A* | G*VT961005CNA* | 34800 | 18.5 | 8.5 | 35000 | 28400 | 81.14% | 2 | 0 | 10.5 |  |  |  |  | R-32 | 2.9 | Residential & Commercial | USHP | Ducted CEE Tier 1
213785467 | Central HP <5.4 tons | BRYANT HEATING AND COOLING SYSTEMS | HRCU-A-CB (Split System: Heat Pump with Remote Outdoor Unit-Air-Source) | 284ANV036*0**B* |  |  | CAP**4321AL*+UI | 935CB48060C17*** | 33800 | 19 | 9 | 36600 | 25800 | 70.49% | 2.02 | 0 | 11.7 |  |  |  |  | R-410A | 2.8167 | Residential & Commercial | USHP | Ducted CEE Tier 1
213785497 | Central HP <5.4 tons | BRYANT HEATING AND COOLING SYSTEMS | HRCU-A-CB (Split System: Heat Pump with Remote Outdoor Unit-Air-Source) | 284ANV036*0**B* |  |  | CAP**4821AL*+UI | 987MC66100C21*** | 33200 | 19.5 | 9 | 36400 | 25800 | 70.88% | 2.02 | 0 | 12 |  |  |  |  | R-410A | 2.7667 | Residential & Commercial | USHP | Ducted CEE Tier 1
211712530 | Central HP <5.4 tons | HEIL | HRCU-A-CB (Split System: Heat Pump with Remote Outdoor Unit-Air-Source) | DLCURAH30ABK |  |  | EA*4X42L21A* | *92ESN0801716A* | 29600 | 15.2 | 8.1 | 33800 | 27400 | 81.07% | 1.78 | 0 | 9 |  |  |  |  | R-410A | 2.4667 | Residential & Commercial | USHP
212603236 | Central HP <5.4 tons | DAY & NIGHT | HRCU-A-CB (Split System: Heat Pump with Remote Outdoor Unit-Air-Source) | DLCURAH30ABK | ADP |  | PL36H210P179 | *92ESN1002120A* | 30600 | 15.2 | 8.1 | 32600 | 26600 | 81.6% | 1.82 | 0 | 9 |  |  |  |  | R-410A | 2.55 | Residential & Commercial | USHP
212603260 | Central HP <5.4 tons | DAY & NIGHT | HRCU-A-CB (Split System: Heat Pump with Remote Outdoor Unit-Air-Source) | DLCURAH36ABK | ADP |  | FG33936 | *92ESN0601412A* | 35400 | 15.2 | 8.1 | 37800 | 35000 | 92.59% | 1.82 | 0 | 9.5 |  |  |  |  | R-410A | 2.95 | Residential & Commercial | USHP
211240207 | Central HP <5.4 tons | CARRIER | HRCU-A-CB (Split System: Heat Pump with Remote Outdoor Unit-Air-Source) | 38MURAQ24AB3* |  |  | CNPV*3621AL* | OVLAAB048112 | 24400 | 16 | 8.1 | 26600 | 22600 | 84.96% | 1.86 | 0 | 10 |  |  |  |  | R-410A | 2.0333 | Residential & Commercial | USHP | Ducted CEE Tier 1
211240223 | Central HP <5.4 tons | CARRIER | HRCU-A-CB (Split System: Heat Pump with Remote Outdoor Unit-Air-Source) | 38MURAQ24AB3* |  |  | FM(C,U)4Z30**AL* | 0 | 24200 | 18 | 9 | 26600 | 23000 | 86.47% | 1.92 | 0 | 10.5 |  |  |  |  | R-410A | 2.0167 | Residential & Commercial | USHP | Ducted CEE Tier 1
215439715 | Central HP <5.4 tons | AMANA | HRCU-A-CB (Split System: Heat Pump with Remote Outdoor Unit-Air-Source) | AZV6SA1810A* |  |  | CHPEA2422*3A* | A*VM970603BNA* | 17000 | 19 | 8.8 | 16800 | 13000 | 77.38% | 2.1 | 0 | 12 |  |  |  |  | R-32 | 1.4167 | Residential & Commercial | USHP | Ducted CEE Tier 1
215439765 | Central HP <5.4 tons | AMANA | HRCU-A-CB (Split System: Heat Pump with Remote Outdoor Unit-Air-Source) | AZV6SA1810A* |  |  | CA*EA3022*3A*+MBVK16CP1X00A* | 0 | 17000 | 19 | 8.8 | 16800 | 13000 | 77.38% | 2.1 | 0 | 12 |  |  |  |  | R-32 | 1.4167 | Residential & Commercial | USHP | Ducted CEE Tier 1
213613093 | Central HP <5.4 tons | GE | HRCU-A-CB (Split System: Heat Pump with Remote Outdoor Unit-Air-Source) | NS22H24MA4-**A | ADP |  | V36H***P229 | NF80L045S3A | 24000 | 21 | 8.1 | 21800 | 15500 | 71.1% | 2.04 | 0 | 13.5 |  |  |  |  | R-410A | 2 | Residential & Commercial | USHP | Ducted CEE Tier 1
215434091 | Central HP <5.4 tons | GOODMAN | HRCU-A-CB (Split System: Heat Pump with Remote Outdoor Unit-Air-Source) | GZV7SA2410A* |  |  | CA*EA3022*3A* | G*VT801005C*A* | 23200 | 19 | 8.6 | 23200 | 17000 | 73.28% | 2 | 0 | 11 |  |  |  |  | R-32 | 1.9333 | Residential & Commercial | USHP | Ducted CEE Tier 1
215434108 | Central HP <5.4 tons | GOODMAN | HRCU-A-CB (Split System: Heat Pump with Remote Outdoor Unit-Air-Source) | GZV7SA2410A* |  |  | CA*EA3626*3A* | G*VT800804C*A* | 23200 | 19 | 8.6 | 23200 | 17000 | 73.28% | 2 | 0 | 11 |  |  |  |  | R-32 | 1.9333 | Residential & Commercial | USHP | Ducted CEE Tier 1
215434126 | Central HP <5.4 tons | GOODMAN | HRCU-A-CB (Split System: Heat Pump with Remote Outdoor Unit-Air-Source) | GZV7SA2410A* |  |  | CHPEA3026*3A* | G*VT800803B*A* | 23200 | 19 | 8.6 | 23200 | 17000 | 73.28% | 2 | 0 | 11 |  |  |  |  | R-32 | 1.9333 | Residential & Commercial | USHP | Ducted CEE Tier 1
215439705 | Central HP <5.4 tons | AMANA | HRCU-A-CB (Split System: Heat Pump with Remote Outdoor Unit-Air-Source) | AZV6SA1810A* |  |  | CA*EA3022*3A* | A*VS800805CUA* | 17000 | 19 | 8.8 | 16800 | 13000 | 77.38% | 2.1 | 0 | 12 |  |  |  |  | R-32 | 1.4167 | Residential & Commercial | USHP | Ducted CEE Tier 1
216835149 | Central HP <5.4 tons | AMANA | HRCU-A-CB (Split System: Heat Pump with Remote Outdoor Unit-Air-Source) | AZV7SA6010A* |  |  | CHPEA6030*3A* | A*VT800805D*A* | 52000 | 16 | 8.5 | 52500 | 45000 | 85.71% | 1.8 | 0 | 9.8 |  |  |  |  | R-32 | 4.3333 | Residential & Commercial | USHP
215434225 | Central HP <5.4 tons | GOODMAN | HRCU-A-CB (Split System: Heat Pump with Remote Outdoor Unit-Air-Source) | GZV7SA3610A* |  |  | CHPEA4830*3A* | G*VT800804C*A* | 35000 | 18.5 | 8.1 | 35000 | 28400 | 81.14% | 2 | 0 | 10.5 |  |  |  |  | R-32 | 2.9167 | Residential & Commercial | USHP | Ducted CEE Tier 1
214303076 | Central HP <5.4 tons | RUUD | HRCU-A-CB (Split System: Heat Pump with Remote Outdoor Unit-Air-Source) | RD17AZ24AJ3N | ADP |  | H,RG34936 | R801V0754A17UHS | 22000 | 18 | 8.1 | 21000 | 16400 | 78.1% | 2.1 | 0 | 9.5 |  |  |  |  | R-410A | 1.8333 | Residential & Commercial | USHP
214303093 | Central HP <5.4 tons | RUUD | HRCU-A-CB (Split System: Heat Pump with Remote Outdoor Unit-Air-Source) | RD17AZ24AJ3N | ADP |  | H,RG34936 | R962V0703A17M4S | 22000 | 17 | 8.1 | 21000 | 16500 | 78.57% | 2 | 0 | 9.5 |  |  |  |  | R-410A | 1.8333 | Residential & Commercial | USHP
214303108 | Central HP <5.4 tons | RUUD | HRCU-A-CB (Split System: Heat Pump with Remote Outdoor Unit-Air-Source) | RD17AZ24AJ3N | ADP |  | V,R36H***P449 | R801V0503A14UH | 22400 | 18 | 8.1 | 21000 | 16500 | 78.57% | 2 | 0 | 10 |  |  |  |  | R-410A | 1.8667 | Residential & Commercial | USHP | Ducted CEE Tier 1
213739866 | Central HP <5.4 tons | DAY & NIGHT | HRCU-A-CB (Split System: Heat Pump with Remote Outdoor Unit-Air-Source) | DLCURAH24ABK | ADP |  | PL36H175P789 | *80MSU0401712A* | 23600 | 17 | 8.5 | 24600 | 24000 | 97.56% | 2.02 | 0 | 10.5 |  |  |  |  | R-410A | 1.9667 | Residential & Commercial | USHP | Ducted CEE Tier 1
213739882 | Central HP <5.4 tons | DAY & NIGHT | HRCU-A-CB (Split System: Heat Pump with Remote Outdoor Unit-Air-Source) | DLCURAH24ABK | ADP |  | FG33936 | *80VTL0451412B* | 23400 | 17 | 8.5 | 25400 | 24600 | 96.85% | 2.08 | 0 | 10 |  |  |  |  | R-410A | 1.95 | Residential & Commercial | USHP | Ducted CEE Tier 1
214505369 | Central HP <5.4 tons | AMANA | HRCU-A-CB (Split System: Heat Pump with Remote Outdoor Unit-Air-Source) | ASZS60241EA* |  |  | CA*EA3026*4B* | A*VC960803BNB* | 23000 | 17 | 8.6 | 23000 | 16100 | 70% | 2 | 0 | 10 |  |  |  |  | R-410A | 1.9167 | Residential & Commercial | USHP | Ducted CEE Tier 1
211712933 | Central HP <5.4 tons | AIRQUEST | HRCU-A-CB (Split System: Heat Pump with Remote Outdoor Unit-Air-Source) | DLCURAH30ABK |  |  | EA*4X42L24A* | *80ES(N,L)1552420A* | 29800 | 15.2 | 8.1 | 33800 | 27200 | 80.47% | 1.78 | 0 | 9 |  |  |  |  | R-410A | 2.4833 | Residential & Commercial | USHP
213147037 | Central HP <5.4 tons | CARRIER | HRCU-A-CB (Split System: Heat Pump with Remote Outdoor Unit-Air-Source) | 38MURAQ30AB3* | ADP |  | V,C36H175P139+AEFE4B* | 0 | 30400 | 15.2 | 8.4 | 33800 | 26400 | 78.11% | 1.84 | 0 | 8.5 |  |  |  |  | R-410A | 2.5333 | Residential & Commercial | USHP
214628843 | Central HP <5.4 tons | CARRIER | HRCU-A-CB (Split System: Heat Pump with Remote Outdoor Unit-Air-Source) | 38MURAQ30AB3* | ADP |  | C36A***L159 | 59SC6A080M21**20 | 29800 | 15.2 | 8.1 | 32600 | 27200 | 83.44% | 1.8 | 0 | 9 |  |  |  |  | R-410A | 2.4833 | Residential & Commercial | USHP
213739842 | Central HP <5.4 tons | DAY & NIGHT | HRCU-A-CB (Split System: Heat Pump with Remote Outdoor Unit-Air-Source) | DLCURAH24ABK | ADP |  | PL36H175P069 | *80MS(N,L)0701412A* | 23600 | 17 | 8.5 | 24600 | 24200 | 98.37% | 2.04 | 0 | 10.5 |  |  |  |  | R-410A | 1.9667 | Residential & Commercial | USHP | Ducted CEE Tier 1
213739857 | Central HP <5.4 tons | DAY & NIGHT | HRCU-A-CB (Split System: Heat Pump with Remote Outdoor Unit-Air-Source) | DLCURAH24ABK | ADP |  | FG35936 | *80MS(N,L)0701712A* | 23400 | 17 | 8.5 | 24600 | 24200 | 98.37% | 2.06 | 0 | 10.5 |  |  |  |  | R-410A | 1.95 | Residential & Commercial | USHP | Ducted CEE Tier 1
213739906 | Central HP <5.4 tons | DAY & NIGHT | HRCU-A-CB (Split System: Heat Pump with Remote Outdoor Unit-Air-Source) | DLCURAH24ABK | ADP |  | FG80936 | *92MSN0601412A* | 23800 | 17 | 8.5 | 24800 | 23400 | 94.35% | 1.98 | 0 | 10.5 |  |  |  |  | R-410A | 1.9833 | Residential & Commercial | USHP | Ducted CEE Tier 1
213739907 | Central HP <5.4 tons | DAY & NIGHT | HRCU-A-CB (Split System: Heat Pump with Remote Outdoor Unit-Air-Source) | DLCURAH24ABK | ADP |  | PL36H175P069 | *95MSU0401712A* | 23400 | 17 | 8.5 | 24400 | 24000 | 98.36% | 2.02 | 0 | 10 |  |  |  |  | R-410A | 1.95 | Residential & Commercial | USHP | Ducted CEE Tier 1
214776251 | Central HP <5.4 tons | ECOER | HRCU-A-CB (Split System: Heat Pump with Remote Outdoor Unit-Air-Source) | EODA18H-2436BAA | ADP |  | HG82936+AEFE4B* | 0 | 34200 | 17 | 8.8 | 34400 | 24800 | 72.09% | 1.9 | 0 | 11.2 |  |  |  |  | R-410A | 2.85 | Residential & Commercial | USHP | Ducted CEE Tier 1
215293503 | Central HP <5.4 tons | AIRQUEST | HRCU-A-CB (Split System: Heat Pump with Remote Outdoor Unit-Air-Source) | DLCURAH30ABK | ADP |  | H,GG24936 | *92MSN0801716A* | 28800 | 15.2 | 8.1 | 32400 | 27600 | 85.19% | 1.78 | 0 | 8.5 |  |  |  |  | R-410A | 2.4 | Residential & Commercial | USHP
215293512 | Central HP <5.4 tons | AIRQUEST | HRCU-A-CB (Split System: Heat Pump with Remote Outdoor Unit-Air-Source) | DLCURAH30ABK | ADP |  | H,GE32930 | *92MSN0801716A* | 29000 | 15.2 | 8.1 | 32400 | 27600 | 85.19% | 1.78 | 0 | 8.5 |  |  |  |  | R-410A | 2.4167 | Residential & Commercial | USHP
215293519 | Central HP <5.4 tons | AIRQUEST | HRCU-A-CB (Split System: Heat Pump with Remote Outdoor Unit-Air-Source) | DLCURAH30ABK | ADP |  | H,GG34936 | *92MSN0801716A* | 29600 | 15.2 | 8.1 | 32400 | 27200 | 83.95% | 1.8 | 0 | 9 |  |  |  |  | R-410A | 2.4667 | Residential & Commercial | USHP
215293528 | Central HP <5.4 tons | AIRQUEST | HRCU-A-CB (Split System: Heat Pump with Remote Outdoor Unit-Air-Source) | DLCURAH30ABK | ADP |  | H,GE36936 | *92MSN0801716A* | 29800 | 15.2 | 8.1 | 32400 | 27200 | 83.95% | 1.8 | 0 | 9 |  |  |  |  | R-410A | 2.4833 | Residential & Commercial | USHP
215293560 | Central HP <5.4 tons | AIRQUEST | HRCU-A-CB (Split System: Heat Pump with Remote Outdoor Unit-Air-Source) | DLCURAH30ABK | ADP |  | HG32936 | *92MSN0802120A* | 29600 | 15.2 | 8.1 | 32800 | 27600 | 84.15% | 1.78 | 0 | 8.5 |  |  |  |  | R-410A | 2.4667 | Residential & Commercial | USHP
215293576 | Central HP <5.4 tons | AIRQUEST | HRCU-A-CB (Split System: Heat Pump with Remote Outdoor Unit-Air-Source) | DLCURAH30ABK | ADP |  | H,GG36936 | *92MSN0802120A* | 30200 | 15.2 | 8.1 | 32600 | 27000 | 82.82% | 1.8 | 0 | 9 |  |  |  |  | R-410A | 2.5167 | Residential & Commercial | USHP
215293587 | Central HP <5.4 tons | AIRQUEST | HRCU-A-CB (Split System: Heat Pump with Remote Outdoor Unit-Air-Source) | DLCURAH30ABK | ADP |  | HE8J936 | *92MSN0802120A* | 30000 | 15.2 | 8.1 | 32600 | 27000 | 82.82% | 1.8 | 0 | 9 |  |  |  |  | R-410A | 2.5 | Residential & Commercial | USHP
215293617 | Central HP <5.4 tons | AIRQUEST | HRCU-A-CB (Split System: Heat Pump with Remote Outdoor Unit-Air-Source) | DLCURAH30ABK | ADP |  | HG34936 | *92MSN1002120A* | 30200 | 15.2 | 8.1 | 32600 | 27000 | 82.82% | 1.8 | 0 | 9 |  |  |  |  | R-410A | 2.5167 | Residential & Commercial | USHP
215293619 | Central HP <5.4 tons | AIRQUEST | HRCU-A-CB (Split System: Heat Pump with Remote Outdoor Unit-Air-Source) | DLCURAH30ABK | ADP |  | HE34936 | *92MSN1002120A* | 30200 | 15.2 | 8.1 | 32600 | 27000 | 82.82% | 1.8 | 0 | 9 |  |  |  |  | R-410A | 2.5167 | Residential & Commercial | USHP
215293626 | Central HP <5.4 tons | AIRQUEST | HRCU-A-CB (Split System: Heat Pump with Remote Outdoor Unit-Air-Source) | DLCURAH30ABK | ADP |  | HE36936 | *92MSN1002120A* | 30200 | 15.2 | 8.1 | 32600 | 27000 | 82.82% | 1.8 | 0 | 9 |  |  |  |  | R-410A | 2.5167 | Residential & Commercial | USHP
215293637 | Central HP <5.4 tons | AIRQUEST | HRCU-A-CB (Split System: Heat Pump with Remote Outdoor Unit-Air-Source) | DLCURAH30ABK | ADP |  | HG9J936 | *92MSN1002120A* | 30200 | 15.2 | 8.1 | 32600 | 27000 | 82.82% | 1.8 | 0 | 9 |  |  |  |  | R-410A | 2.5167 | Residential & Commercial | USHP
215293642 | Central HP <5.4 tons | AIRQUEST | HRCU-A-CB (Split System: Heat Pump with Remote Outdoor Unit-Air-Source) | DLCURAH30ABK | ADP |  | HG80936 | *92MSN1002120A* | 30200 | 15.2 | 8.1 | 32600 | 27000 | 82.82% | 1.8 | 0 | 9 |  |  |  |  | R-410A | 2.5167 | Residential & Commercial | USHP
215293685 | Central HP <5.4 tons | AIRQUEST | HRCU-A-CB (Split System: Heat Pump with Remote Outdoor Unit-Air-Source) | DLCURAH30ABK | ADP |  | H,GG9J936 | *92MSN1202420A* | 30000 | 15.2 | 8.1 | 32600 | 27200 | 83.44% | 1.8 | 0 | 9 |  |  |  |  | R-410A | 2.5 | Residential & Commercial | USHP
215293694 | Central HP <5.4 tons | AIRQUEST | HRCU-A-CB (Split System: Heat Pump with Remote Outdoor Unit-Air-Source) | DLCURAH30ABK | ADP |  | HG81936 | *92MSN1202420A* | 30000 | 15.2 | 8.1 | 32600 | 27200 | 83.44% | 1.8 | 0 | 9 |  |  |  |  | R-410A | 2.5 | Residential & Commercial | USHP
211240224 | Central HP <5.4 tons | CARRIER | HRCU-A-CB (Split System: Heat Pump with Remote Outdoor Unit-Air-Source) | 38MURAQ24AB3* |  |  | FM(C,U)4Z36**AL* | 0 | 24200 | 18 | 9 | 26600 | 23000 | 86.47% | 1.92 | 0 | 10.5 |  |  |  |  | R-410A | 2.0167 | Residential & Commercial | USHP | Ducted CEE Tier 1
213781156 | Central HP <5.4 tons | BRYANT HEATING AND COOLING SYSTEMS | HRCU-A-CB (Split System: Heat Pump with Remote Outdoor Unit-Air-Source) | 288BNV037*0**B* |  |  | CAP**4321AL*+UI | 88*TB36045C17*** | 32600 | 16.5 | 8.1 | 33200 | 25400 | 76.51% | 1.94 | 0 | 10.5 |  |  |  |  | R-410A | 2.7167 | Residential & Commercial | USHP | Ducted CEE Tier 1
213781526 | Central HP <5.4 tons | BRYANT HEATING AND COOLING SYSTEMS | HRCU-A-CB (Split System: Heat Pump with Remote Outdoor Unit-Air-Source) | 288BNV037*0**B* |  |  | CAP**6024AL*+UI | 986TD66120C24*** | 32800 | 17.5 | 8.1 | 31800 | 24600 | 77.36% | 1.98 | 0 | 11.5 |  |  |  |  | R-410A | 2.7333 | Residential & Commercial | USHP | Ducted CEE Tier 1
213781576 | Central HP <5.4 tons | BRYANT HEATING AND COOLING SYSTEMS | HRCU-A-CB (Split System: Heat Pump with Remote Outdoor Unit-Air-Source) | 288BNV037*0**B* |  |  | CAP**6121AL*+UI | 88*TB60110C21*** | 33200 | 17.5 | 8.5 | 32000 | 24800 | 77.5% | 1.98 | 0 | 11.5 |  |  |  |  | R-410A | 2.7667 | Residential & Commercial | USHP | Ducted CEE Tier 1
213779586 | Central HP <5.4 tons | BRYANT HEATING AND COOLING SYSTEMS | HRCU-A-CB (Split System: Heat Pump with Remote Outdoor Unit-Air-Source) | 288BNV037*0**A* |  |  | CAP**6024AL*+UI | 987MC66100C21*** | 32800 | 17.5 | 8.1 | 31800 | 24600 | 77.36% | 1.98 | 0 | 11.5 |  |  |  |  | R-410A | 2.7333 | Residential & Commercial | USHP | Ducted CEE Tier 1
213779636 | Central HP <5.4 tons | BRYANT HEATING AND COOLING SYSTEMS | HRCU-A-CB (Split System: Heat Pump with Remote Outdoor Unit-Air-Source) | 288BNV037*0**A* |  |  | CAP**6121AL*+UI | 88*TB48070C17*** | 32800 | 17 | 8.1 | 32200 | 25000 | 77.64% | 1.96 | 0 | 11 |  |  |  |  | R-410A | 2.7333 | Residential & Commercial | USHP | Ducted CEE Tier 1
213780106 | Central HP <5.4 tons | BRYANT HEATING AND COOLING SYSTEMS | HRCU-A-CB (Split System: Heat Pump with Remote Outdoor Unit-Air-Source) | 288BNV037*0**A* |  |  | CSPH*4212AL*+UI | 986TD42080C17*** | 32400 | 16 | 8.1 | 33000 | 24800 | 75.15% | 1.92 | 0 | 11 |  |  |  |  | R-410A | 2.7 | Residential & Commercial | USHP | Ducted CEE Tier 1
214303078 | Central HP <5.4 tons | RUUD | HRCU-A-CB (Split System: Heat Pump with Remote Outdoor Unit-Air-Source) | RD17AZ24AJ3N | ADP |  | H,RG34936 | R802V0503A14UHS | 22000 | 17 | 8.1 | 21000 | 16500 | 78.57% | 2 | 0 | 9.5 |  |  |  |  | R-410A | 1.8333 | Residential & Commercial | USHP
214303080 | Central HP <5.4 tons | RUUD | HRCU-A-CB (Split System: Heat Pump with Remote Outdoor Unit-Air-Source) | RD17AZ24AJ3N | ADP |  | H,RG34936 | R802V0504A17UHS | 22000 | 17 | 8.1 | 21000 | 16500 | 78.57% | 2 | 0 | 9.5 |  |  |  |  | R-410A | 1.8333 | Residential & Commercial | USHP
212981115 | Central HP <5.4 tons | HEIL | HRCU-A-CB (Split System: Heat Pump with Remote Outdoor Unit-Air-Source) | DLCURAH30ABK |  |  | EA*4X42L24A* | *80MS(N,L)1102420A* | 30000 | 15.5 | 8.1 | 34200 | 27600 | 80.7% | 1.8 | 0 | 9 |  |  |  |  | R-410A | 2.5 | Residential & Commercial | USHP
212982703 | Central HP <5.4 tons | HEIL | HRCU-A-CB (Split System: Heat Pump with Remote Outdoor Unit-Air-Source) | DLCURAH24ABK |  |  | EA*4X36L21A* | *80MSU0601716A* | 23800 | 17.5 | 8.5 | 25600 | 23400 | 91.41% | 1.96 | 0 | 10 |  |  |  |  | R-410A | 1.9833 | Residential & Commercial | USHP | Ducted CEE Tier 1
212404679 | Central HP <5.4 tons | NAPOLEON | HRCU-A-CB (Split System: Heat Pump with Remote Outdoor Unit-Air-Source) | WSEHV4860RA1-N |  |  | H,DE50960 | WUV100T5BA | 54000 | 16 | 8.5 | 58000 | 41000 | 70.69% | 1.8 | 0 | 10 |  |  |  |  | R-410A | 4.5 | Residential & Commercial | USHP | Ducted CEE Tier 1
215434433 | Central HP <5.4 tons | GOODMAN | HRCU-A-CB (Split System: Heat Pump with Remote Outdoor Unit-Air-Source) | GZV7SA4810A* |  |  | CA*EA6030*3A* | G*VM970804CNA* | 45500 | 16.2 | 8.8 | 47000 | 33600 | 71.49% | 2 | 0 | 10 |  |  |  |  | R-32 | 3.7917 | Residential & Commercial | USHP | Ducted CEE Tier 1
212603224 | Central HP <5.4 tons | DAY & NIGHT | HRCU-A-CB (Split System: Heat Pump with Remote Outdoor Unit-Air-Source) | DLCURAH24ABK | ADP |  | PL36H210P299 | *96VTN0801716A* | 24800 | 17 | 8.5 | 24000 | 20600 | 85.83% | 1.76 | 0 | 10.5 |  |  |  |  | R-410A | 2.0667 | Residential & Commercial | USHP | Ducted CEE Tier 1
215293887 | Central HP <5.4 tons | AIRQUEST | HRCU-A-CB (Split System: Heat Pump with Remote Outdoor Unit-Air-Source) | DLCURAH30ABK | ADP |  | H,GE35936 | *96MSN0802120A* | 29800 | 15.2 | 8.1 | 32600 | 27200 | 83.44% | 1.8 | 0 | 9 |  |  |  |  | R-410A | 2.4833 | Residential & Commercial | USHP
215293910 | Central HP <5.4 tons | AIRQUEST | HRCU-A-CB (Split System: Heat Pump with Remote Outdoor Unit-Air-Source) | DLCURAH30ABK | ADP |  | HG81936 | *96MSN0802120A* | 29800 | 15.2 | 8.1 | 32600 | 27200 | 83.44% | 1.8 | 0 | 9 |  |  |  |  | R-410A | 2.4833 | Residential & Commercial | USHP
215293969 | Central HP <5.4 tons | AIRQUEST | HRCU-A-CB (Split System: Heat Pump with Remote Outdoor Unit-Air-Source) | DLCURAH30ABK | ADP |  | H,GG32930 | *96MSN1202422A* | 29000 | 15.2 | 8.1 | 32600 | 27200 | 83.44% | 1.8 | 0 | 8.5 |  |  |  |  | R-410A | 2.4167 | Residential & Commercial | USHP
215293971 | Central HP <5.4 tons | AIRQUEST | HRCU-A-CB (Split System: Heat Pump with Remote Outdoor Unit-Air-Source) | DLCURAH30ABK | ADP |  | HG32936 | *96MSN1202422A* | 29000 | 15.2 | 8.1 | 32600 | 27200 | 83.44% | 1.8 | 0 | 8.5 |  |  |  |  | R-410A | 2.4167 | Residential & Commercial | USHP
215293987 | Central HP <5.4 tons | AIRQUEST | HRCU-A-CB (Split System: Heat Pump with Remote Outdoor Unit-Air-Source) | DLCURAH30ABK | ADP |  | H,GG36936 | *96MSN1202422A* | 30000 | 15.2 | 8.1 | 32600 | 27200 | 83.44% | 1.8 | 0 | 9 |  |  |  |  | R-410A | 2.5 | Residential & Commercial | USHP
215294005 | Central HP <5.4 tons | AIRQUEST | HRCU-A-CB (Split System: Heat Pump with Remote Outdoor Unit-Air-Source) | DLCURAH30ABK | ADP |  | HG80936 | *96MSN1202422A* | 30000 | 15.2 | 8.1 | 32600 | 27200 | 83.44% | 1.8 | 0 | 9 |  |  |  |  | R-410A | 2.5 | Residential & Commercial | USHP
215294212 | Central HP <5.4 tons | AIRQUEST | HRCU-A-CB (Split System: Heat Pump with Remote Outdoor Unit-Air-Source) | DLCURAH30ABK | ADP |  | HG35936 | *96VTN0802120A* | 29600 | 15.2 | 8.1 | 32000 | 27000 | 84.38% | 1.78 | 0 | 9 |  |  |  |  | R-410A | 2.4667 | Residential & Commercial | USHP
215294237 | Central HP <5.4 tons | AIRQUEST | HRCU-A-CB (Split System: Heat Pump with Remote Outdoor Unit-Air-Source) | DLCURAH30ABK | ADP |  | HG82936 | *96VTN0802120A* | 29600 | 15.2 | 8.1 | 32000 | 27000 | 84.38% | 1.78 | 0 | 9 |  |  |  |  | R-410A | 2.4667 | Residential & Commercial | USHP
215294362 | Central HP <5.4 tons | AIRQUEST | HRCU-A-CB (Split System: Heat Pump with Remote Outdoor Unit-Air-Source) | DLCURAH30ABK | ADP |  | H,GG36936 | *96VTN1002120B* | 30200 | 15.2 | 8.5 | 32600 | 27200 | 83.44% | 1.8 | 0 | 9 |  |  |  |  | R-410A | 2.5167 | Residential & Commercial | USHP
215294403 | Central HP <5.4 tons | AIRQUEST | HRCU-A-CB (Split System: Heat Pump with Remote Outdoor Unit-Air-Source) | DLCURAH30ABK | ADP |  | H,GG34936 | *96VTN1002122A* | 29600 | 15.2 | 8.1 | 32200 | 27400 | 85.09% | 1.76 | 0 | 9 |  |  |  |  | R-410A | 2.4667 | Residential & Commercial | USHP
215294405 | Central HP <5.4 tons | AIRQUEST | HRCU-A-CB (Split System: Heat Pump with Remote Outdoor Unit-Air-Source) | DLCURAH30ABK | ADP |  | H,GE34936 | *96VTN1002122A* | 29600 | 15.2 | 8.1 | 32200 | 27400 | 85.09% | 1.76 | 0 | 9 |  |  |  |  | R-410A | 2.4667 | Residential & Commercial | USHP
215294419 | Central HP <5.4 tons | AIRQUEST | HRCU-A-CB (Split System: Heat Pump with Remote Outdoor Unit-Air-Source) | DLCURAH30ABK | ADP |  | HE7J936 | *96VTN1002122A* | 29200 | 15.2 | 8.1 | 32200 | 27400 | 85.09% | 1.76 | 0 | 8.5 |  |  |  |  | R-410A | 2.4333 | Residential & Commercial | USHP
215294462 | Central HP <5.4 tons | AIRQUEST | HRCU-A-CB (Split System: Heat Pump with Remote Outdoor Unit-Air-Source) | DLCURAH30ABK | ADP |  | HE36936 | *96VTN1002122B* | 30000 | 15.2 | 8.1 | 32600 | 27200 | 83.44% | 1.8 | 0 | 9 |  |  |  |  | R-410A | 2.5 | Residential & Commercial | USHP
213613100 | Central HP <5.4 tons | GE | HRCU-A-CB (Split System: Heat Pump with Remote Outdoor Unit-Air-Source) | NS22H24MA4-**A | ADP |  | PL36H175P789 | NF80U045S3A | 23400 | 21 | 8.5 | 21200 | 14900 | 70.28% | 1.86 | 0 | 13.5 |  |  |  |  | R-410A | 1.95 | Residential & Commercial | USHP | Ducted CEE Tier 1
215439710 | Central HP <5.4 tons | AMANA | HRCU-A-CB (Split System: Heat Pump with Remote Outdoor Unit-Air-Source) | AZV6SA1810A* |  |  | CA*EA3022*3A* | A*VM970804CNA* | 17000 | 19 | 8.8 | 16800 | 13000 | 77.38% | 2.1 | 0 | 12 |  |  |  |  | R-32 | 1.4167 | Residential & Commercial | USHP | Ducted CEE Tier 1
212404695 | Central HP <5.4 tons | NAPOLEON | HRCU-A-CB (Split System: Heat Pump with Remote Outdoor Unit-Air-Source) | WSEHV2436RA1-N |  |  | H,DE33(6,9)36 | WUV050T3AA | 22000 | 17 | 8.5 | 25000 | 17500 | 70% | 1.8 | 0 | 10 |  |  |  |  | R-410A | 1.8333 | Residential & Commercial | USHP | Ducted CEE Tier 1
213778806 | Central HP <5.4 tons | BRYANT HEATING AND COOLING SYSTEMS | HRCU-A-CB (Split System: Heat Pump with Remote Outdoor Unit-Air-Source) | 288BNV037*0**A* |  |  | CAP**3617AL*+UI | 986TD42080C17*** | 31400 | 16.5 | 8.1 | 33200 | 24400 | 73.49% | 1.82 | 0 | 10.5 |  |  |  |  | R-410A | 2.6167 | Residential & Commercial | USHP | Ducted CEE Tier 1
215434079 | Central HP <5.4 tons | GOODMAN | HRCU-A-CB (Split System: Heat Pump with Remote Outdoor Unit-Air-Source) | GZV7SA2410A* |  |  | CA*EA3022*3A* | G*VM970603BNA* | 23200 | 19 | 8.6 | 23200 | 17000 | 73.28% | 2 | 0 | 11 |  |  |  |  | R-32 | 1.9333 | Residential & Commercial | USHP | Ducted CEE Tier 1
213781306 | Central HP <5.4 tons | BRYANT HEATING AND COOLING SYSTEMS | HRCU-A-CB (Split System: Heat Pump with Remote Outdoor Unit-Air-Source) | 288BNV037*0**B* |  |  | CAP**4821AL*+UI | 88*TB60090C21*** | 32200 | 17 | 8.1 | 32600 | 24800 | 76.07% | 1.98 | 0 | 11 |  |  |  |  | R-410A | 2.6833 | Residential & Commercial | USHP | Ducted CEE Tier 1
213782326 | Central HP <5.4 tons | BRYANT HEATING AND COOLING SYSTEMS | HRCU-A-CB (Split System: Heat Pump with Remote Outdoor Unit-Air-Source) | 288BNV037*0**B* |  |  | CSPH*6012AL*+UI | 986TD42060C17*** | 32800 | 16.5 | 8.1 | 32400 | 25000 | 77.16% | 1.96 | 0 | 11 |  |  |  |  | R-410A | 2.7333 | Residential & Commercial | USHP | Ducted CEE Tier 1
215439695 | Central HP <5.4 tons | AMANA | HRCU-A-CB (Split System: Heat Pump with Remote Outdoor Unit-Air-Source) | AZV6SA1810A* |  |  | CA*EA3022*3A* | A*VT800604B*A* | 17000 | 19 | 8.8 | 16800 | 13000 | 77.38% | 2.1 | 0 | 12 |  |  |  |  | R-32 | 1.4167 | Residential & Commercial | USHP | Ducted CEE Tier 1
215434325 | Central HP <5.4 tons | GOODMAN | HRCU-A-CB (Split System: Heat Pump with Remote Outdoor Unit-Air-Source) | GZV7SA4210A* |  |  | CHPEA4830*3A* | G*VS800805CUA* | 40500 | 17 | 8.6 | 41000 | 31000 | 75.61% | 2 | 0 | 10 |  |  |  |  | R-32 | 3.375 | Residential & Commercial | USHP | Ducted CEE Tier 1
215434343 | Central HP <5.4 tons | GOODMAN | HRCU-A-CB (Split System: Heat Pump with Remote Outdoor Unit-Air-Source) | GZV7SA4210A* |  |  | CHPEA6030*3A* | G*VT801005C*A* | 40500 | 17 | 8.6 | 41000 | 31000 | 75.61% | 2 | 0 | 10 |  |  |  |  | R-32 | 3.375 | Residential & Commercial | USHP | Ducted CEE Tier 1
212603252 | Central HP <5.4 tons | DAY & NIGHT | HRCU-A-CB (Split System: Heat Pump with Remote Outdoor Unit-Air-Source) | DLCURAH36ABK | ADP |  | PL36H210P299 | *80ES(N,L)0902120A* | 36600 | 16 | 8.1 | 37800 | 34400 | 91.01% | 2.04 | 0 | 10.5 |  |  |  |  | R-410A | 3.05 | Residential & Commercial | USHP | Ducted CEE Tier 1
215434207 | Central HP <5.4 tons | GOODMAN | HRCU-A-CB (Split System: Heat Pump with Remote Outdoor Unit-Air-Source) | GZV7SA3610A* |  |  | CA*EA4830*3A* | G*VS960805CUA* | 34800 | 18.5 | 8.5 | 35000 | 28400 | 81.14% | 2 | 0 | 10.5 |  |  |  |  | R-32 | 2.9 | Residential & Commercial | USHP | Ducted CEE Tier 1
215434227 | Central HP <5.4 tons | GOODMAN | HRCU-A-CB (Split System: Heat Pump with Remote Outdoor Unit-Air-Source) | GZV7SA3610A* |  |  | CHPEA4830*3A* | G*VS800805CUA* | 35000 | 18.5 | 8.1 | 35000 | 28400 | 81.14% | 2 | 0 | 10.5 |  |  |  |  | R-32 | 2.9167 | Residential & Commercial | USHP | Ducted CEE Tier 1
212681004 | Central HP <5.4 tons | AURIAL | HRCU-A-CB (Split System: Heat Pump with Remote Outdoor Unit-Air-Source) | ARU36-24WADU |  |  | ARUD36-24AH2ADU | 0 | 34000 | 16 | 9 | 35000 | 28000 | 80% | 1.8 | 10 | 10 |  |  |  |  | R-410A | 2.8333 | Residential & Commercial | USHP | Ducted CEE Tier 1
214638686 | Central HP <5.4 tons | RHEEM | HRCU-A-CB (Split System: Heat Pump with Remote Outdoor Unit-Air-Source) | RD17AZ24AJ3N | ADP |  | H,RE7J936 | R98MV0603A17UPS | 21600 | 18 | 8.1 | 21000 | 16500 | 78.57% | 2 | 0 | 9.5 |  |  |  |  | R-410A | 1.8 | Residential & Commercial | USHP
212480256 | Central HP <5.4 tons | CARRIER | HRCU-A-CB (Split System: Heat Pump with Remote Outdoor Unit-Air-Source) | 38MURAQ30AB3* | ADP |  | C36A***L159 | 59SC2D080E21**20 | 30600 | 15.2 | 8.1 | 32600 | 26600 | 81.6% | 1.82 | 0 | 9 |  |  |  |  | R-410A | 2.55 | Residential & Commercial | USHP
212681005 | Central HP <5.4 tons | AURIAL | HRCU-A-CB (Split System: Heat Pump with Remote Outdoor Unit-Air-Source) | ARU60-48WADU |  |  | ARUD48-24AH2ADU | 0 | 48000 | 17 | 9 | 48000 | 39000 | 81.25% | 1.8 | 11.5 | 11 |  |  |  |  | R-410A | 4 | Residential & Commercial | USHP | Ducted CEE Tier 1
215439698 | Central HP <5.4 tons | AMANA | HRCU-A-CB (Split System: Heat Pump with Remote Outdoor Unit-Air-Source) | AZV6SA1810A* |  |  | CA*EA3022*3A* | A*VT800603B*A* | 17000 | 19 | 8.8 | 16800 | 13000 | 77.38% | 2.1 | 0 | 12 |  |  |  |  | R-32 | 1.4167 | Residential & Commercial | USHP | Ducted CEE Tier 1
213613118 | Central HP <5.4 tons | GE | HRCU-A-CB (Split System: Heat Pump with Remote Outdoor Unit-Air-Source) | NS22H24MA4-**A | ADP |  | V36H175P789 | NF95X040S3B | 23800 | 19 | 8.2 | 21200 | 15000 | 70.75% | 1.96 | 0 | 13 |  |  |  |  | R-410A | 1.9833 | Residential & Commercial | USHP | Ducted CEE Tier 1
216699845 | Central HP <5.4 tons | AMANA | HRCU-A-CB (Split System: Heat Pump with Remote Outdoor Unit-Air-Source) | AZV9SA241CA* |  |  | CHPEA4830*3A*+MBVK16CP1X00A* | 0 | 23000 | 18.2 | 9 | 21000 | 21000 | 100% | 2 | 0 | 11.7 |  |  |  |  | R-32 | 1.9167 | Residential & Commercial | USHP | Ducted CEE Tier 1
213739925 | Central HP <5.4 tons | DAY & NIGHT | HRCU-A-CB (Split System: Heat Pump with Remote Outdoor Unit-Air-Source) | DLCURAH24ABK | ADP |  | FG80936 | *96MSN0261410A* | 23400 | 16 | 8.5 | 25400 | 25800 | 101.6% | 2.2 | 0 | 10 |  |  |  |  | R-410A | 1.95 | Residential & Commercial | USHP | Ducted CEE Tier 1
213739942 | Central HP <5.4 tons | DAY & NIGHT | HRCU-A-CB (Split System: Heat Pump with Remote Outdoor Unit-Air-Source) | DLCURAH24ABK | ADP |  | FG35936 | *96MSN0401712A* | 23400 | 16 | 8.5 | 24600 | 23800 | 96.75% | 2 | 0 | 9.5 |  |  |  |  | R-410A | 1.95 | Residential & Commercial | USHP
213739956 | Central HP <5.4 tons | DAY & NIGHT | HRCU-A-CB (Split System: Heat Pump with Remote Outdoor Unit-Air-Source) | DLCURAH24ABK | ADP |  | FG32936 | *96VSN0401410B* | 22800 | 16 | 8.5 | 25400 | 25200 | 99.21% | 2.12 | 0 | 10 |  |  |  |  | R-410A | 1.9 | Residential & Commercial | USHP | Ducted CEE Tier 1
213739972 | Central HP <5.4 tons | DAY & NIGHT | HRCU-A-CB (Split System: Heat Pump with Remote Outdoor Unit-Air-Source) | DLCURAH24ABK | ADP |  | FG81936 | *96VSN0401712B* | 23400 | 16 | 8.5 | 24600 | 23800 | 96.75% | 2 | 0 | 10 |  |  |  |  | R-410A | 1.95 | Residential & Commercial | USHP | Ducted CEE Tier 1
213739989 | Central HP <5.4 tons | DAY & NIGHT | HRCU-A-CB (Split System: Heat Pump with Remote Outdoor Unit-Air-Source) | DLCURAH24ABK | ADP |  | V,G36H***P449 | *96VTN0401410B* | 23400 | 16 | 8.5 | 24600 | 23800 | 96.75% | 2 | 0 | 10 |  |  |  |  | R-410A | 1.95 | Residential & Commercial | USHP | Ducted CEE Tier 1
213739991 | Central HP <5.4 tons | DAY & NIGHT | HRCU-A-CB (Split System: Heat Pump with Remote Outdoor Unit-Air-Source) | DLCURAH24ABK | ADP |  | PL36H175P069 | *96VTN0401712B* | 23400 | 16 | 8.5 | 24600 | 23800 | 96.75% | 2 | 0 | 10 |  |  |  |  | R-410A | 1.95 | Residential & Commercial | USHP | Ducted CEE Tier 1
213740006 | Central HP <5.4 tons | DAY & NIGHT | HRCU-A-CB (Split System: Heat Pump with Remote Outdoor Unit-Air-Source) | DLCURAH24ABK | ADP |  | PL36H175P789 | *96VTN0601412B* | 23600 | 17 | 8.5 | 24600 | 23600 | 95.93% | 2 | 0 | 10 |  |  |  |  | R-410A | 1.9667 | Residential & Commercial | USHP | Ducted CEE Tier 1
207455125 | Central HP <5.4 tons | LENNOX | HRCU-A-CB (Split System: Heat Pump with Remote Outdoor Unit-Air-Source) | SL25XPV-036-230A** | ADP |  | LH23/37W9 | SL280UH080NV60C* | 34000 | 21 | 8.8 | 33800 | 27000 | 79.88% | 1.82 | 14 | 13.5 |  |  |  |  | R-410A | 2.8333 | Residential & Commercial | USHP | Ducted CEE Tier 1
207455160 | Central HP <5.4 tons | LENNOX | HRCU-A-CB (Split System: Heat Pump with Remote Outdoor Unit-Air-Source) | SL25XPV-036-230A** | ADP |  | LH35/38X9 | SL280UH090XV60C* | 34000 | 21 | 8.8 | 33800 | 27000 | 79.88% | 1.84 | 14 | 13.5 |  |  |  |  | R-410A | 2.8333 | Residential & Commercial | USHP | Ducted CEE Tier 1
207455190 | Central HP <5.4 tons | LENNOX | HRCU-A-CB (Split System: Heat Pump with Remote Outdoor Unit-Air-Source) | SL25XPV-036-230A** | ADP |  | L*23/37Z9 | SL280UH110XV60C* | 34000 | 21 | 8.8 | 33800 | 27000 | 79.88% | 1.84 | 14 | 13.5 |  |  |  |  | R-410A | 2.8333 | Residential & Commercial | USHP | Ducted CEE Tier 1
213738345 | Central HP <5.4 tons | DAY & NIGHT | HRCU-A-CB (Split System: Heat Pump with Remote Outdoor Unit-Air-Source) | DLCURAH30ABK | ADP |  | FG32936 | *80MS(N,L)0701712A* | 28800 | 15.2 | 8.1 | 32600 | 27200 | 83.44% | 1.8 | 0 | 8.5 |  |  |  |  | R-410A | 2.4 | Residential & Commercial | USHP
213738346 | Central HP <5.4 tons | DAY & NIGHT | HRCU-A-CB (Split System: Heat Pump with Remote Outdoor Unit-Air-Source) | DLCURAH30ABK | ADP |  | FG33936 | *80MS(N,L)0701712A* | 29200 | 15.2 | 8.1 | 32600 | 27200 | 83.44% | 1.8 | 0 | 8.5 |  |  |  |  | R-410A | 2.4333 | Residential & Commercial | USHP
215433906 | Central HP <5.4 tons | GOODMAN | HRCU-A-CB (Split System: Heat Pump with Remote Outdoor Unit-Air-Source) | GZV7SA2410A* |  |  | CA*EA3022*3A*+MBVK16CP1X00A* | 0 | 23200 | 19 | 8.6 | 23200 | 17000 | 73.28% | 2 | 0 | 11 |  |  |  |  | R-32 | 1.9333 | Residential & Commercial | USHP | Ducted CEE Tier 1
215433909 | Central HP <5.4 tons | GOODMAN | HRCU-A-CB (Split System: Heat Pump with Remote Outdoor Unit-Air-Source) | GZV7SA2410A* |  |  | CHPEA3026*3A*+MBVK12BP1X00A* | 0 | 23200 | 19 | 8.6 | 23200 | 17000 | 73.28% | 2 | 0 | 11 |  |  |  |  | R-32 | 1.9333 | Residential & Commercial | USHP | Ducted CEE Tier 1
216699876 | Central HP <5.4 tons | AMANA | HRCU-A-CB (Split System: Heat Pump with Remote Outdoor Unit-Air-Source) | AZV9SA361CA* |  |  | CA*EA6030*3A* | A*VT960804CNA* | 34200 | 19 | 9.2 | 32600 | 32600 | 100% | 2 | 0 | 11.7 |  |  |  |  | R-32 | 2.85 | Residential & Commercial | USHP | Ducted CEE Tier 1
207436491 | Central HP <5.4 tons | LENNOX | HRCU-A-CB (Split System: Heat Pump with Remote Outdoor Unit-Air-Source) | SL25XPV-036-230A** |  |  | CX35-48C+TDR | SLP99UH090XV48C* | 34000 | 22 | 8.8 | 35600 | 27400 | 76.97% | 1.82 | 14 | 13.4 |  |  |  |  | R-410A | 2.8333 | Residential & Commercial | USHP | Ducted CEE Tier 1
215434092 | Central HP <5.4 tons | GOODMAN | HRCU-A-CB (Split System: Heat Pump with Remote Outdoor Unit-Air-Source) | GZV7SA2410A* |  |  | CA*EA3022*3A* | G*VT960403BNA* | 23200 | 19 | 8.6 | 23200 | 17000 | 73.28% | 2 | 0 | 11 |  |  |  |  | R-32 | 1.9333 | Residential & Commercial | USHP | Ducted CEE Tier 1
215434123 | Central HP <5.4 tons | GOODMAN | HRCU-A-CB (Split System: Heat Pump with Remote Outdoor Unit-Air-Source) | GZV7SA2410A* |  |  | CHPEA3026*3A* | G*VS960805CUA* | 23200 | 19 | 8.6 | 23200 | 17000 | 73.28% | 2 | 0 | 11 |  |  |  |  | R-32 | 1.9333 | Residential & Commercial | USHP | Ducted CEE Tier 1
211713364 | Central HP <5.4 tons | HEIL | HRCU-A-CB (Split System: Heat Pump with Remote Outdoor Unit-Air-Source) | DLCURAH30ABK |  |  | EA*4X43L21A* | *92ESN1002120A* | 31200 | 15.2 | 8.5 | 33600 | 26000 | 77.38% | 1.86 | 0 | 9 |  |  |  |  | R-410A | 2.6 | Residential & Commercial | USHP
212970687 | Central HP <5.4 tons | BRYANT HEATING AND COOLING SYSTEMS | HRCU-A-CB (Split System: Heat Pump with Remote Outdoor Unit-Air-Source) | 38MURAQ36AB3* |  |  | CAP**4821AL* | 82*SB60090V21*** | 35600 | 16.5 | 8.5 | 39000 | 34600 | 88.72% | 2.02 | 0 | 10 |  |  |  |  | R-410A | 2.9667 | Residential & Commercial | USHP | Ducted CEE Tier 1
212970737 | Central HP <5.4 tons | BRYANT HEATING AND COOLING SYSTEMS | HRCU-A-CB (Split System: Heat Pump with Remote Outdoor Unit-Air-Source) | 38MURAQ36AB3* |  |  | CNPV*4824AL* | 82*SB60090V21*** | 36000 | 16.5 | 8.1 | 38500 | 35000 | 90.91% | 2 | 0 | 10 |  |  |  |  | R-410A | 3 | Residential & Commercial | USHP | Ducted CEE Tier 1
216992957 | Central HP <5.4 tons | BRYANT HEATING AND COOLING SYSTEMS | HRCU-A-CB (Split System: Heat Pump with Remote Outdoor Unit-Air-Source) | 37MUHAQ24AA3 | ADP |  | H,PG7J*36+TXV | 8(0,1)*SB36045M14*** | 22000 | 16 | 8.5 | 19400 | 18800 | 96.91% | 1.96 | 0 | 10.5 |  |  |  |  | R-454B | 1.8333 | Residential & Commercial | USHP | Ducted CEE Tier 1
216992569 | Central HP <5.4 tons | BRYANT HEATING AND COOLING SYSTEMS | HRCU-A-CB (Split System: Heat Pump with Remote Outdoor Unit-Air-Source) | 290VAN024**AA* | ADP |  | H,PG7J*36+TXV | 987TA66100C21*** | 22200 | 17 | 9 | 21600 | 15900 | 73.61% | 2.02 | 0 | 9.5 |  |  |  |  | R-454B | 1.85 | Residential & Commercial | USHP
216992570 | Central HP <5.4 tons | BRYANT HEATING AND COOLING SYSTEMS | HRCU-A-CB (Split System: Heat Pump with Remote Outdoor Unit-Air-Source) | 290VAN024**AA* | ADP |  | H,PG7J*36+TXV | 987TA66120C24*** | 23000 | 16 | 8.5 | 22400 | 16000 | 71.43% | 1.88 | 0 | 9.5 |  |  |  |  | R-454B | 1.9167 | Residential & Commercial | USHP
216992469 | Central HP <5.4 tons | BRYANT HEATING AND COOLING SYSTEMS | HRCU-A-CB (Split System: Heat Pump with Remote Outdoor Unit-Air-Source) | 290VAN060**AA* | ADP |  | H,PG48*60+TXV | 986TD66120C24*** | 55000 | 18 | 9 | 57000 | 41000 | 71.93% | 2.02 | 0 | 9 |  |  |  |  | R-454B | 4.5833 | Residential & Commercial | USHP
213608978 | Central HP <5.4 tons | GE | HRCU-A-CB (Split System: Heat Pump with Remote Outdoor Unit-Air-Source) | NS22H24MA4-**A | ADP |  | H,TG80936 | NF80U045S3A | 23400 | 21 | 8.5 | 21200 | 14900 | 70.28% | 1.86 | 0 | 13.5 |  |  |  |  | R-410A | 1.95 | Residential & Commercial | USHP | Ducted CEE Tier 1
212983661 | Central HP <5.4 tons | COMFORTMAKER | HRCU-A-CB (Split System: Heat Pump with Remote Outdoor Unit-Air-Source) | DLCURAH18ABK |  |  | EA*4X25L17A* | *92MSN0601412A* | 17700 | 16.5 | 8.1 | 17700 | 17800 | 100.6% | 2.14 | 0 | 10.5 |  |  |  |  | R-410A | 1.475 | Residential & Commercial | USHP | Ducted CEE Tier 1
207455209 | Central HP <5.4 tons | LENNOX | HRCU-A-CB (Split System: Heat Pump with Remote Outdoor Unit-Air-Source) | SL25XPV-036-230A** | ADP |  | LH35/38F9 | SL297UH080NV48C* | 34000 | 22 | 8.8 | 33800 | 27000 | 79.88% | 1.82 | 14 | 13 |  |  |  |  | R-410A | 2.8333 | Residential & Commercial | USHP | Ducted CEE Tier 1
215439708 | Central HP <5.4 tons | AMANA | HRCU-A-CB (Split System: Heat Pump with Remote Outdoor Unit-Air-Source) | AZV6SA1810A* |  |  | CA*EA3022*3A* | A*VS800604BUA* | 17000 | 19 | 8.8 | 16800 | 13000 | 77.38% | 2.1 | 0 | 12 |  |  |  |  | R-32 | 1.4167 | Residential & Commercial | USHP | Ducted CEE Tier 1
215434328 | Central HP <5.4 tons | GOODMAN | HRCU-A-CB (Split System: Heat Pump with Remote Outdoor Unit-Air-Source) | GZV7SA4210A* |  |  | CHPEA4830*3A* | G*VT800805C*A* | 40500 | 17 | 8.6 | 41000 | 31000 | 75.61% | 2 | 0 | 10 |  |  |  |  | R-32 | 3.375 | Residential & Commercial | USHP | Ducted CEE Tier 1
215434330 | Central HP <5.4 tons | GOODMAN | HRCU-A-CB (Split System: Heat Pump with Remote Outdoor Unit-Air-Source) | GZV7SA4210A* |  |  | CHPEA4830*3A* | G*VT801005C*A* | 40500 | 17 | 8.6 | 41000 | 31000 | 75.61% | 2 | 0 | 10 |  |  |  |  | R-32 | 3.375 | Residential & Commercial | USHP | Ducted CEE Tier 1
207455410 | Central HP <5.4 tons | LENNOX | HRCU-A-CB (Split System: Heat Pump with Remote Outdoor Unit-Air-Source) | SL25XPV-048-230A** | ADP |  | L*42/60Z9 | SL280UH110XV60C* | 46000 | 20 | 9.3 | 42000 | 35800 | 85.24% | 1.88 | 12.5 | 12.5 |  |  |  |  | R-410A | 3.8333 | Residential & Commercial | USHP | Ducted CEE Tier 1
207455443 | Central HP <5.4 tons | LENNOX | HRCU-A-CB (Split System: Heat Pump with Remote Outdoor Unit-Air-Source) | SL25XPV-048-230A** | ADP |  | LH40/61W9 | SLP99UH090XV48C* | 44500 | 20 | 9.2 | 43500 | 37200 | 85.52% | 1.8 | 12 | 12 |  |  |  |  | R-410A | 3.7083 | Residential & Commercial | USHP | Ducted CEE Tier 1
214303070 | Central HP <5.4 tons | RUUD | HRCU-A-CB (Split System: Heat Pump with Remote Outdoor Unit-Air-Source) | RD17AZ24AJ3N | ADP |  | H,RG34936 | R801V0503A14UH | 22000 | 17 | 8.1 | 21000 | 16500 | 78.57% | 2 | 0 | 9.5 |  |  |  |  | R-410A | 1.8333 | Residential & Commercial | USHP
215434333 | Central HP <5.4 tons | GOODMAN | HRCU-A-CB (Split System: Heat Pump with Remote Outdoor Unit-Air-Source) | GZV7SA4210A* |  |  | CHPEA4830*3A* | G*VT961005DNA* | 40500 | 17 | 8.6 | 41000 | 31000 | 75.61% | 2 | 0 | 10 |  |  |  |  | R-32 | 3.375 | Residential & Commercial | USHP | Ducted CEE Tier 1
207455406 | Central HP <5.4 tons | LENNOX | HRCU-A-CB (Split System: Heat Pump with Remote Outdoor Unit-Air-Source) | SL25XPV-048-230A** | ADP |  | LH42/62W9 | SL280UH110V60C* | 46000 | 20 | 9.4 | 42000 | 35800 | 85.24% | 1.9 | 12.5 | 12.5 |  |  |  |  | R-410A | 3.8333 | Residential & Commercial | USHP | Ducted CEE Tier 1
215487802 | Central HP <5.4 tons | AMANA | HRCU-A-CB (Split System: Heat Pump with Remote Outdoor Unit-Air-Source) | AZV6SA1810A* |  |  | CHPEA2422*3A* | A*VM970603BNB* | 17000 | 19 | 8.8 | 16800 | 13000 | 77.38% | 2.1 | 0 | 12 |  |  |  |  | R-32 | 1.4167 | Residential & Commercial | USHP | Ducted CEE Tier 1
207455297 | Central HP <5.4 tons | LENNOX | HRCU-A-CB (Split System: Heat Pump with Remote Outdoor Unit-Air-Source) | SL25XPV-024-230A** | ADP |  | L*35/36U9 | SL280UH060NV36A* | 22400 | 22 | 9.2 | 19800 | 20000 | 101% | 1.84 | 14 | 14.5 |  |  |  |  | R-410A | 1.8667 | Residential & Commercial | USHP | Ducted CEE Tier 1
207028597 | Central HP <5.4 tons | PIONEER | HRCU-A-CB (Split System: Heat Pump with Remote Outdoor Unit-Air-Source) | YH4248GHFD18R2 |  |  | DR048GHFD18HT2 | 0 | 48000 | 17.5 | 8.5 | 47000 | 33000 | 70.21% | 1.9 | 10.2 | 10.1 |  |  |  |  | R-410A | 4 | Residential & Commercial | USHP | Ducted CEE Tier 1
211379206 | Central HP <5.4 tons | YORK | HRCU-A-CB (Split System: Heat Pump with Remote Outdoor Unit-Air-Source) | HMH72B341 |  |  | XAHC48FBCN1 | YP9C100C16MP13 | 33000 | 16.5 | 8.5 | 31800 | 23200 | 72.96% | 2.04 | 0 | 9 |  |  |  |  | R-410A | 2.75 | Residential & Commercial | USHP
211379370 | Central HP <5.4 tons | YORK | HRCU-A-CB (Split System: Heat Pump with Remote Outdoor Unit-Air-Source) | HMH72B341 |  |  | XAFC48FBCN1 | YP9C080B12MP13 | 33400 | 16.5 | 8.5 | 32600 | 24000 | 73.62% | 2.06 | 0 | 9 |  |  |  |  | R-410A | 2.7833 | Residential & Commercial | USHP
215434316 | Central HP <5.4 tons | GOODMAN | HRCU-A-CB (Split System: Heat Pump with Remote Outdoor Unit-Air-Source) | GZV7SA4210A* |  |  | CA*EA6030*3A* | G*VT800805D*A* | 40500 | 17 | 8.8 | 41000 | 31000 | 75.61% | 2 | 0 | 10 |  |  |  |  | R-32 | 3.375 | Residential & Commercial | USHP | Ducted CEE Tier 1
211239725 | Central HP <5.4 tons | CARRIER | HRCU-A-CB (Split System: Heat Pump with Remote Outdoor Unit-Air-Source) | 38MURAQ24AB3* |  |  | CAP**2517AL* | 58TP*A070V17**16 | 24800 | 17 | 8.5 | 25400 | 21200 | 83.46% | 1.78 | 0 | 10.5 |  |  |  |  | R-410A | 2.0667 | Residential & Commercial | USHP | Ducted CEE Tier 1
211239768 | Central HP <5.4 tons | CARRIER | HRCU-A-CB (Split System: Heat Pump with Remote Outdoor Unit-Air-Source) | 38MURAQ24AB3* |  |  | CAP**3017AL* | 59SP6A060V14**12 | 23400 | 16.5 | 8.5 | 26000 | 24000 | 92.31% | 1.98 | 0 | 10 |  |  |  |  | R-410A | 1.95 | Residential & Commercial | USHP | Ducted CEE Tier 1
215434346 | Central HP <5.4 tons | GOODMAN | HRCU-A-CB (Split System: Heat Pump with Remote Outdoor Unit-Air-Source) | GZV7SA4210A* |  |  | CHPEA6030*3A* | G*VT961005DNA* | 40500 | 17 | 8.6 | 41000 | 31000 | 75.61% | 2 | 0 | 10 |  |  |  |  | R-32 | 3.375 | Residential & Commercial | USHP | Ducted CEE Tier 1
213739915 | Central HP <5.4 tons | DAY & NIGHT | HRCU-A-CB (Split System: Heat Pump with Remote Outdoor Unit-Air-Source) | DLCURAH24ABK | ADP |  | FG80936 | *95MSU0401712A* | 23400 | 17 | 8.5 | 24400 | 24000 | 98.36% | 2.02 | 0 | 10 |  |  |  |  | R-410A | 1.95 | Residential & Commercial | USHP | Ducted CEE Tier 1
213739916 | Central HP <5.4 tons | DAY & NIGHT | HRCU-A-CB (Split System: Heat Pump with Remote Outdoor Unit-Air-Source) | DLCURAH24ABK | ADP |  | FG81936 | *95MSU0401712A* | 23400 | 17 | 8.5 | 24400 | 24000 | 98.36% | 2.02 | 0 | 10 |  |  |  |  | R-410A | 1.95 | Residential & Commercial | USHP | Ducted CEE Tier 1
207455213 | Central HP <5.4 tons | LENNOX | HRCU-A-CB (Split System: Heat Pump with Remote Outdoor Unit-Air-Source) | SL25XPV-036-230A** | ADP |  | LH23/37W9 | SL297UH080NV48C* | 34000 | 22 | 8.8 | 33800 | 27000 | 79.88% | 1.82 | 14 | 13 |  |  |  |  | R-410A | 2.8333 | Residential & Commercial | USHP | Ducted CEE Tier 1
207455245 | Central HP <5.4 tons | LENNOX | HRCU-A-CB (Split System: Heat Pump with Remote Outdoor Unit-Air-Source) | SL25XPV-036-230A** | ADP |  | L*23/37Z9 | SLP99UH070XV36B* | 34600 | 21 | 8.8 | 32800 | 26000 | 79.27% | 1.82 | 13.5 | 13 |  |  |  |  | R-410A | 2.8833 | Residential & Commercial | USHP | Ducted CEE Tier 1
210599604 | Central HP <5.4 tons | HEIL | HRCU-A-CB (Split System: Heat Pump with Remote Outdoor Unit-Air-Source) | HVH837GKA** |  |  | EN(A,D,W)4X60L24**+WALLCON | *96CTN1202422A* | 32800 | 18 | 8.1 | 32200 | 24600 | 76.4% | 1.98 | 0 | 12 |  |  |  |  | R-410A | 2.7333 | Residential & Commercial | USHP | Ducted CEE Tier 1
215487657 | Central HP <5.4 tons | AMANA | HRCU-A-CB (Split System: Heat Pump with Remote Outdoor Unit-Air-Source) | AZV7SA2410A* |  |  | CA*EA3022*3A* | A*VC960804CNB* | 23200 | 19 | 8.6 | 23200 | 17000 | 73.28% | 2 | 0 | 11 |  |  |  |  | R-32 | 1.9333 | Residential & Commercial | USHP | Ducted CEE Tier 1
215487668 | Central HP <5.4 tons | AMANA | HRCU-A-CB (Split System: Heat Pump with Remote Outdoor Unit-Air-Source) | AZV7SA2410A* |  |  | CA*EA3626*3A* | A*VC801005C*A* | 23200 | 19 | 8.6 | 23200 | 17000 | 73.28% | 2 | 0 | 11 |  |  |  |  | R-32 | 1.9333 | Residential & Commercial | USHP | Ducted CEE Tier 1
215487682 | Central HP <5.4 tons | AMANA | HRCU-A-CB (Split System: Heat Pump with Remote Outdoor Unit-Air-Source) | AZV7SA2410A* |  |  | CHPEA3026*3A* | A*VC800805C*A* | 23200 | 19 | 8.6 | 23200 | 17000 | 73.28% | 2 | 0 | 11 |  |  |  |  | R-32 | 1.9333 | Residential & Commercial | USHP | Ducted CEE Tier 1
216990575 | Central HP <5.4 tons | BRYANT HEATING AND COOLING SYSTEMS | HRCU-A-CB (Split System: Heat Pump with Remote Outdoor Unit-Air-Source) | 293VAN036**AA* | ADP |  | PL36H175P15*+TXV | 88*TB48070C17*** | 32600 | 19 | 9.5 | 33600 | 26600 | 79.17% | 2 | 0 | 11 |  |  |  |  | R-454B | 2.7167 | Residential & Commercial | USHP | Ducted CEE Tier 1
212681010 | Central HP <5.4 tons | AURIAL | HRCU-A-C (Split System: Heat Pump with Remote Outdoor Unit with No Indoor Fan --Air Source) | ARU60-48WADU |  |  | ARCAT60H/NAA | 0 | 50500 | 15.2 | 8.5 | 53000 | 37200 | 70.19% | 1.8 | 0 | 9.5 |  |  |  |  | R-410A | 4.2083 | Residential & Commercial | USHP
215434345 | Central HP <5.4 tons | GOODMAN | HRCU-A-CB (Split System: Heat Pump with Remote Outdoor Unit-Air-Source) | GZV7SA4210A* |  |  | CHPEA6030*3A* | G*VT961005CNA* | 40500 | 16.5 | 8.6 | 41000 | 31000 | 75.61% | 2 | 0 | 10 |  |  |  |  | R-32 | 3.375 | Residential & Commercial | USHP | Ducted CEE Tier 1
215434347 | Central HP <5.4 tons | GOODMAN | HRCU-A-CB (Split System: Heat Pump with Remote Outdoor Unit-Air-Source) | GZV7SA4210A* |  |  | CHPEA6030*3A* | G*VT961205DNA* | 40500 | 17 | 8.6 | 41000 | 31000 | 75.61% | 2 | 0 | 10 |  |  |  |  | R-32 | 3.375 | Residential & Commercial | USHP | Ducted CEE Tier 1
216453223 | Central HP <5.4 tons | TRANE | HRCU-A-CB (Split System: Heat Pump with Remote Outdoor Unit-Air-Source) | 5TWV0X60A1 |  |  | 5PX*C009AS3 | S8V2C100M5PDB | 52500 | 18.4 | 9 | 54000 | 38000 | 70.37% | 2 | 0 | 10 |  |  |  |  | R-454B | 4.375 | Residential & Commercial | USHP | Ducted CEE Tier 1
216453237 | Central HP <5.4 tons | TRANE | HRCU-A-CB (Split System: Heat Pump with Remote Outdoor Unit-Air-Source) | 5TWV0X60A1 |  |  | 5PX*D010AS3 | S8V2C100M5PDB | 52500 | 18.4 | 9 | 54000 | 38000 | 70.37% | 2 | 0 | 10.5 |  |  |  |  | R-454B | 4.375 | Residential & Commercial | USHP | Ducted CEE Tier 1
216453239 | Central HP <5.4 tons | TRANE | HRCU-A-CB (Split System: Heat Pump with Remote Outdoor Unit-Air-Source) | 5TWV0X60A1 |  |  | 5PX*D010AS3 | S8V2D120M5PDB | 53000 | 18.8 | 9.4 | 54000 | 38000 | 70.37% | 2 | 0 | 10.5 |  |  |  |  | R-454B | 4.4167 | Residential & Commercial | USHP | Ducted CEE Tier 1
211239775 | Central HP <5.4 tons | CARRIER | HRCU-A-CB (Split System: Heat Pump with Remote Outdoor Unit-Air-Source) | 38MURAQ24AB3* |  |  | CAP**3017AL* | 58SP*A070V17**16 | 23800 | 16.5 | 8.5 | 26200 | 23400 | 89.31% | 1.94 | 0 | 10 |  |  |  |  | R-410A | 1.9833 | Residential & Commercial | USHP | Ducted CEE Tier 1
215434315 | Central HP <5.4 tons | GOODMAN | HRCU-A-CB (Split System: Heat Pump with Remote Outdoor Unit-Air-Source) | GZV7SA4210A* |  |  | CA*EA6030*3A* | G*VT800805C*A* | 40500 | 17 | 8.8 | 41000 | 31000 | 75.61% | 2 | 0 | 10 |  |  |  |  | R-32 | 3.375 | Residential & Commercial | USHP | Ducted CEE Tier 1
214630429 | Central HP <5.4 tons | CARRIER | HRCU-A-CB (Split System: Heat Pump with Remote Outdoor Unit-Air-Source) | 25VNA825A*032* | ADP |  | V,C36H***P219 | 59TN6C040C14**10 | 22800 | 15.2 | 8.1 | 20000 | 16600 | 83% | 1.96 | 0 | 9.5 |  |  |  |  | R-410A | 1.9 | Residential & Commercial | USHP
215434324 | Central HP <5.4 tons | GOODMAN | HRCU-A-CB (Split System: Heat Pump with Remote Outdoor Unit-Air-Source) | GZV7SA4210A* |  |  | CHPEA4830*3A* | G*VM971205DNA* | 40500 | 17 | 8.6 | 41000 | 31000 | 75.61% | 2 | 0 | 10 |  |  |  |  | R-32 | 3.375 | Residential & Commercial | USHP | Ducted CEE Tier 1
215434344 | Central HP <5.4 tons | GOODMAN | HRCU-A-CB (Split System: Heat Pump with Remote Outdoor Unit-Air-Source) | GZV7SA4210A* |  |  | CHPEA6030*3A* | G*VT960804CNA* | 40500 | 16.5 | 8.6 | 41000 | 31000 | 75.61% | 2 | 0 | 10 |  |  |  |  | R-32 | 3.375 | Residential & Commercial | USHP | Ducted CEE Tier 1
210636946 | Central HP <5.4 tons | AMERICAN STANDARD | HRCU-A-CB (Split System: Heat Pump with Remote Outdoor Unit-Air-Source) | 4A6V8X60A1 |  |  | TEM8B0C60V51+TDR | 0 | 54000 | 18 | 8.5 | 51000 | 37000 | 72.55% | 1.84 | 0 | 12 |  |  |  |  | R-410A | 4.5 | Residential & Commercial | USHP | Ducted CEE Tier 1
215433942 | Central HP <5.4 tons | GOODMAN | HRCU-A-CB (Split System: Heat Pump with Remote Outdoor Unit-Air-Source) | GZV7SA4210A* |  |  | CA*EA6030*3A*+MBVK20DP1X00A* | 0 | 41000 | 17.5 | 8.8 | 41000 | 31000 | 75.61% | 2 | 0 | 10 |  |  |  |  | R-32 | 3.4167 | Residential & Commercial | USHP | Ducted CEE Tier 1
213608976 | Central HP <5.4 tons | GE | HRCU-A-CB (Split System: Heat Pump with Remote Outdoor Unit-Air-Source) | NS22H24MA4-**A | ADP |  | H,TG80936 | NF80L070S3B | 23600 | 20 | 8.2 | 20800 | 14700 | 70.67% | 2 | 0 | 13.5 |  |  |  |  | R-410A | 1.9667 | Residential & Commercial | USHP | Ducted CEE Tier 1
212380512 | Central HP <5.4 tons | CARRIER | HRCU-A-CB (Split System: Heat Pump with Remote Outdoor Unit-Air-Source) | 25VNA424A*031* | ADP |  | PL36H210P299 | 58TN*A045C17**12 | 23400 | 20 | 8.1 | 25000 | 19600 | 78.4% | 2.42 | 0 | 13 |  |  |  |  | R-410A | 1.95 | Residential & Commercial | USHP | Ducted CEE Tier 1
212380567 | Central HP <5.4 tons | CARRIER | HRCU-A-CB (Split System: Heat Pump with Remote Outdoor Unit-Air-Source) | 25VNA424A*031* | ADP |  | C36A***L539 | 59MN7B060C17**14 | 23200 | 19 | 8.1 | 25200 | 19600 | 77.78% | 2.42 | 0 | 12.5 |  |  |  |  | R-410A | 1.9333 | Residential & Commercial | USHP | Ducted CEE Tier 1
212380571 | Central HP <5.4 tons | CARRIER | HRCU-A-CB (Split System: Heat Pump with Remote Outdoor Unit-Air-Source) | 25VNA424A*031* | ADP |  | C36A***L159 | 59MN7B060C21**20 | 23400 | 20 | 8.1 | 25000 | 19500 | 78% | 2.44 | 0 | 13 |  |  |  |  | R-410A | 1.95 | Residential & Commercial | USHP | Ducted CEE Tier 1
212380576 | Central HP <5.4 tons | CARRIER | HRCU-A-CB (Split System: Heat Pump with Remote Outdoor Unit-Air-Source) | 25VNA424A*031* | ADP |  | PL36H175P149 | 59MN7B080C17**14 | 23400 | 20 | 8.5 | 25000 | 19500 | 78% | 2.44 | 0 | 13 |  |  |  |  | R-410A | 1.95 | Residential & Commercial | USHP | Ducted CEE Tier 1
216699843 | Central HP <5.4 tons | AMANA | HRCU-A-CB (Split System: Heat Pump with Remote Outdoor Unit-Air-Source) | AZV9SA241CA* |  |  | AHVE48CP1300A* | 0 | 23800 | 19.2 | 9.2 | 23200 | 22400 | 96.55% | 2.1 | 0 | 11.7 |  |  |  |  | R-32 | 1.9833 | Residential & Commercial | USHP | Ducted CEE Tier 1
216699859 | Central HP <5.4 tons | AMANA | HRCU-A-CB (Split System: Heat Pump with Remote Outdoor Unit-Air-Source) | AZV9SA241CA* |  |  | CHPEA4830*3A* | A*VS800805CUA* | 23000 | 18.2 | 9 | 21000 | 21000 | 100% | 2 | 0 | 11.7 |  |  |  |  | R-32 | 1.9167 | Residential & Commercial | USHP | Ducted CEE Tier 1
216699875 | Central HP <5.4 tons | AMANA | HRCU-A-CB (Split System: Heat Pump with Remote Outdoor Unit-Air-Source) | AZV9SA361CA* |  |  | CHPEA4830*3A* | A*VT960804CNA* | 33400 | 16.9 | 8.5 | 31000 | 31000 | 100% | 2 | 0 | 11 |  |  |  |  | R-32 | 2.7833 | Residential & Commercial | USHP | Ducted CEE Tier 1
216699869 | Central HP <5.4 tons | AMANA | HRCU-A-CB (Split System: Heat Pump with Remote Outdoor Unit-Air-Source) | AZV9SA361CA* |  |  | AHVE48CP1300A* | 0 | 34200 | 19 | 9.2 | 33400 | 33000 | 98.8% | 2.1 | 0 | 11.7 |  |  |  |  | R-32 | 2.85 | Residential & Commercial | USHP | Ducted CEE Tier 1
216699886 | Central HP <5.4 tons | AMANA | HRCU-A-CB (Split System: Heat Pump with Remote Outdoor Unit-Air-Source) | AZV9SA361CA* |  |  | CA*EA6030*3A* | A*VM971005CNA* | 34200 | 19 | 9.2 | 32600 | 32600 | 100% | 2 | 0 | 11.7 |  |  |  |  | R-32 | 2.85 | Residential & Commercial | USHP | Ducted CEE Tier 1
213781406 | Central HP <5.4 tons | BRYANT HEATING AND COOLING SYSTEMS | HRCU-A-CB (Split System: Heat Pump with Remote Outdoor Unit-Air-Source) | 288BNV037*0**B* |  |  | CAP**4824AL*+UI | 88*TB60110C21*** | 32400 | 17.5 | 8.5 | 32200 | 24800 | 77.02% | 1.98 | 0 | 11.5 |  |  |  |  | R-410A | 2.7 | Residential & Commercial | USHP | Ducted CEE Tier 1
210691923 | Central HP <5.4 tons | TRANE | HRCU-A-CB (Split System: Heat Pump with Remote Outdoor Unit-Air-Source) | 4TWV8X60A1 |  |  | 4PX*DU60BS3 | S8V2D120M5PCA | 54000 | 18 | 8.2 | 52000 | 39500 | 75.96% | 1.83 | 12 | 11.7 |  |  |  |  | R-410A | 4.5 | Residential & Commercial | USHP | Ducted CEE Tier 1
213608987 | Central HP <5.4 tons | GE | HRCU-A-CB (Split System: Heat Pump with Remote Outdoor Unit-Air-Source) | NS22H24MA4-**A | ADP |  | H,TG81936 | NF95X060S3B | 23800 | 19 | 8.2 | 21200 | 15000 | 70.75% | 1.96 | 0 | 13 |  |  |  |  | R-410A | 1.9833 | Residential & Commercial | USHP | Ducted CEE Tier 1
211380152 | Central HP <5.4 tons | YORK | HRCU-A-CB (Split System: Heat Pump with Remote Outdoor Unit-Air-Source) | HMH72B341 |  |  | XAFC48FBCN1 | TL9E060B12UH11 | 33200 | 17 | 8.1 | 32600 | 24000 | 73.62% | 2.02 | 0 | 9 |  |  |  |  | R-410A | 2.7667 | Residential & Commercial | USHP
211379877 | Central HP <5.4 tons | YORK | HRCU-A-CB (Split System: Heat Pump with Remote Outdoor Unit-Air-Source) | HMH72B341 |  |  | XAHD48FXXN1+TXV | TM8E120C16MP11 | 33000 | 16.5 | 8.5 | 31800 | 23200 | 72.96% | 2.04 | 0 | 9.5 |  |  |  |  | R-410A | 2.75 | Residential & Commercial | USHP
211379909 | Central HP <5.4 tons | YORK | HRCU-A-CB (Split System: Heat Pump with Remote Outdoor Unit-Air-Source) | HMH72B341 |  |  | XAFD48FBCN1 | TMLE120C16MP11 | 33600 | 17 | 8.5 | 32400 | 23600 | 72.84% | 2.08 | 0 | 9.5 |  |  |  |  | R-410A | 2.8 | Residential & Commercial | USHP
211379986 | Central HP <5.4 tons | YORK | HRCU-A-CB (Split System: Heat Pump with Remote Outdoor Unit-Air-Source) | HMH72B341 |  |  | XAHC48FBCN1 | TM8E100B12MP11 | 32600 | 17 | 8.1 | 31800 | 23200 | 72.96% | 2.02 | 0 | 9 |  |  |  |  | R-410A | 2.7167 | Residential & Commercial | USHP
212380578 | Central HP <5.4 tons | CARRIER | HRCU-A-CB (Split System: Heat Pump with Remote Outdoor Unit-Air-Source) | 25VNA424A*031* | ADP |  | PL36H175P159 | 59MN7B080C17**14 | 23400 | 20 | 8.5 | 25000 | 19500 | 78% | 2.44 | 0 | 13 |  |  |  |  | R-410A | 1.95 | Residential & Commercial | USHP | Ducted CEE Tier 1
212380596 | Central HP <5.4 tons | CARRIER | HRCU-A-CB (Split System: Heat Pump with Remote Outdoor Unit-Air-Source) | 25VNA424A*031* | ADP |  | PL36H210P299 | 59TN6B080C17**14 | 24000 | 20 | 8.5 | 24800 | 19400 | 78.23% | 2.54 | 0 | 13.5 |  |  |  |  | R-410A | 2 | Residential & Commercial | USHP | Ducted CEE Tier 1
212681009 | Central HP <5.4 tons | AURIAL | HRCU-A-C (Split System: Heat Pump with Remote Outdoor Unit with No Indoor Fan --Air Source) | ARU60-48WADU |  |  | ARCAT48H/NAA | 0 | 47000 | 15.2 | 8.5 | 48000 | 33600 | 70% | 1.8 | 0 | 10 |  |  |  |  | R-410A | 3.9167 | Residential & Commercial | USHP | Ducted CEE Tier 1
213739947 | Central HP <5.4 tons | DAY & NIGHT | HRCU-A-CB (Split System: Heat Pump with Remote Outdoor Unit-Air-Source) | DLCURAH24ABK | ADP |  | FG32936 | *96MSN0601412A* | 23400 | 16 | 8.5 | 25400 | 26000 | 102.4% | 2.22 | 0 | 10 |  |  |  |  | R-410A | 1.95 | Residential & Commercial | USHP | Ducted CEE Tier 1
213739967 | Central HP <5.4 tons | DAY & NIGHT | HRCU-A-CB (Split System: Heat Pump with Remote Outdoor Unit-Air-Source) | DLCURAH24ABK | ADP |  | PL36H175P159 | *96VSN0401712B* | 23400 | 16 | 8.5 | 24600 | 23800 | 96.75% | 2 | 0 | 10 |  |  |  |  | R-410A | 1.95 | Residential & Commercial | USHP | Ducted CEE Tier 1
214056582 | Central HP <5.4 tons | Mitsutomo | HRCU-A-CB (Split System: Heat Pump with Remote Outdoor Unit-Air-Source) | HO-SZ18-AB-Q |  |  | HV-UZ18-AB-Q | 0 | 18000 | 17.6 | 9.6 | 19000 | 17000 | 89.47% | 2 | 12.5 | 11.7 |  |  |  |  | R-410A | 1.5 | Residential & Commercial | USHP | Ducted CEE Tier 1
215433964 | Central HP <5.4 tons | GOODMAN | HRCU-A-CB (Split System: Heat Pump with Remote Outdoor Unit-Air-Source) | GZV7SA4810A* |  |  | CHPEA6030*3A*+MBVK20DP1X00A* | 0 | 45500 | 17.5 | 8.5 | 46500 | 33600 | 72.26% | 2 | 0 | 10 |  |  |  |  | R-32 | 3.7917 | Residential & Commercial | USHP | Ducted CEE Tier 1
215434451 | Central HP <5.4 tons | GOODMAN | HRCU-A-CB (Split System: Heat Pump with Remote Outdoor Unit-Air-Source) | GZV7SA4810A* |  |  | CHPEA4830*3A* | G*VM971205DNA* | 45500 | 16.5 | 8.5 | 46000 | 33600 | 73.04% | 2 | 0 | 10 |  |  |  |  | R-32 | 3.7917 | Residential & Commercial | USHP | Ducted CEE Tier 1
211380068 | Central HP <5.4 tons | YORK | HRCU-A-CB (Split System: Heat Pump with Remote Outdoor Unit-Air-Source) | HMH72B341 |  |  | XAHC48FBCN1 | TM8E080B12MP11 | 32800 | 16.5 | 8.1 | 32400 | 23800 | 73.46% | 2 | 0 | 9 |  |  |  |  | R-410A | 2.7333 | Residential & Commercial | USHP
211380143 | Central HP <5.4 tons | YORK | HRCU-A-CB (Split System: Heat Pump with Remote Outdoor Unit-Air-Source) | HMH72B341 |  |  | XAHC48FXXN1+TXV | TL9E060B12UH11 | 32400 | 16.5 | 8.1 | 32000 | 23600 | 73.75% | 2 | 0 | 9 |  |  |  |  | R-410A | 2.7 | Residential & Commercial | USHP
216453229 | Central HP <5.4 tons | TRANE | HRCU-A-CB (Split System: Heat Pump with Remote Outdoor Unit-Air-Source) | 5TWV0X60A1 |  |  | 5PX*D008AS3 | S8V2D120M5PDB | 52000 | 18.6 | 9 | 54500 | 38500 | 70.64% | 2 | 0 | 10 |  |  |  |  | R-454B | 4.3333 | Residential & Commercial | USHP | Ducted CEE Tier 1
214626982 | Central HP <5.4 tons | CARRIER | HRCU-A-CB (Split System: Heat Pump with Remote Outdoor Unit-Air-Source) | 25VNA436A*031* | ADP |  | PL36H175P159 | 58CU*A060C17**16 | 33600 | 19 | 9.5 | 33400 | 25400 | 76.05% | 2.04 | 0 | 12 |  |  |  |  | R-410A | 2.8 | Residential & Commercial | USHP | Ducted CEE Tier 1
214627084 | Central HP <5.4 tons | CARRIER | HRCU-A-CB (Split System: Heat Pump with Remote Outdoor Unit-Air-Source) | 25VNA436A*031* | ADP |  | C36A***L159 | 59CU5A100C21**22 | 32400 | 20 | 9 | 33200 | 25000 | 75.3% | 2.04 | 0 | 11.7 |  |  |  |  | R-410A | 2.7 | Residential & Commercial | USHP | Ducted CEE Tier 1
214627093 | Central HP <5.4 tons | CARRIER | HRCU-A-CB (Split System: Heat Pump with Remote Outdoor Unit-Air-Source) | 25VNA436A*031* | ADP |  | PL36H210P299 | 59CU5B060C17**16 | 33800 | 19 | 9 | 35000 | 27200 | 77.71% | 2.04 | 0 | 12 |  |  |  |  | R-410A | 2.8167 | Residential & Commercial | USHP | Ducted CEE Tier 1
212380520 | Central HP <5.4 tons | CARRIER | HRCU-A-CB (Split System: Heat Pump with Remote Outdoor Unit-Air-Source) | 25VNA424A*031* | ADP |  | C36A***L159 | 58TN*A045C17**12 | 23400 | 20 | 8.1 | 25000 | 19600 | 78.4% | 2.42 | 0 | 13 |  |  |  |  | R-410A | 1.95 | Residential & Commercial | USHP | Ducted CEE Tier 1
212380527 | Central HP <5.4 tons | CARRIER | HRCU-A-CB (Split System: Heat Pump with Remote Outdoor Unit-Air-Source) | 25VNA424A*031* | ADP |  | PL36H175P149 | 58TN*A070C14**12 | 23400 | 21 | 8.1 | 25000 | 19400 | 77.6% | 2.42 | 0 | 13.5 |  |  |  |  | R-410A | 1.95 | Residential & Commercial | USHP | Ducted CEE Tier 1
212380536 | Central HP <5.4 tons | CARRIER | HRCU-A-CB (Split System: Heat Pump with Remote Outdoor Unit-Air-Source) | 25VNA424A*031* | ADP |  | PL36H175P149 | 58TN*A070C17**16 | 23400 | 20 | 8.5 | 25000 | 19400 | 77.6% | 2.46 | 0 | 13.5 |  |  |  |  | R-410A | 1.95 | Residential & Commercial | USHP | Ducted CEE Tier 1
212380552 | Central HP <5.4 tons | CARRIER | HRCU-A-CB (Split System: Heat Pump with Remote Outdoor Unit-Air-Source) | 25VNA424A*031* | ADP |  | PL36H210P749 | 58TN*A090C17**16 | 23600 | 21 | 8.5 | 24800 | 19300 | 77.82% | 2.48 | 0 | 13.5 |  |  |  |  | R-410A | 1.9667 | Residential & Commercial | USHP | Ducted CEE Tier 1
212978543 | Central HP <5.4 tons | CARRIER | HRCU-A-CB (Split System: Heat Pump with Remote Outdoor Unit-Air-Source) | 38MURAQ30AB3* |  |  | CAP**4221AL* | 58S(B,C)*B070M17**12 | 29800 | 15.2 | 8.1 | 34200 | 27600 | 80.7% | 1.8 | 0 | 9 |  |  |  |  | R-410A | 2.4833 | Residential & Commercial | USHP
212979461 | Central HP <5.4 tons | CARRIER | HRCU-A-CB (Split System: Heat Pump with Remote Outdoor Unit-Air-Source) | 38MURAQ30AB3* |  |  | CAP**4321AL* | 58S(B,C)*B070M21**16 | 30400 | 15.2 | 8.1 | 33400 | 26400 | 79.04% | 1.84 | 0 | 9 |  |  |  |  | R-410A | 2.5333 | Residential & Commercial | USHP
216699871 | Central HP <5.4 tons | AMANA | HRCU-A-CB (Split System: Heat Pump with Remote Outdoor Unit-Air-Source) | AZV9SA361CA* |  |  | CHPEA4830*3A*+MBVK16CP1X00A* | 0 | 33400 | 18.2 | 9 | 31000 | 31000 | 100% | 2 | 0 | 11 |  |  |  |  | R-32 | 2.7833 | Residential & Commercial | USHP | Ducted CEE Tier 1
215294887 | Central HP <5.4 tons | AIRQUEST | HRCU-A-CB (Split System: Heat Pump with Remote Outdoor Unit-Air-Source) | DLCURAH36ABK | ADP |  | HE34936 | *92MSN1202420A* | 35800 | 16 | 8.1 | 36800 | 34800 | 94.57% | 1.9 | 0 | 10 |  |  |  |  | R-410A | 2.9833 | Residential & Commercial | USHP | Ducted CEE Tier 1
214067863 | Central HP <5.4 tons | CARRIER | HRCU-A-CB (Split System: Heat Pump with Remote Outdoor Unit-Air-Source) | 38MURAQ36AB3* | ADP |  | C36A***L139 | 58SU*B040M17**12 | 35000 | 16 | 8.1 | 36800 | 34800 | 94.57% | 1.82 | 0 | 9.5 |  |  |  |  | R-410A | 2.9167 | Residential & Commercial | USHP
215294982 | Central HP <5.4 tons | AIRQUEST | HRCU-A-CB (Split System: Heat Pump with Remote Outdoor Unit-Air-Source) | DLCURAH36ABK | ADP |  | HG48936 | *96MSN0601716A* | 35600 | 15.2 | 8.5 | 36400 | 34400 | 94.51% | 2.04 | 0 | 9.5 |  |  |  |  | R-410A | 2.9667 | Residential & Commercial | USHP
215294998 | Central HP <5.4 tons | AIRQUEST | HRCU-A-CB (Split System: Heat Pump with Remote Outdoor Unit-Air-Source) | DLCURAH36ABK | ADP |  | HG81936 | *96MSN0601716A* | 35600 | 15.2 | 8.5 | 36400 | 34400 | 94.51% | 2.04 | 0 | 9.5 |  |  |  |  | R-410A | 2.9667 | Residential & Commercial | USHP
215295021 | Central HP <5.4 tons | AIRQUEST | HRCU-A-CB (Split System: Heat Pump with Remote Outdoor Unit-Air-Source) | DLCURAH36ABK | ADP |  | H,GE36936 | *96MSN0801716A* | 34800 | 16 | 8.1 | 36800 | 34600 | 94.02% | 1.98 | 0 | 9.5 |  |  |  |  | R-410A | 2.9 | Residential & Commercial | USHP
215295023 | Central HP <5.4 tons | AIRQUEST | HRCU-A-CB (Split System: Heat Pump with Remote Outdoor Unit-Air-Source) | DLCURAH36ABK | ADP |  | H,GG37936 | *96MSN0801716A* | 35200 | 16 | 8.1 | 36800 | 34600 | 94.02% | 1.98 | 0 | 9.5 |  |  |  |  | R-410A | 2.9333 | Residential & Commercial | USHP
215295041 | Central HP <5.4 tons | AIRQUEST | HRCU-A-CB (Split System: Heat Pump with Remote Outdoor Unit-Air-Source) | DLCURAH36ABK | ADP |  | HG81936 | *96MSN0801716A* | 35400 | 16 | 8.1 | 36800 | 34600 | 94.02% | 1.98 | 0 | 10 |  |  |  |  | R-410A | 2.95 | Residential & Commercial | USHP | Ducted CEE Tier 1
215295046 | Central HP <5.4 tons | AIRQUEST | HRCU-A-CB (Split System: Heat Pump with Remote Outdoor Unit-Air-Source) | DLCURAH36ABK | ADP |  | H,GE24936 | *96MSN0802120A* | 34200 | 16 | 8.1 | 37400 | 34800 | 93.05% | 1.84 | 0 | 9 |  |  |  |  | R-410A | 2.85 | Residential & Commercial | USHP
215295057 | Central HP <5.4 tons | AIRQUEST | HRCU-A-CB (Split System: Heat Pump with Remote Outdoor Unit-Air-Source) | DLCURAH36ABK | ADP |  | H,GE34936 | *96MSN0802120A* | 35600 | 16 | 8.1 | 36800 | 34800 | 94.57% | 1.9 | 0 | 10 |  |  |  |  | R-410A | 2.9667 | Residential & Commercial | USHP | Ducted CEE Tier 1
214303023 | Central HP <5.4 tons | RUUD | HRCU-A-CB (Split System: Heat Pump with Remote Outdoor Unit-Air-Source) | RD17AZ36AJ3N | ADP |  | H,RG82936 | R962V0703A17M4S | 33600 | 18 | 8.1 | 32600 | 29200 | 89.57% | 1.9 | 0 | 9.5 |  |  |  |  | R-410A | 2.8 | Residential & Commercial | USHP
216487563 | Central HP <5.4 tons | BRYANT HEATING AND COOLING SYSTEMS | HRCU-A-CB (Split System: Heat Pump with Remote Outdoor Unit-Air-Source) | 290VAN060**AA* | ADP |  | CE(P,V)6021G48*+TXV | 88*TB66135C24*** | 55500 | 19 | 9 | 57500 | 41000 | 71.3% | 2.02 | 0 | 8.5 |  |  |  |  | R-454B | 4.625 | Residential & Commercial | USHP
213305982 | Central HP <5.4 tons | TEMPSTAR | HRCU-A-CB (Split System: Heat Pump with Remote Outdoor Unit-Air-Source) | DLCURAH24ABK | ADP |  | CE3005C+TXV | 0 | 23600 | 17 | 9 | 25600 | 25200 | 98.44% | 2.14 | 0 | 10 |  |  |  |  | R-410A | 1.9667 | Residential & Commercial | USHP | Ducted CEE Tier 1
214628979 | Central HP <5.4 tons | CARRIER | HRCU-A-CB (Split System: Heat Pump with Remote Outdoor Unit-Air-Source) | 38MURAQ36AB3* | ADP |  | PL36H***P449 | 58S(B,C)*B045M14**12 | 35200 | 15.2 | 8.5 | 36800 | 34800 | 94.57% | 2 | 0 | 9.5 |  |  |  |  | R-410A | 2.9333 | Residential & Commercial | USHP
214628997 | Central HP <5.4 tons | CARRIER | HRCU-A-CB (Split System: Heat Pump with Remote Outdoor Unit-Air-Source) | 38MURAQ36AB3* | ADP |  | V,C36H***P219 | 58S(B,C)*B070M14**12 | 34600 | 16 | 8.1 | 36800 | 34600 | 94.02% | 1.94 | 0 | 9.5 |  |  |  |  | R-410A | 2.8833 | Residential & Commercial | USHP
214629047 | Central HP <5.4 tons | CARRIER | HRCU-A-CB (Split System: Heat Pump with Remote Outdoor Unit-Air-Source) | 38MURAQ36AB3* | ADP |  | PL36H175P149 | 58S(B,C)*B070M17**16 | 35000 | 16 | 8.1 | 36800 | 34600 | 94.02% | 1.88 | 0 | 9.5 |  |  |  |  | R-410A | 2.9167 | Residential & Commercial | USHP
214629208 | Central HP <5.4 tons | CARRIER | HRCU-A-CB (Split System: Heat Pump with Remote Outdoor Unit-Air-Source) | 38MURAQ36AB3* | ADP |  | PL36H210P749 | 59SC6A060M17**16 | 35200 | 15.2 | 8.5 | 36800 | 34800 | 94.57% | 1.88 | 0 | 9.5 |  |  |  |  | R-410A | 2.9333 | Residential & Commercial | USHP
214629238 | Central HP <5.4 tons | CARRIER | HRCU-A-CB (Split System: Heat Pump with Remote Outdoor Unit-Air-Source) | 38MURAQ36AB3* | ADP |  | PL36H210P299 | 59SC6A080M21**20 | 36400 | 16 | 8.5 | 36400 | 34400 | 94.51% | 2.06 | 0 | 10 |  |  |  |  | R-410A | 3.0333 | Residential & Commercial | USHP | Ducted CEE Tier 1
213739837 | Central HP <5.4 tons | DAY & NIGHT | HRCU-A-CB (Split System: Heat Pump with Remote Outdoor Unit-Air-Source) | DLCURAH24ABK | ADP |  | PL36H175P789 | *80MS(N,L)0451412A* | 23600 | 17 | 8.5 | 24800 | 23800 | 95.97% | 2 | 0 | 10.5 |  |  |  |  | R-410A | 1.9667 | Residential & Commercial | USHP | Ducted CEE Tier 1
213739862 | Central HP <5.4 tons | DAY & NIGHT | HRCU-A-CB (Split System: Heat Pump with Remote Outdoor Unit-Air-Source) | DLCURAH24ABK | ADP |  | FG32936 | *80MSU0401712A* | 23400 | 17 | 9 | 25200 | 26000 | 103.2% | 2.24 | 0 | 10 |  |  |  |  | R-410A | 1.95 | Residential & Commercial | USHP | Ducted CEE Tier 1
215295073 | Central HP <5.4 tons | AIRQUEST | HRCU-A-CB (Split System: Heat Pump with Remote Outdoor Unit-Air-Source) | DLCURAH36ABK | ADP |  | H,GE8J936 | *96MSN0802120A* | 35600 | 16 | 8.1 | 36800 | 34800 | 94.57% | 1.9 | 0 | 10 |  |  |  |  | R-410A | 2.9667 | Residential & Commercial | USHP | Ducted CEE Tier 1
215295080 | Central HP <5.4 tons | AIRQUEST | HRCU-A-CB (Split System: Heat Pump with Remote Outdoor Unit-Air-Source) | DLCURAH36ABK | ADP |  | H,GG80936 | *96MSN0802120A* | 36000 | 16 | 8.5 | 36400 | 34400 | 94.51% | 2.04 | 0 | 10 |  |  |  |  | R-410A | 3 | Residential & Commercial | USHP | Ducted CEE Tier 1
215295096 | Central HP <5.4 tons | AIRQUEST | HRCU-A-CB (Split System: Heat Pump with Remote Outdoor Unit-Air-Source) | DLCURAH36ABK | ADP |  | H,GE33936 | *96MSN1002120A* | 35200 | 16 | 8.1 | 36800 | 34600 | 94.02% | 1.88 | 0 | 10 |  |  |  |  | R-410A | 2.9333 | Residential & Commercial | USHP | Ducted CEE Tier 1
215295105 | Central HP <5.4 tons | AIRQUEST | HRCU-A-CB (Split System: Heat Pump with Remote Outdoor Unit-Air-Source) | DLCURAH36ABK | ADP |  | HE35936 | *96MSN1002120A* | 35400 | 16 | 8.1 | 36800 | 34600 | 94.02% | 1.88 | 0 | 10 |  |  |  |  | R-410A | 2.95 | Residential & Commercial | USHP | Ducted CEE Tier 1
215295114 | Central HP <5.4 tons | AIRQUEST | HRCU-A-CB (Split System: Heat Pump with Remote Outdoor Unit-Air-Source) | DLCURAH36ABK | ADP |  | HE7J936 | *96MSN1002120A* | 34400 | 16 | 8.5 | 36200 | 34200 | 94.48% | 2.04 | 0 | 9.5 |  |  |  |  | R-410A | 2.8667 | Residential & Commercial | USHP
215295121 | Central HP <5.4 tons | AIRQUEST | HRCU-A-CB (Split System: Heat Pump with Remote Outdoor Unit-Air-Source) | DLCURAH36ABK | ADP |  | H,GG1K936 | *96MSN1002120A* | 35400 | 16 | 8.1 | 36800 | 34600 | 94.02% | 1.88 | 0 | 10 |  |  |  |  | R-410A | 2.95 | Residential & Commercial | USHP | Ducted CEE Tier 1
215295139 | Central HP <5.4 tons | AIRQUEST | HRCU-A-CB (Split System: Heat Pump with Remote Outdoor Unit-Air-Source) | DLCURAH36ABK | ADP |  | H,GE33936 | *96MSN1002122A* | 35200 | 16 | 8.5 | 36800 | 34600 | 94.02% | 1.88 | 0 | 10 |  |  |  |  | R-410A | 2.9333 | Residential & Commercial | USHP | Ducted CEE Tier 1
213613099 | Central HP <5.4 tons | GE | HRCU-A-CB (Split System: Heat Pump with Remote Outdoor Unit-Air-Source) | NS22H24MA4-**A | ADP |  | V36H175P139 | NF80L070S3B | 23200 | 19 | 8.1 | 20800 | 14700 | 70.67% | 1.98 | 0 | 13 |  |  |  |  | R-410A | 1.9333 | Residential & Commercial | USHP | Ducted CEE Tier 1
213613116 | Central HP <5.4 tons | GE | HRCU-A-CB (Split System: Heat Pump with Remote Outdoor Unit-Air-Source) | NS22H24MA4-**A | ADP |  | V36H175P149 | NF95X040S3B | 23600 | 19 | 8.1 | 21200 | 15000 | 70.75% | 1.94 | 0 | 12.5 |  |  |  |  | R-410A | 1.9667 | Residential & Commercial | USHP | Ducted CEE Tier 1
213613117 | Central HP <5.4 tons | GE | HRCU-A-CB (Split System: Heat Pump with Remote Outdoor Unit-Air-Source) | NS22H24MA4-**A | ADP |  | PL36H175P789 | NF95X040S3B | 23800 | 19 | 8.2 | 21200 | 15000 | 70.75% | 1.96 | 0 | 13 |  |  |  |  | R-410A | 1.9833 | Residential & Commercial | USHP | Ducted CEE Tier 1
216453233 | Central HP <5.4 tons | TRANE | HRCU-A-CB (Split System: Heat Pump with Remote Outdoor Unit-Air-Source) | 5TWV0X60A1 |  |  | 5PX*D008AS3 | S8V2C100M5PDB | 51500 | 18.4 | 9 | 54500 | 38500 | 70.64% | 2 | 0 | 10 |  |  |  |  | R-454B | 4.2917 | Residential & Commercial | USHP | Ducted CEE Tier 1
216453253 | Central HP <5.4 tons | TRANE | HRCU-A-CB (Split System: Heat Pump with Remote Outdoor Unit-Air-Source) | 5TWV0X60A1 |  |  | 5TXCC007AS3 | S8V2C100M5PCB | 51500 | 18.2 | 9 | 54500 | 38500 | 70.64% | 2 | 0 | 10 |  |  |  |  | R-454B | 4.2917 | Residential & Commercial | USHP | Ducted CEE Tier 1
216453269 | Central HP <5.4 tons | TRANE | HRCU-A-CB (Split System: Heat Pump with Remote Outdoor Unit-Air-Source) | 5TWV0X60A1 |  |  | 5TXCD010AS3 | S8V2C100M5PDB | 53000 | 18.4 | 9 | 54000 | 38000 | 70.37% | 2 | 0 | 10.5 |  |  |  |  | R-454B | 4.4167 | Residential & Commercial | USHP | Ducted CEE Tier 1
213608984 | Central HP <5.4 tons | GE | HRCU-A-CB (Split System: Heat Pump with Remote Outdoor Unit-Air-Source) | NS22H24MA4-**A | ADP |  | H,TG80936 | NF95X040S3B | 23800 | 19 | 8.2 | 21200 | 15000 | 70.75% | 1.96 | 0 | 13 |  |  |  |  | R-410A | 1.9833 | Residential & Commercial | USHP | Ducted CEE Tier 1
210798416 | Central HP <5.4 tons | AMANA | HRCU-A-CB (Split System: Heat Pump with Remote Outdoor Unit-Air-Source) | ASZS601810A* |  |  | CA*EA2422*4A* | A*VM970803BNB* | 16600 | 17.5 | 8.5 | 17400 | 13000 | 74.71% | 2.1 | 0 | 10.9 |  |  |  |  | R-410A | 1.3833 | Residential & Commercial | USHP | Ducted CEE Tier 1
216487885 | Central HP <5.4 tons | BRYANT HEATING AND COOLING SYSTEMS | HRCU-A-CB (Split System: Heat Pump with Remote Outdoor Unit-Air-Source) | 290VAN048**AA* | ADP |  | CE(P,V)4817G1K*+TXV | 986TD66120C24*** | 43500 | 18 | 9 | 45500 | 33200 | 72.97% | 2.06 | 0 | 9.5 |  |  |  |  | R-454B | 3.625 | Residential & Commercial | USHP
212980262 | Central HP <5.4 tons | HEIL | HRCU-A-CB (Split System: Heat Pump with Remote Outdoor Unit-Air-Source) | DLCURAH24ABK |  |  | EA*4X36L21A* | *80MS(N,L)0902116A* | 23400 | 17.5 | 8.5 | 26000 | 24400 | 93.85% | 2.04 | 0 | 10 |  |  |  |  | R-410A | 1.95 | Residential & Commercial | USHP | Ducted CEE Tier 1
213367397 | Central HP <5.4 tons | CARRIER | HRCU-A-CB (Split System: Heat Pump with Remote Outdoor Unit-Air-Source) | 38MURAQ30AB3* | ADP |  | H,PG9J936 | 59TP6C100V21**20 | 30200 | 15.2 | 8.5 | 32600 | 27200 | 83.44% | 1.8 | 0 | 9 |  |  |  |  | R-410A | 2.5167 | Residential & Commercial | USHP
212979451 | Central HP <5.4 tons | CARRIER | HRCU-A-CB (Split System: Heat Pump with Remote Outdoor Unit-Air-Source) | 38MURAQ30AB3* |  |  | CAP**4224AL* | 58S(B,C)*B070M21**16 | 29800 | 15.2 | 8.1 | 34200 | 27600 | 80.7% | 1.8 | 0 | 9 |  |  |  |  | R-410A | 2.4833 | Residential & Commercial | USHP
214629272 | Central HP <5.4 tons | CARRIER | HRCU-A-CB (Split System: Heat Pump with Remote Outdoor Unit-Air-Source) | 38MURAQ36AB3* | ADP |  | C36A***L129 | 59SU5B040M17**12 | 34800 | 15.2 | 8.1 | 37400 | 35000 | 93.58% | 1.82 | 0 | 9.5 |  |  |  |  | R-410A | 2.9 | Residential & Commercial | USHP
213739995 | Central HP <5.4 tons | DAY & NIGHT | HRCU-A-CB (Split System: Heat Pump with Remote Outdoor Unit-Air-Source) | DLCURAH24ABK | ADP |  | PL36H175P159 | *96VTN0401712B* | 23400 | 16 | 8.5 | 24600 | 23800 | 96.75% | 2 | 0 | 10 |  |  |  |  | R-410A | 1.95 | Residential & Commercial | USHP | Ducted CEE Tier 1
215295146 | Central HP <5.4 tons | AIRQUEST | HRCU-A-CB (Split System: Heat Pump with Remote Outdoor Unit-Air-Source) | DLCURAH36ABK | ADP |  | HG35936 | *96MSN1002122A* | 35400 | 16 | 8.5 | 36800 | 34600 | 94.02% | 1.88 | 0 | 10 |  |  |  |  | R-410A | 2.95 | Residential & Commercial | USHP | Ducted CEE Tier 1
215295155 | Central HP <5.4 tons | AIRQUEST | HRCU-A-CB (Split System: Heat Pump with Remote Outdoor Unit-Air-Source) | DLCURAH36ABK | ADP |  | HG7J936 | *96MSN1002122A* | 35000 | 16 | 8.5 | 36800 | 34600 | 94.02% | 1.88 | 0 | 9.5 |  |  |  |  | R-410A | 2.9167 | Residential & Commercial | USHP
215295164 | Central HP <5.4 tons | AIRQUEST | HRCU-A-CB (Split System: Heat Pump with Remote Outdoor Unit-Air-Source) | DLCURAH36ABK | ADP |  | H,GG1K936 | *96MSN1002122A* | 35600 | 16 | 8.5 | 36200 | 34200 | 94.48% | 2.06 | 0 | 10 |  |  |  |  | R-410A | 2.9667 | Residential & Commercial | USHP | Ducted CEE Tier 1
215295225 | Central HP <5.4 tons | AIRQUEST | HRCU-A-CB (Split System: Heat Pump with Remote Outdoor Unit-Air-Source) | DLCURAH36ABK | ADP |  | H,GE33936 | *96MSN1402422A* | 34200 | 16 | 8.5 | 36200 | 34200 | 94.48% | 2.02 | 0 | 9.5 |  |  |  |  | R-410A | 2.85 | Residential & Commercial | USHP
215295248 | Central HP <5.4 tons | AIRQUEST | HRCU-A-CB (Split System: Heat Pump with Remote Outdoor Unit-Air-Source) | DLCURAH36ABK | ADP |  | HG9J936 | *96MSN1402422A* | 34800 | 16 | 8.5 | 36200 | 34200 | 94.48% | 2.02 | 0 | 9.5 |  |  |  |  | R-410A | 2.9 | Residential & Commercial | USHP
215295250 | Central HP <5.4 tons | AIRQUEST | HRCU-A-CB (Split System: Heat Pump with Remote Outdoor Unit-Air-Source) | DLCURAH36ABK | ADP |  | H,GG1K936 | *96MSN1402422A* | 35200 | 16 | 8.5 | 36200 | 34200 | 94.48% | 2.02 | 0 | 9.5 |  |  |  |  | R-410A | 2.9333 | Residential & Commercial | USHP
215295382 | Central HP <5.4 tons | AIRQUEST | HRCU-A-CB (Split System: Heat Pump with Remote Outdoor Unit-Air-Source) | DLCURAH36ABK | ADP |  | H,GE32936 | *96VTN0801716A* | 34400 | 15.2 | 8.1 | 36800 | 34600 | 94.02% | 1.86 | 0 | 9 |  |  |  |  | R-410A | 2.8667 | Residential & Commercial | USHP
215295391 | Central HP <5.4 tons | AIRQUEST | HRCU-A-CB (Split System: Heat Pump with Remote Outdoor Unit-Air-Source) | DLCURAH36ABK | ADP |  | HE34936 | *96VTN0801716A* | 35200 | 15.2 | 8.1 | 36800 | 34600 | 94.02% | 1.86 | 0 | 9.5 |  |  |  |  | R-410A | 2.9333 | Residential & Commercial | USHP
214626852 | Central HP <5.4 tons | CARRIER | HRCU-A-CB (Split System: Heat Pump with Remote Outdoor Unit-Air-Source) | 25VNA424A*031* | ADP |  | PL36H175P159 | 58CU*A060C17**16 | 23400 | 20 | 10.5 | 25000 | 19300 | 77.2% | 2.46 | 0 | 13.5 |  |  |  |  | R-410A | 1.95 | Residential & Commercial | USHP | Ducted CEE Tier 1
214626882 | Central HP <5.4 tons | CARRIER | HRCU-A-CB (Split System: Heat Pump with Remote Outdoor Unit-Air-Source) | 25VNA424A*031* | ADP |  | PL36H210P299 | 59CU5A060C17**16 | 24000 | 20 | 10.5 | 24800 | 19400 | 78.23% | 2.52 | 0 | 13 |  |  |  |  | R-410A | 2 | Residential & Commercial | USHP | Ducted CEE Tier 1
215295407 | Central HP <5.4 tons | AIRQUEST | HRCU-A-CB (Split System: Heat Pump with Remote Outdoor Unit-Air-Source) | DLCURAH36ABK | ADP |  | H,GG1K936 | *96VTN0801716A* | 35200 | 15.2 | 8.1 | 36800 | 34600 | 94.02% | 1.86 | 0 | 9.5 |  |  |  |  | R-410A | 2.9333 | Residential & Commercial | USHP
215295416 | Central HP <5.4 tons | AIRQUEST | HRCU-A-CB (Split System: Heat Pump with Remote Outdoor Unit-Air-Source) | DLCURAH36ABK | ADP |  | H,GG24936 | *96VTN0801716B* | 34200 | 15.2 | 8.1 | 37400 | 35000 | 93.58% | 1.82 | 0 | 9 |  |  |  |  | R-410A | 2.85 | Residential & Commercial | USHP
215295441 | Central HP <5.4 tons | AIRQUEST | HRCU-A-CB (Split System: Heat Pump with Remote Outdoor Unit-Air-Source) | DLCURAH36ABK | ADP |  | H,GE7J936 | *96VTN0801716B* | 34200 | 15.2 | 8.5 | 36800 | 34800 | 94.57% | 2 | 0 | 9.5 |  |  |  |  | R-410A | 2.85 | Residential & Commercial | USHP
215295450 | Central HP <5.4 tons | AIRQUEST | HRCU-A-CB (Split System: Heat Pump with Remote Outdoor Unit-Air-Source) | DLCURAH36ABK | ADP |  | H,GE1K936 | *96VTN0801716B* | 35000 | 16 | 8.1 | 36200 | 34400 | 95.03% | 2 | 0 | 9.5 |  |  |  |  | R-410A | 2.9167 | Residential & Commercial | USHP
215295464 | Central HP <5.4 tons | AIRQUEST | HRCU-A-CB (Split System: Heat Pump with Remote Outdoor Unit-Air-Source) | DLCURAH36ABK | ADP |  | HE32936 | *96VTN0802120A* | 34200 | 16 | 8.1 | 36800 | 34600 | 94.02% | 1.86 | 0 | 9 |  |  |  |  | R-410A | 2.85 | Residential & Commercial | USHP
215295489 | Central HP <5.4 tons | AIRQUEST | HRCU-A-CB (Split System: Heat Pump with Remote Outdoor Unit-Air-Source) | DLCURAH36ABK | ADP |  | H,GE1K936 | *96VTN0802120A* | 35200 | 16 | 8.1 | 36200 | 34200 | 94.48% | 2.02 | 0 | 9.5 |  |  |  |  | R-410A | 2.9333 | Residential & Commercial | USHP
215295491 | Central HP <5.4 tons | AIRQUEST | HRCU-A-CB (Split System: Heat Pump with Remote Outdoor Unit-Air-Source) | DLCURAH36ABK | ADP |  | HG80936 | *96VTN0802120A* | 35600 | 16 | 8.1 | 36200 | 34200 | 94.48% | 2.02 | 0 | 10 |  |  |  |  | R-410A | 2.9667 | Residential & Commercial | USHP | Ducted CEE Tier 1
215295500 | Central HP <5.4 tons | AIRQUEST | HRCU-A-CB (Split System: Heat Pump with Remote Outdoor Unit-Air-Source) | DLCURAH36ABK | ADP |  | HG32936 | *96VTN0802120B* | 35000 | 16 | 8.1 | 36800 | 34800 | 94.57% | 1.9 | 0 | 9.5 |  |  |  |  | R-410A | 2.9167 | Residential & Commercial | USHP
214303017 | Central HP <5.4 tons | RUUD | HRCU-A-CB (Split System: Heat Pump with Remote Outdoor Unit-Air-Source) | RD17AZ36AJ3N | ADP |  | H,RG82936 | R951V0703A17M4S | 33600 | 18 | 8.1 | 32600 | 29200 | 89.57% | 1.9 | 0 | 9.5 |  |  |  |  | R-410A | 2.8 | Residential & Commercial | USHP
213608977 | Central HP <5.4 tons | GE | HRCU-A-CB (Split System: Heat Pump with Remote Outdoor Unit-Air-Source) | NS22H24MA4-**A | ADP |  | H,TG81936 | NF80L070S3B | 23600 | 20 | 8.2 | 20800 | 14700 | 70.67% | 2 | 0 | 13.5 |  |  |  |  | R-410A | 1.9667 | Residential & Commercial | USHP | Ducted CEE Tier 1
213739903 | Central HP <5.4 tons | DAY & NIGHT | HRCU-A-CB (Split System: Heat Pump with Remote Outdoor Unit-Air-Source) | DLCURAH24ABK | ADP |  | PL36H175P789 | *92MSN0601412A* | 23800 | 17 | 8.5 | 24800 | 23400 | 94.35% | 1.98 | 0 | 10.5 |  |  |  |  | R-410A | 1.9833 | Residential & Commercial | USHP | Ducted CEE Tier 1
213739921 | Central HP <5.4 tons | DAY & NIGHT | HRCU-A-CB (Split System: Heat Pump with Remote Outdoor Unit-Air-Source) | DLCURAH24ABK | ADP |  | PL36H175P159 | *96MSN0261410A* | 23400 | 16 | 8.5 | 25400 | 25800 | 101.6% | 2.2 | 0 | 10 |  |  |  |  | R-410A | 1.95 | Residential & Commercial | USHP | Ducted CEE Tier 1
213739490 | Central HP <5.4 tons | DAY & NIGHT | HRCU-A-CB (Split System: Heat Pump with Remote Outdoor Unit-Air-Source) | DLCURAH18ABK | ADP |  | V,G36H***P449 | *80MS(N,L)0451412A* | 17500 | 16 | 8.5 | 16800 | 18800 | 111.9% | 2.3 | 0 | 11 |  |  |  |  | R-410A | 1.4583 | Residential & Commercial | USHP | Ducted CEE Tier 1
213739505 | Central HP <5.4 tons | DAY & NIGHT | HRCU-A-CB (Split System: Heat Pump with Remote Outdoor Unit-Air-Source) | DLCURAH18ABK | ADP |  | PL36H175P159 | *80MS(N,L)0701712A* | 17400 | 16 | 8.5 | 16800 | 18800 | 111.9% | 2.32 | 0 | 11 |  |  |  |  | R-410A | 1.45 | Residential & Commercial | USHP | Ducted CEE Tier 1
213739506 | Central HP <5.4 tons | DAY & NIGHT | HRCU-A-CB (Split System: Heat Pump with Remote Outdoor Unit-Air-Source) | DLCURAH18ABK | ADP |  | V,G36H175P159 | *80MS(N,L)0701712A* | 17400 | 16 | 8.5 | 16800 | 18800 | 111.9% | 2.32 | 0 | 11 |  |  |  |  | R-410A | 1.45 | Residential & Commercial | USHP | Ducted CEE Tier 1
213782086 | Central HP <5.4 tons | BRYANT HEATING AND COOLING SYSTEMS | HRCU-A-CB (Split System: Heat Pump with Remote Outdoor Unit-Air-Source) | 288BNV037*0**B* |  |  | CSPH*4812AL*+UI | 88*TB60090C21*** | 32600 | 16.5 | 8.1 | 33000 | 24800 | 75.15% | 1.96 | 0 | 11 |  |  |  |  | R-410A | 2.7167 | Residential & Commercial | USHP | Ducted CEE Tier 1
216779100 | Central HP <5.4 tons | BRYANT HEATING AND COOLING SYSTEMS | HRCU-A-CB (Split System: Heat Pump with Remote Outdoor Unit-Air-Source) | 288BNV037*0**B* | ADP |  | H,PG1K*36+TXV | 987MC60060C21*** | 32000 | 17 | 8.1 | 31400 | 24600 | 78.34% | 1.94 | 0 | 11.5 |  |  |  |  | R-410A | 2.6667 | Residential & Commercial | USHP | Ducted CEE Tier 1
210798415 | Central HP <5.4 tons | AMANA | HRCU-A-CB (Split System: Heat Pump with Remote Outdoor Unit-Air-Source) | ASZS601810A* |  |  | CA*EA2422*4A* | A*VM970603BNB* | 16600 | 17.5 | 8.5 | 17400 | 13000 | 74.71% | 2.1 | 0 | 10.9 |  |  |  |  | R-410A | 1.3833 | Residential & Commercial | USHP | Ducted CEE Tier 1
212480340 | Central HP <5.4 tons | CARRIER | HRCU-A-CB (Split System: Heat Pump with Remote Outdoor Unit-Air-Source) | 38MURAQ30AB3* | ADP |  | PL36H210P299 | 59TP6B080V21**20 | 30400 | 15.2 | 8.1 | 31400 | 25800 | 82.17% | 1.84 | 0 | 9 |  |  |  |  | R-410A | 2.5333 | Residential & Commercial | USHP
212480354 | Central HP <5.4 tons | CARRIER | HRCU-A-CB (Split System: Heat Pump with Remote Outdoor Unit-Air-Source) | 38MURAQ30AB3* | ADP |  | PL36H210P299 | 59TP6B100V21**22 | 30600 | 15.2 | 8.1 | 31400 | 25600 | 81.53% | 1.84 | 0 | 9 |  |  |  |  | R-410A | 2.55 | Residential & Commercial | USHP
212480356 | Central HP <5.4 tons | CARRIER | HRCU-A-CB (Split System: Heat Pump with Remote Outdoor Unit-Air-Source) | 38MURAQ30AB3* | ADP |  | PL36H210P749 | 59TP6B100V21**22 | 29600 | 15.2 | 8.1 | 32200 | 27400 | 85.09% | 1.76 | 0 | 9 |  |  |  |  | R-410A | 2.4667 | Residential & Commercial | USHP
212498521 | Central HP <5.4 tons | CARRIER | HRCU-A-CB (Split System: Heat Pump with Remote Outdoor Unit-Air-Source) | 38MURAQ30AB3* | ADP |  | CE3005C+TXV | 0 | 29800 | 15.2 | 8.2 | 33200 | 27000 | 81.33% | 1.78 | 0 | 8.5 |  |  |  |  | R-410A | 2.4833 | Residential & Commercial | USHP
212980211 | Central HP <5.4 tons | CARRIER | HRCU-A-CB (Split System: Heat Pump with Remote Outdoor Unit-Air-Source) | 38MURAQ30AB3* |  |  | CAP**4224AL* | 58S(B,C)*B090M21**16 | 29600 | 15.2 | 8.1 | 33800 | 27600 | 81.66% | 1.78 | 0 | 9 |  |  |  |  | R-410A | 2.4667 | Residential & Commercial | USHP
212980222 | Central HP <5.4 tons | CARRIER | HRCU-A-CB (Split System: Heat Pump with Remote Outdoor Unit-Air-Source) | 38MURAQ30AB3* |  |  | CAP**4321AL* | 58S(B,C)*B090M21**16 | 30600 | 15.2 | 8.1 | 33400 | 26400 | 79.04% | 1.86 | 0 | 9 |  |  |  |  | R-410A | 2.55 | Residential & Commercial | USHP
212979972 | Central HP <5.4 tons | HEIL | HRCU-A-CB (Split System: Heat Pump with Remote Outdoor Unit-Air-Source) | DLCURAH18ABK |  |  | EA*4X25L17A* | *80MS(N,L)0901714A* | 18100 | 16.5 | 8.5 | 17900 | 17700 | 98.88% | 2.14 | 0 | 11 |  |  |  |  | R-410A | 1.5083 | Residential & Commercial | USHP | Ducted CEE Tier 1
213147026 | Central HP <5.4 tons | CARRIER | HRCU-A-CB (Split System: Heat Pump with Remote Outdoor Unit-Air-Source) | 38MURAQ24AB3* | ADP |  | V,C36H175P139+AEFE4B* | 0 | 24000 | 18 | 8.85 | 25000 | 22600 | 90.4% | 1.9 | 0 | 10.5 |  |  |  |  | R-410A | 2 | Residential & Commercial | USHP | Ducted CEE Tier 1
212380601 | Central HP <5.4 tons | CARRIER | HRCU-A-CB (Split System: Heat Pump with Remote Outdoor Unit-Air-Source) | 25VNA424A*031* | ADP |  | PL36H175P159 | 59TN6B080C17**14 | 23400 | 20 | 8.5 | 25000 | 19500 | 78% | 2.44 | 0 | 13 |  |  |  |  | R-410A | 1.95 | Residential & Commercial | USHP | Ducted CEE Tier 1
214848933 | Central HP <5.4 tons | YORK | HRCU-A-CB (Split System: Heat Pump with Remote Outdoor Unit-Air-Source) | HH860E2S11 | ADP |  | H,YG48*60+TXV | TM9E120D20MP12 | 53000 | 18 | 8.5 | 52500 | 39000 | 74.29% | 2 | 0 | 11 |  |  |  |  | R-454B | 4.4167 | Residential & Commercial | USHP | Ducted CEE Tier 1
214848935 | Central HP <5.4 tons | YORK | HRCU-A-CB (Split System: Heat Pump with Remote Outdoor Unit-Air-Source) | HH860E2S11 | ADP |  | H,YG48*60+TXV | TM9Y100C16MP11 | 44000 | 17 | 8.5 | 42500 | 33400 | 78.59% | 2 | 0 | 11 |  |  |  |  | R-454B | 3.6667 | Residential & Commercial | USHP | Ducted CEE Tier 1
214848940 | Central HP <5.4 tons | YORK | HRCU-A-CB (Split System: Heat Pump with Remote Outdoor Unit-Air-Source) | HH860E2S11 | ADP |  | H,YG48*60+TXV | Y91E100C16SMPS1 | 45500 | 18 | 8.5 | 45000 | 33800 | 75.11% | 2 | 0 | 11.7 |  |  |  |  | R-454B | 3.7917 | Residential & Commercial | USHP | Ducted CEE Tier 1
215295523 | Central HP <5.4 tons | AIRQUEST | HRCU-A-CB (Split System: Heat Pump with Remote Outdoor Unit-Air-Source) | DLCURAH36ABK | ADP |  | HE7J936 | *96VTN0802120B* | 35200 | 16 | 8.1 | 36800 | 34800 | 94.57% | 1.9 | 0 | 9.5 |  |  |  |  | R-410A | 2.9333 | Residential & Commercial | USHP
215295539 | Central HP <5.4 tons | AIRQUEST | HRCU-A-CB (Split System: Heat Pump with Remote Outdoor Unit-Air-Source) | DLCURAH36ABK | ADP |  | H,GE23936 | *96VTN1002120A* | 34000 | 15.2 | 8.1 | 37800 | 34800 | 92.06% | 1.84 | 0 | 9 |  |  |  |  | R-410A | 2.8333 | Residential & Commercial | USHP
215295566 | Central HP <5.4 tons | AIRQUEST | HRCU-A-CB (Split System: Heat Pump with Remote Outdoor Unit-Air-Source) | DLCURAH36ABK | ADP |  | HE8J936 | *96VTN1002120A* | 35800 | 15.2 | 8.1 | 37800 | 34800 | 92.06% | 1.9 | 0 | 10 |  |  |  |  | R-410A | 2.9833 | Residential & Commercial | USHP | Ducted CEE Tier 1
215295575 | Central HP <5.4 tons | AIRQUEST | HRCU-A-CB (Split System: Heat Pump with Remote Outdoor Unit-Air-Source) | DLCURAH36ABK | ADP |  | HG82936 | *96VTN1002120A* | 36400 | 15.2 | 8.5 | 36800 | 34400 | 93.48% | 2.08 | 0 | 10 |  |  |  |  | R-410A | 3.0333 | Residential & Commercial | USHP | Ducted CEE Tier 1
215295589 | Central HP <5.4 tons | AIRQUEST | HRCU-A-CB (Split System: Heat Pump with Remote Outdoor Unit-Air-Source) | DLCURAH36ABK | ADP |  | HG34936 | *96VTN1002120B* | 35400 | 16 | 8.1 | 36800 | 34600 | 94.02% | 1.88 | 0 | 10 |  |  |  |  | R-410A | 2.95 | Residential & Commercial | USHP | Ducted CEE Tier 1
215295600 | Central HP <5.4 tons | AIRQUEST | HRCU-A-CB (Split System: Heat Pump with Remote Outdoor Unit-Air-Source) | DLCURAH36ABK | ADP |  | H,GG48936 | *96VTN1002120B* | 36000 | 16 | 8.5 | 36200 | 34400 | 95.03% | 2.04 | 0 | 10 |  |  |  |  | R-410A | 3 | Residential & Commercial | USHP | Ducted CEE Tier 1
215295625 | Central HP <5.4 tons | AIRQUEST | HRCU-A-CB (Split System: Heat Pump with Remote Outdoor Unit-Air-Source) | DLCURAH36ABK | ADP |  | H,GE32936 | *96VTN1002122A* | 35000 | 16 | 8.1 | 36800 | 34800 | 94.57% | 1.82 | 0 | 10 |  |  |  |  | R-410A | 2.9167 | Residential & Commercial | USHP | Ducted CEE Tier 1
215295632 | Central HP <5.4 tons | AIRQUEST | HRCU-A-CB (Split System: Heat Pump with Remote Outdoor Unit-Air-Source) | DLCURAH36ABK | ADP |  | HG34936 | *96VTN1002122A* | 35400 | 16 | 8.1 | 36800 | 34600 | 94.02% | 1.88 | 0 | 10 |  |  |  |  | R-410A | 2.95 | Residential & Commercial | USHP | Ducted CEE Tier 1
212980530 | Central HP <5.4 tons | CARRIER | HRCU-A-CB (Split System: Heat Pump with Remote Outdoor Unit-Air-Source) | 38MURAQ30AB3* |  |  | CAP**4224AL* | 58S(B,C)*B090M21**20 | 29600 | 15.2 | 8.1 | 33800 | 27600 | 81.66% | 1.78 | 0 | 9 |  |  |  |  | R-410A | 2.4667 | Residential & Commercial | USHP
212969727 | Central HP <5.4 tons | BRYANT HEATING AND COOLING SYSTEMS | HRCU-A-CB (Split System: Heat Pump with Remote Outdoor Unit-Air-Source) | 38MURAQ24AB3* |  |  | CAP**2414AL* | 82*SB36045V14*** | 23200 | 17 | 9.5 | 26800 | 27200 | 101.5% | 2.32 | 0 | 10 |  |  |  |  | R-410A | 1.9333 | Residential & Commercial | USHP | Ducted CEE Tier 1
216487965 | Central HP <5.4 tons | BRYANT HEATING AND COOLING SYSTEMS | HRCU-A-CB (Split System: Heat Pump with Remote Outdoor Unit-Air-Source) | 293VAN048**AA* | ADP |  | CE(P,V)6021G48*+TXV | 986TD66100C21*** | 44500 | 21 | 9.5 | 46500 | 36400 | 78.28% | 2 | 0 | 10.5 |  |  |  |  | R-454B | 3.7083 | Residential & Commercial | USHP | Ducted CEE Tier 1
212380986 | Central HP <5.4 tons | CARRIER | HRCU-A-CB (Split System: Heat Pump with Remote Outdoor Unit-Air-Source) | 25VNA448A*031* | ADP |  | V,C60H245P769 | 58TN*A135C24**22 | 44000 | 21 | 8.5 | 44000 | 35800 | 81.36% | 2.3 | 0 | 12 |  |  |  |  | R-410A | 3.6667 | Residential & Commercial | USHP | Ducted CEE Tier 1
212380568 | Central HP <5.4 tons | CARRIER | HRCU-A-CB (Split System: Heat Pump with Remote Outdoor Unit-Air-Source) | 25VNA424A*031* | ADP |  | V,C36H175P459 | 59MN7B060C17**14 | 23200 | 19 | 8.1 | 25200 | 19600 | 77.78% | 2.42 | 0 | 12.5 |  |  |  |  | R-410A | 1.9333 | Residential & Commercial | USHP | Ducted CEE Tier 1
216453185 | Central HP <5.4 tons | TRANE | HRCU-A-CB (Split System: Heat Pump with Remote Outdoor Unit-Air-Source) | 5TWV0X48A1 |  |  | 5TXCB006AS3 | S8V2B080M4PCB | 43500 | 19.2 | 9.4 | 47000 | 33600 | 71.49% | 2.1 | 0 | 11.7 |  |  |  |  | R-454B | 3.625 | Residential & Commercial | USHP | Ducted CEE Tier 1
216835178 | Central HP <5.4 tons | AMANA | HRCU-A-CB (Split System: Heat Pump with Remote Outdoor Unit-Air-Source) | AZV7SA6010A* |  |  | CA*EA6030*3A* | A*VM971005CNA* | 52000 | 16.5 | 8.8 | 53500 | 46000 | 85.98% | 2 | 0 | 9.8 |  |  |  |  | R-32 | 4.3333 | Residential & Commercial | USHP
216699854 | Central HP <5.4 tons | AMANA | HRCU-A-CB (Split System: Heat Pump with Remote Outdoor Unit-Air-Source) | AZV9SA241CA* |  |  | CA*EA4830*3A* | A*VT800805C*A* | 23400 | 19.2 | 9.2 | 22000 | 22000 | 100% | 2 | 0 | 11.7 |  |  |  |  | R-32 | 1.95 | Residential & Commercial | USHP | Ducted CEE Tier 1
216699856 | Central HP <5.4 tons | AMANA | HRCU-A-CB (Split System: Heat Pump with Remote Outdoor Unit-Air-Source) | AZV9SA241CA* |  |  | CA*EA4830*3A* | A*VT800804C*A* | 23400 | 19.2 | 9.2 | 22000 | 22000 | 100% | 2 | 0 | 11.7 |  |  |  |  | R-32 | 1.95 | Residential & Commercial | USHP | Ducted CEE Tier 1
214500321 | Central HP <5.4 tons | AMANA | HRCU-A-CB (Split System: Heat Pump with Remote Outdoor Unit-Air-Source) | ASZS601810A* |  |  | CA*EA1818*4B*+MBVK16CP1X00A* | 0 | 16600 | 17.5 | 8.5 | 17400 | 13000 | 74.71% | 2.1 | 0 | 10.9 |  |  |  |  | R-410A | 1.3833 | Residential & Commercial | USHP | Ducted CEE Tier 1
216699865 | Central HP <5.4 tons | AMANA | HRCU-A-CB (Split System: Heat Pump with Remote Outdoor Unit-Air-Source) | AZV9SA361CA* |  |  | AHVE60DP1300A* | 0 | 34200 | 19 | 9.2 | 33800 | 33000 | 97.63% | 2.1 | 0 | 11.7 |  |  |  |  | R-32 | 2.85 | Residential & Commercial | USHP | Ducted CEE Tier 1
216699879 | Central HP <5.4 tons | AMANA | HRCU-A-CB (Split System: Heat Pump with Remote Outdoor Unit-Air-Source) | AZV9SA361CA* |  |  | CHPEA4830*3A* | A*VT800805C*A* | 33400 | 18.2 | 9 | 31000 | 31000 | 100% | 2 | 0 | 11 |  |  |  |  | R-32 | 2.7833 | Residential & Commercial | USHP | Ducted CEE Tier 1
210609966 | Central HP <5.4 tons | GOODMAN | HRCU-A-CB (Split System: Heat Pump with Remote Outdoor Unit-Air-Source) | GSZV903610A* |  |  | AMVE36CP1400A* | 0 | 33600 | 18.5 | 8.2 | 34000 | 24400 | 71.76% | 1.8 | 0 | 11.5 |  |  |  |  | R-410A | 2.8 | Residential & Commercial | USHP | Ducted CEE Tier 1
212578214 | Central HP <5.4 tons | CARRIER | HRCU-A-CB (Split System: Heat Pump with Remote Outdoor Unit-Air-Source) | 25VNA424A*031* | ADP |  | H,PG9J936 | 58TN*A070C17**16 | 23400 | 20 | 9.5 | 25000 | 19400 | 77.6% | 2.46 | 0 | 13.5 |  |  |  |  | R-410A | 1.95 | Residential & Commercial | USHP | Ducted CEE Tier 1
212578216 | Central HP <5.4 tons | CARRIER | HRCU-A-CB (Split System: Heat Pump with Remote Outdoor Unit-Air-Source) | 25VNA424A*031* | ADP |  | H,PG24936 | 58TN*A090C17**16 | 22800 | 21 | 9.5 | 25000 | 19300 | 77.2% | 2.44 | 0 | 13 |  |  |  |  | R-410A | 1.9 | Residential & Commercial | USHP | Ducted CEE Tier 1
216494157 | Central HP <5.4 tons | BRYANT HEATING AND COOLING SYSTEMS | HRCU-A-CB (Split System: Heat Pump with Remote Outdoor Unit-Air-Source) | 293VAN048**AA* | ADP |  | CE(P,V)4824G1K*+TXV | 88*TB60070C21*** | 43500 | 21 | 9.5 | 46500 | 36200 | 77.85% | 2 | 0 | 10.5 |  |  |  |  | R-454B | 3.625 | Residential & Commercial | USHP | Ducted CEE Tier 1
213778951 | Central HP <5.4 tons | DAY & NIGHT | HRCU-A-CB (Split System: Heat Pump with Remote Outdoor Unit-Air-Source) | CVH837GKA** |  |  | EA*4X37L21A*+WALLCON | *80CTL0701716B* | 32800 | 17 | 8.5 | 33000 | 25200 | 76.36% | 1.96 | 0 | 11 |  |  |  |  | R-410A | 2.7333 | Residential & Commercial | USHP | Ducted CEE Tier 1
212969777 | Central HP <5.4 tons | BRYANT HEATING AND COOLING SYSTEMS | HRCU-A-CB (Split System: Heat Pump with Remote Outdoor Unit-Air-Source) | 38MURAQ24AB3* |  |  | CAP**3617AL* | 82*SB36045V14*** | 23600 | 17 | 8.5 | 26000 | 24200 | 93.08% | 2 | 0 | 10 |  |  |  |  | R-410A | 1.9667 | Residential & Commercial | USHP | Ducted CEE Tier 1
212969807 | Central HP <5.4 tons | BRYANT HEATING AND COOLING SYSTEMS | HRCU-A-CB (Split System: Heat Pump with Remote Outdoor Unit-Air-Source) | 38MURAQ24AB3* |  |  | CNPV*2417AL* | 82*SB36045V14*** | 23400 | 17 | 8.5 | 27000 | 25000 | 92.59% | 2.08 | 0 | 10 |  |  |  |  | R-410A | 1.95 | Residential & Commercial | USHP | Ducted CEE Tier 1
216981871 | Central HP <5.4 tons | BRYANT HEATING AND COOLING SYSTEMS | HRCU-A-CB (Split System: Heat Pump with Remote Outdoor Unit-Air-Source) | 293VAN048**AA* | ADP |  | PL60H210P29*+TXV | 987MC60080C21*** | 43500 | 20 | 9.5 | 46000 | 36200 | 78.7% | 2 | 0 | 10.5 |  |  |  |  | R-454B | 3.625 | Residential & Commercial | USHP | Ducted CEE Tier 1
216981887 | Central HP <5.4 tons | BRYANT HEATING AND COOLING SYSTEMS | HRCU-A-CB (Split System: Heat Pump with Remote Outdoor Unit-Air-Source) | 293VAN048**AA* | ADP |  | A60VHA*+TXV | 987MC66100C21*** | 45000 | 21 | 9.5 | 46500 | 36400 | 78.28% | 2 | 0 | 10.5 |  |  |  |  | R-454B | 3.75 | Residential & Commercial | USHP | Ducted CEE Tier 1
213739524 | Central HP <5.4 tons | DAY & NIGHT | HRCU-A-CB (Split System: Heat Pump with Remote Outdoor Unit-Air-Source) | DLCURAH18ABK | ADP |  | PL36H175P789 | *80VSL0451412B* | 17700 | 16 | 8.5 | 17100 | 18700 | 109.4% | 2.3 | 0 | 11 |  |  |  |  | R-410A | 1.475 | Residential & Commercial | USHP | Ducted CEE Tier 1
213739539 | Central HP <5.4 tons | DAY & NIGHT | HRCU-A-CB (Split System: Heat Pump with Remote Outdoor Unit-Air-Source) | DLCURAH18ABK | ADP |  | FG32936 | *92MSN0401712A* | 16500 | 15.2 | 8.5 | 16500 | 18400 | 111.5% | 2.24 | 0 | 10 |  |  |  |  | R-410A | 1.375 | Residential & Commercial | USHP | Ducted CEE Tier 1
213739555 | Central HP <5.4 tons | DAY & NIGHT | HRCU-A-CB (Split System: Heat Pump with Remote Outdoor Unit-Air-Source) | DLCURAH18ABK | ADP |  | PL36H175P069 | *95MSU0401712A* | 17500 | 16 | 8.1 | 16400 | 18300 | 111.6% | 2.24 | 0 | 11 |  |  |  |  | R-410A | 1.4583 | Residential & Commercial | USHP | Ducted CEE Tier 1
213739573 | Central HP <5.4 tons | DAY & NIGHT | HRCU-A-CB (Split System: Heat Pump with Remote Outdoor Unit-Air-Source) | DLCURAH18ABK | ADP |  | PL36H***P039 | *96MSN0401410A* | 16900 | 15.2 | 8.5 | 16900 | 19400 | 114.8% | 2.38 | 0 | 10 |  |  |  |  | R-410A | 1.4083 | Residential & Commercial | USHP | Ducted CEE Tier 1
213739591 | Central HP <5.4 tons | DAY & NIGHT | HRCU-A-CB (Split System: Heat Pump with Remote Outdoor Unit-Air-Source) | DLCURAH18ABK | ADP |  | PL36H***P039 | *96MSN0601412A* | 17100 | 16 | 8.5 | 17000 | 19400 | 114.1% | 2.38 | 0 | 10 |  |  |  |  | R-410A | 1.425 | Residential & Commercial | USHP | Ducted CEE Tier 1
213739607 | Central HP <5.4 tons | DAY & NIGHT | HRCU-A-CB (Split System: Heat Pump with Remote Outdoor Unit-Air-Source) | DLCURAH18ABK | ADP |  | V,G36H***P449 | *96VSN0401410B* | 17200 | 17 | 8.5 | 16600 | 19000 | 114.5% | 2.34 | 0 | 10.5 |  |  |  |  | R-410A | 1.4333 | Residential & Commercial | USHP | Ducted CEE Tier 1
213739622 | Central HP <5.4 tons | DAY & NIGHT | HRCU-A-CB (Split System: Heat Pump with Remote Outdoor Unit-Air-Source) | DLCURAH18ABK | ADP |  | PL36H175P159 | *96VSN0601412B* | 17400 | 16 | 8.1 | 16400 | 18300 | 111.6% | 2.24 | 0 | 11 |  |  |  |  | R-410A | 1.45 | Residential & Commercial | USHP | Ducted CEE Tier 1
215434103 | Central HP <5.4 tons | GOODMAN | HRCU-A-CB (Split System: Heat Pump with Remote Outdoor Unit-Air-Source) | GZV7SA2410A* |  |  | CA*EA3626*3A* | G*VS960603BUA* | 23200 | 19 | 8.6 | 23200 | 17000 | 73.28% | 2 | 0 | 11 |  |  |  |  | R-32 | 1.9333 | Residential & Commercial | USHP | Ducted CEE Tier 1
212400036 | Central HP <5.4 tons | YORK | HRCU-A-CB (Split System: Heat Pump with Remote Outdoor Unit-Air-Source) | HMH72B341 | ADP |  | AD-34(P,U)*****9 | TM9Y080B12MP11 | 32800 | 17 | 8.5 | 32400 | 23400 | 72.22% | 2.02 | 0 | 9.5 |  |  |  |  | R-410A | 2.7333 | Residential & Commercial | USHP
213739512 | Central HP <5.4 tons | DAY & NIGHT | HRCU-A-CB (Split System: Heat Pump with Remote Outdoor Unit-Air-Source) | DLCURAH18ABK | ADP |  | FG32936 | *80MSU0401712A* | 17200 | 16 | 8.5 | 16900 | 18700 | 110.7% | 2.3 | 0 | 10.5 |  |  |  |  | R-410A | 1.4333 | Residential & Commercial | USHP | Ducted CEE Tier 1
213739513 | Central HP <5.4 tons | DAY & NIGHT | HRCU-A-CB (Split System: Heat Pump with Remote Outdoor Unit-Air-Source) | DLCURAH18ABK | ADP |  | FG33936 | *80MSU0401712A* | 17500 | 16 | 8.5 | 16900 | 18700 | 110.7% | 2.3 | 0 | 11 |  |  |  |  | R-410A | 1.4583 | Residential & Commercial | USHP | Ducted CEE Tier 1
213739516 | Central HP <5.4 tons | DAY & NIGHT | HRCU-A-CB (Split System: Heat Pump with Remote Outdoor Unit-Air-Source) | DLCURAH18ABK | ADP |  | PL36H175P789 | *80MSU0401712A* | 17600 | 16 | 8.5 | 16900 | 18700 | 110.7% | 2.3 | 0 | 11 |  |  |  |  | R-410A | 1.4667 | Residential & Commercial | USHP | Ducted CEE Tier 1
213739547 | Central HP <5.4 tons | DAY & NIGHT | HRCU-A-CB (Split System: Heat Pump with Remote Outdoor Unit-Air-Source) | DLCURAH18ABK | ADP |  | PL36H175P069 | *92MSN0601412A* | 17500 | 16 | 8.5 | 16900 | 18800 | 111.2% | 2.3 | 0 | 11 |  |  |  |  | R-410A | 1.4583 | Residential & Commercial | USHP | Ducted CEE Tier 1
213739565 | Central HP <5.4 tons | DAY & NIGHT | HRCU-A-CB (Split System: Heat Pump with Remote Outdoor Unit-Air-Source) | DLCURAH18ABK | ADP |  | PL36H175P069 | *96MSN0261410A* | 17300 | 20 | 8.1 | 16700 | 18800 | 112.6% | 2.3 | 0 | 10.5 |  |  |  |  | R-410A | 1.4417 | Residential & Commercial | USHP | Ducted CEE Tier 1
213739579 | Central HP <5.4 tons | DAY & NIGHT | HRCU-A-CB (Split System: Heat Pump with Remote Outdoor Unit-Air-Source) | DLCURAH18ABK | ADP |  | FG35936 | *96MSN0401410A* | 17500 | 16 | 8.1 | 16600 | 18300 | 110.2% | 2.24 | 0 | 11 |  |  |  |  | R-410A | 1.4583 | Residential & Commercial | USHP | Ducted CEE Tier 1
216699858 | Central HP <5.4 tons | AMANA | HRCU-A-CB (Split System: Heat Pump with Remote Outdoor Unit-Air-Source) | AZV9SA241CA* |  |  | CA*EA4830*3A* | A*VS960805CUA* | 23400 | 19.2 | 9.2 | 22000 | 22000 | 100% | 2 | 0 | 11.7 |  |  |  |  | R-32 | 1.95 | Residential & Commercial | USHP | Ducted CEE Tier 1
213613121 | Central HP <5.4 tons | GE | HRCU-A-CB (Split System: Heat Pump with Remote Outdoor Unit-Air-Source) | NS22H24MA4-**A | ADP |  | PL36H175P789 | NF95X060S3B | 23800 | 19 | 8.2 | 21200 | 15000 | 70.75% | 1.96 | 0 | 13 |  |  |  |  | R-410A | 1.9833 | Residential & Commercial | USHP | Ducted CEE Tier 1
214505299 | Central HP <5.4 tons | AMANA | HRCU-A-CB (Split System: Heat Pump with Remote Outdoor Unit-Air-Source) | ASZS60241EA* |  |  | CA*EA2422*4B* | A*VC801005C*A* | 23000 | 17 | 8.6 | 23000 | 16100 | 70% | 2 | 0 | 10 |  |  |  |  | R-410A | 1.9167 | Residential & Commercial | USHP | Ducted CEE Tier 1
215295639 | Central HP <5.4 tons | AIRQUEST | HRCU-A-CB (Split System: Heat Pump with Remote Outdoor Unit-Air-Source) | DLCURAH36ABK | ADP |  | H,GE36936 | *96VTN1002122A* | 35800 | 16 | 8.5 | 36200 | 34200 | 94.48% | 2.06 | 0 | 10 |  |  |  |  | R-410A | 2.9833 | Residential & Commercial | USHP | Ducted CEE Tier 1
215295650 | Central HP <5.4 tons | AIRQUEST | HRCU-A-CB (Split System: Heat Pump with Remote Outdoor Unit-Air-Source) | DLCURAH36ABK | ADP |  | H,GG1K936 | *96VTN1002122A* | 35400 | 16 | 8.1 | 36800 | 34600 | 94.02% | 1.88 | 0 | 10 |  |  |  |  | R-410A | 2.95 | Residential & Commercial | USHP | Ducted CEE Tier 1
215295716 | Central HP <5.4 tons | AIRQUEST | HRCU-A-CB (Split System: Heat Pump with Remote Outdoor Unit-Air-Source) | DLCURAH36ABK | ADP |  | H,GG35936 | *96VTN1202422A* | 35600 | 16 | 8.1 | 36800 | 34600 | 94.02% | 1.88 | 0 | 10 |  |  |  |  | R-410A | 2.9667 | Residential & Commercial | USHP | Ducted CEE Tier 1
215295725 | Central HP <5.4 tons | AIRQUEST | HRCU-A-CB (Split System: Heat Pump with Remote Outdoor Unit-Air-Source) | DLCURAH36ABK | ADP |  | HE7J936 | *96VTN1202422A* | 35200 | 16 | 8.1 | 36800 | 34600 | 94.02% | 1.88 | 0 | 9.5 |  |  |  |  | R-410A | 2.9333 | Residential & Commercial | USHP
215295750 | Central HP <5.4 tons | AIRQUEST | HRCU-A-CB (Split System: Heat Pump with Remote Outdoor Unit-Air-Source) | DLCURAH36ABK | ADP |  | H,GG34936 | *96VTN1202422B* | 34600 | 16 | 8.5 | 36200 | 34200 | 94.48% | 2.02 | 0 | 9.5 |  |  |  |  | R-410A | 2.8833 | Residential & Commercial | USHP
215295757 | Central HP <5.4 tons | AIRQUEST | HRCU-A-CB (Split System: Heat Pump with Remote Outdoor Unit-Air-Source) | DLCURAH36ABK | ADP |  | HE35936 | *96VTN1202422B* | 35000 | 16 | 8.5 | 36200 | 34200 | 94.48% | 2.02 | 0 | 9.5 |  |  |  |  | R-410A | 2.9167 | Residential & Commercial | USHP
215295759 | Central HP <5.4 tons | AIRQUEST | HRCU-A-CB (Split System: Heat Pump with Remote Outdoor Unit-Air-Source) | DLCURAH36ABK | ADP |  | H,GE36936 | *96VTN1202422B* | 35400 | 16 | 8.5 | 36200 | 34200 | 94.48% | 2.02 | 0 | 10 |  |  |  |  | R-410A | 2.95 | Residential & Commercial | USHP | Ducted CEE Tier 1
207455422 | Central HP <5.4 tons | LENNOX | HRCU-A-CB (Split System: Heat Pump with Remote Outdoor Unit-Air-Source) | SL25XPV-048-230A** | ADP |  | L*42/60Z9 | SL297UH080NV48C* | 45500 | 20 | 9.3 | 42000 | 36000 | 85.71% | 1.88 | 12.5 | 12 |  |  |  |  | R-410A | 3.7917 | Residential & Commercial | USHP | Ducted CEE Tier 1
213782316 | Central HP <5.4 tons | BRYANT HEATING AND COOLING SYSTEMS | HRCU-A-CB (Split System: Heat Pump with Remote Outdoor Unit-Air-Source) | 288BNV037*0**B* |  |  | CSPH*6012AL*+UI | 987MC66120C24*** | 33000 | 16.5 | 8.1 | 32200 | 24800 | 77.02% | 2 | 0 | 11 |  |  |  |  | R-410A | 2.75 | Residential & Commercial | USHP | Ducted CEE Tier 1
216779046 | Central HP <5.4 tons | BRYANT HEATING AND COOLING SYSTEMS | HRCU-A-CB (Split System: Heat Pump with Remote Outdoor Unit-Air-Source) | 38MURAQ30AB3* | ADP |  | H,PG9J936 | 927TA60080V21*** | 33600 | 17 | 10.5 | 36400 | 37600 | 103.3% | 2.24 | 0 | 10.5 |  |  |  |  | R-410A | 2.8 | Residential & Commercial | USHP | Ducted CEE Tier 1
212603220 | Central HP <5.4 tons | DAY & NIGHT | HRCU-A-CB (Split System: Heat Pump with Remote Outdoor Unit-Air-Source) | DLCURAH24ABK | ADP |  | FG80936 | *96VTN0401712A* | 23400 | 16 | 8.5 | 24200 | 23200 | 95.87% | 1.94 | 0 | 10 |  |  |  |  | R-410A | 1.95 | Residential & Commercial | USHP | Ducted CEE Tier 1
211239800 | Central HP <5.4 tons | CARRIER | HRCU-A-CB (Split System: Heat Pump with Remote Outdoor Unit-Air-Source) | 38MURAQ24AB3* |  |  | CAP**3017AL* | 59SC2D040E14**10 | 24000 | 15.2 | 8.5 | 26600 | 23000 | 86.47% | 1.86 | 0 | 9.5 |  |  |  |  | R-410A | 2 | Residential & Commercial | USHP
211239802 | Central HP <5.4 tons | CARRIER | HRCU-A-CB (Split System: Heat Pump with Remote Outdoor Unit-Air-Source) | 38MURAQ24AB3* |  |  | CAP**3017AL* | 58S(B,C)*A070E14**12 | 24200 | 16.5 | 8.5 | 26400 | 22800 | 86.36% | 1.88 | 0 | 10 |  |  |  |  | R-410A | 2.0167 | Residential & Commercial | USHP | Ducted CEE Tier 1
211239902 | Central HP <5.4 tons | CARRIER | HRCU-A-CB (Split System: Heat Pump with Remote Outdoor Unit-Air-Source) | 38MURAQ24AB3* |  |  | CAP**3717AL* | 58SP*A045V14**12 | 24800 | 16.5 | 8.5 | 25800 | 21400 | 82.95% | 1.78 | 0 | 10 |  |  |  |  | R-410A | 2.0667 | Residential & Commercial | USHP | Ducted CEE Tier 1
211239934 | Central HP <5.4 tons | CARRIER | HRCU-A-CB (Split System: Heat Pump with Remote Outdoor Unit-Air-Source) | 38MURAQ24AB3* |  |  | CAP**3717AL* | 59SC2D060E14**12 | 25200 | 16.5 | 8.5 | 26200 | 21000 | 80.15% | 1.76 | 0 | 10 |  |  |  |  | R-410A | 2.1 | Residential & Commercial | USHP | Ducted CEE Tier 1
212578220 | Central HP <5.4 tons | CARRIER | HRCU-A-CB (Split System: Heat Pump with Remote Outdoor Unit-Air-Source) | 25VNA424A*031* | ADP |  | H,PG53936 | 58TN*A090C17**16 | 24200 | 21 | 10 | 24800 | 19200 | 77.42% | 2.58 | 0 | 14 |  |  |  |  | R-410A | 2.0167 | Residential & Commercial | USHP | Ducted CEE Tier 1
212578227 | Central HP <5.4 tons | CARRIER | HRCU-A-CB (Split System: Heat Pump with Remote Outdoor Unit-Air-Source) | 25VNA424A*031* | ADP |  | H,PG34936 | 59MN7B060C21**20 | 23400 | 20 | 10.5 | 25000 | 19500 | 78% | 2.44 | 0 | 13 |  |  |  |  | R-410A | 1.95 | Residential & Commercial | USHP | Ducted CEE Tier 1
214627141 | Central HP <5.4 tons | CARRIER | HRCU-A-CB (Split System: Heat Pump with Remote Outdoor Unit-Air-Source) | 25VNA448A*031* | ADP |  | A60VHA+TXV | 58CU*A100C21**20 | 45000 | 21 | 9.5 | 44000 | 36000 | 81.82% | 2.36 | 0 | 11.7 |  |  |  |  | R-410A | 3.75 | Residential & Commercial | USHP | Ducted CEE Tier 1
211379639 | Central HP <5.4 tons | YORK | HRCU-A-CB (Split System: Heat Pump with Remote Outdoor Unit-Air-Source) | HMH72B341 |  |  | XAHC48FBCN1 | TM8V120C20MP12 | 33800 | 16.5 | 8.5 | 32400 | 23800 | 73.46% | 2.06 | 0 | 9 |  |  |  |  | R-410A | 2.8167 | Residential & Commercial | USHP
211379724 | Central HP <5.4 tons | YORK | HRCU-A-CB (Split System: Heat Pump with Remote Outdoor Unit-Air-Source) | HMH72B341 |  |  | XAHC48FBCN1 | TMLV100C16MP12 | 33600 | 16.5 | 8.5 | 32400 | 23800 | 73.46% | 2.06 | 0 | 9 |  |  |  |  | R-410A | 2.8 | Residential & Commercial | USHP
211380125 | Central HP <5.4 tons | YORK | HRCU-A-CB (Split System: Heat Pump with Remote Outdoor Unit-Air-Source) | HMH72B341 |  |  | XAHC48FBCN1 | TL9E080C16UH11 | 33200 | 16 | 8.5 | 32400 | 23600 | 72.84% | 2.04 | 0 | 9 |  |  |  |  | R-410A | 2.7667 | Residential & Commercial | USHP
211380172 | Central HP <5.4 tons | YORK | HRCU-A-CB (Split System: Heat Pump with Remote Outdoor Unit-Air-Source) | HMH72B341 |  |  | XAFD48FBCN1 | TL8E100C20UH11 | 34000 | 16.5 | 8.5 | 32400 | 23800 | 73.46% | 2.1 | 0 | 9.5 |  |  |  |  | R-410A | 2.8333 | Residential & Commercial | USHP
211380175 | Central HP <5.4 tons | YORK | HRCU-A-CB (Split System: Heat Pump with Remote Outdoor Unit-Air-Source) | HMH72B341 |  |  | XAFC48FXXN1+TXV | TL8E100C20UH11 | 34000 | 16.5 | 8.5 | 32400 | 23800 | 73.46% | 2.1 | 0 | 9.5 |  |  |  |  | R-410A | 2.8333 | Residential & Commercial | USHP
211380222 | Central HP <5.4 tons | YORK | HRCU-A-CB (Split System: Heat Pump with Remote Outdoor Unit-Air-Source) | HMH72B341 |  |  | JHVTC42FBCC2N1 | 0 | 34000 | 17.5 | 8.5 | 32400 | 23400 | 72.22% | 2.12 | 0 | 10 |  |  |  |  | R-410A | 2.8333 | Residential & Commercial | USHP | Ducted CEE Tier 1
211379590 | Central HP <5.4 tons | YORK | HRCU-A-CB (Split System: Heat Pump with Remote Outdoor Unit-Air-Source) | HMH72B341 |  |  | XAFC48FBCN1 | TM8Y100C16MP11 | 34000 | 17.5 | 8.5 | 33200 | 24400 | 73.49% | 2.08 | 0 | 9 |  |  |  |  | R-410A | 2.8333 | Residential & Commercial | USHP
211379989 | Central HP <5.4 tons | YORK | HRCU-A-CB (Split System: Heat Pump with Remote Outdoor Unit-Air-Source) | HMH72B341 |  |  | XAHC48FBCN1 | TMLE100B12MP11 | 32600 | 17 | 8.1 | 31800 | 23200 | 72.96% | 2.02 | 0 | 9 |  |  |  |  | R-410A | 2.7167 | Residential & Commercial | USHP
211380074 | Central HP <5.4 tons | YORK | HRCU-A-CB (Split System: Heat Pump with Remote Outdoor Unit-Air-Source) | HMH72B341 |  |  | XAFC48FXXN1+TXV | TM8E080B12MP11 | 33400 | 17 | 8.5 | 32400 | 23800 | 73.46% | 2.04 | 0 | 9 |  |  |  |  | R-410A | 2.7833 | Residential & Commercial | USHP
211380122 | Central HP <5.4 tons | YORK | HRCU-A-CB (Split System: Heat Pump with Remote Outdoor Unit-Air-Source) | HMH72B341 |  |  | XAHC48FXXN1+TXV | TL9E080C16UH11 | 33200 | 16 | 8.5 | 32400 | 23600 | 72.84% | 2.04 | 0 | 9 |  |  |  |  | R-410A | 2.7667 | Residential & Commercial | USHP
211380140 | Central HP <5.4 tons | YORK | HRCU-A-CB (Split System: Heat Pump with Remote Outdoor Unit-Air-Source) | HMH72B341 |  |  | XAUC48FXXN1+TXV | TL9E080C16UH11 | 34000 | 16.5 | 8.5 | 32800 | 24200 | 73.78% | 2.08 | 0 | 9 |  |  |  |  | R-410A | 2.8333 | Residential & Commercial | USHP
211380158 | Central HP <5.4 tons | YORK | HRCU-A-CB (Split System: Heat Pump with Remote Outdoor Unit-Air-Source) | HMH72B341 |  |  | XAHD48FXXN1+TXV | TL8E100C20UH11 | 33400 | 16 | 8.5 | 32000 | 23200 | 72.5% | 2.06 | 0 | 9.5 |  |  |  |  | R-410A | 2.7833 | Residential & Commercial | USHP
215290121 | Central HP <5.4 tons | AIRQUEST | HRCU-A-CB (Split System: Heat Pump with Remote Outdoor Unit-Air-Source) | DLCURAH18ABK | ADP |  | H,GE30924 | *96VTN0401712A* | 16900 | 15.2 | 8.5 | 17100 | 18400 | 107.6% | 2.26 | 0 | 10 |  |  |  |  | R-410A | 1.4083 | Residential & Commercial | USHP | Ducted CEE Tier 1
213312002 | Central HP <5.4 tons | BRYANT HEATING AND COOLING SYSTEMS | HRCU-A-CB (Split System: Heat Pump with Remote Outdoor Unit-Air-Source) | 38MURAQ24AB3* | ADP |  | PL36H175P149+CBPE4B* | 0 | 24200 | 18 | 8.9 | 25000 | 22600 | 90.4% | 1.9 | 0 | 10.5 |  |  |  |  | R-410A | 2.0167 | Residential & Commercial | USHP | Ducted CEE Tier 1
213613193 | Central HP <5.4 tons | GE | HRCU-A-CB (Split System: Heat Pump with Remote Outdoor Unit-Air-Source) | NS22H24MA4-**A | ADP |  | V36H***P219 | NF80U045S3A | 23400 | 21 | 8.5 | 21200 | 14900 | 70.28% | 1.86 | 0 | 13.5 |  |  |  |  | R-410A | 1.95 | Residential & Commercial | USHP | Ducted CEE Tier 1
206133695 | Central HP <5.4 tons | TEMPSTAR | HRCU-A-CB (Split System: Heat Pump with Remote Outdoor Unit-Air-Source) | TVH825GKA2* |  |  | EHD4X36AAL+WALLCON | *80CSU0401712A* | 24000 | 16 | 8.1 | 21400 | 16600 | 77.57% | 1.98 | 11 | 10.5 |  |  |  |  | R-410A | 2 | Residential & Commercial | USHP | Ducted CEE Tier 1
216453211 | Central HP <5.4 tons | TRANE | HRCU-A-CB (Split System: Heat Pump with Remote Outdoor Unit-Air-Source) | 5TWV0X48A1 |  |  | 5TXCD010AS3 | S8V2D120M5PDB | 46000 | 20.4 | 10 | 47000 | 33600 | 71.49% | 2.1 | 0 | 12 |  |  |  |  | R-454B | 3.8333 | Residential & Commercial | USHP | Ducted CEE Tier 1
211377584 | Central HP <5.4 tons | YORK | HRCU-A-CB (Split System: Heat Pump with Remote Outdoor Unit-Air-Source) | HMH72B341 |  |  | XAHC36DBCN1 | TM9V080B12MP12 | 33200 | 17 | 8.1 | 33200 | 23400 | 70.48% | 2.02 | 0 | 9.5 |  |  |  |  | R-410A | 2.7667 | Residential & Commercial | USHP
207805763 | Central HP <5.4 tons | TRANE | HRCU-A-CB (Split System: Heat Pump with Remote Outdoor Unit-Air-Source) | 4TWA7048A4 |  |  | 4TXCD010DS3+P0V0C000M50SC | 0 | 46500 | 17 | 8.1 | 46500 | 47000 | 101.1% | 3.6 | 13 | 12.5 |  |  |  |  | R-410A | 3.875 | Residential & Commercial | USHP | Ducted CEE Tier 1
216487652 | Central HP <5.4 tons | BRYANT HEATING AND COOLING SYSTEMS | HRCU-A-CB (Split System: Heat Pump with Remote Outdoor Unit-Air-Source) | 293VAN048**AA* | ADP |  | CE(P,V)6021G48*+TXV | 88*TB48090C17*** | 44000 | 20 | 9 | 47000 | 35400 | 75.32% | 1.86 | 0 | 11.5 |  |  |  |  | R-454B | 3.6667 | Residential & Commercial | USHP | Ducted CEE Tier 1
213608986 | Central HP <5.4 tons | GE | HRCU-A-CB (Split System: Heat Pump with Remote Outdoor Unit-Air-Source) | NS22H24MA4-**A | ADP |  | H,TG80936 | NF95X060S3B | 23800 | 19 | 8.2 | 21200 | 15000 | 70.75% | 1.96 | 0 | 13 |  |  |  |  | R-410A | 1.9833 | Residential & Commercial | USHP | Ducted CEE Tier 1
214389894 | Central HP <5.4 tons | CARRIER | HRCU-A-CB (Split System: Heat Pump with Remote Outdoor Unit-Air-Source) | 25VNA424A*031* | ADP |  | H,PG32936 | 58TN*B135C24**22 | 22800 | 20 | 10.5 | 25000 | 19300 | 77.2% | 2.48 | 0 | 12.5 |  |  |  |  | R-410A | 1.9 | Residential & Commercial | USHP | Ducted CEE Tier 1
214271591 | Central HP <5.4 tons | CARRIER | HRCU-A-CB (Split System: Heat Pump with Remote Outdoor Unit-Air-Source) | 25VNA424A*031* | ADP |  | V,C36H175P159 | 58TN*B045C17**12 | 23400 | 20 | 10.5 | 25000 | 19500 | 78% | 2.42 | 0 | 12.5 |  |  |  |  | R-410A | 1.95 | Residential & Commercial | USHP | Ducted CEE Tier 1
216453219 | Central HP <5.4 tons | TRANE | HRCU-A-CB (Split System: Heat Pump with Remote Outdoor Unit-Air-Source) | 5TWV0X60A1 |  |  | 5PX*C007AS3 | S8V2C100M5PCB | 51500 | 18.2 | 9 | 54500 | 38500 | 70.64% | 2 | 0 | 10 |  |  |  |  | R-454B | 4.2917 | Residential & Commercial | USHP | Ducted CEE Tier 1
211377340 | Central HP <5.4 tons | YORK | HRCU-A-CB (Split System: Heat Pump with Remote Outdoor Unit-Air-Source) | HMH72B341 |  |  | XAHC36DBCN1 | TM9Y100C16MP11 | 33800 | 16.5 | 8.1 | 33600 | 24000 | 71.43% | 2.04 | 0 | 9.5 |  |  |  |  | R-410A | 2.8167 | Residential & Commercial | USHP
211377423 | Central HP <5.4 tons | YORK | HRCU-A-CB (Split System: Heat Pump with Remote Outdoor Unit-Air-Source) | HMH72B341 |  |  | XAFC36DXXN1+TXV | TM9Y060B12MP11 | 34000 | 17.5 | 8.1 | 34000 | 24200 | 71.18% | 2.04 | 0 | 9.5 |  |  |  |  | R-410A | 2.8333 | Residential & Commercial | USHP
211377456 | Central HP <5.4 tons | YORK | HRCU-A-CB (Split System: Heat Pump with Remote Outdoor Unit-Air-Source) | HMH72B341 |  |  | XAFC36DXXN1+TXV | TM9V100C20MP12 | 34000 | 17.5 | 8.1 | 34000 | 24800 | 72.94% | 2.12 | 0 | 9.5 |  |  |  |  | R-410A | 2.8333 | Residential & Commercial | USHP
211380206 | Central HP <5.4 tons | YORK | HRCU-A-CB (Split System: Heat Pump with Remote Outdoor Unit-Air-Source) | HMH72B341 |  |  | XAUC48FXXN1+TXV | TL8E080C16UH11 | 34000 | 16.5 | 8.5 | 33400 | 24600 | 73.65% | 2.08 | 0 | 9 |  |  |  |  | R-410A | 2.8333 | Residential & Commercial | USHP
211198242 | Central HP <5.4 tons | CARRIER | HRCU-A-CB (Split System: Heat Pump with Remote Outdoor Unit-Air-Source) | 25VNA436A*031* | ADP |  | H,PG9J936 | 59TN6B080C17**14 | 33200 | 19 | 9 | 33800 | 25800 | 76.33% | 1.98 | 0 | 11.7 |  |  |  |  | R-410A | 2.7667 | Residential & Commercial | USHP | Ducted CEE Tier 1
212394555 | Central HP <5.4 tons | YORK | HRCU-A-CB (Split System: Heat Pump with Remote Outdoor Unit-Air-Source) | HMH72B341 | ADP |  | H,YE35936 | TM9E080B12MP12 | 34000 | 17 | 8.5 | 32200 | 23600 | 73.29% | 2.06 | 0 | 10 |  |  |  |  | R-410A | 2.8333 | Residential & Commercial | USHP | Ducted CEE Tier 1
211377459 | Central HP <5.4 tons | YORK | HRCU-A-CB (Split System: Heat Pump with Remote Outdoor Unit-Air-Source) | HMH72B341 |  |  | XAFC36DXXN1+TXV | TP9C100C20MP13 | 34000 | 17.5 | 8.1 | 34000 | 24800 | 72.94% | 2.12 | 0 | 9.5 |  |  |  |  | R-410A | 2.8333 | Residential & Commercial | USHP
211377473 | Central HP <5.4 tons | YORK | HRCU-A-CB (Split System: Heat Pump with Remote Outdoor Unit-Air-Source) | HMH72B341 |  |  | XAFC30CXXN1+TXV | TM9V100C20MP12 | 33400 | 17.5 | 8.1 | 33600 | 23600 | 70.24% | 2.06 | 0 | 9.5 |  |  |  |  | R-410A | 2.7833 | Residential & Commercial | USHP
211377542 | Central HP <5.4 tons | YORK | HRCU-A-CB (Split System: Heat Pump with Remote Outdoor Unit-Air-Source) | HMH72B341 |  |  | XAHC36DXXN1+TXV | YP9C080C16MP13 | 33400 | 17 | 8.1 | 33200 | 23400 | 70.48% | 2.04 | 0 | 9.5 |  |  |  |  | R-410A | 2.7833 | Residential & Commercial | USHP
211377559 | Central HP <5.4 tons | YORK | HRCU-A-CB (Split System: Heat Pump with Remote Outdoor Unit-Air-Source) | HMH72B341 |  |  | XAHC30CXXN1+TXV | YP9C080C16MP13 | 32200 | 16.5 | 8.1 | 32800 | 23000 | 70.12% | 2 | 0 | 9.5 |  |  |  |  | R-410A | 2.6833 | Residential & Commercial | USHP
211377725 | Central HP <5.4 tons | YORK | HRCU-A-CB (Split System: Heat Pump with Remote Outdoor Unit-Air-Source) | HMH72B341 |  |  | XAHB36DXXN1+TXV | TP9C060B12MP13 | 32800 | 17 | 8.1 | 33000 | 23400 | 70.91% | 1.98 | 0 | 9.5 |  |  |  |  | R-410A | 2.7333 | Residential & Commercial | USHP
211377857 | Central HP <5.4 tons | YORK | HRCU-A-CB (Split System: Heat Pump with Remote Outdoor Unit-Air-Source) | HMH72B341 |  |  | XAFC30CXXN1+TXV | TM9E100C16MP12 | 33000 | 17.5 | 8.5 | 33000 | 23200 | 70.3% | 2.04 | 0 | 10 |  |  |  |  | R-410A | 2.75 | Residential & Commercial | USHP | Ducted CEE Tier 1
211377860 | Central HP <5.4 tons | YORK | HRCU-A-CB (Split System: Heat Pump with Remote Outdoor Unit-Air-Source) | HMH72B341 |  |  | XAHC30CXXN1+TXV | TM9E080C16MP12 | 32800 | 17.5 | 8.1 | 33400 | 23400 | 70.06% | 2 | 0 | 9 |  |  |  |  | R-410A | 2.7333 | Residential & Commercial | USHP
211377875 | Central HP <5.4 tons | YORK | HRCU-A-CB (Split System: Heat Pump with Remote Outdoor Unit-Air-Source) | HMH72B341 |  |  | XAHB36DXXN1+TXV | TM9E080B12MP12 | 33200 | 17 | 8.1 | 33200 | 23400 | 70.48% | 2 | 0 | 9.5 |  |  |  |  | R-410A | 2.7667 | Residential & Commercial | USHP
211378008 | Central HP <5.4 tons | YORK | HRCU-A-CB (Split System: Heat Pump with Remote Outdoor Unit-Air-Source) | HMH72B341 |  |  | XAFC30CXXN1+TXV | TM8Y120C20MP11 | 33600 | 18 | 8.5 | 33600 | 23600 | 70.24% | 2.06 | 0 | 9.5 |  |  |  |  | R-410A | 2.8 | Residential & Commercial | USHP
211378043 | Central HP <5.4 tons | YORK | HRCU-A-CB (Split System: Heat Pump with Remote Outdoor Unit-Air-Source) | HMH72B341 |  |  | XAFC30CXXN1+TXV | TM8Y100C16MP11 | 33200 | 18 | 8.5 | 33400 | 23400 | 70.06% | 2.06 | 0 | 10 |  |  |  |  | R-410A | 2.7667 | Residential & Commercial | USHP | Ducted CEE Tier 1
211378061 | Central HP <5.4 tons | YORK | HRCU-A-CB (Split System: Heat Pump with Remote Outdoor Unit-Air-Source) | HMH72B341 |  |  | XAHB36DBCN1 | TM8Y080B12MP11 | 33000 | 17.5 | 8.1 | 32800 | 23000 | 70.12% | 2 | 0 | 9.5 |  |  |  |  | R-410A | 2.75 | Residential & Commercial | USHP
214271593 | Central HP <5.4 tons | CARRIER | HRCU-A-CB (Split System: Heat Pump with Remote Outdoor Unit-Air-Source) | 25VNA424A*031* | ADP |  | PL36H210P749 | 58TN*B045C17**12 | 23400 | 20 | 10.5 | 25000 | 19500 | 78% | 2.42 | 0 | 12.5 |  |  |  |  | R-410A | 1.95 | Residential & Commercial | USHP | Ducted CEE Tier 1
214271618 | Central HP <5.4 tons | CARRIER | HRCU-A-CB (Split System: Heat Pump with Remote Outdoor Unit-Air-Source) | 25VNA424A*031* | ADP |  | V,C36H***P219 | 58TN*B070C14**12 | 23400 | 20 | 10.5 | 25000 | 19500 | 78% | 2.42 | 0 | 13 |  |  |  |  | R-410A | 1.95 | Residential & Commercial | USHP | Ducted CEE Tier 1
214389919 | Central HP <5.4 tons | CARRIER | HRCU-A-CB (Split System: Heat Pump with Remote Outdoor Unit-Air-Source) | 25VNA448A*031* | ADP |  | H,PG3K960 | 58TN*B045C17**12 | 42500 | 20 | 9 | 45000 | 37200 | 82.67% | 2.18 | 0 | 10 |  |  |  |  | R-410A | 3.5417 | Residential & Commercial | USHP | Ducted CEE Tier 1
211253523 | Central HP <5.4 tons | PERFECTAIRE | HRCU-A-CB (Split System: Heat Pump with Remote Outdoor Unit-Air-Source) | 3PAHHSD18-SZO |  |  | 3PAHHSD18-AHU | 0 | 18000 | 18 | 9.3 | 19000 | 16500 | 86.84% | 2.04 | 12.5 | 12.4 |  |  |  |  | R-410A | 1.5 | Residential & Commercial | USHP | Ducted CEE Tier 1
213164366 | Central HP <5.4 tons | YORK | HRCU-A-CB (Split System: Heat Pump with Remote Outdoor Unit-Air-Source) | HMH72B341 | ADP |  | CV360A9+AEF36AXP* | 0 | 31600 | 17 | 8.1 | 31000 | 22800 | 73.55% | 1.88 | 0 | 9.5 |  |  |  |  | R-410A | 2.6333 | Residential & Commercial | USHP
213164375 | Central HP <5.4 tons | YORK | HRCU-A-CB (Split System: Heat Pump with Remote Outdoor Unit-Air-Source) | HMH72B341 | ADP |  | CX361B935+AEF48BXP* | 0 | 34000 | 18 | 8.7 | 31600 | 22800 | 72.15% | 2 | 0 | 10.5 |  |  |  |  | R-410A | 2.8333 | Residential & Commercial | USHP | Ducted CEE Tier 1
213164377 | Central HP <5.4 tons | YORK | HRCU-A-CB (Split System: Heat Pump with Remote Outdoor Unit-Air-Source) | HMH72B341 | ADP |  | CH368A9+AEF36AXP* | 0 | 33400 | 18 | 8.35 | 32200 | 23400 | 72.67% | 2.08 | 0 | 9.5 |  |  |  |  | R-410A | 2.7833 | Residential & Commercial | USHP
211378076 | Central HP <5.4 tons | YORK | HRCU-A-CB (Split System: Heat Pump with Remote Outdoor Unit-Air-Source) | HMH72B341 |  |  | XAFB36DXXN1+TXV | TM8Y080B12MP11 | 34000 | 18 | 8.1 | 33400 | 23600 | 70.66% | 2.04 | 0 | 10 |  |  |  |  | R-410A | 2.8333 | Residential & Commercial | USHP | Ducted CEE Tier 1
212394543 | Central HP <5.4 tons | YORK | HRCU-A-CB (Split System: Heat Pump with Remote Outdoor Unit-Air-Source) | HMH72B341 | ADP |  | H,YE34936 | TM9E040A10MP12 | 32200 | 17 | 8.5 | 32400 | 23000 | 70.99% | 1.98 | 0 | 9.5 |  |  |  |  | R-410A | 2.6833 | Residential & Commercial | USHP
211378094 | Central HP <5.4 tons | YORK | HRCU-A-CB (Split System: Heat Pump with Remote Outdoor Unit-Air-Source) | HMH72B341 |  |  | XAHB36DBCN1 | TM8Y060A12MP11 | 32800 | 17.5 | 8.1 | 32600 | 23000 | 70.55% | 1.98 | 0 | 9.5 |  |  |  |  | R-410A | 2.7333 | Residential & Commercial | USHP
211378160 | Central HP <5.4 tons | YORK | HRCU-A-CB (Split System: Heat Pump with Remote Outdoor Unit-Air-Source) | HMH72B341 |  |  | XAHC30CXXN1+TXV | TPLC080C16MP13 | 32400 | 17 | 8.1 | 32400 | 22800 | 70.37% | 2 | 0 | 9.5 |  |  |  |  | R-410A | 2.7 | Residential & Commercial | USHP
211378278 | Central HP <5.4 tons | YORK | HRCU-A-CB (Split System: Heat Pump with Remote Outdoor Unit-Air-Source) | HMH72B341 |  |  | XAHB30CXXN1+TXV | TM8V080B12MP12 | 31600 | 16.5 | 8.1 | 32800 | 23000 | 70.12% | 1.96 | 0 | 9 |  |  |  |  | R-410A | 2.6333 | Residential & Commercial | USHP
211378377 | Central HP <5.4 tons | YORK | HRCU-A-CB (Split System: Heat Pump with Remote Outdoor Unit-Air-Source) | HMH72B341 |  |  | XAHB36DBCN1 | TPLC060A12MP13 | 33400 | 16.5 | 8.1 | 33600 | 23800 | 70.83% | 2.02 | 0 | 9.5 |  |  |  |  | R-410A | 2.7833 | Residential & Commercial | USHP
211378411 | Central HP <5.4 tons | YORK | HRCU-A-CB (Split System: Heat Pump with Remote Outdoor Unit-Air-Source) | HMH72B341 |  |  | XAUB36DXXN1+TXV | TM8V060A12MP12 | 34000 | 17.5 | 8.1 | 34000 | 24200 | 71.18% | 2.06 | 0 | 9.5 |  |  |  |  | R-410A | 2.8333 | Residential & Commercial | USHP
211378426 | Central HP <5.4 tons | YORK | HRCU-A-CB (Split System: Heat Pump with Remote Outdoor Unit-Air-Source) | HMH72B341 |  |  | XAFB36DBCN1 | YPLC060A12MP13 | 34000 | 17.5 | 8.1 | 34000 | 24200 | 71.18% | 2.06 | 0 | 9.5 |  |  |  |  | R-410A | 2.8333 | Residential & Commercial | USHP
213739913 | Central HP <5.4 tons | DAY & NIGHT | HRCU-A-CB (Split System: Heat Pump with Remote Outdoor Unit-Air-Source) | DLCURAH24ABK | ADP |  | PL36H175P789 | *95MSU0401712A* | 23400 | 17 | 8.5 | 24400 | 24000 | 98.36% | 2.02 | 0 | 10 |  |  |  |  | R-410A | 1.95 | Residential & Commercial | USHP | Ducted CEE Tier 1
213739961 | Central HP <5.4 tons | DAY & NIGHT | HRCU-A-CB (Split System: Heat Pump with Remote Outdoor Unit-Air-Source) | DLCURAH24ABK | ADP |  | V,G36H***P449 | *96VSN0401410B* | 23600 | 16 | 8.5 | 24600 | 23600 | 95.93% | 1.98 | 0 | 10 |  |  |  |  | R-410A | 1.9667 | Residential & Commercial | USHP | Ducted CEE Tier 1
213739986 | Central HP <5.4 tons | DAY & NIGHT | HRCU-A-CB (Split System: Heat Pump with Remote Outdoor Unit-Air-Source) | DLCURAH24ABK | ADP |  | PL36H175P159 | *96VTN0401410B* | 23400 | 16 | 8.5 | 24600 | 23800 | 96.75% | 2 | 0 | 10 |  |  |  |  | R-410A | 1.95 | Residential & Commercial | USHP | Ducted CEE Tier 1
213740004 | Central HP <5.4 tons | DAY & NIGHT | HRCU-A-CB (Split System: Heat Pump with Remote Outdoor Unit-Air-Source) | DLCURAH24ABK | ADP |  | FG33936 | *96VTN0601412B* | 23200 | 17 | 8.5 | 24600 | 23600 | 95.93% | 2 | 0 | 9.5 |  |  |  |  | R-410A | 1.9333 | Residential & Commercial | USHP
216779030 | Central HP <5.4 tons | BRYANT HEATING AND COOLING SYSTEMS | HRCU-A-CB (Split System: Heat Pump with Remote Outdoor Unit-Air-Source) | 38MURAQ30AA3* | ADP |  | H,PG9J936 | 927TA48060V17*** | 30600 | 16 | 10 | 32000 | 22600 | 70.62% | 2.38 | 0 | 10.5 |  |  |  |  | R-410A | 2.55 | Residential & Commercial | USHP | Ducted CEE Tier 1
216487685 | Central HP <5.4 tons | BRYANT HEATING AND COOLING SYSTEMS | HRCU-A-CB (Split System: Heat Pump with Remote Outdoor Unit-Air-Source) | 293VAN048**AA* | ADP |  | CE(P,V)6021G48*+TXV | 88*TB66135C24*** | 45000 | 21 | 9.5 | 46000 | 35800 | 77.83% | 2 | 0 | 11.5 |  |  |  |  | R-454B | 3.75 | Residential & Commercial | USHP | Ducted CEE Tier 1
216487452 | Central HP <5.4 tons | BRYANT HEATING AND COOLING SYSTEMS | HRCU-A-CB (Split System: Heat Pump with Remote Outdoor Unit-Air-Source) | 290VAN048**AA* | ADP |  | CE(P,V)4821G1K*+TXV | 88*TB36045C17*** | 43500 | 17 | 9 | 47000 | 34600 | 73.62% | 2.02 | 0 | 9 |  |  |  |  | R-454B | 3.625 | Residential & Commercial | USHP
216487505 | Central HP <5.4 tons | BRYANT HEATING AND COOLING SYSTEMS | HRCU-A-CB (Split System: Heat Pump with Remote Outdoor Unit-Air-Source) | 290VAN048**AA* | ADP |  | CE(P,V)6024G48*+TXV | 88*TB66135C24*** | 45000 | 18 | 9 | 45500 | 33000 | 72.53% | 2.08 | 0 | 10 |  |  |  |  | R-454B | 3.75 | Residential & Commercial | USHP | Ducted CEE Tier 1
216487521 | Central HP <5.4 tons | BRYANT HEATING AND COOLING SYSTEMS | HRCU-A-CB (Split System: Heat Pump with Remote Outdoor Unit-Air-Source) | 290VAN048**AA* | ADP |  | CE(P,V)6024G48*+TXV | 987MC60060C21*** | 45000 | 17 | 9 | 45500 | 33600 | 73.85% | 2.06 | 0 | 9.5 |  |  |  |  | R-454B | 3.75 | Residential & Commercial | USHP
212396587 | Central HP <5.4 tons | YORK | HRCU-A-CB (Split System: Heat Pump with Remote Outdoor Unit-Air-Source) | HMH72B341 | ADP |  | AD-34(P,U)*****9 | TM9E080B12MP12 | 32800 | 17 | 8.5 | 32400 | 23000 | 70.99% | 2.02 | 0 | 9.5 |  |  |  |  | R-410A | 2.7333 | Residential & Commercial | USHP
210798414 | Central HP <5.4 tons | AMANA | HRCU-A-CB (Split System: Heat Pump with Remote Outdoor Unit-Air-Source) | ASZS601810A* |  |  | CA*EA2422*4A* | A*VC960803BNB* | 16600 | 17.5 | 8.5 | 17400 | 13000 | 74.71% | 2.1 | 0 | 10.9 |  |  |  |  | R-410A | 1.3833 | Residential & Commercial | USHP | Ducted CEE Tier 1
216992973 | Central HP <5.4 tons | BRYANT HEATING AND COOLING SYSTEMS | HRCU-A-CB (Split System: Heat Pump with Remote Outdoor Unit-Air-Source) | 37MUHAQ24AA3 | ADP |  | H,PG7J*36+TXV | 88*TB36045C17*** | 21800 | 16 | 8.1 | 19200 | 18400 | 95.83% | 1.85 | 0 | 10 |  |  |  |  | R-454B | 1.8167 | Residential & Commercial | USHP | Ducted CEE Tier 1
212614376 | Central HP <5.4 tons | YORK | HRCU-A-CB (Split System: Heat Pump with Remote Outdoor Unit-Air-Source) | HMH72B341 | ADP |  | AD-32(P,U)*****9 | TM9E060B12MP12 | 34000 | 17 | 8.5 | 32400 | 23800 | 73.46% | 2.04 | 0 | 9.5 |  |  |  |  | R-410A | 2.8333 | Residential & Commercial | USHP
214848991 | Central HP <5.4 tons | YORK | HRCU-A-CB (Split System: Heat Pump with Remote Outdoor Unit-Air-Source) | HH860E2S11 | ADP |  | H,YG84*60+TXV-BLEED | TM9V100C16MP12 | 43500 | 18 | 8.5 | 42000 | 32800 | 78.1% | 2 | 0 | 11.7 |  |  |  |  | R-454B | 3.625 | Residential & Commercial | USHP | Ducted CEE Tier 1
213739596 | Central HP <5.4 tons | DAY & NIGHT | HRCU-A-CB (Split System: Heat Pump with Remote Outdoor Unit-Air-Source) | DLCURAH18ABK | ADP |  | PL36H175P789 | *96MSN0601412A* | 17500 | 16 | 8.1 | 16400 | 18200 | 111% | 2.24 | 0 | 11 |  |  |  |  | R-410A | 1.4583 | Residential & Commercial | USHP | Ducted CEE Tier 1
216013797 | Central HP <5.4 tons | YORK | HRCU-A-CB (Split System: Heat Pump with Remote Outdoor Unit-Air-Source) | HH860E2S11 | ADP |  | V,Y60H210P19*+TXV-BLEED | Y91E080C16SMPS1 | 45000 | 18 | 8.5 | 45000 | 33400 | 74.22% | 2 | 0 | 11.7 |  |  |  |  | R-454B | 3.75 | Residential & Commercial | USHP | Ducted CEE Tier 1
216626007 | Central HP <5.4 tons | GREE | HRCU-A-CB (Split System: Heat Pump with Remote Outdoor Unit-Air-Source) | FXE30HP230V1R32AO |  |  | FXE24HP230V1R32AH | 0 | 24000 | 18.5 | 8.3 | 24000 | 19000 | 79.17% | 1.75 | 0 | 11.7 |  |  |  |  | R-32 | 2 | Residential & Commercial | USHP | Ducted CEE Tier 1
215433925 | Central HP <5.4 tons | GOODMAN | HRCU-A-CB (Split System: Heat Pump with Remote Outdoor Unit-Air-Source) | GZV7SA3610A* |  |  | CA*EA6030*3A*+MBVK20DP1X00A* | 0 | 35000 | 19 | 8.5 | 35000 | 28400 | 81.14% | 2 | 0 | 10.5 |  |  |  |  | R-32 | 2.9167 | Residential & Commercial | USHP | Ducted CEE Tier 1
215434209 | Central HP <5.4 tons | GOODMAN | HRCU-A-CB (Split System: Heat Pump with Remote Outdoor Unit-Air-Source) | GZV7SA3610A* |  |  | CA*EA4830*3A* | G*VM971205DNA* | 34800 | 18.5 | 8.5 | 35000 | 28400 | 81.14% | 2 | 0 | 10.5 |  |  |  |  | R-32 | 2.9 | Residential & Commercial | USHP | Ducted CEE Tier 1
213779421 | Central HP <5.4 tons | DAY & NIGHT | HRCU-A-CB (Split System: Heat Pump with Remote Outdoor Unit-Air-Source) | CVH837GKA** |  |  | EA*4X48L21A*+WALLCON | *95CSU0601716B* | 32200 | 17 | 8.1 | 32600 | 25000 | 76.69% | 1.94 | 0 | 11 |  |  |  |  | R-410A | 2.6833 | Residential & Commercial | USHP | Ducted CEE Tier 1
214848924 | Central HP <5.4 tons | YORK | HRCU-A-CB (Split System: Heat Pump with Remote Outdoor Unit-Air-Source) | HH836E2S11 | ADP |  | H,YG36*36+TXV | TM9Y100C16MP11 | 32800 | 19 | 8.5 | 29400 | 23800 | 80.95% | 2 | 0 | 11 |  |  |  |  | R-454B | 2.7333 | Residential & Commercial | USHP | Ducted CEE Tier 1
216494182 | Central HP <5.4 tons | BRYANT HEATING AND COOLING SYSTEMS | HRCU-A-CB (Split System: Heat Pump with Remote Outdoor Unit-Air-Source) | 290VAN048**AA* | ADP |  | CE(P,V)4824G1K*+TXV | 986TD66120C24*** | 43500 | 18 | 9 | 45500 | 33200 | 72.97% | 2.06 | 0 | 9.5 |  |  |  |  | R-454B | 3.625 | Residential & Commercial | USHP
212578279 | Central HP <5.4 tons | CARRIER | HRCU-A-CB (Split System: Heat Pump with Remote Outdoor Unit-Air-Source) | 25VNA448A*031* | ADP |  | H,PG3K960 | 59TN6B120C24**22 | 44000 | 21 | 9.5 | 44500 | 35800 | 80.45% | 2.28 | 0 | 12 |  |  |  |  | R-410A | 3.6667 | Residential & Commercial | USHP | Ducted CEE Tier 1
210470351 | Central HP <5.4 tons | TEMPSTAR | HRCU-A-CB (Split System: Heat Pump with Remote Outdoor Unit-Air-Source) | TVH837GKA2* |  |  | EA*4X60L24A*+WALLCON | *96CTN1002122A* | 32800 | 17.5 | 8.5 | 31800 | 24800 | 77.99% | 2 | 0 | 11.7 |  |  |  |  | R-410A | 2.7333 | Residential & Commercial | USHP | Ducted CEE Tier 1
212924518 | Central HP <5.4 tons | CARRIER | HRCU-A-CB (Split System: Heat Pump with Remote Outdoor Unit-Air-Source) | 25VNA848A*030* | ADP |  | H,PE35948 | 59TN6B120C24**22 | 45000 | 17 | 8.5 | 45000 | 32600 | 72.44% | 2.28 | 0 | 10 |  |  |  |  | R-410A | 3.75 | Residential & Commercial | USHP | Ducted CEE Tier 1
214627127 | Central HP <5.4 tons | CARRIER | HRCU-A-CB (Split System: Heat Pump with Remote Outdoor Unit-Air-Source) | 25VNA436A*031* | ADP |  | C36A***L539 | 59CU5B060C17**16 | 33800 | 19 | 9 | 35000 | 27200 | 77.71% | 2.04 | 0 | 12 |  |  |  |  | R-410A | 2.8167 | Residential & Commercial | USHP | Ducted CEE Tier 1
212578252 | Central HP <5.4 tons | CARRIER | HRCU-A-CB (Split System: Heat Pump with Remote Outdoor Unit-Air-Source) | 25VNA436A*031* | ADP |  | H,PG34936 | 59TN6B060C17**14 | 32800 | 19 | 9 | 33800 | 25800 | 76.33% | 2 | 0 | 11.7 |  |  |  |  | R-410A | 2.7333 | Residential & Commercial | USHP | Ducted CEE Tier 1
214271627 | Central HP <5.4 tons | CARRIER | HRCU-A-CB (Split System: Heat Pump with Remote Outdoor Unit-Air-Source) | 25VNA436A*031* | ADP |  | PL36H175P149 | 58TN*B045C17**12 | 32200 | 19 | 9 | 36400 | 28400 | 78.02% | 1.96 | 0 | 11.5 |  |  |  |  | R-410A | 2.6833 | Residential & Commercial | USHP | Ducted CEE Tier 1
214271661 | Central HP <5.4 tons | CARRIER | HRCU-A-CB (Split System: Heat Pump with Remote Outdoor Unit-Air-Source) | 25VNA436A*031* | ADP |  | PL36H175P149 | 58TN*B070C17**16 | 32400 | 19 | 8.5 | 36400 | 28200 | 77.47% | 1.98 | 0 | 12 |  |  |  |  | R-410A | 2.7 | Residential & Commercial | USHP | Ducted CEE Tier 1
212603245 | Central HP <5.4 tons | DAY & NIGHT | HRCU-A-CB (Split System: Heat Pump with Remote Outdoor Unit-Air-Source) | DLCURAH30ABK | ADP |  | PL36H210P299 | *96VTN1002122A* | 30600 | 15.2 | 8.1 | 31400 | 25600 | 81.53% | 1.84 | 0 | 9 |  |  |  |  | R-410A | 2.55 | Residential & Commercial | USHP
212983135 | Central HP <5.4 tons | DAY & NIGHT | HRCU-A-CB (Split System: Heat Pump with Remote Outdoor Unit-Air-Source) | DLCURAH24ABK |  |  | EA*4X24L17A* | *92MSN0401712A* | 23200 | 15.5 | 8.5 | 27000 | 26600 | 98.52% | 2.24 | 0 | 9.5 |  |  |  |  | R-410A | 1.9333 | Residential & Commercial | USHP
216487884 | Central HP <5.4 tons | BRYANT HEATING AND COOLING SYSTEMS | HRCU-A-CB (Split System: Heat Pump with Remote Outdoor Unit-Air-Source) | 290VAN048**AA* | ADP |  | CE(P,V)6024G48*+TXV | 986TD66120C24*** | 45000 | 18 | 9 | 45500 | 33200 | 72.97% | 2.06 | 0 | 10 |  |  |  |  | R-454B | 3.75 | Residential & Commercial | USHP | Ducted CEE Tier 1
211241798 | Central HP <5.4 tons | HEIL | HRCU-A-CB (Split System: Heat Pump with Remote Outdoor Unit-Air-Source) | DLCURAH24ABK |  |  | EA*4X30L17A* | OLV098A12* | 23200 | 16.5 | 8.5 | 25800 | 24400 | 94.57% | 2.02 | 0 | 10 |  |  |  |  | R-410A | 1.9333 | Residential & Commercial | USHP | Ducted CEE Tier 1
211241816 | Central HP <5.4 tons | HEIL | HRCU-A-CB (Split System: Heat Pump with Remote Outdoor Unit-Air-Source) | DLCURAH24ABK |  |  | EA*4X36L17A* | *80VSL0451412A* | 23400 | 16.5 | 8.5 | 25600 | 23600 | 92.19% | 1.96 | 0 | 10 |  |  |  |  | R-410A | 1.95 | Residential & Commercial | USHP | Ducted CEE Tier 1
211241891 | Central HP <5.4 tons | HEIL | HRCU-A-CB (Split System: Heat Pump with Remote Outdoor Unit-Air-Source) | DLCURAH24ABK |  |  | EA*4X36L17A* | *80ES(N,L)0701716A* | 25000 | 16 | 8.5 | 26800 | 21800 | 81.34% | 1.8 | 0 | 10 |  |  |  |  | R-410A | 2.0833 | Residential & Commercial | USHP | Ducted CEE Tier 1
211242243 | Central HP <5.4 tons | HEIL | HRCU-A-CB (Split System: Heat Pump with Remote Outdoor Unit-Air-Source) | DLCURAH24ABK |  |  | EA*4X36L17A* | OMV112K14A | 24200 | 16 | 8.5 | 26200 | 22600 | 86.26% | 1.86 | 0 | 10 |  |  |  |  | R-410A | 2.0167 | Residential & Commercial | USHP | Ducted CEE Tier 1
211242391 | Central HP <5.4 tons | HEIL | HRCU-A-CB (Split System: Heat Pump with Remote Outdoor Unit-Air-Source) | DLCURAH24ABK |  |  | EA*4X36L21A* | *80VSL0451716A* | 23400 | 17 | 8.5 | 25600 | 23600 | 92.19% | 1.96 | 0 | 10 |  |  |  |  | R-410A | 1.95 | Residential & Commercial | USHP | Ducted CEE Tier 1
211242566 | Central HP <5.4 tons | HEIL | HRCU-A-CB (Split System: Heat Pump with Remote Outdoor Unit-Air-Source) | DLCURAH24ABK |  |  | EA*4X36L21A* | *80ES(N,L)0701712A* | 23400 | 17 | 8.5 | 25600 | 23600 | 92.19% | 1.98 | 0 | 10 |  |  |  |  | R-410A | 1.95 | Residential & Commercial | USHP | Ducted CEE Tier 1
213740002 | Central HP <5.4 tons | DAY & NIGHT | HRCU-A-CB (Split System: Heat Pump with Remote Outdoor Unit-Air-Source) | DLCURAH24ABK | ADP |  | PL36H175P069 | *96VTN0601412B* | 23600 | 17 | 8.5 | 24600 | 23600 | 95.93% | 2 | 0 | 10 |  |  |  |  | R-410A | 1.9667 | Residential & Commercial | USHP | Ducted CEE Tier 1
211240304 | Central HP <5.4 tons | HEIL | HRCU-A-CB (Split System: Heat Pump with Remote Outdoor Unit-Air-Source) | DLCURAH24ABK |  |  | EA*4X24L14A* | *96VTN0601412A* | 23200 | 16 | 8.5 | 26400 | 25600 | 96.97% | 2.14 | 0 | 10 |  |  |  |  | R-410A | 1.9333 | Residential & Commercial | USHP | Ducted CEE Tier 1
213815173 | Central HP <5.4 tons | GOODMAN | HRCU-A-CB (Split System: Heat Pump with Remote Outdoor Unit-Air-Source) | GSZV903610A* |  |  | CHPF3642C6C*+MBVB12BP1X00A*+TXV | 0 | 33400 | 18 | 8.2 | 34000 | 24400 | 71.76% | 1.8 | 0 | 11 |  |  |  |  | R-410A | 2.7833 | Residential & Commercial | USHP | Ducted CEE Tier 1
213738462 | Central HP <5.4 tons | DAY & NIGHT | HRCU-A-CB (Split System: Heat Pump with Remote Outdoor Unit-Air-Source) | DLCURAH36ABK | ADP |  | PL36H175P159 | *80MS(N,L)0701412A* | 35200 | 16 | 8.1 | 36800 | 34600 | 94.02% | 1.94 | 0 | 10 |  |  |  |  | R-410A | 2.9333 | Residential & Commercial | USHP | Ducted CEE Tier 1
213145645 | Central HP <5.4 tons | TEMPSTAR | HRCU-A-CB (Split System: Heat Pump with Remote Outdoor Unit-Air-Source) | DLCURAH24ABK | ADP |  | PL36H175P149+AEFE4B* | 0 | 24200 | 18 | 8.9 | 25000 | 22600 | 90.4% | 1.9 | 0 | 10.5 |  |  |  |  | R-410A | 2.0167 | Residential & Commercial | USHP | Ducted CEE Tier 1
216453193 | Central HP <5.4 tons | TRANE | HRCU-A-CB (Split System: Heat Pump with Remote Outdoor Unit-Air-Source) | 5TWV0X48A1 |  |  | 5TXCC007AS3 | S8V2C100M5PCB | 44500 | 20 | 9.7 | 47500 | 34200 | 72% | 2.1 | 0 | 11.7 |  |  |  |  | R-454B | 3.7083 | Residential & Commercial | USHP | Ducted CEE Tier 1
213738468 | Central HP <5.4 tons | DAY & NIGHT | HRCU-A-CB (Split System: Heat Pump with Remote Outdoor Unit-Air-Source) | DLCURAH36ABK | ADP |  | PL36H175P069 | *80MS(N,L)0701712A* | 35000 | 16 | 8.1 | 36800 | 34800 | 94.57% | 1.82 | 0 | 9.5 |  |  |  |  | R-410A | 2.9167 | Residential & Commercial | USHP
213738501 | Central HP <5.4 tons | DAY & NIGHT | HRCU-A-CB (Split System: Heat Pump with Remote Outdoor Unit-Air-Source) | DLCURAH36ABK | ADP |  | FG80936 | *80MSU0401712A* | 35800 | 16 | 8.5 | 36800 | 34600 | 94.02% | 2 | 0 | 10 |  |  |  |  | R-410A | 2.9833 | Residential & Commercial | USHP | Ducted CEE Tier 1
213738518 | Central HP <5.4 tons | DAY & NIGHT | HRCU-A-CB (Split System: Heat Pump with Remote Outdoor Unit-Air-Source) | DLCURAH36ABK | ADP |  | FG35936 | *80VTL0451412B* | 35000 | 16 | 8.1 | 36800 | 34600 | 94.02% | 1.94 | 0 | 9.5 |  |  |  |  | R-410A | 2.9167 | Residential & Commercial | USHP
211239943 | Central HP <5.4 tons | CARRIER | HRCU-A-CB (Split System: Heat Pump with Remote Outdoor Unit-Air-Source) | 38MURAQ24AB3* |  |  | CAP**3717AL* | OVMAAB036098 | 24200 | 16.5 | 8.5 | 25400 | 21800 | 85.83% | 1.82 | 0 | 10 |  |  |  |  | R-410A | 2.0167 | Residential & Commercial | USHP | Ducted CEE Tier 1
211239945 | Central HP <5.4 tons | CARRIER | HRCU-A-CB (Split System: Heat Pump with Remote Outdoor Unit-Air-Source) | 38MURAQ24AB3* |  |  | CAP**3717AL* | OVMAAB042112 | 24800 | 16 | 8.5 | 25800 | 21400 | 82.95% | 1.78 | 0 | 10 |  |  |  |  | R-410A | 2.0667 | Residential & Commercial | USHP | Ducted CEE Tier 1
211239977 | Central HP <5.4 tons | CARRIER | HRCU-A-CB (Split System: Heat Pump with Remote Outdoor Unit-Air-Source) | 38MURAQ24AB3* |  |  | CAP**3721AL* | 58TP*A110V21**22 | 24400 | 17 | 8.5 | 25200 | 21200 | 84.13% | 1.8 | 0 | 10.5 |  |  |  |  | R-410A | 2.0333 | Residential & Commercial | USHP | Ducted CEE Tier 1
211240036 | Central HP <5.4 tons | CARRIER | HRCU-A-CB (Split System: Heat Pump with Remote Outdoor Unit-Air-Source) | 38MURAQ24AB3* |  |  | CNPV*2417AL* | 59TP6B060V14**12 | 23200 | 16 | 8.5 | 26400 | 24600 | 93.18% | 2.04 | 0 | 10 |  |  |  |  | R-410A | 1.9333 | Residential & Commercial | USHP | Ducted CEE Tier 1
212975281 | Central HP <5.4 tons | COMFORTMAKER | HRCU-A-CB (Split System: Heat Pump with Remote Outdoor Unit-Air-Source) | DLCURAH24ABK |  |  | EA*4X30L17A* | *96VTN0401712B* | 23200 | 16 | 8.5 | 26400 | 25200 | 95.45% | 2.08 | 0 | 10 |  |  |  |  | R-410A | 1.9333 | Residential & Commercial | USHP | Ducted CEE Tier 1
216779071 | Central HP <5.4 tons | BRYANT HEATING AND COOLING SYSTEMS | HRCU-A-CB (Split System: Heat Pump with Remote Outdoor Unit-Air-Source) | 288BNV025*0**C* | ADP |  | H,PG1K*36+TXV | 987MC42060C17*** | 23600 | 16 | 8.1 | 19800 | 16300 | 82.32% | 1.96 | 0 | 11 |  |  |  |  | R-410A | 1.9667 | Residential & Commercial | USHP | Ducted CEE Tier 1
216779073 | Central HP <5.4 tons | BRYANT HEATING AND COOLING SYSTEMS | HRCU-A-CB (Split System: Heat Pump with Remote Outdoor Unit-Air-Source) | 288BNV025*0**C* | ADP |  | H,PG1K*36+TXV | 987MC42080C17*** | 23600 | 16 | 8.1 | 19800 | 16300 | 82.32% | 1.94 | 0 | 11 |  |  |  |  | R-410A | 1.9667 | Residential & Commercial | USHP | Ducted CEE Tier 1
213779471 | Central HP <5.4 tons | DAY & NIGHT | HRCU-A-CB (Split System: Heat Pump with Remote Outdoor Unit-Air-Source) | CVH837GKA** |  |  | EA*4X48L21A*+WALLCON | *96CTN0801714B* | 32200 | 17 | 8.1 | 32800 | 25000 | 76.22% | 1.96 | 0 | 11 |  |  |  |  | R-410A | 2.6833 | Residential & Commercial | USHP | Ducted CEE Tier 1
213779571 | Central HP <5.4 tons | DAY & NIGHT | HRCU-A-CB (Split System: Heat Pump with Remote Outdoor Unit-Air-Source) | CVH837GKA** |  |  | EA*4X60L24A*+WALLCON | *80CTL1102120B* | 32800 | 17.5 | 8.1 | 31800 | 24600 | 77.36% | 1.98 | 0 | 11.5 |  |  |  |  | R-410A | 2.7333 | Residential & Commercial | USHP | Ducted CEE Tier 1
216494168 | Central HP <5.4 tons | BRYANT HEATING AND COOLING SYSTEMS | HRCU-A-CB (Split System: Heat Pump with Remote Outdoor Unit-Air-Source) | 290VAN024**AA* | ADP |  | CE(P,V)3621G34*+TXV | 986TD30040C14*** | 22600 | 16 | 8.5 | 23000 | 16600 | 72.17% | 1.84 | 0 | 9.5 |  |  |  |  | R-454B | 1.8833 | Residential & Commercial | USHP
211378444 | Central HP <5.4 tons | YORK | HRCU-A-CB (Split System: Heat Pump with Remote Outdoor Unit-Air-Source) | HMH72B341 |  |  | XAUB30CXXN1+TXV | TM8V060A12MP12 | 32800 | 17.5 | 8.1 | 33400 | 23400 | 70.06% | 2.02 | 0 | 9.5 |  |  |  |  | R-410A | 2.7333 | Residential & Commercial | USHP
211378459 | Central HP <5.4 tons | YORK | HRCU-A-CB (Split System: Heat Pump with Remote Outdoor Unit-Air-Source) | HMH72B341 |  |  | XAHC36DXXN1+TXV | TMLE120C16MP11 | 33600 | 17.5 | 8.1 | 33000 | 23200 | 70.3% | 2.04 | 0 | 10 |  |  |  |  | R-410A | 2.8 | Residential & Commercial | USHP | Ducted CEE Tier 1
211378492 | Central HP <5.4 tons | YORK | HRCU-A-CB (Split System: Heat Pump with Remote Outdoor Unit-Air-Source) | HMH72B341 |  |  | XAHC36DXXN1+TXV | TM8E100C16MP11 | 33600 | 17.5 | 8.1 | 33000 | 23200 | 70.3% | 2.04 | 0 | 10 |  |  |  |  | R-410A | 2.8 | Residential & Commercial | USHP | Ducted CEE Tier 1
215434224 | Central HP <5.4 tons | GOODMAN | HRCU-A-CB (Split System: Heat Pump with Remote Outdoor Unit-Air-Source) | GZV7SA3610A* |  |  | CHPEA4830*3A* | G*VT800805C*A* | 35000 | 18.5 | 8.1 | 35000 | 28400 | 81.14% | 2 | 0 | 10.5 |  |  |  |  | R-32 | 2.9167 | Residential & Commercial | USHP | Ducted CEE Tier 1
212681008 | Central HP <5.4 tons | AURIAL | HRCU-A-C (Split System: Heat Pump with Remote Outdoor Unit with No Indoor Fan --Air Source) | ARU36-24WADU |  |  | ARCAT36F/NAA | 0 | 32000 | 15.2 | 8.5 | 36000 | 26000 | 72.22% | 1.8 | 0 | 9.5 |  |  |  |  | R-410A | 2.6667 | Residential & Commercial | USHP
215434202 | Central HP <5.4 tons | GOODMAN | HRCU-A-CB (Split System: Heat Pump with Remote Outdoor Unit-Air-Source) | GZV7SA3610A* |  |  | CA*EA4830*3A* | G*VT960804CNA* | 34800 | 18.5 | 8.5 | 35000 | 28400 | 81.14% | 2 | 0 | 10.5 |  |  |  |  | R-32 | 2.9 | Residential & Commercial | USHP | Ducted CEE Tier 1
210691921 | Central HP <5.4 tons | TRANE | HRCU-A-CB (Split System: Heat Pump with Remote Outdoor Unit-Air-Source) | 4TWV8X60A1 |  |  | 4PX*CU60BS3 | S8V2C100M5PCA | 54000 | 18 | 8.2 | 52000 | 40000 | 76.92% | 1.78 | 11.7 | 11.7 |  |  |  |  | R-410A | 4.5 | Residential & Commercial | USHP | Ducted CEE Tier 1
216699877 | Central HP <5.4 tons | AMANA | HRCU-A-CB (Split System: Heat Pump with Remote Outdoor Unit-Air-Source) | AZV9SA361CA* |  |  | CHPEA4830*3A* | A*VT801005C*A* | 33400 | 18.2 | 9 | 31000 | 31000 | 100% | 2 | 0 | 11 |  |  |  |  | R-32 | 2.7833 | Residential & Commercial | USHP | Ducted CEE Tier 1
210692716 | Central HP <5.4 tons | GOODMAN | HRCU-A-CB (Split System: Heat Pump with Remote Outdoor Unit-Air-Source) | GSZV903610A* |  |  | CA*F3743*6D*+TXV | G*VC960403BNB* | 33600 | 18.5 | 8.2 | 34000 | 24400 | 71.76% | 1.8 | 0 | 11.5 |  |  |  |  | R-410A | 2.8 | Residential & Commercial | USHP | Ducted CEE Tier 1
216453263 | Central HP <5.4 tons | TRANE | HRCU-A-CB (Split System: Heat Pump with Remote Outdoor Unit-Air-Source) | 5TWV0X60A1 |  |  | 5TXCD008AS3 | S8V2C100M5PCB | 51500 | 18.4 | 9 | 54500 | 38500 | 70.64% | 2 | 0 | 10 |  |  |  |  | R-454B | 4.2917 | Residential & Commercial | USHP | Ducted CEE Tier 1
216779075 | Central HP <5.4 tons | BRYANT HEATING AND COOLING SYSTEMS | HRCU-A-CB (Split System: Heat Pump with Remote Outdoor Unit-Air-Source) | 288BNV025*0**C* | ADP |  | H,PG1K*36+TXV | 987MC60060C21*** | 23600 | 16 | 8.1 | 20000 | 16300 | 81.5% | 1.94 | 0 | 11 |  |  |  |  | R-410A | 1.9667 | Residential & Commercial | USHP | Ducted CEE Tier 1
213738489 | Central HP <5.4 tons | DAY & NIGHT | HRCU-A-CB (Split System: Heat Pump with Remote Outdoor Unit-Air-Source) | DLCURAH36ABK | ADP |  | FG80936 | *80MS(N,L)0901714A* | 36000 | 16 | 8.5 | 36800 | 34600 | 94.02% | 2.02 | 0 | 10 |  |  |  |  | R-410A | 3 | Residential & Commercial | USHP | Ducted CEE Tier 1
213738523 | Central HP <5.4 tons | DAY & NIGHT | HRCU-A-CB (Split System: Heat Pump with Remote Outdoor Unit-Air-Source) | DLCURAH36ABK | ADP |  | FG32936 | *92MSN0601412A* | 34800 | 15.2 | 8.1 | 36800 | 34800 | 94.57% | 1.82 | 0 | 9.5 |  |  |  |  | R-410A | 2.9 | Residential & Commercial | USHP
213738541 | Central HP <5.4 tons | DAY & NIGHT | HRCU-A-CB (Split System: Heat Pump with Remote Outdoor Unit-Air-Source) | DLCURAH36ABK | ADP |  | FG81936 | *92MSN0601714A* | 35600 | 16 | 8.5 | 36200 | 34400 | 95.03% | 2.02 | 0 | 10 |  |  |  |  | R-410A | 2.9667 | Residential & Commercial | USHP | Ducted CEE Tier 1
213738550 | Central HP <5.4 tons | DAY & NIGHT | HRCU-A-CB (Split System: Heat Pump with Remote Outdoor Unit-Air-Source) | DLCURAH36ABK | ADP |  | FG35936 | *95MSU0401712A* | 34600 | 15.2 | 8.5 | 36800 | 34600 | 94.02% | 2.04 | 0 | 9.5 |  |  |  |  | R-410A | 2.8833 | Residential & Commercial | USHP
216779082 | Central HP <5.4 tons | BRYANT HEATING AND COOLING SYSTEMS | HRCU-A-CB (Split System: Heat Pump with Remote Outdoor Unit-Air-Source) | 288BNV037*0**A* | ADP |  | H,PG1K*36+TXV | 987MB42080C17*** | 31600 | 17 | 8.1 | 31800 | 24400 | 76.73% | 1.86 | 0 | 11 |  |  |  |  | R-410A | 2.6333 | Residential & Commercial | USHP | Ducted CEE Tier 1
210641117 | Central HP <5.4 tons | AMERICAN STANDARD | HRCU-A-CB (Split System: Heat Pump with Remote Outdoor Unit-Air-Source) | 4A6V0X48A1 |  |  | 4PX*CU60BS3 | *UD2C100A9V5+RP | 45500 | 19 | 8.2 | 42000 | 29400 | 70% | 1.76 | 0 | 11.7 |  |  |  |  | R-410A | 3.7917 | Residential & Commercial | USHP | Ducted CEE Tier 1
211240388 | Central HP <5.4 tons | HEIL | HRCU-A-CB (Split System: Heat Pump with Remote Outdoor Unit-Air-Source) | DLCURAH24ABK |  |  | EA*4X24L17A* | *96VSN0601714A* | 23800 | 16 | 8.5 | 26800 | 24000 | 89.55% | 1.98 | 0 | 10 |  |  |  |  | R-410A | 1.9833 | Residential & Commercial | USHP | Ducted CEE Tier 1
211241104 | Central HP <5.4 tons | HEIL | HRCU-A-CB (Split System: Heat Pump with Remote Outdoor Unit-Air-Source) | DLCURAH24ABK |  |  | EA*4X25L17A* | *80ES(N,L)0901714A* | 25200 | 17 | 8.5 | 25800 | 20800 | 80.62% | 1.76 | 0 | 10.5 |  |  |  |  | R-410A | 2.1 | Residential & Commercial | USHP | Ducted CEE Tier 1
211240788 | Central HP <5.4 tons | HEIL | HRCU-A-CB (Split System: Heat Pump with Remote Outdoor Unit-Air-Source) | DLCURAH24ABK |  |  | EA*4X24L17A* | OLV098A12* | 23000 | 16 | 8.5 | 26400 | 26000 | 98.48% | 2.18 | 0 | 9.5 |  |  |  |  | R-410A | 1.9167 | Residential & Commercial | USHP
211240797 | Central HP <5.4 tons | HEIL | HRCU-A-CB (Split System: Heat Pump with Remote Outdoor Unit-Air-Source) | DLCURAH24ABK |  |  | EA*4X24L17A* | OMV112K14A | 23800 | 15.5 | 8.5 | 27000 | 24000 | 88.89% | 1.96 | 0 | 10 |  |  |  |  | R-410A | 1.9833 | Residential & Commercial | USHP | Ducted CEE Tier 1
211241215 | Central HP <5.4 tons | HEIL | HRCU-A-CB (Split System: Heat Pump with Remote Outdoor Unit-Air-Source) | DLCURAH24ABK |  |  | EA*4X25L17A* | OMV098J12* | 24200 | 17 | 8.5 | 25200 | 21600 | 85.71% | 1.8 | 0 | 10 |  |  |  |  | R-410A | 2.0167 | Residential & Commercial | USHP | Ducted CEE Tier 1
216487851 | Central HP <5.4 tons | BRYANT HEATING AND COOLING SYSTEMS | HRCU-A-CB (Split System: Heat Pump with Remote Outdoor Unit-Air-Source) | 290VAN036**AA* | ADP |  | CE(P,V)3617G34*+TXV | 986TD66100C21*** | 33200 | 18 | 9 | 33400 | 24600 | 73.65% | 1.9 | 0 | 9.5 |  |  |  |  | R-454B | 2.7667 | Residential & Commercial | USHP
213738479 | Central HP <5.4 tons | DAY & NIGHT | HRCU-A-CB (Split System: Heat Pump with Remote Outdoor Unit-Air-Source) | DLCURAH36ABK | ADP |  | FG82936 | *80MS(N,L)0701712A* | 35600 | 16 | 8.1 | 36800 | 34600 | 94.02% | 1.94 | 0 | 10 |  |  |  |  | R-410A | 2.9667 | Residential & Commercial | USHP | Ducted CEE Tier 1
213738494 | Central HP <5.4 tons | DAY & NIGHT | HRCU-A-CB (Split System: Heat Pump with Remote Outdoor Unit-Air-Source) | DLCURAH36ABK | ADP |  | FG32936 | *80MSU0401712A* | 33600 | 16 | 8.5 | 36200 | 34200 | 94.48% | 2.02 | 0 | 9.5 |  |  |  |  | R-410A | 2.8 | Residential & Commercial | USHP
213738496 | Central HP <5.4 tons | DAY & NIGHT | HRCU-A-CB (Split System: Heat Pump with Remote Outdoor Unit-Air-Source) | DLCURAH36ABK | ADP |  | PL36H175P159 | *80MSU0401712A* | 35200 | 16 | 8.1 | 36800 | 34600 | 94.02% | 1.88 | 0 | 10 |  |  |  |  | R-410A | 2.9333 | Residential & Commercial | USHP | Ducted CEE Tier 1
213738528 | Central HP <5.4 tons | DAY & NIGHT | HRCU-A-CB (Split System: Heat Pump with Remote Outdoor Unit-Air-Source) | DLCURAH36ABK | ADP |  | V,G36H***P449 | *92MSN0601412A* | 35400 | 15.2 | 8.5 | 36800 | 34800 | 94.57% | 2 | 0 | 9.5 |  |  |  |  | R-410A | 2.95 | Residential & Commercial | USHP
213738545 | Central HP <5.4 tons | DAY & NIGHT | HRCU-A-CB (Split System: Heat Pump with Remote Outdoor Unit-Air-Source) | DLCURAH36ABK | ADP |  | FG32936 | *95MSU0401712A* | 34800 | 15.2 | 8.1 | 37400 | 35000 | 93.58% | 1.82 | 0 | 9.5 |  |  |  |  | R-410A | 2.9 | Residential & Commercial | USHP
213078170 | Central HP <5.4 tons | COMFORTMAKER | HRCU-A-CB (Split System: Heat Pump with Remote Outdoor Unit-Air-Source) | DLCURAH36ABK |  |  | EA*4X36L21A* | *80MS(N,L)0702116A* | 34800 | 16 | 8.1 | 38500 | 35200 | 91.43% | 1.82 | 0 | 9.5 |  |  |  |  | R-410A | 2.9 | Residential & Commercial | USHP
213078250 | Central HP <5.4 tons | COMFORTMAKER | HRCU-A-CB (Split System: Heat Pump with Remote Outdoor Unit-Air-Source) | DLCURAH36ABK |  |  | EN(A,D)4X48L24** | *80MS(N,L)0702116A* | 35800 | 16.5 | 8.1 | 38500 | 34800 | 90.39% | 1.98 | 0 | 10 |  |  |  |  | R-410A | 2.9833 | Residential & Commercial | USHP | Ducted CEE Tier 1
211241016 | Central HP <5.4 tons | HEIL | HRCU-A-CB (Split System: Heat Pump with Remote Outdoor Unit-Air-Source) | DLCURAH24ABK |  |  | EA*4X25L17A* | *95ESN0601412A* | 25000 | 16 | 8.5 | 26000 | 21000 | 80.77% | 1.76 | 0 | 10 |  |  |  |  | R-410A | 2.0833 | Residential & Commercial | USHP | Ducted CEE Tier 1
212578267 | Central HP <5.4 tons | CARRIER | HRCU-A-CB (Split System: Heat Pump with Remote Outdoor Unit-Air-Source) | 25VNA837A*031* | ADP |  | H,PG53936 | 59TN6B100C21**22 | 32400 | 18 | 8.5 | 30400 | 24400 | 80.26% | 2 | 0 | 11.7 |  |  |  |  | R-410A | 2.7 | Residential & Commercial | USHP | Ducted CEE Tier 1
212380521 | Central HP <5.4 tons | CARRIER | HRCU-A-CB (Split System: Heat Pump with Remote Outdoor Unit-Air-Source) | 25VNA424A*031* | ADP |  | V,C36H175P139 | 58TN*A045C17**12 | 23400 | 20 | 8.1 | 25000 | 19600 | 78.4% | 2.42 | 0 | 13 |  |  |  |  | R-410A | 1.95 | Residential & Commercial | USHP | Ducted CEE Tier 1
212380524 | Central HP <5.4 tons | CARRIER | HRCU-A-CB (Split System: Heat Pump with Remote Outdoor Unit-Air-Source) | 25VNA424A*031* | ADP |  | V,C36H***P429 | 58TN*A070C14**12 | 23400 | 21 | 8.1 | 25000 | 19400 | 77.6% | 2.42 | 0 | 13.5 |  |  |  |  | R-410A | 1.95 | Residential & Commercial | USHP | Ducted CEE Tier 1
212380525 | Central HP <5.4 tons | CARRIER | HRCU-A-CB (Split System: Heat Pump with Remote Outdoor Unit-Air-Source) | 25VNA424A*031* | ADP |  | C36A***L129 | 58TN*A070C14**12 | 23200 | 21 | 8.1 | 25000 | 19400 | 77.6% | 2.42 | 0 | 13.5 |  |  |  |  | R-410A | 1.9333 | Residential & Commercial | USHP | Ducted CEE Tier 1
212380592 | Central HP <5.4 tons | CARRIER | HRCU-A-CB (Split System: Heat Pump with Remote Outdoor Unit-Air-Source) | 25VNA424A*031* | ADP |  | C36A***L159 | 59TN6B060C17**14 | 23400 | 20 | 8.1 | 25000 | 19500 | 78% | 2.46 | 0 | 13 |  |  |  |  | R-410A | 1.95 | Residential & Commercial | USHP | Ducted CEE Tier 1
212984078 | Central HP <5.4 tons | COMFORTMAKER | HRCU-A-CB (Split System: Heat Pump with Remote Outdoor Unit-Air-Source) | DLCURAH24ABK |  |  | EA*4X36L21A* | *92MSN0601714A* | 23800 | 17.5 | 8.5 | 26200 | 23600 | 90.08% | 1.96 | 0 | 10 |  |  |  |  | R-410A | 1.9833 | Residential & Commercial | USHP | Ducted CEE Tier 1
212979506 | Central HP <5.4 tons | COMFORTMAKER | HRCU-A-CB (Split System: Heat Pump with Remote Outdoor Unit-Air-Source) | DLCURAH24ABK |  |  | EA*4X37L21A* | *80MS(N,L)0702116A* | 24400 | 17 | 8.5 | 25200 | 21200 | 84.13% | 1.8 | 0 | 10.5 |  |  |  |  | R-410A | 2.0333 | Residential & Commercial | USHP | Ducted CEE Tier 1
213738463 | Central HP <5.4 tons | DAY & NIGHT | HRCU-A-CB (Split System: Heat Pump with Remote Outdoor Unit-Air-Source) | DLCURAH36ABK | ADP |  | PL36H175P789 | *80MS(N,L)0701412A* | 35400 | 16 | 8.1 | 36800 | 34600 | 94.02% | 1.94 | 0 | 10 |  |  |  |  | R-410A | 2.95 | Residential & Commercial | USHP | Ducted CEE Tier 1
212404686 | Central HP <5.4 tons | NAPOLEON | HRCU-A-CB (Split System: Heat Pump with Remote Outdoor Unit-Air-Source) | NS18HV48A60 |  |  | H,DE50960 | WUV090T5BA | 54000 | 16 | 8.5 | 58000 | 41000 | 70.69% | 1.8 | 0 | 10 |  |  |  |  | R-410A | 4.5 | Residential & Commercial | USHP | Ducted CEE Tier 1
213738481 | Central HP <5.4 tons | DAY & NIGHT | HRCU-A-CB (Split System: Heat Pump with Remote Outdoor Unit-Air-Source) | DLCURAH36ABK | ADP |  | PL36H210P299 | *80MS(N,L)0901714A* | 36000 | 16 | 8.1 | 36800 | 34600 | 94.02% | 2 | 0 | 10.5 |  |  |  |  | R-410A | 3 | Residential & Commercial | USHP | Ducted CEE Tier 1
213738497 | Central HP <5.4 tons | DAY & NIGHT | HRCU-A-CB (Split System: Heat Pump with Remote Outdoor Unit-Air-Source) | DLCURAH36ABK | ADP |  | V,G36H175P159 | *80MSU0401712A* | 35200 | 16 | 8.1 | 36800 | 34600 | 94.02% | 1.88 | 0 | 10 |  |  |  |  | R-410A | 2.9333 | Residential & Commercial | USHP | Ducted CEE Tier 1
213738517 | Central HP <5.4 tons | DAY & NIGHT | HRCU-A-CB (Split System: Heat Pump with Remote Outdoor Unit-Air-Source) | DLCURAH36ABK | ADP |  | PL36H175P789 | *80VTL0451412B* | 35400 | 16 | 8.1 | 36800 | 34600 | 94.02% | 1.94 | 0 | 10 |  |  |  |  | R-410A | 2.95 | Residential & Commercial | USHP | Ducted CEE Tier 1
213078978 | Central HP <5.4 tons | COMFORTMAKER | HRCU-A-CB (Split System: Heat Pump with Remote Outdoor Unit-Air-Source) | DLCURAH36ABK |  |  | EA*4X37L17A* | *80MSU0401712A* | 36000 | 15.5 | 8.5 | 38500 | 34800 | 90.39% | 2.02 | 0 | 10 |  |  |  |  | R-410A | 3 | Residential & Commercial | USHP | Ducted CEE Tier 1
212970380 | Central HP <5.4 tons | COMFORTMAKER | HRCU-A-CB (Split System: Heat Pump with Remote Outdoor Unit-Air-Source) | DLCURAH36ABK |  |  | EA*4X36L21A* | *80VSL0701716B* | 35200 | 15.5 | 8.1 | 38500 | 35200 | 91.43% | 1.84 | 0 | 9.5 |  |  |  |  | R-410A | 2.9333 | Residential & Commercial | USHP
215434220 | Central HP <5.4 tons | GOODMAN | HRCU-A-CB (Split System: Heat Pump with Remote Outdoor Unit-Air-Source) | GZV7SA3610A* |  |  | CHPEA4830*3A* | G*VT961005CNA* | 35000 | 18.5 | 8.1 | 35000 | 28400 | 81.14% | 2 | 0 | 10.5 |  |  |  |  | R-32 | 2.9167 | Residential & Commercial | USHP | Ducted CEE Tier 1
211241233 | Central HP <5.4 tons | HEIL | HRCU-A-CB (Split System: Heat Pump with Remote Outdoor Unit-Air-Source) | DLCURAH24ABK |  |  | EA*4X25L17A* | OMV112K14A | 24800 | 16 | 8.5 | 25800 | 21200 | 82.17% | 1.76 | 0 | 10 |  |  |  |  | R-410A | 2.0667 | Residential & Commercial | USHP | Ducted CEE Tier 1
213077467 | Central HP <5.4 tons | COMFORTMAKER | HRCU-A-CB (Split System: Heat Pump with Remote Outdoor Unit-Air-Source) | DLCURAH36ABK |  |  | EN(A,D,W)4X48L21** | *96VTN0801716B* | 35600 | 16 | 8.1 | 38500 | 35000 | 90.91% | 1.98 | 0 | 10 |  |  |  |  | R-410A | 2.9667 | Residential & Commercial | USHP | Ducted CEE Tier 1
213077534 | Central HP <5.4 tons | COMFORTMAKER | HRCU-A-CB (Split System: Heat Pump with Remote Outdoor Unit-Air-Source) | DLCURAH36ABK |  |  | EA*4X48L21A* | *96VTN0802120B* | 36200 | 16 | 8.5 | 38000 | 34800 | 91.58% | 2.04 | 0 | 10 |  |  |  |  | R-410A | 3.0167 | Residential & Commercial | USHP | Ducted CEE Tier 1
213078568 | Central HP <5.4 tons | COMFORTMAKER | HRCU-A-CB (Split System: Heat Pump with Remote Outdoor Unit-Air-Source) | DLCURAH36ABK |  |  | EN(A,D,W)4X48L21** | *80MS(N,L)0902120A* | 36000 | 16.5 | 8.1 | 38500 | 35000 | 90.91% | 2 | 0 | 10.5 |  |  |  |  | R-410A | 3 | Residential & Commercial | USHP | Ducted CEE Tier 1
213078620 | Central HP <5.4 tons | COMFORTMAKER | HRCU-A-CB (Split System: Heat Pump with Remote Outdoor Unit-Air-Source) | DLCURAH36ABK |  |  | EA*4X37L21A* | *80MS(N,L)1102120A* | 36600 | 16.5 | 8.5 | 38000 | 34800 | 91.58% | 2.06 | 0 | 10 |  |  |  |  | R-410A | 3.05 | Residential & Commercial | USHP | Ducted CEE Tier 1
213078770 | Central HP <5.4 tons | COMFORTMAKER | HRCU-A-CB (Split System: Heat Pump with Remote Outdoor Unit-Air-Source) | DLCURAH36ABK |  |  | EA*4X42L24A* | *80MS(N,L)1352420A* | 35400 | 16.5 | 8.1 | 38500 | 35000 | 90.91% | 1.88 | 0 | 10 |  |  |  |  | R-410A | 2.95 | Residential & Commercial | USHP | Ducted CEE Tier 1
213079254 | Central HP <5.4 tons | COMFORTMAKER | HRCU-A-CB (Split System: Heat Pump with Remote Outdoor Unit-Air-Source) | DLCURAH36ABK |  |  | EA*4X43L21A* | *80MSU0802120A* | 36600 | 16.5 | 8.5 | 38000 | 34600 | 91.05% | 2.08 | 0 | 10 |  |  |  |  | R-410A | 3.05 | Residential & Commercial | USHP | Ducted CEE Tier 1
216779060 | Central HP <5.4 tons | BRYANT HEATING AND COOLING SYSTEMS | HRCU-A-CB (Split System: Heat Pump with Remote Outdoor Unit-Air-Source) | 288BNV025*0**C* | ADP |  | H,PG9J*36+TXV | 987MB42060C17*** | 23600 | 16 | 8.1 | 19400 | 16300 | 84.02% | 2 | 0 | 10.5 |  |  |  |  | R-410A | 1.9667 | Residential & Commercial | USHP | Ducted CEE Tier 1
216779062 | Central HP <5.4 tons | BRYANT HEATING AND COOLING SYSTEMS | HRCU-A-CB (Split System: Heat Pump with Remote Outdoor Unit-Air-Source) | 288BNV025*0**C* | ADP |  | H,PG9J*36+TXV | 987MB42080C17*** | 23600 | 16 | 8.1 | 20000 | 16300 | 81.5% | 1.92 | 0 | 11 |  |  |  |  | R-410A | 1.9667 | Residential & Commercial | USHP | Ducted CEE Tier 1
216779076 | Central HP <5.4 tons | BRYANT HEATING AND COOLING SYSTEMS | HRCU-A-CB (Split System: Heat Pump with Remote Outdoor Unit-Air-Source) | 288BNV025*0**C* | ADP |  | H,PG9J*36+TXV | 987MC60080C21*** | 23800 | 16 | 8.1 | 19800 | 16300 | 82.32% | 1.96 | 0 | 11 |  |  |  |  | R-410A | 1.9833 | Residential & Commercial | USHP | Ducted CEE Tier 1
216779096 | Central HP <5.4 tons | BRYANT HEATING AND COOLING SYSTEMS | HRCU-A-CB (Split System: Heat Pump with Remote Outdoor Unit-Air-Source) | 288BNV037*0**B* | ADP |  | H,PG1K*36+TXV | 987MB66100C21*** | 32400 | 17 | 8.5 | 31000 | 24600 | 79.35% | 1.98 | 0 | 11.7 |  |  |  |  | R-410A | 2.7 | Residential & Commercial | USHP | Ducted CEE Tier 1
216487321 | Central HP <5.4 tons | BRYANT HEATING AND COOLING SYSTEMS | HRCU-A-CB (Split System: Heat Pump with Remote Outdoor Unit-Air-Source) | 290VAN024**AA* | ADP |  | CE(P,V)3614G34*+TXV | 88*TB48070C17*** | 23200 | 17 | 9 | 22600 | 16200 | 71.68% | 1.98 | 0 | 10 |  |  |  |  | R-454B | 1.9333 | Residential & Commercial | USHP | Ducted CEE Tier 1
216487802 | Central HP <5.4 tons | BRYANT HEATING AND COOLING SYSTEMS | HRCU-A-CB (Split System: Heat Pump with Remote Outdoor Unit-Air-Source) | 290VAN024**AA* | ADP |  | CE(P,V)2417G31*+TXV | 986TD42080C17*** | 22800 | 17 | 9 | 22600 | 16200 | 71.68% | 1.98 | 0 | 9.5 |  |  |  |  | R-454B | 1.9 | Residential & Commercial | USHP
216487806 | Central HP <5.4 tons | BRYANT HEATING AND COOLING SYSTEMS | HRCU-A-CB (Split System: Heat Pump with Remote Outdoor Unit-Air-Source) | 290VAN024**AA* | ADP |  | CE(P,V)3617G34*+TXV | 986TD42080C17*** | 23200 | 17 | 9 | 22600 | 16200 | 71.68% | 1.98 | 0 | 10 |  |  |  |  | R-454B | 1.9333 | Residential & Commercial | USHP | Ducted CEE Tier 1
216487403 | Central HP <5.4 tons | BRYANT HEATING AND COOLING SYSTEMS | HRCU-A-CB (Split System: Heat Pump with Remote Outdoor Unit-Air-Source) | 290VAN036**AA* | ADP |  | CE(P,V)3614G34*+TXV | 88*TB48090C17*** | 33200 | 18 | 9 | 34200 | 25200 | 73.68% | 1.86 | 0 | 10 |  |  |  |  | R-454B | 2.7667 | Residential & Commercial | USHP | Ducted CEE Tier 1
216487420 | Central HP <5.4 tons | BRYANT HEATING AND COOLING SYSTEMS | HRCU-A-CB (Split System: Heat Pump with Remote Outdoor Unit-Air-Source) | 290VAN036**AA* | ADP |  | CE(P,V)3614G34*+TXV | 88*TB66135C24*** | 32600 | 18 | 9 | 32600 | 24200 | 74.23% | 1.92 | 0 | 10 |  |  |  |  | R-454B | 2.7167 | Residential & Commercial | USHP | Ducted CEE Tier 1
216487752 | Central HP <5.4 tons | BRYANT HEATING AND COOLING SYSTEMS | HRCU-A-CB (Split System: Heat Pump with Remote Outdoor Unit-Air-Source) | 293VAN060**AA* | ADP |  | CE(P,V)6021G48*+TXV | 987MC60080C21*** | 55500 | 18 | 8.1 | 58500 | 45500 | 77.78% | 1.95 | 0 | 11 |  |  |  |  | R-454B | 4.625 | Residential & Commercial | USHP | Ducted CEE Tier 1
213778856 | Central HP <5.4 tons | BRYANT HEATING AND COOLING SYSTEMS | HRCU-A-CB (Split System: Heat Pump with Remote Outdoor Unit-Air-Source) | 288BNV037*0**A* |  |  | CAP**3621AL*+UI | 88*TB60110C21*** | 31600 | 17 | 8.1 | 32800 | 24200 | 73.78% | 1.86 | 0 | 11 |  |  |  |  | R-410A | 2.6333 | Residential & Commercial | USHP | Ducted CEE Tier 1
213778956 | Central HP <5.4 tons | BRYANT HEATING AND COOLING SYSTEMS | HRCU-A-CB (Split System: Heat Pump with Remote Outdoor Unit-Air-Source) | 288BNV037*0**A* |  |  | CAP**3721AL*+UI | 88*TB48090C17*** | 32600 | 17 | 8.5 | 32800 | 25000 | 76.22% | 1.98 | 0 | 11 |  |  |  |  | R-410A | 2.7167 | Residential & Commercial | USHP | Ducted CEE Tier 1
213779756 | Central HP <5.4 tons | BRYANT HEATING AND COOLING SYSTEMS | HRCU-A-CB (Split System: Heat Pump with Remote Outdoor Unit-Air-Source) | 288BNV037*0**A* |  |  | CAP**6124AL*+UI | 88*TB60110C21*** | 33200 | 17.5 | 8.5 | 32000 | 24800 | 77.5% | 2 | 0 | 11.5 |  |  |  |  | R-410A | 2.7667 | Residential & Commercial | USHP | Ducted CEE Tier 1
213780026 | Central HP <5.4 tons | BRYANT HEATING AND COOLING SYSTEMS | HRCU-A-CB (Split System: Heat Pump with Remote Outdoor Unit-Air-Source) | 288BNV037*0**A* |  |  | CSPH*4212AL*+UI | 88*TB60110C21*** | 32600 | 16.5 | 8.1 | 32800 | 24600 | 75% | 1.94 | 0 | 11 |  |  |  |  | R-410A | 2.7167 | Residential & Commercial | USHP | Ducted CEE Tier 1
213780226 | Central HP <5.4 tons | BRYANT HEATING AND COOLING SYSTEMS | HRCU-A-CB (Split System: Heat Pump with Remote Outdoor Unit-Air-Source) | 288BNV037*0**A* |  |  | CSPH*4812AL*+UI | 987MC42080C17*** | 32400 | 16.5 | 8.1 | 33000 | 25000 | 75.76% | 1.94 | 0 | 11 |  |  |  |  | R-410A | 2.7 | Residential & Commercial | USHP | Ducted CEE Tier 1
213780726 | Central HP <5.4 tons | BRYANT HEATING AND COOLING SYSTEMS | HRCU-A-CB (Split System: Heat Pump with Remote Outdoor Unit-Air-Source) | 288BNV037*0**B* |  |  | CAP**3621AL*+UI | 88*TB36045C17*** | 31200 | 16.5 | 8.1 | 33400 | 24600 | 73.65% | 1.82 | 0 | 10.5 |  |  |  |  | R-410A | 2.6 | Residential & Commercial | USHP | Ducted CEE Tier 1
213780946 | Central HP <5.4 tons | BRYANT HEATING AND COOLING SYSTEMS | HRCU-A-CB (Split System: Heat Pump with Remote Outdoor Unit-Air-Source) | 288BNV037*0**B* |  |  | CAP**3721AL*+UI | 986TD42080C17*** | 32800 | 17 | 8.5 | 33000 | 25200 | 76.36% | 1.96 | 0 | 11 |  |  |  |  | R-410A | 2.7333 | Residential & Commercial | USHP | Ducted CEE Tier 1
212383293 | Central HP <5.4 tons | COMFORTMAKER | HRCU-A-CB (Split System: Heat Pump with Remote Outdoor Unit-Air-Source) | DLCURAH36ABK |  |  | EA*4X36L21A* | *80ES(N,L)0901714A* | 35600 | 15.5 | 8.1 | 39500 | 35200 | 89.11% | 1.84 | 0 | 9.5 |  |  |  |  | R-410A | 2.9667 | Residential & Commercial | USHP
214630385 | Central HP <5.4 tons | CARRIER | HRCU-A-CB (Split System: Heat Pump with Remote Outdoor Unit-Air-Source) | 25VNA825A*032* | ADP |  | A36VCA+TXV | 59CU5B060C17**16 | 23400 | 16 | 8.1 | 19800 | 16300 | 82.32% | 1.96 | 0 | 11 |  |  |  |  | R-410A | 1.95 | Residential & Commercial | USHP | Ducted CEE Tier 1
214630401 | Central HP <5.4 tons | CARRIER | HRCU-A-CB (Split System: Heat Pump with Remote Outdoor Unit-Air-Source) | 25VNA825A*032* | ADP |  | C36A***L159 | 59MN7B060C17**14 | 23600 | 16 | 8.1 | 20000 | 16400 | 82% | 1.94 | 0 | 10.5 |  |  |  |  | R-410A | 1.9667 | Residential & Commercial | USHP | Ducted CEE Tier 1
207455274 | Central HP <5.4 tons | LENNOX | HRCU-A-CB (Split System: Heat Pump with Remote Outdoor Unit-Air-Source) | SL25XPV-036-230A** | ADP |  | L*35/36S9 | SLP99UH110XV60C* | 34000 | 21 | 8.8 | 34000 | 27000 | 79.41% | 1.82 | 14 | 13.5 |  |  |  |  | R-410A | 2.8333 | Residential & Commercial | USHP | Ducted CEE Tier 1
216779080 | Central HP <5.4 tons | BRYANT HEATING AND COOLING SYSTEMS | HRCU-A-CB (Split System: Heat Pump with Remote Outdoor Unit-Air-Source) | 288BNV025*0**C* | ADP |  | H,PG9J*36+TXV | 987MC66120C24*** | 23800 | 16 | 8.1 | 19800 | 16200 | 81.82% | 1.96 | 0 | 10.5 |  |  |  |  | R-410A | 1.9833 | Residential & Commercial | USHP | Ducted CEE Tier 1
214624827 | Central HP <5.4 tons | CARRIER | HRCU-A-CB (Split System: Heat Pump with Remote Outdoor Unit-Air-Source) | 38MURAQ30AB3* | ADP |  | C36A***L159 | 58SU*B040M17**12 | 30000 | 15.2 | 8.5 | 32200 | 27000 | 83.85% | 1.78 | 0 | 9 |  |  |  |  | R-410A | 2.5 | Residential & Commercial | USHP
214624852 | Central HP <5.4 tons | CARRIER | HRCU-A-CB (Split System: Heat Pump with Remote Outdoor Unit-Air-Source) | 38MURAQ30AB3* | ADP |  | V,C36H175P159 | 58SU*B060M17**16 | 29800 | 15.2 | 8.1 | 32200 | 27000 | 83.85% | 1.8 | 0 | 9 |  |  |  |  | R-410A | 2.4833 | Residential & Commercial | USHP
213080368 | Central HP <5.4 tons | COMFORTMAKER | HRCU-A-CB (Split System: Heat Pump with Remote Outdoor Unit-Air-Source) | DLCURAH36ABK |  |  | EN(A,D)4X48L24** | *96MSN1002120A* | 36000 | 16.5 | 8.1 | 38500 | 34800 | 90.39% | 2.02 | 0 | 10 |  |  |  |  | R-410A | 3 | Residential & Commercial | USHP | Ducted CEE Tier 1
213080485 | Central HP <5.4 tons | COMFORTMAKER | HRCU-A-CB (Split System: Heat Pump with Remote Outdoor Unit-Air-Source) | DLCURAH36ABK |  |  | EA*4X42L24A* | *96MSN1402422A* | 35200 | 16 | 8.1 | 38500 | 35000 | 90.91% | 1.88 | 0 | 9.5 |  |  |  |  | R-410A | 2.9333 | Residential & Commercial | USHP
213738353 | Central HP <5.4 tons | DAY & NIGHT | HRCU-A-CB (Split System: Heat Pump with Remote Outdoor Unit-Air-Source) | DLCURAH30ABK | ADP |  | FG81936 | *80MS(N,L)0701712A* | 30000 | 15.2 | 8.1 | 32400 | 26800 | 82.72% | 1.82 | 0 | 9 |  |  |  |  | R-410A | 2.5 | Residential & Commercial | USHP
210692748 | Central HP <5.4 tons | GOODMAN | HRCU-A-CB (Split System: Heat Pump with Remote Outdoor Unit-Air-Source) | GSZV903610A* |  |  | CHPF3743C6B*+MBVC1201**-1A*+TXV | 0 | 33400 | 18 | 8.2 | 34000 | 24400 | 71.76% | 1.8 | 0 | 11 |  |  |  |  | R-410A | 2.7833 | Residential & Commercial | USHP | Ducted CEE Tier 1
210692763 | Central HP <5.4 tons | GOODMAN | HRCU-A-CB (Split System: Heat Pump with Remote Outdoor Unit-Air-Source) | GSZV903610A* |  |  | CHPF3743C6B*+TXV | G*VM970603BNB* | 33400 | 18 | 8.2 | 34000 | 24400 | 71.76% | 1.8 | 0 | 11 |  |  |  |  | R-410A | 2.7833 | Residential & Commercial | USHP | Ducted CEE Tier 1
211242970 | Central HP <5.4 tons | HEIL | HRCU-A-CB (Split System: Heat Pump with Remote Outdoor Unit-Air-Source) | DLCURAH24ABK |  |  | EA*4X37L17A* | *95ESN0601412A* | 25000 | 16 | 8.5 | 26000 | 21200 | 81.54% | 1.76 | 0 | 10 |  |  |  |  | R-410A | 2.0833 | Residential & Commercial | USHP | Ducted CEE Tier 1
211243797 | Central HP <5.4 tons | HEIL | HRCU-A-CB (Split System: Heat Pump with Remote Outdoor Unit-Air-Source) | DLCURAH24ABK |  |  | EN(A,D)4X24L14** | *80ES(N,L)0451412A* | 24200 | 15.5 | 8.5 | 27200 | 22600 | 83.09% | 1.86 | 0 | 10 |  |  |  |  | R-410A | 2.0167 | Residential & Commercial | USHP | Ducted CEE Tier 1
213738531 | Central HP <5.4 tons | DAY & NIGHT | HRCU-A-CB (Split System: Heat Pump with Remote Outdoor Unit-Air-Source) | DLCURAH36ABK | ADP |  | PL36H175P069 | *92MSN0601714A* | 35000 | 16 | 8.1 | 36800 | 34800 | 94.57% | 1.82 | 0 | 9.5 |  |  |  |  | R-410A | 2.9167 | Residential & Commercial | USHP
216981905 | Central HP <5.4 tons | BRYANT HEATING AND COOLING SYSTEMS | HRCU-A-CB (Split System: Heat Pump with Remote Outdoor Unit-Air-Source) | 293VAN060**AA* | ADP |  | V,C60H210P17*+TXV | 935CB60080C21*** | 55500 | 18 | 8.1 | 58500 | 45500 | 77.78% | 1.95 | 0 | 11 |  |  |  |  | R-454B | 4.625 | Residential & Commercial | USHP | Ducted CEE Tier 1
216981921 | Central HP <5.4 tons | BRYANT HEATING AND COOLING SYSTEMS | HRCU-A-CB (Split System: Heat Pump with Remote Outdoor Unit-Air-Source) | 293VAN060**AA* | ADP |  | V,C60H210P17*+TXV | 986TD66100C21*** | 55500 | 18 | 8.5 | 58500 | 46000 | 78.63% | 2.02 | 0 | 11 |  |  |  |  | R-454B | 4.625 | Residential & Commercial | USHP | Ducted CEE Tier 1
216981928 | Central HP <5.4 tons | BRYANT HEATING AND COOLING SYSTEMS | HRCU-A-CB (Split System: Heat Pump with Remote Outdoor Unit-Air-Source) | 293VAN060**AA* | ADP |  | C60A***L16*+TXV | 987MC60060C21*** | 53500 | 17 | 8.45 | 59000 | 47000 | 79.66% | 1.98 | 0 | 10 |  |  |  |  | R-454B | 4.4583 | Residential & Commercial | USHP | Ducted CEE Tier 1
214272380 | Central HP <5.4 tons | CARRIER | HRCU-A-CB (Split System: Heat Pump with Remote Outdoor Unit-Air-Source) | 25VNA837A*031* | ADP |  | C36A***L539 | 59TN6C080C17**14 | 32800 | 17 | 8.5 | 31200 | 24800 | 79.49% | 1.98 | 0 | 11 |  |  |  |  | R-410A | 2.7333 | Residential & Commercial | USHP | Ducted CEE Tier 1
212981213 | Central HP <5.4 tons | HEIL | HRCU-A-CB (Split System: Heat Pump with Remote Outdoor Unit-Air-Source) | DLCURAH36ABK |  |  | EA*4X48L24A* | *80MS(N,L)1352420A* | 35800 | 16.5 | 8.5 | 37800 | 34600 | 91.53% | 2.02 | 0 | 10 |  |  |  |  | R-410A | 2.9833 | Residential & Commercial | USHP | Ducted CEE Tier 1
216494125 | Central HP <5.4 tons | BRYANT HEATING AND COOLING SYSTEMS | HRCU-A-CB (Split System: Heat Pump with Remote Outdoor Unit-Air-Source) | 290VAN036**AA* | ADP |  | CE(P,V)3621G34*+TXV | 987MC66120C24*** | 32600 | 18 | 9 | 32600 | 24400 | 74.85% | 1.9 | 0 | 9.5 |  |  |  |  | R-454B | 2.7167 | Residential & Commercial | USHP
212981108 | Central HP <5.4 tons | CARRIER | HRCU-A-CB (Split System: Heat Pump with Remote Outdoor Unit-Air-Source) | 38MURAQ30AB3* |  |  | CAP**4224AL* | 58S(B,C)*B110M24**20 | 30000 | 15.5 | 8.1 | 34200 | 27600 | 80.7% | 1.8 | 0 | 9 |  |  |  |  | R-410A | 2.5 | Residential & Commercial | USHP
212975259 | Central HP <5.4 tons | COMFORTMAKER | HRCU-A-CB (Split System: Heat Pump with Remote Outdoor Unit-Air-Source) | DLCURAH24ABK |  |  | EA*4X24L17A* | *96VTN0401712B* | 23400 | 16 | 8.5 | 27000 | 26200 | 97.04% | 2.18 | 0 | 9.5 |  |  |  |  | R-410A | 1.95 | Residential & Commercial | USHP
212976011 | Central HP <5.4 tons | COMFORTMAKER | HRCU-A-CB (Split System: Heat Pump with Remote Outdoor Unit-Air-Source) | DLCURAH24ABK |  |  | EA*4X25L17A* | *96VTN0801716B* | 24400 | 17 | 8.5 | 25400 | 21600 | 85.04% | 1.8 | 0 | 10 |  |  |  |  | R-410A | 2.0333 | Residential & Commercial | USHP | Ducted CEE Tier 1
214303081 | Central HP <5.4 tons | RUUD | HRCU-A-CB (Split System: Heat Pump with Remote Outdoor Unit-Air-Source) | RD17AZ24AJ3N | ADP |  | H,RG34936 | R802V0754A17UHN | 22000 | 18 | 8.1 | 21000 | 16400 | 78.1% | 2.1 | 0 | 9.5 |  |  |  |  | R-410A | 1.8333 | Residential & Commercial | USHP
216981939 | Central HP <5.4 tons | BRYANT HEATING AND COOLING SYSTEMS | HRCU-A-CB (Split System: Heat Pump with Remote Outdoor Unit-Air-Source) | 293VAN060**AA* | ADP |  | C60A***L18*+TXV | 987MC60080C21*** | 55500 | 18 | 8.1 | 58500 | 45500 | 77.78% | 1.95 | 0 | 11 |  |  |  |  | R-454B | 4.625 | Residential & Commercial | USHP | Ducted CEE Tier 1
213075951 | Central HP <5.4 tons | COMFORTMAKER | HRCU-A-CB (Split System: Heat Pump with Remote Outdoor Unit-Air-Source) | DLCURAH36ABK |  |  | EA*4X48L24A* | *95MSU1002120A* | 36000 | 16.5 | 8.5 | 38000 | 34800 | 91.58% | 2.04 | 0 | 10 |  |  |  |  | R-410A | 3 | Residential & Commercial | USHP | Ducted CEE Tier 1
213077119 | Central HP <5.4 tons | COMFORTMAKER | HRCU-A-CB (Split System: Heat Pump with Remote Outdoor Unit-Air-Source) | DLCURAH36ABK |  |  | EN(A,D,W)4X48L21** | *96VSN0802120B* | 35600 | 16.5 | 8.1 | 38500 | 34800 | 90.39% | 1.98 | 0 | 10 |  |  |  |  | R-410A | 2.9667 | Residential & Commercial | USHP | Ducted CEE Tier 1
213738338 | Central HP <5.4 tons | DAY & NIGHT | HRCU-A-CB (Split System: Heat Pump with Remote Outdoor Unit-Air-Source) | DLCURAH30ABK | ADP |  | PL36H175P789 | *80MS(N,L)0701412A* | 29600 | 15.2 | 8.1 | 32400 | 26800 | 82.72% | 1.82 | 0 | 9 |  |  |  |  | R-410A | 2.4667 | Residential & Commercial | USHP
213738340 | Central HP <5.4 tons | DAY & NIGHT | HRCU-A-CB (Split System: Heat Pump with Remote Outdoor Unit-Air-Source) | DLCURAH30ABK | ADP |  | V,G36H***P449 | *80MS(N,L)0701412A* | 29000 | 15.2 | 8.1 | 32400 | 26800 | 82.72% | 1.82 | 0 | 8.5 |  |  |  |  | R-410A | 2.4167 | Residential & Commercial | USHP
213738349 | Central HP <5.4 tons | DAY & NIGHT | HRCU-A-CB (Split System: Heat Pump with Remote Outdoor Unit-Air-Source) | DLCURAH30ABK | ADP |  | PL36H175P789 | *80MS(N,L)0701712A* | 29800 | 15.2 | 8.1 | 32400 | 26800 | 82.72% | 1.82 | 0 | 9 |  |  |  |  | R-410A | 2.4833 | Residential & Commercial | USHP
213738356 | Central HP <5.4 tons | DAY & NIGHT | HRCU-A-CB (Split System: Heat Pump with Remote Outdoor Unit-Air-Source) | DLCURAH30ABK | ADP |  | PL36H210P299 | *80MSU0401712A* | 30800 | 15.2 | 8.5 | 31800 | 25800 | 81.13% | 1.86 | 0 | 9 |  |  |  |  | R-410A | 2.5667 | Residential & Commercial | USHP
213738363 | Central HP <5.4 tons | DAY & NIGHT | HRCU-A-CB (Split System: Heat Pump with Remote Outdoor Unit-Air-Source) | DLCURAH30ABK | ADP |  | PL36H210P179 | *80MSU0401712A* | 29800 | 15.2 | 8.1 | 32200 | 27200 | 84.47% | 1.8 | 0 | 9 |  |  |  |  | R-410A | 2.4833 | Residential & Commercial | USHP
214630417 | Central HP <5.4 tons | CARRIER | HRCU-A-CB (Split System: Heat Pump with Remote Outdoor Unit-Air-Source) | 25VNA825A*032* | ADP |  | PL36H175P149 | 59TN6B060C17**14 | 23600 | 16 | 8.1 | 19800 | 16300 | 82.32% | 1.94 | 0 | 11 |  |  |  |  | R-410A | 1.9667 | Residential & Commercial | USHP | Ducted CEE Tier 1
214628581 | Central HP <5.4 tons | CARRIER | HRCU-A-CB (Split System: Heat Pump with Remote Outdoor Unit-Air-Source) | 38MURAQ30AB3* | ADP |  | PL36H***P449 | 58S(B,C)*B070M14**12 | 29000 | 15.2 | 8.1 | 32400 | 26800 | 82.72% | 1.82 | 0 | 8.5 |  |  |  |  | R-410A | 2.4167 | Residential & Commercial | USHP
214628654 | Central HP <5.4 tons | CARRIER | HRCU-A-CB (Split System: Heat Pump with Remote Outdoor Unit-Air-Source) | 38MURAQ30AB3* | ADP |  | V,C36H175P149 | 58S(B,C)*B090M17**14 | 29800 | 15.2 | 8.1 | 32600 | 27200 | 83.44% | 1.8 | 0 | 9 |  |  |  |  | R-410A | 2.4833 | Residential & Commercial | USHP
214628670 | Central HP <5.4 tons | CARRIER | HRCU-A-CB (Split System: Heat Pump with Remote Outdoor Unit-Air-Source) | 38MURAQ30AB3* | ADP |  | PL36H210P299 | 58S(B,C)*B090M21**16 | 30600 | 15.2 | 8.1 | 31600 | 26000 | 82.28% | 1.86 | 0 | 9 |  |  |  |  | R-410A | 2.55 | Residential & Commercial | USHP
216779055 | Central HP <5.4 tons | BRYANT HEATING AND COOLING SYSTEMS | HRCU-A-CB (Split System: Heat Pump with Remote Outdoor Unit-Air-Source) | 38MURAQ30AB3* | ADP |  | H,PG7J936 | 927TA48080V17*** | 33200 | 16 | 10 | 36800 | 38500 | 104.6% | 2.18 | 0 | 10.5 |  |  |  |  | R-410A | 2.7667 | Residential & Commercial | USHP | Ducted CEE Tier 1
214630460 | Central HP <5.4 tons | CARRIER | HRCU-A-CB (Split System: Heat Pump with Remote Outdoor Unit-Air-Source) | 25VNA837A*030* | ADP |  | PL36H210P299 | 58CU*A100C21**20 | 32600 | 17 | 8.1 | 30400 | 24400 | 80.26% | 1.98 | 0 | 11.5 |  |  |  |  | R-410A | 2.7167 | Residential & Commercial | USHP | Ducted CEE Tier 1
212984475 | Central HP <5.4 tons | DAY & NIGHT | HRCU-A-CB (Split System: Heat Pump with Remote Outdoor Unit-Air-Source) | DLCURAH30ABK |  |  | EA*4X37L21A* | *92MSN0801716A* | 31000 | 15.2 | 8.5 | 33400 | 26200 | 78.44% | 1.86 | 0 | 9 |  |  |  |  | R-410A | 2.5833 | Residential & Commercial | USHP
216779059 | Central HP <5.4 tons | BRYANT HEATING AND COOLING SYSTEMS | HRCU-A-CB (Split System: Heat Pump with Remote Outdoor Unit-Air-Source) | 38MURAQ30AB3* | ADP |  | H,PG7J936 | 927TA66120V24*** | 33000 | 17 | 10.5 | 36400 | 37400 | 102.7% | 2.24 | 0 | 10 |  |  |  |  | R-410A | 2.75 | Residential & Commercial | USHP | Ducted CEE Tier 1
212578414 | Central HP <5.4 tons | CARRIER | HRCU-A-CB (Split System: Heat Pump with Remote Outdoor Unit-Air-Source) | 25VNA837A*030* | ADP |  | H,PG53936 | 59MN7B120C24**22 | 32800 | 17 | 8.1 | 30400 | 27200 | 89.47% | 2.2 | 0 | 11.5 |  |  |  |  | R-410A | 2.7333 | Residential & Commercial | USHP | Ducted CEE Tier 1
216626006 | Central HP <5.4 tons | GREE | HRCU-A-CB (Split System: Heat Pump with Remote Outdoor Unit-Air-Source) | GUD60W2/NXF-D(U) |  |  | GUD48AH2/F-D(U) | 0 | 48000 | 19 | 9.5 | 48000 | 40500 | 84.38% | 1.8 | 0 | 11.5 |  |  |  |  | R-454B | 4 | Residential & Commercial | USHP | Ducted CEE Tier 1
212982156 | Central HP <5.4 tons | CARRIER | HRCU-A-CB (Split System: Heat Pump with Remote Outdoor Unit-Air-Source) | 38MURAQ30AB3* |  |  | CAP**4221AL* | 58SU*B060M17**16 | 29800 | 15.2 | 8.1 | 33800 | 27400 | 81.07% | 1.8 | 0 | 9 |  |  |  |  | R-410A | 2.4833 | Residential & Commercial | USHP
212982624 | Central HP <5.4 tons | CARRIER | HRCU-A-CB (Split System: Heat Pump with Remote Outdoor Unit-Air-Source) | 38MURAQ30AB3* |  |  | CAP**3721AL* | 58SU*B080M21**20 | 30600 | 15.2 | 8.1 | 33400 | 26200 | 78.44% | 1.86 | 0 | 9 |  |  |  |  | R-410A | 2.55 | Residential & Commercial | USHP
212984619 | Central HP <5.4 tons | DAY & NIGHT | HRCU-A-CB (Split System: Heat Pump with Remote Outdoor Unit-Air-Source) | DLCURAH24ABK |  |  | EA*4X36L21A* | *92MSN0801716A* | 23800 | 17.5 | 8.5 | 26200 | 23800 | 90.84% | 2 | 0 | 10 |  |  |  |  | R-410A | 1.9833 | Residential & Commercial | USHP | Ducted CEE Tier 1
212985789 | Central HP <5.4 tons | DAY & NIGHT | HRCU-A-CB (Split System: Heat Pump with Remote Outdoor Unit-Air-Source) | DLCURAH24ABK |  |  | EA*4X30L14A* | *96MSN0261410A* | 23400 | 16.5 | 8.5 | 26400 | 24600 | 93.18% | 2.04 | 0 | 10 |  |  |  |  | R-410A | 1.95 | Residential & Commercial | USHP | Ducted CEE Tier 1
210691852 | Central HP <5.4 tons | TRANE | HRCU-A-CB (Split System: Heat Pump with Remote Outdoor Unit-Air-Source) | 4TWV0X60A1 |  |  | 4PX*DU60BS3 | S8V2D120M5PCA | 54000 | 19 | 8.2 | 52000 | 39500 | 75.96% | 1.83 | 12 | 11.7 |  |  |  |  | R-410A | 4.5 | Residential & Commercial | USHP | Ducted CEE Tier 1
212984487 | Central HP <5.4 tons | DAY & NIGHT | HRCU-A-CB (Split System: Heat Pump with Remote Outdoor Unit-Air-Source) | DLCURAH30ABK |  |  | EA*4X42L21A* | *92MSN0801716A* | 29800 | 15.2 | 8.1 | 34000 | 27600 | 81.18% | 1.8 | 0 | 9 |  |  |  |  | R-410A | 2.4833 | Residential & Commercial | USHP
211207033 | Central HP <5.4 tons | YORK | HRCU-A-CB (Split System: Heat Pump with Remote Outdoor Unit-Air-Source) | YZV48B21 |  |  | XAMC48HE3N1+CC | YP9C100C16MP13 | 43500 | 19 | 9 | 44000 | 36200 | 82.27% | 2.14 | 0 | 12 |  |  |  |  | R-410A | 3.625 | Residential & Commercial | USHP | Ducted CEE Tier 1
212972487 | Central HP <5.4 tons | COMFORTMAKER | HRCU-A-CB (Split System: Heat Pump with Remote Outdoor Unit-Air-Source) | DLCURAH30ABK |  |  | EA*4X43L21A* | *80VTL1102122B* | 30400 | 15.2 | 8.1 | 33400 | 26400 | 79.04% | 1.84 | 0 | 9 |  |  |  |  | R-410A | 2.5333 | Residential & Commercial | USHP
216487855 | Central HP <5.4 tons | BRYANT HEATING AND COOLING SYSTEMS | HRCU-A-CB (Split System: Heat Pump with Remote Outdoor Unit-Air-Source) | 290VAN036**AA* | ADP |  | CE(P,V)3614G34*+TXV | 986TD66120C24*** | 32600 | 18 | 9 | 32600 | 24400 | 74.85% | 1.9 | 0 | 10 |  |  |  |  | R-454B | 2.7167 | Residential & Commercial | USHP | Ducted CEE Tier 1
212979456 | Central HP <5.4 tons | COMFORTMAKER | HRCU-A-CB (Split System: Heat Pump with Remote Outdoor Unit-Air-Source) | DLCURAH30ABK |  |  | EA*4X42L24A* | *80MS(N,L)0702116A* | 29800 | 15.2 | 8.1 | 34200 | 27600 | 80.7% | 1.8 | 0 | 9 |  |  |  |  | R-410A | 2.4833 | Residential & Commercial | USHP
212982665 | Central HP <5.4 tons | COMFORTMAKER | HRCU-A-CB (Split System: Heat Pump with Remote Outdoor Unit-Air-Source) | DLCURAH30ABK |  |  | EA*4X43L21A* | *80MSU0601716A* | 30800 | 15.2 | 8.5 | 33000 | 26200 | 79.39% | 1.86 | 0 | 9 |  |  |  |  | R-410A | 2.5667 | Residential & Commercial | USHP
215433946 | Central HP <5.4 tons | GOODMAN | HRCU-A-CB (Split System: Heat Pump with Remote Outdoor Unit-Air-Source) | GZV7SA4210A* |  |  | CHPEA6030*3A*+MBVK20DP1X00A* | 0 | 41000 | 17.5 | 8.8 | 41000 | 31000 | 75.61% | 2 | 0 | 10 |  |  |  |  | R-32 | 3.4167 | Residential & Commercial | USHP | Ducted CEE Tier 1
213739845 | Central HP <5.4 tons | DAY & NIGHT | HRCU-A-CB (Split System: Heat Pump with Remote Outdoor Unit-Air-Source) | DLCURAH24ABK | ADP |  | PL36H175P159 | *80MS(N,L)0701412A* | 23600 | 17 | 8.5 | 24600 | 24200 | 98.37% | 2.04 | 0 | 10.5 |  |  |  |  | R-410A | 1.9667 | Residential & Commercial | USHP | Ducted CEE Tier 1
213739852 | Central HP <5.4 tons | DAY & NIGHT | HRCU-A-CB (Split System: Heat Pump with Remote Outdoor Unit-Air-Source) | DLCURAH24ABK | ADP |  | FG32936 | *80MS(N,L)0701712A* | 23600 | 17 | 9 | 25400 | 25400 | 100% | 2.16 | 0 | 10 |  |  |  |  | R-410A | 1.9667 | Residential & Commercial | USHP | Ducted CEE Tier 1
211241347 | Central HP <5.4 tons | HEIL | HRCU-A-CB (Split System: Heat Pump with Remote Outdoor Unit-Air-Source) | DLCURAH24ABK |  |  | EA*4X30L14A* | *92ESN0601412A* | 23400 | 16.5 | 8.5 | 25800 | 24400 | 94.57% | 2.02 | 0 | 10 |  |  |  |  | R-410A | 1.95 | Residential & Commercial | USHP | Ducted CEE Tier 1
213738355 | Central HP <5.4 tons | DAY & NIGHT | HRCU-A-CB (Split System: Heat Pump with Remote Outdoor Unit-Air-Source) | DLCURAH30ABK | ADP |  | PL36H175P069 | *80MSU0401712A* | 29600 | 15.2 | 8.1 | 32400 | 27600 | 85.19% | 1.76 | 0 | 9 |  |  |  |  | R-410A | 2.4667 | Residential & Commercial | USHP
213738405 | Central HP <5.4 tons | DAY & NIGHT | HRCU-A-CB (Split System: Heat Pump with Remote Outdoor Unit-Air-Source) | DLCURAH30ABK | ADP |  | FG82936 | *92MSN0601714A* | 29600 | 15.2 | 8.1 | 31800 | 26000 | 81.76% | 1.84 | 0 | 8.5 |  |  |  |  | R-410A | 2.4667 | Residential & Commercial | USHP
216779048 | Central HP <5.4 tons | BRYANT HEATING AND COOLING SYSTEMS | HRCU-A-CB (Split System: Heat Pump with Remote Outdoor Unit-Air-Source) | 38MURAQ30AB3* | ADP |  | H,PG9J936 | 927TA60100V21*** | 33400 | 17 | 10 | 36800 | 37600 | 102.2% | 2.24 | 0 | 11 |  |  |  |  | R-410A | 2.7833 | Residential & Commercial | USHP | Ducted CEE Tier 1
214848908 | Central HP <5.4 tons | YORK | HRCU-A-CB (Split System: Heat Pump with Remote Outdoor Unit-Air-Source) | HH824E2S11 | ADP |  | H,YG8J*36+TXV | TM9Y040A10MP11 | 22600 | 16 | 8.45 | 21000 | 16900 | 80.48% | 1.98 | 0 | 10.5 |  |  |  |  | R-454B | 1.8833 | Residential & Commercial | USHP | Ducted CEE Tier 1
214848965 | Central HP <5.4 tons | YORK | HRCU-A-CB (Split System: Heat Pump with Remote Outdoor Unit-Air-Source) | HH824E2S11 | ADP |  | H,YG35*36+TXV-BLEED | TM9V060B12MP12 | 23000 | 17 | 9 | 21400 | 17600 | 82.24% | 2 | 0 | 12 |  |  |  |  | R-454B | 1.9167 | Residential & Commercial | USHP | Ducted CEE Tier 1
213079390 | Central HP <5.4 tons | COMFORTMAKER | HRCU-A-CB (Split System: Heat Pump with Remote Outdoor Unit-Air-Source) | DLCURAH36ABK |  |  | EA*4X36L21A* | *92MSN0601714A* | 35000 | 16 | 8.1 | 38500 | 35200 | 91.43% | 1.82 | 0 | 9.5 |  |  |  |  | R-410A | 2.9167 | Residential & Commercial | USHP
213079440 | Central HP <5.4 tons | COMFORTMAKER | HRCU-A-CB (Split System: Heat Pump with Remote Outdoor Unit-Air-Source) | DLCURAH36ABK |  |  | EA*4X43L21A* | *92MSN0601714A* | 36600 | 16 | 8.5 | 38500 | 35000 | 90.91% | 2.06 | 0 | 10 |  |  |  |  | R-410A | 3.05 | Residential & Commercial | USHP | Ducted CEE Tier 1
213079572 | Central HP <5.4 tons | COMFORTMAKER | HRCU-A-CB (Split System: Heat Pump with Remote Outdoor Unit-Air-Source) | DLCURAH36ABK |  |  | EA*4X43L21A* | *92MSN0801716A* | 36200 | 16.5 | 8.5 | 38000 | 34800 | 91.58% | 2.04 | 0 | 10 |  |  |  |  | R-410A | 3.0167 | Residential & Commercial | USHP | Ducted CEE Tier 1
213080308 | Central HP <5.4 tons | COMFORTMAKER | HRCU-A-CB (Split System: Heat Pump with Remote Outdoor Unit-Air-Source) | DLCURAH36ABK |  |  | EA*4X42L24A* | *96MSN1002120A* | 35400 | 16 | 8.1 | 38500 | 35000 | 90.91% | 1.88 | 0 | 10 |  |  |  |  | R-410A | 2.95 | Residential & Commercial | USHP | Ducted CEE Tier 1
216453169 | Central HP <5.4 tons | TRANE | HRCU-A-CB (Split System: Heat Pump with Remote Outdoor Unit-Air-Source) | 5TWV0X48A1 |  |  | 5PX*D010AS3 | S8V2C100M5PDB | 45500 | 20 | 9.7 | 47000 | 33800 | 71.91% | 2.1 | 0 | 12 |  |  |  |  | R-454B | 3.7917 | Residential & Commercial | USHP | Ducted CEE Tier 1
216494171 | Central HP <5.4 tons | BRYANT HEATING AND COOLING SYSTEMS | HRCU-A-CB (Split System: Heat Pump with Remote Outdoor Unit-Air-Source) | 290VAN024**AA* | ADP |  | CE(P,V)3621G34*+TXV | 986TD66100C21*** | 22600 | 17 | 9 | 22000 | 15900 | 72.27% | 2.02 | 0 | 9.5 |  |  |  |  | R-454B | 1.8833 | Residential & Commercial | USHP
216453235 | Central HP <5.4 tons | TRANE | HRCU-A-CB (Split System: Heat Pump with Remote Outdoor Unit-Air-Source) | 5TWV0X60A1 |  |  | 5PX*D008AS3 | S8V2D120M5PCB | 52000 | 18.6 | 9 | 54500 | 38500 | 70.64% | 2 | 0 | 10 |  |  |  |  | R-454B | 4.3333 | Residential & Commercial | USHP | Ducted CEE Tier 1
216982032 | Central HP <5.4 tons | BRYANT HEATING AND COOLING SYSTEMS | HRCU-A-CB (Split System: Heat Pump with Remote Outdoor Unit-Air-Source) | 290VAN024**AA* | ADP |  | PL36H175P15*+TXV | 986TD30040C14*** | 22600 | 16 | 8.5 | 22600 | 16600 | 73.45% | 1.84 | 0 | 9.5 |  |  |  |  | R-454B | 1.8833 | Residential & Commercial | USHP
216975414 | Central HP <5.4 tons | BRYANT HEATING AND COOLING SYSTEMS | HRCU-A-CB (Split System: Heat Pump with Remote Outdoor Unit-Air-Source) | 290VAN024**AA* | ADP |  | PL36H175P15*+TXV | 83*CA36040C17*** | 23400 | 17 | 9 | 21800 | 16100 | 73.85% | 2 | 0 | 10 |  |  |  |  | R-454B | 1.95 | Residential & Commercial | USHP | Ducted CEE Tier 1
214848909 | Central HP <5.4 tons | YORK | HRCU-A-CB (Split System: Heat Pump with Remote Outdoor Unit-Air-Source) | HH824E2S11 | ADP |  | H,YG8J*36+TXV | TM9Y060B12MP11 | 23000 | 17 | 9 | 21400 | 18000 | 84.11% | 2 | 0 | 11.7 |  |  |  |  | R-454B | 1.9167 | Residential & Commercial | USHP | Ducted CEE Tier 1
214848968 | Central HP <5.4 tons | YORK | HRCU-A-CB (Split System: Heat Pump with Remote Outdoor Unit-Air-Source) | HH824E2S11 | ADP |  | H,YG35*36+TXV-BLEED | TM9Y060B12MP11 | 23000 | 17 | 9 | 21400 | 18000 | 84.11% | 2 | 0 | 11.7 |  |  |  |  | R-454B | 1.9167 | Residential & Commercial | USHP | Ducted CEE Tier 1
207455263 | Central HP <5.4 tons | LENNOX | HRCU-A-CB (Split System: Heat Pump with Remote Outdoor Unit-Air-Source) | SL25XPV-036-230A** | ADP |  | LH35/38X9 | SLP99UH090XV60C* | 33600 | 21 | 8.6 | 32800 | 26200 | 79.88% | 1.8 | 14 | 13 |  |  |  |  | R-410A | 2.8 | Residential & Commercial | USHP | Ducted CEE Tier 1
216975416 | Central HP <5.4 tons | BRYANT HEATING AND COOLING SYSTEMS | HRCU-A-CB (Split System: Heat Pump with Remote Outdoor Unit-Air-Source) | 290VAN024**AA* | ADP |  | PL36H210P74*+TXV | 83*CA36040C17*** | 23200 | 17 | 9 | 22000 | 16200 | 73.64% | 1.98 | 0 | 10 |  |  |  |  | R-454B | 1.9333 | Residential & Commercial | USHP | Ducted CEE Tier 1
212632699 | Central HP <5.4 tons | LENNOX | HRCU-A-CB (Split System: Heat Pump with Remote Outdoor Unit-Air-Source) | SL25XPV-036-230A** | ADP |  | LD30/36Z9 | EL296DF045XV36B* | 33200 | 21 | 8.7 | 34400 | 29600 | 86.05% | 1.76 | 0 | 12.5 |  |  |  |  | R-410A | 2.7667 | Residential & Commercial | USHP | Ducted CEE Tier 1
212632746 | Central HP <5.4 tons | LENNOX | HRCU-A-CB (Split System: Heat Pump with Remote Outdoor Unit-Air-Source) | SL25XPV-036-230A** | ADP |  | LD24/35Y9 | SL280DF110V60C* | 33600 | 20 | 8.7 | 34400 | 28800 | 83.72% | 1.76 | 0 | 13 |  |  |  |  | R-410A | 2.8 | Residential & Commercial | USHP | Ducted CEE Tier 1
212632747 | Central HP <5.4 tons | LENNOX | HRCU-A-CB (Split System: Heat Pump with Remote Outdoor Unit-Air-Source) | SL25XPV-036-230A** | ADP |  | LD30/36Z9 | SL280DF110V60C* | 33600 | 20 | 8.7 | 34400 | 28800 | 83.72% | 1.76 | 0 | 13 |  |  |  |  | R-410A | 2.8 | Residential & Commercial | USHP | Ducted CEE Tier 1
216981634 | Central HP <5.4 tons | BRYANT HEATING AND COOLING SYSTEMS | HRCU-A-CB (Split System: Heat Pump with Remote Outdoor Unit-Air-Source) | 291VAN054**AA* | ADP |  | V,C60H210P29*+TXV | 935CB60080C21*** | 49000 | 18 | 10.5 | 50500 | 52000 | 103% | 1.96 | 0 | 11 |  |  |  |  | R-454B | 4.0833 | Residential & Commercial | USHP | Ducted CEE Tier 1
216981648 | Central HP <5.4 tons | BRYANT HEATING AND COOLING SYSTEMS | HRCU-A-CB (Split System: Heat Pump with Remote Outdoor Unit-Air-Source) | 291VAN054**AA* | ADP |  | C60A***L16*+TXV | 935CB66100C21*** | 48500 | 19 | 10.5 | 50000 | 52500 | 105% | 1.98 | 0 | 11 |  |  |  |  | R-454B | 4.0417 | Residential & Commercial | USHP | Ducted CEE Tier 1
216981667 | Central HP <5.4 tons | BRYANT HEATING AND COOLING SYSTEMS | HRCU-A-CB (Split System: Heat Pump with Remote Outdoor Unit-Air-Source) | 291VAN054**AA* | ADP |  | A60VHA*+TXV | 986TD66100C21*** | 49000 | 19 | 10.5 | 50500 | 53000 | 105% | 1.96 | 0 | 11 |  |  |  |  | R-454B | 4.0833 | Residential & Commercial | USHP | Ducted CEE Tier 1
214848975 | Central HP <5.4 tons | YORK | HRCU-A-CB (Split System: Heat Pump with Remote Outdoor Unit-Air-Source) | HH824E2S11 | ADP |  | H,YG35*36+TXV-BLEED | Y82E080B12LMPS1 | 23000 | 19 | 9.5 | 21400 | 17500 | 81.78% | 2 | 0 | 11.7 |  |  |  |  | R-454B | 1.9167 | Residential & Commercial | USHP | Ducted CEE Tier 1
212632703 | Central HP <5.4 tons | LENNOX | HRCU-A-CB (Split System: Heat Pump with Remote Outdoor Unit-Air-Source) | SL25XPV-036-230A** | ADP |  | LD19/36Y9 | EL296DF070XV48B* | 32800 | 20 | 8.6 | 34400 | 29600 | 86.05% | 1.76 | 0 | 12 |  |  |  |  | R-410A | 2.7333 | Residential & Commercial | USHP | Ducted CEE Tier 1
212632717 | Central HP <5.4 tons | LENNOX | HRCU-A-CB (Split System: Heat Pump with Remote Outdoor Unit-Air-Source) | SL25XPV-036-230A** | ADP |  | LD30/36Z9 | EL296DF110XV60C* | 33400 | 20 | 8.7 | 34400 | 29400 | 85.47% | 1.76 | 0 | 13 |  |  |  |  | R-410A | 2.7833 | Residential & Commercial | USHP | Ducted CEE Tier 1
212972471 | Central HP <5.4 tons | BRYANT HEATING AND COOLING SYSTEMS | HRCU-A-CB (Split System: Heat Pump with Remote Outdoor Unit-Air-Source) | 38MURAQ30AB3* |  |  | CAP**4224AL* | 82*TB66110V21*** | 29800 | 15.2 | 8.1 | 34200 | 27600 | 80.7% | 1.8 | 0 | 9 |  |  |  |  | R-410A | 2.4833 | Residential & Commercial | USHP
216981683 | Central HP <5.4 tons | BRYANT HEATING AND COOLING SYSTEMS | HRCU-A-CB (Split System: Heat Pump with Remote Outdoor Unit-Air-Source) | 291VAN054**AA* | ADP |  | PL60H210P17*+TXV | 987MC60060C21*** | 48000 | 18 | 11 | 51500 | 53000 | 102.9% | 1.9 | 0 | 10 |  |  |  |  | R-454B | 4 | Residential & Commercial | USHP | Ducted CEE Tier 1
216981700 | Central HP <5.4 tons | BRYANT HEATING AND COOLING SYSTEMS | HRCU-A-CB (Split System: Heat Pump with Remote Outdoor Unit-Air-Source) | 291VAN054**AA* | ADP |  | V,C60H210P29*+TXV | 987MC66100C21*** | 48000 | 19 | 10.5 | 50500 | 53000 | 105% | 1.96 | 0 | 10.5 |  |  |  |  | R-454B | 4 | Residential & Commercial | USHP | Ducted CEE Tier 1
216981314 | Central HP <5.4 tons | BRYANT HEATING AND COOLING SYSTEMS | HRCU-A-CB (Split System: Heat Pump with Remote Outdoor Unit-Air-Source) | 290VAN048**AA* | ADP |  | C48A***L15*+TXV | 935CB60080C21*** | 44000 | 17 | 9 | 46500 | 33800 | 72.69% | 2.06 | 0 | 9.5 |  |  |  |  | R-454B | 3.6667 | Residential & Commercial | USHP
216981330 | Central HP <5.4 tons | BRYANT HEATING AND COOLING SYSTEMS | HRCU-A-CB (Split System: Heat Pump with Remote Outdoor Unit-Air-Source) | 290VAN048**AA* | ADP |  | V,C48H210P75*+TXV | 935CB66100C21*** | 43500 | 17 | 9 | 45500 | 33000 | 72.53% | 2.08 | 0 | 9.5 |  |  |  |  | R-454B | 3.625 | Residential & Commercial | USHP
216981332 | Central HP <5.4 tons | BRYANT HEATING AND COOLING SYSTEMS | HRCU-A-CB (Split System: Heat Pump with Remote Outdoor Unit-Air-Source) | 290VAN048**AA* | ADP |  | C48A***L16*+TXV | 935CB66100C21*** | 44000 | 17 | 9 | 45500 | 33000 | 72.53% | 2.08 | 0 | 9.5 |  |  |  |  | R-454B | 3.6667 | Residential & Commercial | USHP
216981364 | Central HP <5.4 tons | BRYANT HEATING AND COOLING SYSTEMS | HRCU-A-CB (Split System: Heat Pump with Remote Outdoor Unit-Air-Source) | 290VAN048**AA* | ADP |  | C48A***L18*+TXV | 986TD66100C21*** | 45000 | 18 | 9 | 45500 | 33200 | 72.97% | 2.06 | 0 | 10 |  |  |  |  | R-454B | 3.75 | Residential & Commercial | USHP | Ducted CEE Tier 1
216981366 | Central HP <5.4 tons | BRYANT HEATING AND COOLING SYSTEMS | HRCU-A-CB (Split System: Heat Pump with Remote Outdoor Unit-Air-Source) | 290VAN048**AA* | ADP |  | C60A***L19*+TXV | 986TD66100C21*** | 45000 | 18 | 9 | 45500 | 33200 | 72.97% | 2.06 | 0 | 10 |  |  |  |  | R-454B | 3.75 | Residential & Commercial | USHP | Ducted CEE Tier 1
216981397 | Central HP <5.4 tons | BRYANT HEATING AND COOLING SYSTEMS | HRCU-A-CB (Split System: Heat Pump with Remote Outdoor Unit-Air-Source) | 290VAN048**AA* | ADP |  | V,C60H210P29*+TXV | 987MC66100C21*** | 44500 | 18 | 9 | 45500 | 33200 | 72.97% | 2.06 | 0 | 9.5 |  |  |  |  | R-454B | 3.7083 | Residential & Commercial | USHP
216981398 | Central HP <5.4 tons | BRYANT HEATING AND COOLING SYSTEMS | HRCU-A-CB (Split System: Heat Pump with Remote Outdoor Unit-Air-Source) | 290VAN048**AA* | ADP |  | A60VHA*+TXV | 987MC66100C21*** | 45000 | 18 | 9 | 45500 | 33200 | 72.97% | 2.06 | 0 | 10 |  |  |  |  | R-454B | 3.75 | Residential & Commercial | USHP | Ducted CEE Tier 1
216981399 | Central HP <5.4 tons | BRYANT HEATING AND COOLING SYSTEMS | HRCU-A-CB (Split System: Heat Pump with Remote Outdoor Unit-Air-Source) | 290VAN048**AA* | ADP |  | C48A***L15*+TXV | 987MC66100C21*** | 43000 | 18 | 8.95 | 45500 | 33200 | 72.97% | 2.04 | 0 | 9 |  |  |  |  | R-454B | 3.5833 | Residential & Commercial | USHP
211378576 | Central HP <5.4 tons | YORK | HRCU-A-CB (Split System: Heat Pump with Remote Outdoor Unit-Air-Source) | HMH72B341 |  |  | XAFC30CXXN1+TXV | TM8E100B12MP11 | 32800 | 17.5 | 8.1 | 33400 | 23400 | 70.06% | 2.04 | 0 | 9.5 |  |  |  |  | R-410A | 2.7333 | Residential & Commercial | USHP
211378627 | Central HP <5.4 tons | YORK | HRCU-A-CB (Split System: Heat Pump with Remote Outdoor Unit-Air-Source) | HMH72B341 |  |  | XAFC36DXXN1+TXV | TM8E080C16MP11 | 34000 | 17 | 8.5 | 33600 | 23600 | 70.24% | 2.08 | 0 | 10 |  |  |  |  | R-410A | 2.8333 | Residential & Commercial | USHP | Ducted CEE Tier 1
211378644 | Central HP <5.4 tons | YORK | HRCU-A-CB (Split System: Heat Pump with Remote Outdoor Unit-Air-Source) | HMH72B341 |  |  | XAHC36DXXN1+TXV | TM8E080B12MP11 | 33400 | 17.5 | 8.1 | 33200 | 23400 | 70.48% | 2.02 | 0 | 9.5 |  |  |  |  | R-410A | 2.7833 | Residential & Commercial | USHP
213739868 | Central HP <5.4 tons | DAY & NIGHT | HRCU-A-CB (Split System: Heat Pump with Remote Outdoor Unit-Air-Source) | DLCURAH24ABK | ADP |  | FG80936 | *80MSU0401712A* | 23600 | 17 | 8.5 | 24600 | 24000 | 97.56% | 2.02 | 0 | 10.5 |  |  |  |  | R-410A | 1.9667 | Residential & Commercial | USHP | Ducted CEE Tier 1
213739870 | Central HP <5.4 tons | DAY & NIGHT | HRCU-A-CB (Split System: Heat Pump with Remote Outdoor Unit-Air-Source) | DLCURAH24ABK | ADP |  | PL36H***P039 | *80VSL0451412B* | 22600 | 16 | 8.5 | 25400 | 24600 | 96.85% | 2.08 | 0 | 9.5 |  |  |  |  | R-410A | 1.8833 | Residential & Commercial | USHP
213774491 | Central HP <5.4 tons | DAY & NIGHT | HRCU-A-CB (Split System: Heat Pump with Remote Outdoor Unit-Air-Source) | CVH825GKA3* |  |  | EHD4X42AAL+WALLCON | *97CMN1002122B* | 24200 | 16 | 8.1 | 21400 | 16600 | 77.57% | 2 | 0 | 10.5 |  |  |  |  | R-410A | 2.0167 | Residential & Commercial | USHP | Ducted CEE Tier 1
216494177 | Central HP <5.4 tons | BRYANT HEATING AND COOLING SYSTEMS | HRCU-A-CB (Split System: Heat Pump with Remote Outdoor Unit-Air-Source) | 290VAN036**AA* | ADP |  | CE(P,V)3621G34*+TXV | 986TD66100C21*** | 33200 | 18 | 9 | 33400 | 24600 | 73.65% | 1.9 | 0 | 9.5 |  |  |  |  | R-454B | 2.7667 | Residential & Commercial | USHP
216981231 | Central HP <5.4 tons | BRYANT HEATING AND COOLING SYSTEMS | HRCU-A-CB (Split System: Heat Pump with Remote Outdoor Unit-Air-Source) | 290VAN036**AA* | ADP |  | PL36H***P44*+TXV | 935CB48060C17*** | 33600 | 17 | 9 | 33600 | 24800 | 73.81% | 1.88 | 0 | 9.5 |  |  |  |  | R-454B | 2.8 | Residential & Commercial | USHP
216981247 | Central HP <5.4 tons | BRYANT HEATING AND COOLING SYSTEMS | HRCU-A-CB (Split System: Heat Pump with Remote Outdoor Unit-Air-Source) | 290VAN036**AA* | ADP |  | PL36H***P44*+TXV | 986TD42060C17*** | 33600 | 17 | 9 | 33600 | 25000 | 74.4% | 1.88 | 0 | 9.5 |  |  |  |  | R-454B | 2.8 | Residential & Commercial | USHP
216771322 | Central HP <5.4 tons | GREE | HRCU-A-CB (Split System: Heat Pump with Remote Outdoor Unit-Air-Source) | GUD36W/A-D(U) |  |  | GCAT36*/NAA | WPV070T3AA-C | 32000 | 15.2 | 8.5 | 34000 | 23800 | 70% | 1.75 | 0 | 9 |  |  |  |  | R-410A | 2.6667 | Residential & Commercial | USHP
216981263 | Central HP <5.4 tons | BRYANT HEATING AND COOLING SYSTEMS | HRCU-A-CB (Split System: Heat Pump with Remote Outdoor Unit-Air-Source) | 290VAN036**AA* | ADP |  | V,C36H175P45*+TXV | 986TD42080C17*** | 34400 | 18 | 9 | 33800 | 24800 | 73.37% | 1.9 | 0 | 10 |  |  |  |  | R-454B | 2.8667 | Residential & Commercial | USHP | Ducted CEE Tier 1
216981264 | Central HP <5.4 tons | BRYANT HEATING AND COOLING SYSTEMS | HRCU-A-CB (Split System: Heat Pump with Remote Outdoor Unit-Air-Source) | 290VAN036**AA* | ADP |  | PL36H210P29*+TXV | 986TD60080C21*** | 34400 | 18 | 9 | 33800 | 24800 | 73.37% | 1.88 | 0 | 10 |  |  |  |  | R-454B | 2.8667 | Residential & Commercial | USHP | Ducted CEE Tier 1
216981917 | Central HP <5.4 tons | BRYANT HEATING AND COOLING SYSTEMS | HRCU-A-CB (Split System: Heat Pump with Remote Outdoor Unit-Air-Source) | 293VAN060**AA* | ADP |  | V,C60H210P29*+TXV | 986TD66100C21*** | 54500 | 18 | 8.5 | 58500 | 46000 | 78.63% | 2.02 | 0 | 11 |  |  |  |  | R-454B | 4.5417 | Residential & Commercial | USHP | Ducted CEE Tier 1
216981933 | Central HP <5.4 tons | BRYANT HEATING AND COOLING SYSTEMS | HRCU-A-CB (Split System: Heat Pump with Remote Outdoor Unit-Air-Source) | 293VAN060**AA* | ADP |  | PL60H210P29*+TXV | 987MC60080C21*** | 54000 | 18 | 8.5 | 58500 | 46000 | 78.63% | 2.02 | 0 | 10.5 |  |  |  |  | R-454B | 4.5 | Residential & Commercial | USHP | Ducted CEE Tier 1
216981935 | Central HP <5.4 tons | BRYANT HEATING AND COOLING SYSTEMS | HRCU-A-CB (Split System: Heat Pump with Remote Outdoor Unit-Air-Source) | 293VAN060**AA* | ADP |  | A60VHA*+TXV | 987MC60080C21*** | 55500 | 18 | 8.1 | 58500 | 45500 | 77.78% | 1.95 | 0 | 11 |  |  |  |  | R-454B | 4.625 | Residential & Commercial | USHP | Ducted CEE Tier 1
213739893 | Central HP <5.4 tons | DAY & NIGHT | HRCU-A-CB (Split System: Heat Pump with Remote Outdoor Unit-Air-Source) | DLCURAH24ABK | ADP |  | V,G36H175P159 | *92MSN0401712A* | 23600 | 16 | 8.5 | 24800 | 23600 | 95.16% | 1.96 | 0 | 10 |  |  |  |  | R-410A | 1.9667 | Residential & Commercial | USHP | Ducted CEE Tier 1
213739904 | Central HP <5.4 tons | DAY & NIGHT | HRCU-A-CB (Split System: Heat Pump with Remote Outdoor Unit-Air-Source) | DLCURAH24ABK | ADP |  | FG35936 | *92MSN0601412A* | 23800 | 17 | 8.5 | 24800 | 23400 | 94.35% | 1.98 | 0 | 10.5 |  |  |  |  | R-410A | 1.9833 | Residential & Commercial | USHP | Ducted CEE Tier 1
213077169 | Central HP <5.4 tons | COMFORTMAKER | HRCU-A-CB (Split System: Heat Pump with Remote Outdoor Unit-Air-Source) | DLCURAH36ABK |  |  | EA*4X42L24A* | *96VSN1002120B* | 35400 | 16 | 8.1 | 38500 | 35200 | 91.43% | 1.88 | 0 | 10 |  |  |  |  | R-410A | 2.95 | Residential & Commercial | USHP | Ducted CEE Tier 1
215434314 | Central HP <5.4 tons | GOODMAN | HRCU-A-CB (Split System: Heat Pump with Remote Outdoor Unit-Air-Source) | GZV7SA4210A* |  |  | CA*EA6030*3A* | G*VT800804C*A* | 40500 | 17 | 8.8 | 41000 | 31000 | 75.61% | 2 | 0 | 10 |  |  |  |  | R-32 | 3.375 | Residential & Commercial | USHP | Ducted CEE Tier 1
216779032 | Central HP <5.4 tons | BRYANT HEATING AND COOLING SYSTEMS | HRCU-A-CB (Split System: Heat Pump with Remote Outdoor Unit-Air-Source) | 38MURAQ30AA3* | ADP |  | H,PG9J936 | 927TA48080V17*** | 30600 | 16 | 10 | 31800 | 22600 | 71.07% | 2.38 | 0 | 10.5 |  |  |  |  | R-410A | 2.55 | Residential & Commercial | USHP | Ducted CEE Tier 1
216779041 | Central HP <5.4 tons | BRYANT HEATING AND COOLING SYSTEMS | HRCU-A-CB (Split System: Heat Pump with Remote Outdoor Unit-Air-Source) | 38MURAQ30AA3* | ADP |  | H,PG1K936 | 927TA66120V24*** | 31000 | 16 | 10 | 32200 | 22600 | 70.19% | 2.42 | 0 | 10.5 |  |  |  |  | R-410A | 2.5833 | Residential & Commercial | USHP | Ducted CEE Tier 1
216981336 | Central HP <5.4 tons | BRYANT HEATING AND COOLING SYSTEMS | HRCU-A-CB (Split System: Heat Pump with Remote Outdoor Unit-Air-Source) | 290VAN048**AA* | ADP |  | C48A***L18*+TXV | 935CB66100C21*** | 45000 | 18 | 9 | 45500 | 33000 | 72.53% | 2.08 | 0 | 10 |  |  |  |  | R-454B | 3.75 | Residential & Commercial | USHP | Ducted CEE Tier 1
216981292 | Central HP <5.4 tons | BRYANT HEATING AND COOLING SYSTEMS | HRCU-A-CB (Split System: Heat Pump with Remote Outdoor Unit-Air-Source) | 290VAN036**AA* | ADP |  | V,C36H175P45*+TXV | 987MC42080C17*** | 34200 | 18 | 9 | 33800 | 25000 | 73.96% | 1.88 | 0 | 9.5 |  |  |  |  | R-454B | 2.85 | Residential & Commercial | USHP
216975412 | Central HP <5.4 tons | BRYANT HEATING AND COOLING SYSTEMS | HRCU-A-CB (Split System: Heat Pump with Remote Outdoor Unit-Air-Source) | 290VAN024**AA* | ADP |  | PL36H175P14*+TXV | 83*CA36040C17*** | 23200 | 17 | 9 | 22000 | 16200 | 73.64% | 1.98 | 0 | 10 |  |  |  |  | R-454B | 1.9333 | Residential & Commercial | USHP | Ducted CEE Tier 1
216981635 | Central HP <5.4 tons | BRYANT HEATING AND COOLING SYSTEMS | HRCU-A-CB (Split System: Heat Pump with Remote Outdoor Unit-Air-Source) | 291VAN054**AA* | ADP |  | A60VHA*+TXV | 935CB60080C21*** | 49500 | 19 | 10.5 | 51000 | 52000 | 102% | 1.94 | 0 | 11 |  |  |  |  | R-454B | 4.125 | Residential & Commercial | USHP | Ducted CEE Tier 1
216981354 | Central HP <5.4 tons | BRYANT HEATING AND COOLING SYSTEMS | HRCU-A-CB (Split System: Heat Pump with Remote Outdoor Unit-Air-Source) | 290VAN048**AA* | ADP |  | V,C60H210P29*+TXV | 986TD66100C21*** | 44500 | 18 | 9 | 45500 | 33200 | 72.97% | 2.06 | 0 | 9.5 |  |  |  |  | R-454B | 3.7083 | Residential & Commercial | USHP
216981370 | Central HP <5.4 tons | BRYANT HEATING AND COOLING SYSTEMS | HRCU-A-CB (Split System: Heat Pump with Remote Outdoor Unit-Air-Source) | 290VAN048**AA* | ADP |  | A60VHA*+TXV | 987MC60060C21*** | 45000 | 17 | 9 | 45500 | 33600 | 73.85% | 2.06 | 0 | 9.5 |  |  |  |  | R-454B | 3.75 | Residential & Commercial | USHP
215434212 | Central HP <5.4 tons | GOODMAN | HRCU-A-CB (Split System: Heat Pump with Remote Outdoor Unit-Air-Source) | GZV7SA3610A* |  |  | CA*EA6030*3A* | G*VT801005C*A* | 35000 | 18.5 | 8.5 | 35000 | 28400 | 81.14% | 2 | 0 | 10.5 |  |  |  |  | R-32 | 2.9167 | Residential & Commercial | USHP | Ducted CEE Tier 1
216981660 | Central HP <5.4 tons | BRYANT HEATING AND COOLING SYSTEMS | HRCU-A-CB (Split System: Heat Pump with Remote Outdoor Unit-Air-Source) | 291VAN054**AA* | ADP |  | PL60H210P17*+TXV | 986TD60080C21*** | 49000 | 19 | 10.5 | 50500 | 53000 | 105% | 1.94 | 0 | 11 |  |  |  |  | R-454B | 4.0833 | Residential & Commercial | USHP | Ducted CEE Tier 1
216981662 | Central HP <5.4 tons | BRYANT HEATING AND COOLING SYSTEMS | HRCU-A-CB (Split System: Heat Pump with Remote Outdoor Unit-Air-Source) | 291VAN054**AA* | ADP |  | C48A***L18*+TXV | 986TD60080C21*** | 49000 | 19 | 10.5 | 50500 | 53000 | 105% | 1.94 | 0 | 11 |  |  |  |  | R-454B | 4.0833 | Residential & Commercial | USHP | Ducted CEE Tier 1
216981687 | Central HP <5.4 tons | BRYANT HEATING AND COOLING SYSTEMS | HRCU-A-CB (Split System: Heat Pump with Remote Outdoor Unit-Air-Source) | 291VAN054**AA* | ADP |  | C60A***L19*+TXV | 987MC60060C21*** | 48500 | 18 | 11 | 51500 | 53000 | 102.9% | 1.9 | 0 | 10 |  |  |  |  | R-454B | 4.0417 | Residential & Commercial | USHP | Ducted CEE Tier 1
216981896 | Central HP <5.4 tons | BRYANT HEATING AND COOLING SYSTEMS | HRCU-A-CB (Split System: Heat Pump with Remote Outdoor Unit-Air-Source) | 293VAN048**AA* | ADP |  | C48A***L18*+TXV | 987MC66100C21*** | 44500 | 21 | 9.5 | 46500 | 36400 | 78.28% | 2 | 0 | 10.5 |  |  |  |  | R-454B | 3.7083 | Residential & Commercial | USHP | Ducted CEE Tier 1
216981789 | Central HP <5.4 tons | BRYANT HEATING AND COOLING SYSTEMS | HRCU-A-CB (Split System: Heat Pump with Remote Outdoor Unit-Air-Source) | 293VAN048**AA* | ADP |  | PL48H175P15*+TXV | 935CB48060C17*** | 42000 | 20 | 9.45 | 47000 | 36200 | 77.02% | 2 | 0 | 10 |  |  |  |  | R-454B | 3.5 | Residential & Commercial | USHP | Ducted CEE Tier 1
216981812 | Central HP <5.4 tons | BRYANT HEATING AND COOLING SYSTEMS | HRCU-A-CB (Split System: Heat Pump with Remote Outdoor Unit-Air-Source) | 293VAN048**AA* | ADP |  | C60A***L18*+TXV | 935CB60080C21*** | 44500 | 21 | 9.5 | 46500 | 36200 | 77.85% | 2 | 0 | 11 |  |  |  |  | R-454B | 3.7083 | Residential & Commercial | USHP | Ducted CEE Tier 1
216981821 | Central HP <5.4 tons | BRYANT HEATING AND COOLING SYSTEMS | HRCU-A-CB (Split System: Heat Pump with Remote Outdoor Unit-Air-Source) | 293VAN048**AA* | ADP |  | C48A***L16*+TXV | 935CB66100C21*** | 44000 | 21 | 9.5 | 46000 | 35800 | 77.83% | 2 | 0 | 11 |  |  |  |  | R-454B | 3.6667 | Residential & Commercial | USHP | Ducted CEE Tier 1
207455458 | Central HP <5.4 tons | LENNOX | HRCU-A-CB (Split System: Heat Pump with Remote Outdoor Unit-Air-Source) | SL25XPV-048-230A** | ADP |  | L*42/60Z9 | SLP99UH110XV60C* | 46000 | 20 | 9.3 | 42000 | 35800 | 85.24% | 1.88 | 12.5 | 12.5 |  |  |  |  | R-410A | 3.8333 | Residential & Commercial | USHP | Ducted CEE Tier 1
216494163 | Central HP <5.4 tons | BRYANT HEATING AND COOLING SYSTEMS | HRCU-A-CB (Split System: Heat Pump with Remote Outdoor Unit-Air-Source) | 293VAN048**AA* | ADP |  | CE(P,V)4824G1K*+TXV | 987MC60080C21*** | 43500 | 20 | 9.5 | 46000 | 36200 | 78.7% | 2 | 0 | 10.5 |  |  |  |  | R-454B | 3.625 | Residential & Commercial | USHP | Ducted CEE Tier 1
216494131 | Central HP <5.4 tons | BRYANT HEATING AND COOLING SYSTEMS | HRCU-A-CB (Split System: Heat Pump with Remote Outdoor Unit-Air-Source) | 290VAN048**AA* | ADP |  | CE(P,V)4824G1K*+TXV | 88*TB60090C21*** | 44500 | 18 | 9 | 46500 | 33600 | 72.26% | 2.06 | 0 | 9.5 |  |  |  |  | R-454B | 3.7083 | Residential & Commercial | USHP
216494181 | Central HP <5.4 tons | BRYANT HEATING AND COOLING SYSTEMS | HRCU-A-CB (Split System: Heat Pump with Remote Outdoor Unit-Air-Source) | 290VAN048**AA* | ADP |  | CE(P,V)4824G1K*+TXV | 986TD66100C21*** | 43500 | 18 | 9 | 45500 | 33200 | 72.97% | 2.06 | 0 | 9.5 |  |  |  |  | R-454B | 3.625 | Residential & Commercial | USHP
216981798 | Central HP <5.4 tons | BRYANT HEATING AND COOLING SYSTEMS | HRCU-A-CB (Split System: Heat Pump with Remote Outdoor Unit-Air-Source) | 293VAN048**AA* | ADP |  | C48A***L18*+TXV | 935CB48060C17*** | 43000 | 20 | 9.5 | 47000 | 36200 | 77.02% | 2 | 0 | 10.5 |  |  |  |  | R-454B | 3.5833 | Residential & Commercial | USHP | Ducted CEE Tier 1
216981801 | Central HP <5.4 tons | BRYANT HEATING AND COOLING SYSTEMS | HRCU-A-CB (Split System: Heat Pump with Remote Outdoor Unit-Air-Source) | 293VAN048**AA* | ADP |  | V,C60H210P29*+TXV | 935CB60080C21*** | 44000 | 21 | 9.5 | 46500 | 36200 | 77.85% | 2 | 0 | 10.5 |  |  |  |  | R-454B | 3.6667 | Residential & Commercial | USHP | Ducted CEE Tier 1
216981816 | Central HP <5.4 tons | BRYANT HEATING AND COOLING SYSTEMS | HRCU-A-CB (Split System: Heat Pump with Remote Outdoor Unit-Air-Source) | 293VAN048**AA* | ADP |  | A60VHA*+TXV | 935CB66100C21*** | 45000 | 21 | 9.5 | 46500 | 36200 | 77.85% | 2 | 0 | 11 |  |  |  |  | R-454B | 3.75 | Residential & Commercial | USHP | Ducted CEE Tier 1
211378659 | Central HP <5.4 tons | YORK | HRCU-A-CB (Split System: Heat Pump with Remote Outdoor Unit-Air-Source) | HMH72B341 |  |  | XAHC30CXXN1+TXV | TMLE080B12MP11 | 32200 | 17 | 8.1 | 33000 | 23200 | 70.3% | 1.98 | 0 | 9 |  |  |  |  | R-410A | 2.6833 | Residential & Commercial | USHP
211378694 | Central HP <5.4 tons | YORK | HRCU-A-CB (Split System: Heat Pump with Remote Outdoor Unit-Air-Source) | HMH72B341 |  |  | XAFB36DXXN1+TXV | TM8E080B12MP11 | 34000 | 18 | 8.1 | 34000 | 24400 | 71.76% | 2.06 | 0 | 9.5 |  |  |  |  | R-410A | 2.8333 | Residential & Commercial | USHP
211378709 | Central HP <5.4 tons | YORK | HRCU-A-CB (Split System: Heat Pump with Remote Outdoor Unit-Air-Source) | HMH72B341 |  |  | XAUB36DXXN1+TXV | TMLE080B12MP11 | 34000 | 18 | 8.1 | 34000 | 24400 | 71.76% | 2.06 | 0 | 9.5 |  |  |  |  | R-410A | 2.8333 | Residential & Commercial | USHP
211378760 | Central HP <5.4 tons | YORK | HRCU-A-CB (Split System: Heat Pump with Remote Outdoor Unit-Air-Source) | HMH72B341 |  |  | XAUB30CXXN1+TXV | TM8E060A12MP11 | 32800 | 17.5 | 8.1 | 33400 | 23400 | 70.06% | 2.02 | 0 | 9.5 |  |  |  |  | R-410A | 2.7333 | Residential & Commercial | USHP
211379164 | Central HP <5.4 tons | YORK | HRCU-A-CB (Split System: Heat Pump with Remote Outdoor Unit-Air-Source) | HMH72B341 |  |  | XAUC48FXXN1+TXV | TP9C100C20MP13 | 34000 | 16.5 | 8.5 | 33000 | 24200 | 73.33% | 2.1 | 0 | 9 |  |  |  |  | R-410A | 2.8333 | Residential & Commercial | USHP
211379246 | Central HP <5.4 tons | YORK | HRCU-A-CB (Split System: Heat Pump with Remote Outdoor Unit-Air-Source) | HMH72B341 |  |  | XAUC48FXXN1+TXV | YP9C100C16MP13 | 33800 | 16.5 | 8.5 | 32400 | 23800 | 73.46% | 2.08 | 0 | 9.5 |  |  |  |  | R-410A | 2.8167 | Residential & Commercial | USHP
211379361 | Central HP <5.4 tons | YORK | HRCU-A-CB (Split System: Heat Pump with Remote Outdoor Unit-Air-Source) | HMH72B341 |  |  | XAUC48FXXN1+TXV | TM9V080B12MP12 | 33400 | 16.5 | 8.5 | 32600 | 24000 | 73.62% | 2.06 | 0 | 9 |  |  |  |  | R-410A | 2.7833 | Residential & Commercial | USHP
211379545 | Central HP <5.4 tons | YORK | HRCU-A-CB (Split System: Heat Pump with Remote Outdoor Unit-Air-Source) | HMH72B341 |  |  | XAFC48FBCN1 | TM8Y100C20MP11 | 34000 | 16.5 | 8.5 | 33000 | 24200 | 73.33% | 2.1 | 0 | 9.5 |  |  |  |  | R-410A | 2.8333 | Residential & Commercial | USHP
213774480 | Central HP <5.4 tons | COMFORTMAKER | HRCU-A-CB (Split System: Heat Pump with Remote Outdoor Unit-Air-Source) | CVH825GKA3* |  |  | EHD4X42AAL+WALLCON | *97CMN0801714B* | 24000 | 16 | 8.1 | 21400 | 16600 | 77.57% | 1.98 | 0 | 10.5 |  |  |  |  | R-410A | 2 | Residential & Commercial | USHP | Ducted CEE Tier 1
213774630 | Central HP <5.4 tons | COMFORTMAKER | HRCU-A-CB (Split System: Heat Pump with Remote Outdoor Unit-Air-Source) | CVH825GKA3* |  |  | EHD4X48AAL+WALLCON | *95CSU0601716B* | 24200 | 16 | 8.1 | 21400 | 16600 | 77.57% | 2 | 0 | 10.5 |  |  |  |  | R-410A | 2.0167 | Residential & Commercial | USHP | Ducted CEE Tier 1
216981802 | Central HP <5.4 tons | BRYANT HEATING AND COOLING SYSTEMS | HRCU-A-CB (Split System: Heat Pump with Remote Outdoor Unit-Air-Source) | 293VAN048**AA* | ADP |  | A60VHA*+TXV | 935CB60080C21*** | 44500 | 21 | 9.5 | 46500 | 36200 | 77.85% | 2 | 0 | 11 |  |  |  |  | R-454B | 3.7083 | Residential & Commercial | USHP | Ducted CEE Tier 1
216981822 | Central HP <5.4 tons | BRYANT HEATING AND COOLING SYSTEMS | HRCU-A-CB (Split System: Heat Pump with Remote Outdoor Unit-Air-Source) | 293VAN048**AA* | ADP |  | C60A***L16*+TXV | 935CB66100C21*** | 44000 | 21 | 9.5 | 46000 | 35800 | 77.83% | 2 | 0 | 11 |  |  |  |  | R-454B | 3.6667 | Residential & Commercial | USHP | Ducted CEE Tier 1
213739484 | Central HP <5.4 tons | DAY & NIGHT | HRCU-A-CB (Split System: Heat Pump with Remote Outdoor Unit-Air-Source) | DLCURAH18ABK | ADP |  | PL36H175P069 | *80MS(N,L)0451412A* | 17500 | 16 | 8.5 | 16800 | 18800 | 111.9% | 2.3 | 0 | 11 |  |  |  |  | R-410A | 1.4583 | Residential & Commercial | USHP | Ducted CEE Tier 1
213077905 | Central HP <5.4 tons | COMFORTMAKER | HRCU-A-CB (Split System: Heat Pump with Remote Outdoor Unit-Air-Source) | DLCURAH36ABK |  |  | END4X42L17** | *80MS(N,L)0701412A* | 35400 | 16 | 8.1 | 38500 | 35000 | 90.91% | 1.94 | 0 | 10 |  |  |  |  | R-410A | 2.95 | Residential & Commercial | USHP | Ducted CEE Tier 1
211379612 | Central HP <5.4 tons | YORK | HRCU-A-CB (Split System: Heat Pump with Remote Outdoor Unit-Air-Source) | HMH72B341 |  |  | XAFC48FBCN1 | TM8Y080B12MP11 | 33200 | 17 | 8.5 | 32200 | 23600 | 73.29% | 2.04 | 0 | 9.5 |  |  |  |  | R-410A | 2.7667 | Residential & Commercial | USHP
211379712 | Central HP <5.4 tons | YORK | HRCU-A-CB (Split System: Heat Pump with Remote Outdoor Unit-Air-Source) | HMH72B341 |  |  | XAHC48FXXN1+TXV | YPLC080C16MP13 | 33600 | 16.5 | 8.5 | 32400 | 23800 | 73.46% | 2.06 | 0 | 9 |  |  |  |  | R-410A | 2.8 | Residential & Commercial | USHP
211379897 | Central HP <5.4 tons | YORK | HRCU-A-CB (Split System: Heat Pump with Remote Outdoor Unit-Air-Source) | HMH72B341 |  |  | XAHC48FBCN1 | TMLE120C16MP11 | 33000 | 17 | 8.5 | 31600 | 23200 | 73.42% | 2.04 | 0 | 9.5 |  |  |  |  | R-410A | 2.75 | Residential & Commercial | USHP
211377391 | Central HP <5.4 tons | YORK | HRCU-A-CB (Split System: Heat Pump with Remote Outdoor Unit-Air-Source) | HMH72B341 |  |  | XAFB36DXXN1+TXV | TM9Y080B12MP11 | 33600 | 17.5 | 8.5 | 33400 | 23600 | 70.66% | 2.04 | 0 | 9.5 |  |  |  |  | R-410A | 2.8 | Residential & Commercial | USHP
211377574 | Central HP <5.4 tons | YORK | HRCU-A-CB (Split System: Heat Pump with Remote Outdoor Unit-Air-Source) | HMH72B341 |  |  | XAFC36DBCN1 | TP9C080C16MP13 | 34000 | 17.5 | 8.1 | 33800 | 23800 | 70.41% | 2.08 | 0 | 10 |  |  |  |  | R-410A | 2.8333 | Residential & Commercial | USHP | Ducted CEE Tier 1
211377590 | Central HP <5.4 tons | YORK | HRCU-A-CB (Split System: Heat Pump with Remote Outdoor Unit-Air-Source) | HMH72B341 |  |  | XAHC36DBCN1 | YP9C080B12MP13 | 33200 | 17 | 8.1 | 33200 | 23400 | 70.48% | 2.02 | 0 | 9.5 |  |  |  |  | R-410A | 2.7667 | Residential & Commercial | USHP
211377643 | Central HP <5.4 tons | YORK | HRCU-A-CB (Split System: Heat Pump with Remote Outdoor Unit-Air-Source) | HMH72B341 |  |  | XAFC36DBCN1 | YP9C080B12MP13 | 34000 | 17 | 8.1 | 34000 | 24400 | 71.76% | 2.06 | 0 | 9.5 |  |  |  |  | R-410A | 2.8333 | Residential & Commercial | USHP
211377825 | Central HP <5.4 tons | YORK | HRCU-A-CB (Split System: Heat Pump with Remote Outdoor Unit-Air-Source) | HMH72B341 |  |  | XAFB36DBCN1 | TM9V040A10MP12 | 33200 | 17 | 8.1 | 33200 | 23400 | 70.48% | 2 | 0 | 9.5 |  |  |  |  | R-410A | 2.7667 | Residential & Commercial | USHP
211377859 | Central HP <5.4 tons | YORK | HRCU-A-CB (Split System: Heat Pump with Remote Outdoor Unit-Air-Source) | HMH72B341 |  |  | XAHC36DBCN1 | TM9E080C16MP12 | 34000 | 17.5 | 8.1 | 34000 | 24400 | 71.76% | 2.06 | 0 | 9.5 |  |  |  |  | R-410A | 2.8333 | Residential & Commercial | USHP
211377957 | Central HP <5.4 tons | YORK | HRCU-A-CB (Split System: Heat Pump with Remote Outdoor Unit-Air-Source) | HMH72B341 |  |  | XAFB36DXXN1+TXV | TM9E060A10MP12 | 33600 | 17.5 | 8.1 | 33800 | 23800 | 70.41% | 2.02 | 0 | 9.5 |  |  |  |  | R-410A | 2.8 | Residential & Commercial | USHP
211378242 | Central HP <5.4 tons | YORK | HRCU-A-CB (Split System: Heat Pump with Remote Outdoor Unit-Air-Source) | HMH72B341 |  |  | XAHC36DBCN1 | TM8V080B12MP12 | 32800 | 16.5 | 8.1 | 32800 | 23200 | 70.73% | 1.98 | 0 | 9.5 |  |  |  |  | R-410A | 2.7333 | Residential & Commercial | USHP
211378994 | Central HP <5.4 tons | YORK | HRCU-A-CB (Split System: Heat Pump with Remote Outdoor Unit-Air-Source) | HMH72B341 |  |  | XAHC48FBCN1 | TM9Y100C16MP11 | 33200 | 17 | 8.1 | 32400 | 23600 | 72.84% | 2.02 | 0 | 9 |  |  |  |  | R-410A | 2.7667 | Residential & Commercial | USHP
211379279 | Central HP <5.4 tons | YORK | HRCU-A-CB (Split System: Heat Pump with Remote Outdoor Unit-Air-Source) | HMH72B341 |  |  | XAHC48FBCN1 | TP9C080C16MP13 | 32800 | 16.5 | 8.5 | 31800 | 23200 | 72.96% | 2.02 | 0 | 9 |  |  |  |  | R-410A | 2.7333 | Residential & Commercial | USHP
211379345 | Central HP <5.4 tons | YORK | HRCU-A-CB (Split System: Heat Pump with Remote Outdoor Unit-Air-Source) | HMH72B341 |  |  | XAHC48FBCN1 | YP9C080B12MP13 | 32800 | 16 | 8.1 | 32200 | 23600 | 73.29% | 2.02 | 0 | 9 |  |  |  |  | R-410A | 2.7333 | Residential & Commercial | USHP
211379929 | Central HP <5.4 tons | YORK | HRCU-A-CB (Split System: Heat Pump with Remote Outdoor Unit-Air-Source) | HMH72B341 |  |  | XAHD48FXXN1+TXV | TM8E100C16MP11 | 32800 | 16.5 | 8.5 | 31600 | 23200 | 73.42% | 2.02 | 0 | 9.5 |  |  |  |  | R-410A | 2.7333 | Residential & Commercial | USHP
211379932 | Central HP <5.4 tons | YORK | HRCU-A-CB (Split System: Heat Pump with Remote Outdoor Unit-Air-Source) | HMH72B341 |  |  | XAHD48FXXN1+TXV | TMLE100C16MP11 | 32800 | 16.5 | 8.5 | 31600 | 23200 | 73.42% | 2.02 | 0 | 9.5 |  |  |  |  | R-410A | 2.7333 | Residential & Commercial | USHP
213739509 | Central HP <5.4 tons | DAY & NIGHT | HRCU-A-CB (Split System: Heat Pump with Remote Outdoor Unit-Air-Source) | DLCURAH18ABK | ADP |  | FG80936 | *80MS(N,L)0701712A* | 17400 | 16 | 8.5 | 16800 | 18800 | 111.9% | 2.32 | 0 | 11 |  |  |  |  | R-410A | 1.45 | Residential & Commercial | USHP | Ducted CEE Tier 1
212982269 | Central HP <5.4 tons | COMFORTMAKER | HRCU-A-CB (Split System: Heat Pump with Remote Outdoor Unit-Air-Source) | DLCURAH24ABK |  |  | EA*4X30L17A* | *80MSU0401712A* | 23800 | 16.5 | 8.5 | 25800 | 24000 | 93.02% | 2 | 0 | 10 |  |  |  |  | R-410A | 1.9833 | Residential & Commercial | USHP | Ducted CEE Tier 1
212982353 | Central HP <5.4 tons | COMFORTMAKER | HRCU-A-CB (Split System: Heat Pump with Remote Outdoor Unit-Air-Source) | DLCURAH24ABK |  |  | EN(A,D,W)4X36L17** | *80MSU0401712A* | 23800 | 16.5 | 8.5 | 25800 | 23800 | 92.25% | 1.98 | 0 | 10.5 |  |  |  |  | R-410A | 1.9833 | Residential & Commercial | USHP | Ducted CEE Tier 1
212970476 | Central HP <5.4 tons | CARRIER | HRCU-A-CB (Split System: Heat Pump with Remote Outdoor Unit-Air-Source) | 38MURAQ36AB3* |  |  | CNPV*4821AL* | 58SP*B070V17**16 | 36200 | 16 | 8.1 | 38500 | 35000 | 90.91% | 2 | 0 | 10 |  |  |  |  | R-410A | 3.0167 | Residential & Commercial | USHP | Ducted CEE Tier 1
212972241 | Central HP <5.4 tons | CARRIER | HRCU-A-CB (Split System: Heat Pump with Remote Outdoor Unit-Air-Source) | 38MURAQ36AB3* |  |  | CAP**4824AL* | 58TP*B090V21**20 | 35800 | 16.5 | 8.5 | 37800 | 34600 | 91.53% | 2.02 | 0 | 10 |  |  |  |  | R-410A | 2.9833 | Residential & Commercial | USHP | Ducted CEE Tier 1
216779064 | Central HP <5.4 tons | BRYANT HEATING AND COOLING SYSTEMS | HRCU-A-CB (Split System: Heat Pump with Remote Outdoor Unit-Air-Source) | 288BNV025*0**C* | ADP |  | H,PG9J*36+TXV | 987MB60060C21*** | 23600 | 16 | 8.1 | 19800 | 16300 | 82.32% | 1.96 | 0 | 11 |  |  |  |  | R-410A | 1.9667 | Residential & Commercial | USHP | Ducted CEE Tier 1
216981839 | Central HP <5.4 tons | BRYANT HEATING AND COOLING SYSTEMS | HRCU-A-CB (Split System: Heat Pump with Remote Outdoor Unit-Air-Source) | 293VAN048**AA* | ADP |  | C48A***L18*+TXV | 986TD60080C21*** | 44500 | 21 | 9.5 | 46500 | 36200 | 77.85% | 2 | 0 | 11 |  |  |  |  | R-454B | 3.7083 | Residential & Commercial | USHP | Ducted CEE Tier 1
216981862 | Central HP <5.4 tons | BRYANT HEATING AND COOLING SYSTEMS | HRCU-A-CB (Split System: Heat Pump with Remote Outdoor Unit-Air-Source) | 293VAN048**AA* | ADP |  | V,C48H210P75*+TXV | 987MC60060C21*** | 43000 | 20 | 9.5 | 46500 | 36800 | 79.14% | 1.88 | 0 | 10 |  |  |  |  | R-454B | 3.5833 | Residential & Commercial | USHP | Ducted CEE Tier 1
216981864 | Central HP <5.4 tons | BRYANT HEATING AND COOLING SYSTEMS | HRCU-A-CB (Split System: Heat Pump with Remote Outdoor Unit-Air-Source) | 293VAN048**AA* | ADP |  | C48A***L16*+TXV | 987MC60060C21*** | 43000 | 20 | 9.5 | 46500 | 36800 | 79.14% | 1.88 | 0 | 10 |  |  |  |  | R-454B | 3.5833 | Residential & Commercial | USHP | Ducted CEE Tier 1
216981385 | Central HP <5.4 tons | BRYANT HEATING AND COOLING SYSTEMS | HRCU-A-CB (Split System: Heat Pump with Remote Outdoor Unit-Air-Source) | 290VAN048**AA* | ADP |  | C48A***L15*+TXV | 987MC60080C21*** | 44000 | 17 | 9 | 46500 | 33800 | 72.69% | 2.06 | 0 | 9.5 |  |  |  |  | R-454B | 3.6667 | Residential & Commercial | USHP
212382931 | Central HP <5.4 tons | CARRIER | HRCU-A-CB (Split System: Heat Pump with Remote Outdoor Unit-Air-Source) | 38MURAQ36AB3* |  |  | CAP**3617AL* | 58TP*A090V17**16 | 35200 | 15.5 | 8.1 | 39000 | 35200 | 90.26% | 1.82 | 0 | 9.5 |  |  |  |  | R-410A | 2.9333 | Residential & Commercial | USHP
212383363 | Central HP <5.4 tons | CARRIER | HRCU-A-CB (Split System: Heat Pump with Remote Outdoor Unit-Air-Source) | 38MURAQ36AB3* |  |  | CAP**3621AL* | 58SU*A080E21**20 | 36600 | 15.2 | 8.1 | 40000 | 35400 | 88.5% | 1.88 | 0 | 10 |  |  |  |  | R-410A | 3.05 | Residential & Commercial | USHP | Ducted CEE Tier 1
212384786 | Central HP <5.4 tons | CARRIER | HRCU-A-CB (Split System: Heat Pump with Remote Outdoor Unit-Air-Source) | 38MURAQ36AB3* |  |  | CNPV*4821AL* | 59SC2D080E17**16 | 36200 | 16.5 | 8.1 | 39000 | 34800 | 89.23% | 2.02 | 0 | 10.5 |  |  |  |  | R-410A | 3.0167 | Residential & Commercial | USHP | Ducted CEE Tier 1
212384279 | Central HP <5.4 tons | COMFORTMAKER | HRCU-A-CB (Split System: Heat Pump with Remote Outdoor Unit-Air-Source) | DLCURAH36ABK |  |  | END4X42L17** | *80ES(N,L)0701712A* | 35800 | 15.2 | 8.1 | 39500 | 35000 | 88.61% | 1.96 | 0 | 10 |  |  |  |  | R-410A | 2.9833 | Residential & Commercial | USHP | Ducted CEE Tier 1
212384354 | Central HP <5.4 tons | COMFORTMAKER | HRCU-A-CB (Split System: Heat Pump with Remote Outdoor Unit-Air-Source) | DLCURAH36ABK |  |  | END4X42L17** | *80ESU0601716A | 36400 | 15.5 | 8.1 | 39500 | 35000 | 88.61% | 1.98 | 0 | 10 |  |  |  |  | R-410A | 3.0333 | Residential & Commercial | USHP | Ducted CEE Tier 1
216453163 | Central HP <5.4 tons | TRANE | HRCU-A-CB (Split System: Heat Pump with Remote Outdoor Unit-Air-Source) | 5TWV0X48A1 |  |  | 5PX*D008AS3 | S8V2C100M5PDB | 45000 | 20 | 9.7 | 47500 | 34000 | 71.58% | 2.1 | 0 | 11.7 |  |  |  |  | R-454B | 3.75 | Residential & Commercial | USHP | Ducted CEE Tier 1
216494152 | Central HP <5.4 tons | BRYANT HEATING AND COOLING SYSTEMS | HRCU-A-CB (Split System: Heat Pump with Remote Outdoor Unit-Air-Source) | 293VAN036**AA* | ADP |  | CE(P,V)3621G34*+TXV | 987MC66120C24*** | 32200 | 20 | 9.5 | 32600 | 25600 | 78.53% | 2.06 | 0 | 11 |  |  |  |  | R-454B | 2.6833 | Residential & Commercial | USHP | Ducted CEE Tier 1
216981833 | Central HP <5.4 tons | BRYANT HEATING AND COOLING SYSTEMS | HRCU-A-CB (Split System: Heat Pump with Remote Outdoor Unit-Air-Source) | 293VAN048**AA* | ADP |  | V,C48H210P75*+TXV | 986TD60080C21*** | 43500 | 20 | 9.5 | 46000 | 36200 | 78.7% | 2 | 0 | 10.5 |  |  |  |  | R-454B | 3.625 | Residential & Commercial | USHP | Ducted CEE Tier 1
216981865 | Central HP <5.4 tons | BRYANT HEATING AND COOLING SYSTEMS | HRCU-A-CB (Split System: Heat Pump with Remote Outdoor Unit-Air-Source) | 293VAN048**AA* | ADP |  | C60A***L16*+TXV | 987MC60060C21*** | 43000 | 20 | 9.5 | 46500 | 36800 | 79.14% | 1.88 | 0 | 10 |  |  |  |  | R-454B | 3.5833 | Residential & Commercial | USHP | Ducted CEE Tier 1
216981867 | Central HP <5.4 tons | BRYANT HEATING AND COOLING SYSTEMS | HRCU-A-CB (Split System: Heat Pump with Remote Outdoor Unit-Air-Source) | 293VAN048**AA* | ADP |  | V,C60H210P17*+TXV | 987MC60060C21*** | 43500 | 20 | 9.5 | 46500 | 37000 | 79.57% | 2 | 0 | 10 |  |  |  |  | R-454B | 3.625 | Residential & Commercial | USHP | Ducted CEE Tier 1
216981416 | Central HP <5.4 tons | BRYANT HEATING AND COOLING SYSTEMS | HRCU-A-CB (Split System: Heat Pump with Remote Outdoor Unit-Air-Source) | 290VAN060**AA* | ADP |  | V,C60H210P17*+TXV | 935CB60080C21*** | 54500 | 18 | 8.5 | 57500 | 41500 | 72.17% | 1.9 | 0 | 8.5 |  |  |  |  | R-454B | 4.5417 | Residential & Commercial | USHP
216981430 | Central HP <5.4 tons | BRYANT HEATING AND COOLING SYSTEMS | HRCU-A-CB (Split System: Heat Pump with Remote Outdoor Unit-Air-Source) | 290VAN060**AA* | ADP |  | C60A***L16*+TXV | 986TD60080C21*** | 53500 | 18 | 8.9 | 58000 | 41500 | 71.55% | 2 | 0 | 8.5 |  |  |  |  | R-454B | 4.4583 | Residential & Commercial | USHP
213771391 | Central HP <5.4 tons | DAY & NIGHT | HRCU-A-CB (Split System: Heat Pump with Remote Outdoor Unit-Air-Source) | CVH825GKA2* |  |  | EA*4X42L24A*+WALLCON | *80CTL1352422B* | 23800 | 16.5 | 8.1 | 21400 | 16600 | 77.57% | 1.96 | 0 | 11 |  |  |  |  | R-410A | 1.9833 | Residential & Commercial | USHP | Ducted CEE Tier 1
211377389 | Central HP <5.4 tons | YORK | HRCU-A-CB (Split System: Heat Pump with Remote Outdoor Unit-Air-Source) | HMH72B341 |  |  | XAFC30CXXN1+TXV | TM9Y080B12MP11 | 32800 | 17.5 | 8.1 | 34000 | 23800 | 70% | 2.02 | 0 | 9.5 |  |  |  |  | R-410A | 2.7333 | Residential & Commercial | USHP
211377476 | Central HP <5.4 tons | YORK | HRCU-A-CB (Split System: Heat Pump with Remote Outdoor Unit-Air-Source) | HMH72B341 |  |  | XAFC30CXXN1+TXV | TP9C100C20MP13 | 33400 | 17.5 | 8.1 | 33600 | 23600 | 70.24% | 2.06 | 0 | 9.5 |  |  |  |  | R-410A | 2.7833 | Residential & Commercial | USHP
211377506 | Central HP <5.4 tons | YORK | HRCU-A-CB (Split System: Heat Pump with Remote Outdoor Unit-Air-Source) | HMH72B341 |  |  | XAHC30CXXN1+TXV | YP9C100C16MP13 | 32400 | 17 | 8.1 | 32800 | 23000 | 70.12% | 2 | 0 | 9.5 |  |  |  |  | R-410A | 2.7 | Residential & Commercial | USHP
214629322 | Central HP <5.4 tons | CARRIER | HRCU-A-CB (Split System: Heat Pump with Remote Outdoor Unit-Air-Source) | 38MURAQ36AB3* | ADP |  | V,C36H175P139 | 59SU5B060M17**16 | 34800 | 16 | 8.1 | 36800 | 34600 | 94.02% | 1.86 | 0 | 9.5 |  |  |  |  | R-410A | 2.9 | Residential & Commercial | USHP
214629349 | Central HP <5.4 tons | CARRIER | HRCU-A-CB (Split System: Heat Pump with Remote Outdoor Unit-Air-Source) | 38MURAQ36AB3* | ADP |  | C36A***L159 | 59SU5B100M21**22 | 35600 | 16 | 8.1 | 36800 | 34600 | 94.02% | 1.9 | 0 | 10 |  |  |  |  | R-410A | 2.9667 | Residential & Commercial | USHP | Ducted CEE Tier 1
211240050 | Central HP <5.4 tons | CARRIER | HRCU-A-CB (Split System: Heat Pump with Remote Outdoor Unit-Air-Source) | 38MURAQ24AB3* |  |  | CNPV*2417AL* | 58S(B,C)*A070E14**12 | 23800 | 16 | 8.5 | 26800 | 23200 | 86.57% | 1.92 | 0 | 10 |  |  |  |  | R-410A | 1.9833 | Residential & Commercial | USHP | Ducted CEE Tier 1
211240068 | Central HP <5.4 tons | CARRIER | HRCU-A-CB (Split System: Heat Pump with Remote Outdoor Unit-Air-Source) | 38MURAQ24AB3* |  |  | CNPV*3014AL* | 58S(B,C)*A070E14**12 | 24200 | 16.5 | 8.1 | 26200 | 23000 | 87.79% | 1.9 | 0 | 10.5 |  |  |  |  | R-410A | 2.0167 | Residential & Commercial | USHP | Ducted CEE Tier 1
211240075 | Central HP <5.4 tons | CARRIER | HRCU-A-CB (Split System: Heat Pump with Remote Outdoor Unit-Air-Source) | 38MURAQ24AB3* |  |  | CNPV*3017AL* | 59SP6A080V17**16 | 24200 | 16.5 | 8.1 | 26200 | 23000 | 87.79% | 1.9 | 0 | 10.5 |  |  |  |  | R-410A | 2.0167 | Residential & Commercial | USHP | Ducted CEE Tier 1
216487619 | Central HP <5.4 tons | BRYANT HEATING AND COOLING SYSTEMS | HRCU-A-CB (Split System: Heat Pump with Remote Outdoor Unit-Air-Source) | 293VAN036**AA* | ADP |  | CE(P,V)3617G34*+TXV | 987MC60060C21*** | 32600 | 19 | 9.5 | 33600 | 26800 | 79.76% | 2 | 0 | 11 |  |  |  |  | R-454B | 2.7167 | Residential & Commercial | USHP | Ducted CEE Tier 1
216487621 | Central HP <5.4 tons | BRYANT HEATING AND COOLING SYSTEMS | HRCU-A-CB (Split System: Heat Pump with Remote Outdoor Unit-Air-Source) | 293VAN036**AA* | ADP |  | CE(P,V)3614G34*+TXV | 987MC60080C21*** | 32800 | 20 | 9.5 | 33000 | 26000 | 78.79% | 2.02 | 0 | 11 |  |  |  |  | R-454B | 2.7333 | Residential & Commercial | USHP | Ducted CEE Tier 1
215290339 | Central HP <5.4 tons | AIRQUEST | HRCU-A-CB (Split System: Heat Pump with Remote Outdoor Unit-Air-Source) | DLCURAH18ABK | ADP |  | HG7J936 | *96VTN0601716B* | 17200 | 16 | 8.5 | 16800 | 19100 | 113.7% | 2.34 | 0 | 10 |  |  |  |  | R-410A | 1.4333 | Residential & Commercial | USHP | Ducted CEE Tier 1
215290356 | Central HP <5.4 tons | AIRQUEST | HRCU-A-CB (Split System: Heat Pump with Remote Outdoor Unit-Air-Source) | DLCURAH18ABK | ADP |  | H,GG31930 | *96VTN0801716A* | 16800 | 15.2 | 8.5 | 16700 | 18800 | 112.6% | 2.3 | 0 | 10 |  |  |  |  | R-410A | 1.4 | Residential & Commercial | USHP | Ducted CEE Tier 1
213367372 | Central HP <5.4 tons | CARRIER | HRCU-A-CB (Split System: Heat Pump with Remote Outdoor Unit-Air-Source) | 38MURAQ24AB3* | ADP |  | H,PG31930 | 59TP6C060V14**12 | 22800 | 16 | 8.5 | 25200 | 26400 | 104.8% | 2.28 | 0 | 9.5 |  |  |  |  | R-410A | 1.9 | Residential & Commercial | USHP
211240077 | Central HP <5.4 tons | CARRIER | HRCU-A-CB (Split System: Heat Pump with Remote Outdoor Unit-Air-Source) | 38MURAQ24AB3* |  |  | CNPV*3017AL* | 58S(B,C)*A070E17**16 | 24800 | 16 | 8.1 | 26800 | 22200 | 82.84% | 1.82 | 0 | 10.5 |  |  |  |  | R-410A | 2.0667 | Residential & Commercial | USHP | Ducted CEE Tier 1
211240100 | Central HP <5.4 tons | CARRIER | HRCU-A-CB (Split System: Heat Pump with Remote Outdoor Unit-Air-Source) | 38MURAQ24AB3* |  |  | CNPV*3017AL* | 58S(B,C)*A090E17**14 | 24600 | 16.5 | 8.1 | 26400 | 22600 | 85.61% | 1.86 | 0 | 10.5 |  |  |  |  | R-410A | 2.05 | Residential & Commercial | USHP | Ducted CEE Tier 1
211240102 | Central HP <5.4 tons | CARRIER | HRCU-A-CB (Split System: Heat Pump with Remote Outdoor Unit-Air-Source) | 38MURAQ24AB3* |  |  | CNPV*3017AL* | 59SC2D060E17**14 | 24400 | 16.5 | 8.1 | 26400 | 22800 | 86.36% | 1.88 | 0 | 10.5 |  |  |  |  | R-410A | 2.0333 | Residential & Commercial | USHP | Ducted CEE Tier 1
211240118 | Central HP <5.4 tons | CARRIER | HRCU-A-CB (Split System: Heat Pump with Remote Outdoor Unit-Air-Source) | 38MURAQ24AB3* |  |  | CNPV*3617AL* | 59SP6A060V14**12 | 23600 | 16.5 | 8.1 | 25800 | 23800 | 92.25% | 1.98 | 0 | 10 |  |  |  |  | R-410A | 1.9667 | Residential & Commercial | USHP | Ducted CEE Tier 1
211240125 | Central HP <5.4 tons | CARRIER | HRCU-A-CB (Split System: Heat Pump with Remote Outdoor Unit-Air-Source) | 38MURAQ24AB3* |  |  | CNPV*3617AL* | 58SP*A070V17**16 | 23800 | 16.5 | 8.1 | 26000 | 23200 | 89.23% | 1.92 | 0 | 10.5 |  |  |  |  | R-410A | 1.9833 | Residential & Commercial | USHP | Ducted CEE Tier 1
211240209 | Central HP <5.4 tons | CARRIER | HRCU-A-CB (Split System: Heat Pump with Remote Outdoor Unit-Air-Source) | 38MURAQ24AB3* |  |  | FB4CNF030L | 0 | 24000 | 17 | 8.5 | 26200 | 23400 | 89.31% | 1.94 | 0 | 10 |  |  |  |  | R-410A | 2 | Residential & Commercial | USHP | Ducted CEE Tier 1
211240211 | Central HP <5.4 tons | CARRIER | HRCU-A-CB (Split System: Heat Pump with Remote Outdoor Unit-Air-Source) | 38MURAQ24AB3* |  |  | FB4CNP030L | 0 | 24000 | 17 | 8.5 | 26200 | 23400 | 89.31% | 1.94 | 0 | 10 |  |  |  |  | R-410A | 2 | Residential & Commercial | USHP | Ducted CEE Tier 1
212978114 | Central HP <5.4 tons | CARRIER | HRCU-A-CB (Split System: Heat Pump with Remote Outdoor Unit-Air-Source) | 38MURAQ24AB3* |  |  | CAP**3014AL* | 58S(B,C)*B070M14**12 | 23400 | 17 | 8.5 | 26200 | 24800 | 94.66% | 2.08 | 0 | 10 |  |  |  |  | R-410A | 1.95 | Residential & Commercial | USHP | Ducted CEE Tier 1
212978675 | Central HP <5.4 tons | CARRIER | HRCU-A-CB (Split System: Heat Pump with Remote Outdoor Unit-Air-Source) | 38MURAQ24AB3* |  |  | CAP**3717AL* | 58S(B,C)*B070M17**12 | 24200 | 17.5 | 8.5 | 25200 | 22000 | 87.3% | 1.84 | 0 | 10 |  |  |  |  | R-410A | 2.0167 | Residential & Commercial | USHP | Ducted CEE Tier 1
212979845 | Central HP <5.4 tons | CARRIER | HRCU-A-CB (Split System: Heat Pump with Remote Outdoor Unit-Air-Source) | 38MURAQ24AB3* |  |  | CAP**3617AL* | 58S(B,C)*B090M17**14 | 23800 | 17 | 8.5 | 26200 | 23800 | 90.84% | 1.98 | 0 | 10 |  |  |  |  | R-410A | 1.9833 | Residential & Commercial | USHP | Ducted CEE Tier 1
212982696 | Central HP <5.4 tons | CARRIER | HRCU-A-CB (Split System: Heat Pump with Remote Outdoor Unit-Air-Source) | 38MURAQ24AB3* |  |  | CAP**3621AL* | 58SU*B080M21**20 | 23600 | 17.5 | 8.5 | 25600 | 23400 | 91.41% | 1.94 | 0 | 10 |  |  |  |  | R-410A | 1.9667 | Residential & Commercial | USHP | Ducted CEE Tier 1
213739485 | Central HP <5.4 tons | DAY & NIGHT | HRCU-A-CB (Split System: Heat Pump with Remote Outdoor Unit-Air-Source) | DLCURAH18ABK | ADP |  | FG32936 | *80MS(N,L)0451412A* | 17100 | 16 | 8.5 | 16800 | 19400 | 115.5% | 2.4 | 0 | 10.5 |  |  |  |  | R-410A | 1.425 | Residential & Commercial | USHP | Ducted CEE Tier 1
213739503 | Central HP <5.4 tons | DAY & NIGHT | HRCU-A-CB (Split System: Heat Pump with Remote Outdoor Unit-Air-Source) | DLCURAH18ABK | ADP |  | FG32936 | *80MS(N,L)0701712A* | 17000 | 16 | 8.5 | 16800 | 18800 | 111.9% | 2.32 | 0 | 10.5 |  |  |  |  | R-410A | 1.4167 | Residential & Commercial | USHP | Ducted CEE Tier 1
213739510 | Central HP <5.4 tons | DAY & NIGHT | HRCU-A-CB (Split System: Heat Pump with Remote Outdoor Unit-Air-Source) | DLCURAH18ABK | ADP |  | PL36H175P069 | *80MSU0401712A* | 17600 | 16 | 8.5 | 16900 | 18700 | 110.7% | 2.3 | 0 | 11 |  |  |  |  | R-410A | 1.4667 | Residential & Commercial | USHP | Ducted CEE Tier 1
213739542 | Central HP <5.4 tons | DAY & NIGHT | HRCU-A-CB (Split System: Heat Pump with Remote Outdoor Unit-Air-Source) | DLCURAH18ABK | ADP |  | V,G36H175P159 | *92MSN0401712A* | 17300 | 15.2 | 8.5 | 16500 | 18400 | 111.5% | 2.24 | 0 | 10.5 |  |  |  |  | R-410A | 1.4417 | Residential & Commercial | USHP | Ducted CEE Tier 1
213739553 | Central HP <5.4 tons | DAY & NIGHT | HRCU-A-CB (Split System: Heat Pump with Remote Outdoor Unit-Air-Source) | DLCURAH18ABK | ADP |  | V,G36H***P449 | *92MSN0601412A* | 17500 | 16 | 8.5 | 16900 | 18800 | 111.2% | 2.3 | 0 | 11 |  |  |  |  | R-410A | 1.4583 | Residential & Commercial | USHP | Ducted CEE Tier 1
213739558 | Central HP <5.4 tons | DAY & NIGHT | HRCU-A-CB (Split System: Heat Pump with Remote Outdoor Unit-Air-Source) | DLCURAH18ABK | ADP |  | FG33936 | *95MSU0401712A* | 17500 | 16 | 8.5 | 17100 | 18700 | 109.4% | 2.3 | 0 | 10.5 |  |  |  |  | R-410A | 1.4583 | Residential & Commercial | USHP | Ducted CEE Tier 1
213739560 | Central HP <5.4 tons | DAY & NIGHT | HRCU-A-CB (Split System: Heat Pump with Remote Outdoor Unit-Air-Source) | DLCURAH18ABK | ADP |  | V,G36H175P159 | *95MSU0401712A* | 17400 | 16 | 8.1 | 16400 | 18300 | 111.6% | 2.24 | 0 | 11 |  |  |  |  | R-410A | 1.45 | Residential & Commercial | USHP | Ducted CEE Tier 1
213739567 | Central HP <5.4 tons | DAY & NIGHT | HRCU-A-CB (Split System: Heat Pump with Remote Outdoor Unit-Air-Source) | DLCURAH18ABK | ADP |  | FG33936 | *96MSN0261410A* | 17100 | 20 | 8.1 | 16700 | 18800 | 112.6% | 2.3 | 0 | 10 |  |  |  |  | R-410A | 1.425 | Residential & Commercial | USHP | Ducted CEE Tier 1
213739587 | Central HP <5.4 tons | DAY & NIGHT | HRCU-A-CB (Split System: Heat Pump with Remote Outdoor Unit-Air-Source) | DLCURAH18ABK | ADP |  | V,G36H175P159 | *96MSN0401712A* | 17500 | 15.2 | 8.5 | 17100 | 18800 | 109.9% | 2.3 | 0 | 10.5 |  |  |  |  | R-410A | 1.4583 | Residential & Commercial | USHP | Ducted CEE Tier 1
213739592 | Central HP <5.4 tons | DAY & NIGHT | HRCU-A-CB (Split System: Heat Pump with Remote Outdoor Unit-Air-Source) | DLCURAH18ABK | ADP |  | PL36H175P069 | *96MSN0601412A* | 17500 | 16 | 8.1 | 16400 | 18200 | 111% | 2.24 | 0 | 11 |  |  |  |  | R-410A | 1.4583 | Residential & Commercial | USHP | Ducted CEE Tier 1
213739594 | Central HP <5.4 tons | DAY & NIGHT | HRCU-A-CB (Split System: Heat Pump with Remote Outdoor Unit-Air-Source) | DLCURAH18ABK | ADP |  | FG33936 | *96MSN0601412A* | 17400 | 16 | 8.5 | 17000 | 19400 | 114.1% | 2.38 | 0 | 10.5 |  |  |  |  | R-410A | 1.45 | Residential & Commercial | USHP | Ducted CEE Tier 1
213739612 | Central HP <5.4 tons | DAY & NIGHT | HRCU-A-CB (Split System: Heat Pump with Remote Outdoor Unit-Air-Source) | DLCURAH18ABK | ADP |  | FG33936 | *96VSN0401712B* | 17100 | 16 | 8.5 | 16600 | 19000 | 114.5% | 2.34 | 0 | 10.5 |  |  |  |  | R-410A | 1.425 | Residential & Commercial | USHP | Ducted CEE Tier 1
213739619 | Central HP <5.4 tons | DAY & NIGHT | HRCU-A-CB (Split System: Heat Pump with Remote Outdoor Unit-Air-Source) | DLCURAH18ABK | ADP |  | PL36H175P069 | *96VSN0601412B* | 17500 | 16 | 8.1 | 16400 | 18300 | 111.6% | 2.24 | 0 | 11 |  |  |  |  | R-410A | 1.4583 | Residential & Commercial | USHP | Ducted CEE Tier 1
215290422 | Central HP <5.4 tons | AIRQUEST | HRCU-A-CB (Split System: Heat Pump with Remote Outdoor Unit-Air-Source) | DLCURAH18ABK | ADP |  | H,GE30924 | *96VTN0801716B* | 16800 | 15.2 | 8.5 | 17100 | 18700 | 109.4% | 2.3 | 0 | 10.5 |  |  |  |  | R-410A | 1.4 | Residential & Commercial | USHP | Ducted CEE Tier 1
215290137 | Central HP <5.4 tons | AIRQUEST | HRCU-A-CB (Split System: Heat Pump with Remote Outdoor Unit-Air-Source) | DLCURAH18ABK | ADP |  | H,GE24936 | *96VTN0401712B* | 17200 | 16 | 8.5 | 16600 | 19000 | 114.5% | 2.34 | 0 | 10.5 |  |  |  |  | R-410A | 1.4333 | Residential & Commercial | USHP | Ducted CEE Tier 1
215290173 | Central HP <5.4 tons | AIRQUEST | HRCU-A-CB (Split System: Heat Pump with Remote Outdoor Unit-Air-Source) | DLCURAH18ABK | ADP |  | HE8J936 | *96VTN0401712B* | 17200 | 16 | 8.5 | 16600 | 19000 | 114.5% | 2.34 | 0 | 10.5 |  |  |  |  | R-410A | 1.4333 | Residential & Commercial | USHP | Ducted CEE Tier 1
215290204 | Central HP <5.4 tons | AIRQUEST | HRCU-A-CB (Split System: Heat Pump with Remote Outdoor Unit-Air-Source) | DLCURAH18ABK | ADP |  | H,GG35936 | *96VTN0601412A* | 18000 | 16 | 8.5 | 17000 | 18000 | 105.9% | 2.22 | 0 | 11 |  |  |  |  | R-410A | 1.5 | Residential & Commercial | USHP | Ducted CEE Tier 1
215290205 | Central HP <5.4 tons | AIRQUEST | HRCU-A-CB (Split System: Heat Pump with Remote Outdoor Unit-Air-Source) | DLCURAH18ABK | ADP |  | H,GG36936 | *96VTN0601412A* | 18000 | 16 | 8.5 | 17000 | 18000 | 105.9% | 2.22 | 0 | 11 |  |  |  |  | R-410A | 1.5 | Residential & Commercial | USHP | Ducted CEE Tier 1
215290224 | Central HP <5.4 tons | AIRQUEST | HRCU-A-CB (Split System: Heat Pump with Remote Outdoor Unit-Air-Source) | DLCURAH18ABK | ADP |  | H,GG31924 | *96VTN0601412B* | 17000 | 16 | 8.5 | 16900 | 19400 | 114.8% | 2.38 | 0 | 10 |  |  |  |  | R-410A | 1.4167 | Residential & Commercial | USHP | Ducted CEE Tier 1
215290256 | Central HP <5.4 tons | AIRQUEST | HRCU-A-CB (Split System: Heat Pump with Remote Outdoor Unit-Air-Source) | DLCURAH18ABK | ADP |  | HE7J936 | *96VTN0601412B* | 17300 | 16 | 8.5 | 16900 | 19400 | 114.8% | 2.38 | 0 | 10.5 |  |  |  |  | R-410A | 1.4417 | Residential & Commercial | USHP | Ducted CEE Tier 1
215290272 | Central HP <5.4 tons | AIRQUEST | HRCU-A-CB (Split System: Heat Pump with Remote Outdoor Unit-Air-Source) | DLCURAH18ABK | ADP |  | H,GE31930 | *96VTN0601714A* | 17100 | 15.2 | 8.5 | 17000 | 18700 | 110% | 2.3 | 0 | 10 |  |  |  |  | R-410A | 1.425 | Residential & Commercial | USHP | Ducted CEE Tier 1
212984114 | Central HP <5.4 tons | COMFORTMAKER | HRCU-A-CB (Split System: Heat Pump with Remote Outdoor Unit-Air-Source) | DLCURAH24ABK |  |  | EN(A,D)4X24L17** | *92MSN0601714A* | 23200 | 16.5 | 8.5 | 26800 | 25400 | 94.78% | 2.14 | 0 | 10 |  |  |  |  | R-410A | 1.9333 | Residential & Commercial | USHP | Ducted CEE Tier 1
212984618 | Central HP <5.4 tons | COMFORTMAKER | HRCU-A-CB (Split System: Heat Pump with Remote Outdoor Unit-Air-Source) | DLCURAH24ABK |  |  | EA*4X36L21A* | *92MSN0801716A* | 23800 | 17.5 | 8.5 | 26200 | 23800 | 90.84% | 2 | 0 | 10 |  |  |  |  | R-410A | 1.9833 | Residential & Commercial | USHP | Ducted CEE Tier 1
216779089 | Central HP <5.4 tons | BRYANT HEATING AND COOLING SYSTEMS | HRCU-A-CB (Split System: Heat Pump with Remote Outdoor Unit-Air-Source) | 288BNV037*0**A* | ADP |  | H,PG1K*36+TXV | 987MC60060C21*** | 32000 | 17 | 8.1 | 31400 | 24600 | 78.34% | 1.94 | 0 | 11.5 |  |  |  |  | R-410A | 2.6667 | Residential & Commercial | USHP | Ducted CEE Tier 1
213779396 | Central HP <5.4 tons | BRYANT HEATING AND COOLING SYSTEMS | HRCU-A-CB (Split System: Heat Pump with Remote Outdoor Unit-Air-Source) | 288BNV037*0**A* |  |  | CAP**4821AL*+UI | 88*TB60090C21*** | 32200 | 17 | 8.1 | 32600 | 24800 | 76.07% | 1.98 | 0 | 11 |  |  |  |  | R-410A | 2.6833 | Residential & Commercial | USHP | Ducted CEE Tier 1
216981227 | Central HP <5.4 tons | BRYANT HEATING AND COOLING SYSTEMS | HRCU-A-CB (Split System: Heat Pump with Remote Outdoor Unit-Air-Source) | 290VAN036**AA* | ADP |  | PL36H175P15*+TXV | 935CB48060C17*** | 33600 | 17 | 9 | 33600 | 24800 | 73.81% | 1.88 | 0 | 9.5 |  |  |  |  | R-454B | 2.8 | Residential & Commercial | USHP
216981236 | Central HP <5.4 tons | BRYANT HEATING AND COOLING SYSTEMS | HRCU-A-CB (Split System: Heat Pump with Remote Outdoor Unit-Air-Source) | 290VAN036**AA* | ADP |  | PL36H210P74*+TXV | 935CB60080C21*** | 32600 | 17 | 9 | 33800 | 24800 | 73.37% | 1.9 | 0 | 9.5 |  |  |  |  | R-454B | 2.7167 | Residential & Commercial | USHP
216981252 | Central HP <5.4 tons | BRYANT HEATING AND COOLING SYSTEMS | HRCU-A-CB (Split System: Heat Pump with Remote Outdoor Unit-Air-Source) | 290VAN036**AA* | ADP |  | A36VCA*+TXV | 986TD42080C17*** | 33000 | 18 | 9 | 33600 | 24800 | 73.81% | 1.88 | 0 | 9 |  |  |  |  | R-454B | 2.75 | Residential & Commercial | USHP
216981295 | Central HP <5.4 tons | BRYANT HEATING AND COOLING SYSTEMS | HRCU-A-CB (Split System: Heat Pump with Remote Outdoor Unit-Air-Source) | 290VAN036**AA* | ADP |  | C36A***L53*+TXV | 987MC60060C21*** | 34200 | 18 | 9 | 32800 | 24600 | 75% | 1.9 | 0 | 10 |  |  |  |  | R-454B | 2.85 | Residential & Commercial | USHP | Ducted CEE Tier 1
216981911 | Central HP <5.4 tons | BRYANT HEATING AND COOLING SYSTEMS | HRCU-A-CB (Split System: Heat Pump with Remote Outdoor Unit-Air-Source) | 293VAN060**AA* | ADP |  | C60A***L16*+TXV | 935CB66100C21*** | 55000 | 18 | 8.5 | 58500 | 45000 | 76.92% | 2.08 | 0 | 11 |  |  |  |  | R-454B | 4.5833 | Residential & Commercial | USHP | Ducted CEE Tier 1
216981384 | Central HP <5.4 tons | BRYANT HEATING AND COOLING SYSTEMS | HRCU-A-CB (Split System: Heat Pump with Remote Outdoor Unit-Air-Source) | 290VAN048**AA* | ADP |  | A60VHA*+TXV | 987MC60080C21*** | 45000 | 18 | 9 | 45500 | 33200 | 72.97% | 2.06 | 0 | 10 |  |  |  |  | R-454B | 3.75 | Residential & Commercial | USHP | Ducted CEE Tier 1
216981402 | Central HP <5.4 tons | BRYANT HEATING AND COOLING SYSTEMS | HRCU-A-CB (Split System: Heat Pump with Remote Outdoor Unit-Air-Source) | 290VAN048**AA* | ADP |  | V,C48H210P16*+TXV | 987MC66100C21*** | 44000 | 18 | 9 | 45500 | 33200 | 72.97% | 2.06 | 0 | 9.5 |  |  |  |  | R-454B | 3.6667 | Residential & Commercial | USHP
213739520 | Central HP <5.4 tons | DAY & NIGHT | HRCU-A-CB (Split System: Heat Pump with Remote Outdoor Unit-Air-Source) | DLCURAH18ABK | ADP |  | PL36H175P069 | *80VSL0451412B* | 17700 | 16 | 8.5 | 17100 | 18700 | 109.4% | 2.3 | 0 | 11 |  |  |  |  | R-410A | 1.475 | Residential & Commercial | USHP | Ducted CEE Tier 1
213739550 | Central HP <5.4 tons | DAY & NIGHT | HRCU-A-CB (Split System: Heat Pump with Remote Outdoor Unit-Air-Source) | DLCURAH18ABK | ADP |  | PL36H175P159 | *92MSN0601412A* | 17500 | 16 | 8.5 | 16900 | 18800 | 111.2% | 2.3 | 0 | 11 |  |  |  |  | R-410A | 1.4583 | Residential & Commercial | USHP | Ducted CEE Tier 1
216494107 | Central HP <5.4 tons | BRYANT HEATING AND COOLING SYSTEMS | HRCU-A-CB (Split System: Heat Pump with Remote Outdoor Unit-Air-Source) | 290VAN024**AA* | ADP |  | CE(P,V)3621G34*+TXV | 88*TB66135C24*** | 23400 | 16 | 8.5 | 22400 | 16000 | 71.43% | 1.88 | 0 | 10 |  |  |  |  | R-454B | 1.95 | Residential & Commercial | USHP | Ducted CEE Tier 1
216982029 | Central HP <5.4 tons | BRYANT HEATING AND COOLING SYSTEMS | HRCU-A-CB (Split System: Heat Pump with Remote Outdoor Unit-Air-Source) | 290VAN024**AA* | ADP |  | A24VBA*+TXV | 986TD30040C14*** | 22600 | 16 | 8.5 | 22600 | 16600 | 73.45% | 1.84 | 0 | 9.5 |  |  |  |  | R-454B | 1.8833 | Residential & Commercial | USHP
216981654 | Central HP <5.4 tons | BRYANT HEATING AND COOLING SYSTEMS | HRCU-A-CB (Split System: Heat Pump with Remote Outdoor Unit-Air-Source) | 291VAN054**AA* | ADP |  | PL60H210P29*+TXV | 986TD60080C21*** | 48000 | 19 | 10.5 | 50500 | 53000 | 105% | 1.94 | 0 | 10.5 |  |  |  |  | R-454B | 4 | Residential & Commercial | USHP | Ducted CEE Tier 1
216981404 | Central HP <5.4 tons | BRYANT HEATING AND COOLING SYSTEMS | HRCU-A-CB (Split System: Heat Pump with Remote Outdoor Unit-Air-Source) | 290VAN048**AA* | ADP |  | C60A***L16*+TXV | 987MC66100C21*** | 43500 | 18 | 9 | 45500 | 33200 | 72.97% | 2.06 | 0 | 9.5 |  |  |  |  | R-454B | 3.625 | Residential & Commercial | USHP
216494140 | Central HP <5.4 tons | BRYANT HEATING AND COOLING SYSTEMS | HRCU-A-CB (Split System: Heat Pump with Remote Outdoor Unit-Air-Source) | 293VAN036**AA* | ADP |  | CE(P,V)3621G34*+TXV | 88*TB36070C14*** | 33000 | 19 | 9 | 33600 | 26600 | 79.17% | 1.92 | 0 | 10.5 |  |  |  |  | R-454B | 2.75 | Residential & Commercial | USHP | Ducted CEE Tier 1
216494187 | Central HP <5.4 tons | BRYANT HEATING AND COOLING SYSTEMS | HRCU-A-CB (Split System: Heat Pump with Remote Outdoor Unit-Air-Source) | 293VAN036**AA* | ADP |  | CE(P,V)3621G34*+TXV | 986TD60080C21*** | 32800 | 20 | 9.5 | 33000 | 26000 | 78.79% | 2.04 | 0 | 11 |  |  |  |  | R-454B | 2.7333 | Residential & Commercial | USHP | Ducted CEE Tier 1
212480121 | Central HP <5.4 tons | CARRIER | HRCU-A-CB (Split System: Heat Pump with Remote Outdoor Unit-Air-Source) | 38MURAQ24AB3* | ADP |  | C36A***L129 | 59SU5A060E17**16 | 24000 | 17 | 8.5 | 24600 | 22000 | 89.43% | 1.86 | 0 | 9.5 |  |  |  |  | R-410A | 2 | Residential & Commercial | USHP
212969530 | Central HP <5.4 tons | COMFORTMAKER | HRCU-A-CB (Split System: Heat Pump with Remote Outdoor Unit-Air-Source) | DLCURAH18ABK |  |  | EA*4X24L17A* | *80VSL0451412B* | 17700 | 16.5 | 8.5 | 18600 | 19300 | 103.8% | 2.32 | 0 | 10.5 |  |  |  |  | R-410A | 1.475 | Residential & Commercial | USHP | Ducted CEE Tier 1
212969580 | Central HP <5.4 tons | COMFORTMAKER | HRCU-A-CB (Split System: Heat Pump with Remote Outdoor Unit-Air-Source) | DLCURAH18ABK |  |  | EN(A,D)4X24L17** | *80VSL0451412B* | 17700 | 16.5 | 8.5 | 18700 | 19100 | 102.1% | 2.3 | 0 | 11 |  |  |  |  | R-410A | 1.475 | Residential & Commercial | USHP | Ducted CEE Tier 1
216981938 | Central HP <5.4 tons | BRYANT HEATING AND COOLING SYSTEMS | HRCU-A-CB (Split System: Heat Pump with Remote Outdoor Unit-Air-Source) | 293VAN060**AA* | ADP |  | V,C60H210P17*+TXV | 987MC60080C21*** | 55500 | 18 | 8.1 | 58500 | 45500 | 77.78% | 1.95 | 0 | 11 |  |  |  |  | R-454B | 4.625 | Residential & Commercial | USHP | Ducted CEE Tier 1
216981661 | Central HP <5.4 tons | BRYANT HEATING AND COOLING SYSTEMS | HRCU-A-CB (Split System: Heat Pump with Remote Outdoor Unit-Air-Source) | 291VAN054**AA* | ADP |  | V,C60H210P17*+TXV | 986TD60080C21*** | 49000 | 19 | 10.5 | 50500 | 53000 | 105% | 1.94 | 0 | 11 |  |  |  |  | R-454B | 4.0833 | Residential & Commercial | USHP | Ducted CEE Tier 1
216981693 | Central HP <5.4 tons | BRYANT HEATING AND COOLING SYSTEMS | HRCU-A-CB (Split System: Heat Pump with Remote Outdoor Unit-Air-Source) | 291VAN054**AA* | ADP |  | C60A***L16*+TXV | 987MC60080C21*** | 48000 | 19 | 10.5 | 50500 | 52000 | 103% | 2 | 0 | 10.5 |  |  |  |  | R-454B | 4 | Residential & Commercial | USHP | Ducted CEE Tier 1
213779156 | Central HP <5.4 tons | BRYANT HEATING AND COOLING SYSTEMS | HRCU-A-CB (Split System: Heat Pump with Remote Outdoor Unit-Air-Source) | 288BNV037*0**A* |  |  | CAP**4221AL*+UI | 986TD42080C17*** | 31600 | 17 | 8.1 | 33000 | 24600 | 74.55% | 1.86 | 0 | 10.5 |  |  |  |  | R-410A | 2.6333 | Residential & Commercial | USHP | Ducted CEE Tier 1
213779356 | Central HP <5.4 tons | BRYANT HEATING AND COOLING SYSTEMS | HRCU-A-CB (Split System: Heat Pump with Remote Outdoor Unit-Air-Source) | 288BNV037*0**A* |  |  | CAP**4321AL*+UI | 986TD66100C21*** | 33000 | 17 | 8.5 | 32600 | 25000 | 76.69% | 1.98 | 0 | 11.5 |  |  |  |  | R-410A | 2.75 | Residential & Commercial | USHP | Ducted CEE Tier 1
213739631 | Central HP <5.4 tons | DAY & NIGHT | HRCU-A-CB (Split System: Heat Pump with Remote Outdoor Unit-Air-Source) | DLCURAH18ABK | ADP |  | PL36H175P159 | *96VTN0401410B* | 17300 | 16 | 8.5 | 16500 | 18500 | 112.1% | 2.26 | 0 | 10.5 |  |  |  |  | R-410A | 1.4417 | Residential & Commercial | USHP | Ducted CEE Tier 1
212972641 | Central HP <5.4 tons | CARRIER | HRCU-A-CB (Split System: Heat Pump with Remote Outdoor Unit-Air-Source) | 38MURAQ36AB3* |  |  | CAP**4824AL* | 58TP*B135V24**22 | 35800 | 16.5 | 8.5 | 37800 | 34600 | 91.53% | 2.02 | 0 | 10 |  |  |  |  | R-410A | 2.9833 | Residential & Commercial | USHP | Ducted CEE Tier 1
212974052 | Central HP <5.4 tons | CARRIER | HRCU-A-CB (Split System: Heat Pump with Remote Outdoor Unit-Air-Source) | 38MURAQ36AB3* |  |  | CAP**4821AL* | 59SP6B080V17**16 | 35400 | 16 | 8.1 | 37800 | 34800 | 92.06% | 2 | 0 | 10 |  |  |  |  | R-410A | 2.95 | Residential & Commercial | USHP | Ducted CEE Tier 1
216981854 | Central HP <5.4 tons | BRYANT HEATING AND COOLING SYSTEMS | HRCU-A-CB (Split System: Heat Pump with Remote Outdoor Unit-Air-Source) | 293VAN048**AA* | ADP |  | C60A***L18*+TXV | 986TD66100C21*** | 44500 | 21 | 9.5 | 46500 | 36400 | 78.28% | 2 | 0 | 10.5 |  |  |  |  | R-454B | 3.7083 | Residential & Commercial | USHP | Ducted CEE Tier 1
213739559 | Central HP <5.4 tons | DAY & NIGHT | HRCU-A-CB (Split System: Heat Pump with Remote Outdoor Unit-Air-Source) | DLCURAH18ABK | ADP |  | PL36H175P159 | *95MSU0401712A* | 17400 | 16 | 8.1 | 16400 | 18300 | 111.6% | 2.24 | 0 | 11 |  |  |  |  | R-410A | 1.45 | Residential & Commercial | USHP | Ducted CEE Tier 1
213739600 | Central HP <5.4 tons | DAY & NIGHT | HRCU-A-CB (Split System: Heat Pump with Remote Outdoor Unit-Air-Source) | DLCURAH18ABK | ADP |  | PL36H***P039 | *96VSN0401410B* | 16600 | 17 | 8.5 | 16600 | 19000 | 114.5% | 2.34 | 0 | 10 |  |  |  |  | R-410A | 1.3833 | Residential & Commercial | USHP | Ducted CEE Tier 1
213779496 | Central HP <5.4 tons | BRYANT HEATING AND COOLING SYSTEMS | HRCU-A-CB (Split System: Heat Pump with Remote Outdoor Unit-Air-Source) | 288BNV037*0**A* |  |  | CAP**4824AL*+UI | 88*TB60110C21*** | 32400 | 17.5 | 8.5 | 32200 | 24800 | 77.02% | 1.98 | 0 | 11.5 |  |  |  |  | R-410A | 2.7 | Residential & Commercial | USHP | Ducted CEE Tier 1
213779546 | Central HP <5.4 tons | BRYANT HEATING AND COOLING SYSTEMS | HRCU-A-CB (Split System: Heat Pump with Remote Outdoor Unit-Air-Source) | 288BNV037*0**A* |  |  | CAP**4824AL*+UI | 986TD66120C24*** | 32400 | 17 | 8.5 | 32400 | 24800 | 76.54% | 1.98 | 0 | 11 |  |  |  |  | R-410A | 2.7 | Residential & Commercial | USHP | Ducted CEE Tier 1
216494127 | Central HP <5.4 tons | BRYANT HEATING AND COOLING SYSTEMS | HRCU-A-CB (Split System: Heat Pump with Remote Outdoor Unit-Air-Source) | 290VAN048**AA* | ADP |  | CE(P,V)4824G1K*+TXV | 88*TB36070C14*** | 44500 | 16 | 8.5 | 47500 | 33800 | 71.16% | 1.94 | 0 | 9 |  |  |  |  | R-454B | 3.7083 | Residential & Commercial | USHP
216494134 | Central HP <5.4 tons | BRYANT HEATING AND COOLING SYSTEMS | HRCU-A-CB (Split System: Heat Pump with Remote Outdoor Unit-Air-Source) | 290VAN048**AA* | ADP |  | CE(P,V)4824G1K*+TXV | 987MC42080C17*** | 44000 | 17 | 9 | 47000 | 34200 | 72.77% | 2.04 | 0 | 9 |  |  |  |  | R-454B | 3.6667 | Residential & Commercial | USHP
213367374 | Central HP <5.4 tons | CARRIER | HRCU-A-CB (Split System: Heat Pump with Remote Outdoor Unit-Air-Source) | 38MURAQ24AB3* | ADP |  | H,PG31930 | 59TP6C060V17**16 | 22800 | 16 | 8.5 | 25200 | 26200 | 104% | 2.26 | 0 | 9.5 |  |  |  |  | R-410A | 1.9 | Residential & Commercial | USHP
213367383 | Central HP <5.4 tons | CARRIER | HRCU-A-CB (Split System: Heat Pump with Remote Outdoor Unit-Air-Source) | 38MURAQ24AB3* | ADP |  | H,PG9J936 | 59TP6C100V21**22 | 23800 | 17 | 8.5 | 24800 | 23400 | 94.35% | 1.98 | 0 | 10.5 |  |  |  |  | R-410A | 1.9833 | Residential & Commercial | USHP | Ducted CEE Tier 1
212979501 | Central HP <5.4 tons | CARRIER | HRCU-A-CB (Split System: Heat Pump with Remote Outdoor Unit-Air-Source) | 38MURAQ24AB3* |  |  | CAP**3721AL* | 58S(B,C)*B070M21**16 | 24400 | 17 | 8.5 | 25200 | 21200 | 84.13% | 1.8 | 0 | 10.5 |  |  |  |  | R-410A | 2.0333 | Residential & Commercial | USHP | Ducted CEE Tier 1
212980982 | Central HP <5.4 tons | CARRIER | HRCU-A-CB (Split System: Heat Pump with Remote Outdoor Unit-Air-Source) | 38MURAQ24AB3* |  |  | CAP**3621AL* | 58S(B,C)*B110M21**20 | 23600 | 17.5 | 8.5 | 26200 | 23800 | 90.84% | 2 | 0 | 10 |  |  |  |  | R-410A | 1.9667 | Residential & Commercial | USHP | Ducted CEE Tier 1
212981784 | Central HP <5.4 tons | CARRIER | HRCU-A-CB (Split System: Heat Pump with Remote Outdoor Unit-Air-Source) | 38MURAQ24AB3* |  |  | CNPV*3017AL* | 58SU*B040M17**12 | 23800 | 16.5 | 8.5 | 25800 | 23800 | 92.25% | 1.98 | 0 | 10.5 |  |  |  |  | R-410A | 1.9833 | Residential & Commercial | USHP | Ducted CEE Tier 1
212982252 | Central HP <5.4 tons | CARRIER | HRCU-A-CB (Split System: Heat Pump with Remote Outdoor Unit-Air-Source) | 38MURAQ24AB3* |  |  | CAP**2517AL* | 58SU*B060M17**16 | 24200 | 17.5 | 8.5 | 25200 | 21200 | 84.13% | 1.8 | 0 | 10 |  |  |  |  | R-410A | 2.0167 | Residential & Commercial | USHP | Ducted CEE Tier 1
214625004 | Central HP <5.4 tons | CARRIER | HRCU-A-CB (Split System: Heat Pump with Remote Outdoor Unit-Air-Source) | 38MURAQ48AB3* | ADP |  | PL60H210P299 | 58SU*B100M21**20 | 46500 | 15.2 | 8.1 | 48000 | 34000 | 70.83% | 1.92 | 0 | 9.5 |  |  |  |  | R-410A | 3.875 | Residential & Commercial | USHP
213779576 | Central HP <5.4 tons | BRYANT HEATING AND COOLING SYSTEMS | HRCU-A-CB (Split System: Heat Pump with Remote Outdoor Unit-Air-Source) | 288BNV037*0**A* |  |  | CAP**6024AL*+UI | 88*TB66135C24*** | 32800 | 17.5 | 8.1 | 31800 | 24600 | 77.36% | 1.98 | 0 | 11.5 |  |  |  |  | R-410A | 2.7333 | Residential & Commercial | USHP | Ducted CEE Tier 1
213779796 | Central HP <5.4 tons | BRYANT HEATING AND COOLING SYSTEMS | HRCU-A-CB (Split System: Heat Pump with Remote Outdoor Unit-Air-Source) | 288BNV037*0**A* |  |  | CAP**6124AL*+UI | 986TD66100C21*** | 33200 | 17.5 | 8.5 | 32000 | 24800 | 77.5% | 2 | 0 | 11.7 |  |  |  |  | R-410A | 2.7667 | Residential & Commercial | USHP | Ducted CEE Tier 1
214138028 | Central HP <5.4 tons | GREE | HRCU-A-C (Split System: Heat Pump with Remote Outdoor Unit with No Indoor Fan --Air Source) | GUD42W2/D-D(U) |  |  | GCAT24*/NAA | 0 | 23000 | 15.2 | 8.5 | 24000 | 19500 | 81.25% | 1.8 | 0 | 11 |  |  |  |  | R-410A | 1.9167 | Residential & Commercial | USHP | Ducted CEE Tier 1
216983424 | Central HP <5.4 tons | BRYANT HEATING AND COOLING SYSTEMS | HRCU-A-CB (Split System: Heat Pump with Remote Outdoor Unit-Air-Source) | 37MUHAQ24AA3 | ADP |  | V,C36H***P03*+TXV | 916SA36060M14*** | 21200 | 15.2 | 8.5 | 19400 | 18800 | 96.91% | 1.98 | 0 | 10 |  |  |  |  | R-454B | 1.7667 | Residential & Commercial | USHP | Ducted CEE Tier 1
213739611 | Central HP <5.4 tons | DAY & NIGHT | HRCU-A-CB (Split System: Heat Pump with Remote Outdoor Unit-Air-Source) | DLCURAH18ABK | ADP |  | FG32936 | *96VSN0401712B* | 16900 | 16 | 8.5 | 16600 | 19000 | 114.5% | 2.34 | 0 | 10 |  |  |  |  | R-410A | 1.4083 | Residential & Commercial | USHP | Ducted CEE Tier 1
213739643 | Central HP <5.4 tons | DAY & NIGHT | HRCU-A-CB (Split System: Heat Pump with Remote Outdoor Unit-Air-Source) | DLCURAH18ABK | ADP |  | FG35936 | *96VTN0401712B* | 17300 | 16 | 8.5 | 16400 | 18400 | 112.2% | 2.24 | 0 | 10.5 |  |  |  |  | R-410A | 1.4417 | Residential & Commercial | USHP | Ducted CEE Tier 1
212971412 | Central HP <5.4 tons | CARRIER | HRCU-A-CB (Split System: Heat Pump with Remote Outdoor Unit-Air-Source) | 38MURAQ24AB3* |  |  | CNPV*3014AL* | 58TP*B070V14**12 | 23600 | 17 | 8.5 | 26400 | 24200 | 91.67% | 2.02 | 0 | 10.5 |  |  |  |  | R-410A | 1.9667 | Residential & Commercial | USHP | Ducted CEE Tier 1
212971975 | Central HP <5.4 tons | CARRIER | HRCU-A-CB (Split System: Heat Pump with Remote Outdoor Unit-Air-Source) | 38MURAQ24AB3* |  |  | CAP**2417AL* | 58TP*B090V17**16 | 23200 | 17 | 8.5 | 26800 | 27200 | 101.5% | 2.32 | 0 | 10 |  |  |  |  | R-410A | 1.9333 | Residential & Commercial | USHP | Ducted CEE Tier 1
216981411 | Central HP <5.4 tons | BRYANT HEATING AND COOLING SYSTEMS | HRCU-A-CB (Split System: Heat Pump with Remote Outdoor Unit-Air-Source) | 290VAN060**AA* | ADP |  | PL60H210P29*+TXV | 935CB60080C21*** | 53500 | 18 | 8.5 | 57500 | 41500 | 72.17% | 1.9 | 0 | 8 |  |  |  |  | R-454B | 4.4583 | Residential & Commercial | USHP
216981436 | Central HP <5.4 tons | BRYANT HEATING AND COOLING SYSTEMS | HRCU-A-CB (Split System: Heat Pump with Remote Outdoor Unit-Air-Source) | 290VAN060**AA* | ADP |  | V,C60H210P29*+TXV | 986TD66100C21*** | 53500 | 18 | 9 | 58000 | 41500 | 71.55% | 2.02 | 0 | 8.5 |  |  |  |  | R-454B | 4.4583 | Residential & Commercial | USHP
216981454 | Central HP <5.4 tons | BRYANT HEATING AND COOLING SYSTEMS | HRCU-A-CB (Split System: Heat Pump with Remote Outdoor Unit-Air-Source) | 290VAN060**AA* | ADP |  | A60VHA*+TXV | 987MC60080C21*** | 55500 | 18 | 9 | 58000 | 41500 | 71.55% | 2.02 | 0 | 9 |  |  |  |  | R-454B | 4.625 | Residential & Commercial | USHP
216981711 | Central HP <5.4 tons | BRYANT HEATING AND COOLING SYSTEMS | HRCU-A-CB (Split System: Heat Pump with Remote Outdoor Unit-Air-Source) | 293VAN036**AA* | ADP |  | PL36H210P29*+TXV | 935CB48060C17*** | 33200 | 19 | 9.5 | 33400 | 26400 | 79.04% | 2.02 | 0 | 11 |  |  |  |  | R-454B | 2.7667 | Residential & Commercial | USHP | Ducted CEE Tier 1
216981720 | Central HP <5.4 tons | BRYANT HEATING AND COOLING SYSTEMS | HRCU-A-CB (Split System: Heat Pump with Remote Outdoor Unit-Air-Source) | 293VAN036**AA* | ADP |  | PL36H***P44*+TXV | 935CB48060C17*** | 33200 | 19 | 9.5 | 33400 | 26400 | 79.04% | 2.02 | 0 | 11 |  |  |  |  | R-454B | 2.7667 | Residential & Commercial | USHP | Ducted CEE Tier 1
216981779 | Central HP <5.4 tons | BRYANT HEATING AND COOLING SYSTEMS | HRCU-A-CB (Split System: Heat Pump with Remote Outdoor Unit-Air-Source) | 293VAN036**AA* | ADP |  | V,C36H175P13*+TXV | 987MC42080C17*** | 32400 | 19 | 9.5 | 33800 | 26800 | 79.29% | 2 | 0 | 11 |  |  |  |  | R-454B | 2.7 | Residential & Commercial | USHP | Ducted CEE Tier 1
212972007 | Central HP <5.4 tons | CARRIER | HRCU-A-CB (Split System: Heat Pump with Remote Outdoor Unit-Air-Source) | 38MURAQ24AB3* |  |  | CNPV*3017AL* | 58TP*B090V17**16 | 23400 | 17 | 8.5 | 26200 | 24600 | 93.89% | 2.06 | 0 | 10 |  |  |  |  | R-410A | 1.95 | Residential & Commercial | USHP | Ducted CEE Tier 1
212972952 | Central HP <5.4 tons | CARRIER | HRCU-A-CB (Split System: Heat Pump with Remote Outdoor Unit-Air-Source) | 38MURAQ24AB3* |  |  | CAP**3717AL* | 59SP6B040V14**10 | 23800 | 16.5 | 8.5 | 25600 | 22600 | 88.28% | 1.86 | 0 | 10 |  |  |  |  | R-410A | 1.9833 | Residential & Commercial | USHP | Ducted CEE Tier 1
214628372 | Central HP <5.4 tons | CARRIER | HRCU-A-CB (Split System: Heat Pump with Remote Outdoor Unit-Air-Source) | 38MURAQ24AB3* | ADP |  | PL36H175P159 | 59SC6A040M17**12 | 23400 | 16 | 8.5 | 24600 | 24000 | 97.56% | 2 | 0 | 9.5 |  |  |  |  | R-410A | 1.95 | Residential & Commercial | USHP
216626010 | Central HP <5.4 tons | GREE | HRCU-A-CB (Split System: Heat Pump with Remote Outdoor Unit-Air-Source) | FXE60HP230V1R32AO |  |  | FXE48HP230V1R32AH | 0 | 48000 | 20 | 9.5 | 48000 | 36000 | 75% | 2.18 | 0 | 11.7 |  |  |  |  | R-32 | 4 | Residential & Commercial | USHP | Ducted CEE Tier 1
214628470 | Central HP <5.4 tons | CARRIER | HRCU-A-CB (Split System: Heat Pump with Remote Outdoor Unit-Air-Source) | 38MURAQ24AB3* | ADP |  | PL36H210P749 | 59SU5B040M17**12 | 23200 | 17 | 8.5 | 24400 | 24000 | 98.36% | 2.02 | 0 | 10 |  |  |  |  | R-410A | 1.9333 | Residential & Commercial | USHP | Ducted CEE Tier 1
216981431 | Central HP <5.4 tons | BRYANT HEATING AND COOLING SYSTEMS | HRCU-A-CB (Split System: Heat Pump with Remote Outdoor Unit-Air-Source) | 290VAN060**AA* | ADP |  | PL60H210P17*+TXV | 986TD60080C21*** | 55000 | 18 | 9 | 58000 | 41500 | 71.55% | 2.02 | 0 | 8.5 |  |  |  |  | R-454B | 4.5833 | Residential & Commercial | USHP
216981432 | Central HP <5.4 tons | BRYANT HEATING AND COOLING SYSTEMS | HRCU-A-CB (Split System: Heat Pump with Remote Outdoor Unit-Air-Source) | 290VAN060**AA* | ADP |  | V,C60H210P17*+TXV | 986TD60080C21*** | 55000 | 18 | 9 | 58000 | 41500 | 71.55% | 2.02 | 0 | 8.5 |  |  |  |  | R-454B | 4.5833 | Residential & Commercial | USHP
216981467 | Central HP <5.4 tons | BRYANT HEATING AND COOLING SYSTEMS | HRCU-A-CB (Split System: Heat Pump with Remote Outdoor Unit-Air-Source) | 290VAN060**AA* | ADP |  | C60A***L19*+TXV | 987MC66100C21*** | 55500 | 18 | 9 | 58000 | 41500 | 71.55% | 2.02 | 0 | 9 |  |  |  |  | R-454B | 4.625 | Residential & Commercial | USHP
216494147 | Central HP <5.4 tons | BRYANT HEATING AND COOLING SYSTEMS | HRCU-A-CB (Split System: Heat Pump with Remote Outdoor Unit-Air-Source) | 293VAN036**AA* | ADP |  | CE(P,V)3621G34*+TXV | 987MC42060C17*** | 32400 | 19 | 9.5 | 32800 | 26000 | 79.27% | 2.04 | 0 | 10.5 |  |  |  |  | R-454B | 2.7 | Residential & Commercial | USHP | Ducted CEE Tier 1
216981734 | Central HP <5.4 tons | BRYANT HEATING AND COOLING SYSTEMS | HRCU-A-CB (Split System: Heat Pump with Remote Outdoor Unit-Air-Source) | 293VAN036**AA* | ADP |  | PL36H210P74*+TXV | 986TD42060C17*** | 32400 | 19 | 9.5 | 32600 | 26000 | 79.75% | 2.02 | 0 | 10.5 |  |  |  |  | R-454B | 2.7 | Residential & Commercial | USHP | Ducted CEE Tier 1
216981749 | Central HP <5.4 tons | BRYANT HEATING AND COOLING SYSTEMS | HRCU-A-CB (Split System: Heat Pump with Remote Outdoor Unit-Air-Source) | 293VAN036**AA* | ADP |  | PL36H***P44*+TXV | 986TD42080C17*** | 33200 | 20 | 9.5 | 33200 | 26200 | 78.92% | 2.02 | 0 | 11 |  |  |  |  | R-454B | 2.7667 | Residential & Commercial | USHP | Ducted CEE Tier 1
212983711 | Central HP <5.4 tons | COMFORTMAKER | HRCU-A-CB (Split System: Heat Pump with Remote Outdoor Unit-Air-Source) | DLCURAH18ABK |  |  | EN(A,D)4X24L17** | *92MSN0601412A* | 17500 | 16 | 8.5 | 18500 | 19200 | 103.8% | 2.3 | 0 | 11 |  |  |  |  | R-410A | 1.4583 | Residential & Commercial | USHP | Ducted CEE Tier 1
207455313 | Central HP <5.4 tons | LENNOX | HRCU-A-CB (Split System: Heat Pump with Remote Outdoor Unit-Air-Source) | SL25XPV-024-230A** | ADP |  | L*35/36U9 | SL280UH090V36B* | 22400 | 23 | 9.3 | 19800 | 20000 | 101% | 1.84 | 14 | 14.5 |  |  |  |  | R-410A | 1.8667 | Residential & Commercial | USHP | Ducted CEE Tier 1
213146400 | Central HP <5.4 tons | BRYANT HEATING AND COOLING SYSTEMS | HRCU-A-CB (Split System: Heat Pump with Remote Outdoor Unit-Air-Source) | 38MURAQ24AB3* | ADP |  | C36A***L159+AEFE3A* | 0 | 24200 | 18 | 9 | 25000 | 22600 | 90.4% | 1.92 | 0 | 10.5 |  |  |  |  | R-410A | 2.0167 | Residential & Commercial | USHP | Ducted CEE Tier 1
210599286 | Central HP <5.4 tons | HEIL | HRCU-A-CB (Split System: Heat Pump with Remote Outdoor Unit-Air-Source) | HVH837GKA** |  |  | EA*4X61L24A*+WALLCON | *95CSU0802120A* | 33200 | 18 | 8.5 | 32000 | 24800 | 77.5% | 2 | 0 | 11.5 |  |  |  |  | R-410A | 2.7667 | Residential & Commercial | USHP | Ducted CEE Tier 1
216626011 | Central HP <5.4 tons | GREE | HRCU-A-CB (Split System: Heat Pump with Remote Outdoor Unit-Air-Source) | FXE60HP230V1R32AO |  |  | FXE60HP230V1R32AH | 0 | 54000 | 19 | 9.5 | 54000 | 40000 | 74.07% | 2.24 | 0 | 11.7 |  |  |  |  | R-32 | 4.5 | Residential & Commercial | USHP | Ducted CEE Tier 1
212973696 | Central HP <5.4 tons | COMFORTMAKER | HRCU-A-CB (Split System: Heat Pump with Remote Outdoor Unit-Air-Source) | DLCURAH18ABK |  |  | EN(A,D)4X24L17** | *96VSN0801716B* | 17700 | 16 | 8.5 | 18700 | 19100 | 102.1% | 2.3 | 0 | 11 |  |  |  |  | R-410A | 1.475 | Residential & Commercial | USHP | Ducted CEE Tier 1
213739641 | Central HP <5.4 tons | DAY & NIGHT | HRCU-A-CB (Split System: Heat Pump with Remote Outdoor Unit-Air-Source) | DLCURAH18ABK | ADP |  | V,G36H175P159 | *96VTN0401712B* | 17400 | 16 | 8.5 | 16400 | 18400 | 112.2% | 2.24 | 0 | 10.5 |  |  |  |  | R-410A | 1.45 | Residential & Commercial | USHP | Ducted CEE Tier 1
213353767 | Central HP <5.4 tons | CARRIER | HRCU-A-CB (Split System: Heat Pump with Remote Outdoor Unit-Air-Source) | 38MURAQ24AB3* |  |  | F54AA*B24L* | 0 | 24400 | 17 | 9.5 | 26600 | 22800 | 85.71% | 1.9 | 0 | 10 |  |  |  |  | R-410A | 2.0333 | Residential & Commercial | USHP | Ducted CEE Tier 1
216981396 | Central HP <5.4 tons | BRYANT HEATING AND COOLING SYSTEMS | HRCU-A-CB (Split System: Heat Pump with Remote Outdoor Unit-Air-Source) | 290VAN048**AA* | ADP |  | PL60H210P29*+TXV | 987MC66100C21*** | 44500 | 18 | 9 | 45500 | 33200 | 72.97% | 2.06 | 0 | 9.5 |  |  |  |  | R-454B | 3.7083 | Residential & Commercial | USHP
216981446 | Central HP <5.4 tons | BRYANT HEATING AND COOLING SYSTEMS | HRCU-A-CB (Split System: Heat Pump with Remote Outdoor Unit-Air-Source) | 290VAN060**AA* | ADP |  | A60VHA*+TXV | 987MC60060C21*** | 54500 | 17 | 8.5 | 59000 | 42500 | 72.03% | 1.88 | 0 | 8 |  |  |  |  | R-454B | 4.5417 | Residential & Commercial | USHP
216981753 | Central HP <5.4 tons | BRYANT HEATING AND COOLING SYSTEMS | HRCU-A-CB (Split System: Heat Pump with Remote Outdoor Unit-Air-Source) | 293VAN036**AA* | ADP |  | PL36H210P29*+TXV | 986TD60080C21*** | 33800 | 20 | 9.5 | 32600 | 25600 | 78.53% | 2.06 | 0 | 11.7 |  |  |  |  | R-454B | 2.8167 | Residential & Commercial | USHP | Ducted CEE Tier 1
216981769 | Central HP <5.4 tons | BRYANT HEATING AND COOLING SYSTEMS | HRCU-A-CB (Split System: Heat Pump with Remote Outdoor Unit-Air-Source) | 293VAN036**AA* | ADP |  | PL36H210P29*+TXV | 987MC42080C17*** | 33200 | 19 | 9.5 | 33400 | 26400 | 79.04% | 2.02 | 0 | 11 |  |  |  |  | R-454B | 2.7667 | Residential & Commercial | USHP | Ducted CEE Tier 1
216981778 | Central HP <5.4 tons | BRYANT HEATING AND COOLING SYSTEMS | HRCU-A-CB (Split System: Heat Pump with Remote Outdoor Unit-Air-Source) | 293VAN036**AA* | ADP |  | PL36H***P44*+TXV | 987MC42080C17*** | 33200 | 19 | 9.5 | 33400 | 26400 | 79.04% | 2.02 | 0 | 11 |  |  |  |  | R-454B | 2.7667 | Residential & Commercial | USHP | Ducted CEE Tier 1
212983239 | Central HP <5.4 tons | CARRIER | HRCU-A-CB (Split System: Heat Pump with Remote Outdoor Unit-Air-Source) | 38MURAQ24AB3* |  |  | CNPV*3621AL* | 59SC2E040M17**12 | 23400 | 15.5 | 8.1 | 26200 | 24200 | 92.37% | 1.98 | 0 | 10 |  |  |  |  | R-410A | 1.95 | Residential & Commercial | USHP | Ducted CEE Tier 1
212983546 | Central HP <5.4 tons | CARRIER | HRCU-A-CB (Split System: Heat Pump with Remote Outdoor Unit-Air-Source) | 38MURAQ24AB3* |  |  | CAP**3017AL* | 59SC2E060M14**12 | 23800 | 17 | 8.5 | 26600 | 24000 | 90.23% | 1.98 | 0 | 10 |  |  |  |  | R-410A | 1.9833 | Residential & Commercial | USHP | Ducted CEE Tier 1
215487691 | Central HP <5.4 tons | AMANA | HRCU-A-CB (Split System: Heat Pump with Remote Outdoor Unit-Air-Source) | AZV7SA3610A* |  |  | CA*EA4830*3A* | A*VC960804CNB* | 34800 | 18.5 | 8.5 | 35000 | 28400 | 81.14% | 2 | 0 | 10.5 |  |  |  |  | R-32 | 2.9 | Residential & Commercial | USHP | Ducted CEE Tier 1
215487693 | Central HP <5.4 tons | AMANA | HRCU-A-CB (Split System: Heat Pump with Remote Outdoor Unit-Air-Source) | AZV7SA3610A* |  |  | CA*EA4830*3A* | A*VC800805D*A* | 34800 | 18.5 | 8.5 | 35000 | 28400 | 81.14% | 2 | 0 | 10.5 |  |  |  |  | R-32 | 2.9 | Residential & Commercial | USHP | Ducted CEE Tier 1
215487700 | Central HP <5.4 tons | AMANA | HRCU-A-CB (Split System: Heat Pump with Remote Outdoor Unit-Air-Source) | AZV7SA3610A* |  |  | CA*EA6030*3A* | A*VC800805D*A* | 35000 | 18.5 | 8.5 | 35000 | 28400 | 81.14% | 2 | 0 | 10.5 |  |  |  |  | R-32 | 2.9167 | Residential & Commercial | USHP | Ducted CEE Tier 1
215290324 | Central HP <5.4 tons | AIRQUEST | HRCU-A-CB (Split System: Heat Pump with Remote Outdoor Unit-Air-Source) | DLCURAH18ABK | ADP |  | H,GG33936 | *96VTN0601716B* | 17300 | 16 | 8.5 | 16800 | 19100 | 113.7% | 2.34 | 0 | 10.5 |  |  |  |  | R-410A | 1.4417 | Residential & Commercial | USHP | Ducted CEE Tier 1
215290338 | Central HP <5.4 tons | AIRQUEST | HRCU-A-CB (Split System: Heat Pump with Remote Outdoor Unit-Air-Source) | DLCURAH18ABK | ADP |  | HG7J924 | *96VTN0601716B* | 17200 | 16 | 8.5 | 16800 | 19100 | 113.7% | 2.34 | 0 | 10 |  |  |  |  | R-410A | 1.4333 | Residential & Commercial | USHP | Ducted CEE Tier 1
216761972 | Central HP <5.4 tons | BRYANT HEATING AND COOLING SYSTEMS | HRCU-A-CB (Split System: Heat Pump with Remote Outdoor Unit-Air-Source) | 38MURAQ24AB3* | ADP |  | H,PG21930 | 927TA48060V17*** | 23200 | 17 | 9.75 | 24400 | 32800 | 134.4% | 2.44 | 0 | 10.5 |  |  |  |  | R-410A | 1.9333 | Residential & Commercial | USHP | Ducted CEE Tier 1
212982413 | Central HP <5.4 tons | COMFORTMAKER | HRCU-A-CB (Split System: Heat Pump with Remote Outdoor Unit-Air-Source) | DLCURAH18ABK |  |  | EA*4X30L17A* | *80MSU0401712A* | 17500 | 16 | 8.5 | 18100 | 18500 | 102.2% | 2.24 | 0 | 10.5 |  |  |  |  | R-410A | 1.4583 | Residential & Commercial | USHP | Ducted CEE Tier 1
216976487 | Central HP <5.4 tons | BRYANT HEATING AND COOLING SYSTEMS | HRCU-A-CB (Split System: Heat Pump with Remote Outdoor Unit-Air-Source) | 37MURAQ24AA3 | ADP |  | PL36H175P15*+TXV | 82*TB36045V14*** | 23600 | 15.2 | 8.5 | 22400 | 18900 | 84.38% | 1.92 | 0 | 9.5 |  |  |  |  | R-454B | 1.9667 | Residential & Commercial | USHP
216976489 | Central HP <5.4 tons | BRYANT HEATING AND COOLING SYSTEMS | HRCU-A-CB (Split System: Heat Pump with Remote Outdoor Unit-Air-Source) | 37MURAQ24AA3 | ADP |  | V,C36H***P21*+TXV | 82*TB36045V14*** | 23400 | 15.2 | 8.5 | 22400 | 18900 | 84.38% | 1.92 | 0 | 9.5 |  |  |  |  | R-454B | 1.95 | Residential & Commercial | USHP
211377509 | Central HP <5.4 tons | YORK | HRCU-A-CB (Split System: Heat Pump with Remote Outdoor Unit-Air-Source) | HMH72B341 |  |  | XAFC36DXXN1+TXV | TM9V100C16MP12 | 34000 | 17.5 | 8.5 | 34000 | 24000 | 70.59% | 2.1 | 0 | 10 |  |  |  |  | R-410A | 2.8333 | Residential & Commercial | USHP | Ducted CEE Tier 1
211377375 | Central HP <5.4 tons | YORK | HRCU-A-CB (Split System: Heat Pump with Remote Outdoor Unit-Air-Source) | HMH72B341 |  |  | XAHC36DBCN1 | TM9Y080B12MP11 | 33400 | 17.5 | 8.1 | 33600 | 24000 | 71.43% | 2.02 | 0 | 9.5 |  |  |  |  | R-410A | 2.7833 | Residential & Commercial | USHP
216976491 | Central HP <5.4 tons | BRYANT HEATING AND COOLING SYSTEMS | HRCU-A-CB (Split System: Heat Pump with Remote Outdoor Unit-Air-Source) | 37MURAQ24AA3 | ADP |  | V,C36H***P03*+TXV | 82*TB36070V14*** | 22600 | 15.2 | 9 | 23200 | 19200 | 82.76% | 1.98 | 0 | 9.5 |  |  |  |  | R-454B | 1.8833 | Residential & Commercial | USHP
216983400 | Central HP <5.4 tons | BRYANT HEATING AND COOLING SYSTEMS | HRCU-A-CB (Split System: Heat Pump with Remote Outdoor Unit-Air-Source) | 37MUHAQ24AA3 | ADP |  | PL36H175P15*+TXV | 916SA30026M14*** | 22200 | 15.2 | 8.5 | 19200 | 18100 | 94.27% | 1.98 | 0 | 10.5 |  |  |  |  | R-454B | 1.85 | Residential & Commercial | USHP | Ducted CEE Tier 1
216983441 | Central HP <5.4 tons | BRYANT HEATING AND COOLING SYSTEMS | HRCU-A-CB (Split System: Heat Pump with Remote Outdoor Unit-Air-Source) | 37MUHAQ24AA3 | ADP |  | PL36H***P44*+TXV | 986TD30040C14*** | 22200 | 15.2 | 8.1 | 19400 | 18400 | 94.85% | 1.85 | 0 | 10.5 |  |  |  |  | R-454B | 1.85 | Residential & Commercial | USHP | Ducted CEE Tier 1
216835131 | Central HP <5.4 tons | AMANA | HRCU-A-CB (Split System: Heat Pump with Remote Outdoor Unit-Air-Source) | AZV7SA6010A* |  |  | CA*EA6030*3A* | A*VT961005DNA* | 52000 | 16 | 8.5 | 53500 | 46000 | 85.98% | 2 | 0 | 9.8 |  |  |  |  | R-32 | 4.3333 | Residential & Commercial | USHP
205751072 | Central HP <5.4 tons | TEMPSTAR | HRCU-A-CB (Split System: Heat Pump with Remote Outdoor Unit-Air-Source) | TVH837GKA** |  |  | EA*4X37L21A*+WALLCON | *97CMN1002122A* | 33000 | 17.5 | 8.5 | 33000 | 25200 | 76.36% | 2 | 12 | 11.7 |  |  |  |  | R-410A | 2.75 | Residential & Commercial | USHP | Ducted CEE Tier 1
206133303 | Central HP <5.4 tons | TEMPSTAR | HRCU-A-CB (Split System: Heat Pump with Remote Outdoor Unit-Air-Source) | TVH825GKA2* |  |  | EA*4X24L17A*+WALLCON | *80CSU0401712A* | 23200 | 16.5 | 8.1 | 22000 | 16800 | 76.36% | 1.9 | 11 | 10.5 |  |  |  |  | R-410A | 1.9333 | Residential & Commercial | USHP | Ducted CEE Tier 1
214624786 | Central HP <5.4 tons | CARRIER | HRCU-A-CB (Split System: Heat Pump with Remote Outdoor Unit-Air-Source) | 38MURAQ24AB3* | ADP |  | V,C36H175P149 | 58SU*B060M17**16 | 23400 | 17 | 8.5 | 24000 | 23600 | 98.33% | 2 | 0 | 10.5 |  |  |  |  | R-410A | 1.95 | Residential & Commercial | USHP | Ducted CEE Tier 1
216981301 | Central HP <5.4 tons | BRYANT HEATING AND COOLING SYSTEMS | HRCU-A-CB (Split System: Heat Pump with Remote Outdoor Unit-Air-Source) | 290VAN048**AA* | ADP |  | V,C48H175P15*+TXV | 935CB48060C17*** | 44000 | 17 | 9 | 47000 | 34200 | 72.77% | 2.04 | 0 | 9 |  |  |  |  | R-454B | 3.6667 | Residential & Commercial | USHP
216981426 | Central HP <5.4 tons | BRYANT HEATING AND COOLING SYSTEMS | HRCU-A-CB (Split System: Heat Pump with Remote Outdoor Unit-Air-Source) | 290VAN060**AA* | ADP |  | C60A***L19*+TXV | 935CB66100C21*** | 56000 | 18 | 9 | 57500 | 41000 | 71.3% | 2.02 | 0 | 9 |  |  |  |  | R-454B | 4.6667 | Residential & Commercial | USHP
216981428 | Central HP <5.4 tons | BRYANT HEATING AND COOLING SYSTEMS | HRCU-A-CB (Split System: Heat Pump with Remote Outdoor Unit-Air-Source) | 290VAN060**AA* | ADP |  | V,C60H210P29*+TXV | 986TD60080C21*** | 53500 | 18 | 9 | 58000 | 41500 | 71.55% | 2.02 | 0 | 8.5 |  |  |  |  | R-454B | 4.4583 | Residential & Commercial | USHP
216981310 | Central HP <5.4 tons | BRYANT HEATING AND COOLING SYSTEMS | HRCU-A-CB (Split System: Heat Pump with Remote Outdoor Unit-Air-Source) | 290VAN048**AA* | ADP |  | C48A***L53*+TXV | 935CB48060C17*** | 45000 | 17 | 9 | 46000 | 33800 | 73.48% | 2.06 | 0 | 9 |  |  |  |  | R-454B | 3.75 | Residential & Commercial | USHP
215434090 | Central HP <5.4 tons | GOODMAN | HRCU-A-CB (Split System: Heat Pump with Remote Outdoor Unit-Air-Source) | GZV7SA2410A* |  |  | CA*EA3022*3A* | G*VT800805C*A* | 23200 | 19 | 8.6 | 23200 | 17000 | 73.28% | 2 | 0 | 11 |  |  |  |  | R-32 | 1.9333 | Residential & Commercial | USHP | Ducted CEE Tier 1
215434093 | Central HP <5.4 tons | GOODMAN | HRCU-A-CB (Split System: Heat Pump with Remote Outdoor Unit-Air-Source) | GZV7SA2410A* |  |  | CA*EA3022*3A* | G*VT960603BNA* | 23200 | 19 | 8.6 | 23200 | 17000 | 73.28% | 2 | 0 | 11 |  |  |  |  | R-32 | 1.9333 | Residential & Commercial | USHP | Ducted CEE Tier 1
211377556 | Central HP <5.4 tons | YORK | HRCU-A-CB (Split System: Heat Pump with Remote Outdoor Unit-Air-Source) | HMH72B341 |  |  | XAHC30CXXN1+TXV | TP9C080C16MP13 | 32200 | 16.5 | 8.1 | 32800 | 23000 | 70.12% | 2 | 0 | 9.5 |  |  |  |  | R-410A | 2.6833 | Residential & Commercial | USHP
211377576 | Central HP <5.4 tons | YORK | HRCU-A-CB (Split System: Heat Pump with Remote Outdoor Unit-Air-Source) | HMH72B341 |  |  | XAFC30CXXN1+TXV | TM9V080C16MP12 | 32800 | 17 | 8.1 | 33400 | 23400 | 70.06% | 2.04 | 0 | 9.5 |  |  |  |  | R-410A | 2.7333 | Residential & Commercial | USHP
211377593 | Central HP <5.4 tons | YORK | HRCU-A-CB (Split System: Heat Pump with Remote Outdoor Unit-Air-Source) | HMH72B341 |  |  | XAHC30CXXN1+TXV | TM9V080B12MP12 | 32000 | 16.5 | 8.1 | 33000 | 23200 | 70.3% | 1.98 | 0 | 9 |  |  |  |  | R-410A | 2.6667 | Residential & Commercial | USHP
211377673 | Central HP <5.4 tons | YORK | HRCU-A-CB (Split System: Heat Pump with Remote Outdoor Unit-Air-Source) | HMH72B341 |  |  | XAUB36DXXN1+TXV | TP9C080B12MP13 | 33600 | 17.5 | 8.5 | 33400 | 23400 | 70.06% | 2.04 | 0 | 10 |  |  |  |  | R-410A | 2.8 | Residential & Commercial | USHP | Ducted CEE Tier 1
213779556 | Central HP <5.4 tons | BRYANT HEATING AND COOLING SYSTEMS | HRCU-A-CB (Split System: Heat Pump with Remote Outdoor Unit-Air-Source) | 288BNV037*0**A* |  |  | CAP**6024AL*+UI | 88*TB60090C21*** | 32800 | 17.5 | 8.1 | 31800 | 24600 | 77.36% | 1.98 | 0 | 11.5 |  |  |  |  | R-410A | 2.7333 | Residential & Commercial | USHP | Ducted CEE Tier 1
213779656 | Central HP <5.4 tons | BRYANT HEATING AND COOLING SYSTEMS | HRCU-A-CB (Split System: Heat Pump with Remote Outdoor Unit-Air-Source) | 288BNV037*0**A* |  |  | CAP**6121AL*+UI | 88*TB60090C21*** | 33200 | 17.5 | 8.5 | 32000 | 24800 | 77.5% | 1.98 | 0 | 11.7 |  |  |  |  | R-410A | 2.7667 | Residential & Commercial | USHP | Ducted CEE Tier 1
212983278 | Central HP <5.4 tons | DAY & NIGHT | HRCU-A-CB (Split System: Heat Pump with Remote Outdoor Unit-Air-Source) | DLCURAH18ABK |  |  | EA*4X25L17A* | *92MSN0401712A* | 17700 | 16 | 8.1 | 17700 | 17800 | 100.6% | 2.14 | 0 | 10.5 |  |  |  |  | R-410A | 1.475 | Residential & Commercial | USHP | Ducted CEE Tier 1
216779091 | Central HP <5.4 tons | BRYANT HEATING AND COOLING SYSTEMS | HRCU-A-CB (Split System: Heat Pump with Remote Outdoor Unit-Air-Source) | 288BNV037*0**A* | ADP |  | H,PG1K*36+TXV | 987MC66100C21*** | 32200 | 17 | 8.1 | 31000 | 24200 | 78.06% | 1.96 | 0 | 11.7 |  |  |  |  | R-410A | 2.6833 | Residential & Commercial | USHP | Ducted CEE Tier 1
211379966 | Central HP <5.4 tons | YORK | HRCU-A-CB (Split System: Heat Pump with Remote Outdoor Unit-Air-Source) | HMH72B341 |  |  | XAFC48FXXN1+TXV | TMLE100C16MP11 | 33600 | 17 | 8.5 | 32400 | 23600 | 72.84% | 2.06 | 0 | 9.5 |  |  |  |  | R-410A | 2.8 | Residential & Commercial | USHP
214855355 | Central HP <5.4 tons | BRYANT HEATING AND COOLING SYSTEMS | HRCU-A-CB (Split System: Heat Pump with Remote Outdoor Unit-Air-Source) | 38MURAQ36AB3* | ADP |  | H,PG48936 | 916SA48080M17*** | 35600 | 16 | 8.1 | 36800 | 34600 | 94.02% | 1.98 | 0 | 10 |  |  |  |  | R-410A | 2.9667 | Residential & Commercial | USHP | Ducted CEE Tier 1
214855357 | Central HP <5.4 tons | BRYANT HEATING AND COOLING SYSTEMS | HRCU-A-CB (Split System: Heat Pump with Remote Outdoor Unit-Air-Source) | 38MURAQ36AB3* | ADP |  | H,PG81936 | 916SA48080M17*** | 35400 | 16 | 8.1 | 36800 | 34600 | 94.02% | 1.98 | 0 | 10 |  |  |  |  | R-410A | 2.95 | Residential & Commercial | USHP | Ducted CEE Tier 1
211379348 | Central HP <5.4 tons | YORK | HRCU-A-CB (Split System: Heat Pump with Remote Outdoor Unit-Air-Source) | HMH72B341 |  |  | XAFC48FXXN1+TXV | TM9V080B12MP12 | 33400 | 16.5 | 8.5 | 32600 | 24000 | 73.62% | 2.06 | 0 | 9 |  |  |  |  | R-410A | 2.7833 | Residential & Commercial | USHP
211379463 | Central HP <5.4 tons | YORK | HRCU-A-CB (Split System: Heat Pump with Remote Outdoor Unit-Air-Source) | HMH72B341 |  |  | XAFC48FBCN1 | TM9E080C16MP12 | 34000 | 17 | 8.1 | 33400 | 24600 | 73.65% | 2.08 | 0 | 9 |  |  |  |  | R-410A | 2.8333 | Residential & Commercial | USHP
216771321 | Central HP <5.4 tons | GREE | HRCU-A-CB (Split System: Heat Pump with Remote Outdoor Unit-Air-Source) | GUD36W/A-D(U) |  |  | GCAT36*/NAA | WPV070T3AA-N | 32000 | 15.2 | 8.5 | 34000 | 23800 | 70% | 1.75 | 0 | 9 |  |  |  |  | R-410A | 2.6667 | Residential & Commercial | USHP
216981337 | Central HP <5.4 tons | BRYANT HEATING AND COOLING SYSTEMS | HRCU-A-CB (Split System: Heat Pump with Remote Outdoor Unit-Air-Source) | 290VAN048**AA* | ADP |  | C60A***L18*+TXV | 935CB66100C21*** | 45000 | 18 | 9 | 45500 | 33000 | 72.53% | 2.08 | 0 | 10 |  |  |  |  | R-454B | 3.75 | Residential & Commercial | USHP | Ducted CEE Tier 1
216981369 | Central HP <5.4 tons | BRYANT HEATING AND COOLING SYSTEMS | HRCU-A-CB (Split System: Heat Pump with Remote Outdoor Unit-Air-Source) | 290VAN048**AA* | ADP |  | V,C60H210P29*+TXV | 987MC60060C21*** | 44000 | 17 | 9 | 47000 | 34200 | 72.77% | 2.04 | 0 | 9.5 |  |  |  |  | R-454B | 3.6667 | Residential & Commercial | USHP
216981371 | Central HP <5.4 tons | BRYANT HEATING AND COOLING SYSTEMS | HRCU-A-CB (Split System: Heat Pump with Remote Outdoor Unit-Air-Source) | 290VAN048**AA* | ADP |  | C48A***L15*+TXV | 987MC60060C21*** | 44000 | 17 | 9 | 47000 | 34200 | 72.77% | 2.04 | 0 | 9.5 |  |  |  |  | R-454B | 3.6667 | Residential & Commercial | USHP
212978258 | Central HP <5.4 tons | CARRIER | HRCU-A-CB (Split System: Heat Pump with Remote Outdoor Unit-Air-Source) | 38MURAQ18AB3* |  |  | CAP**2517AL* | 58S(B,C)*B070M14**12 | 18200 | 17 | 8.5 | 18000 | 17600 | 97.78% | 2.14 | 0 | 11 |  |  |  |  | R-410A | 1.5167 | Residential & Commercial | USHP | Ducted CEE Tier 1
216981451 | Central HP <5.4 tons | BRYANT HEATING AND COOLING SYSTEMS | HRCU-A-CB (Split System: Heat Pump with Remote Outdoor Unit-Air-Source) | 290VAN060**AA* | ADP |  | C60A***L19*+TXV | 987MC60060C21*** | 54500 | 17 | 8.5 | 59000 | 42500 | 72.03% | 1.88 | 0 | 8 |  |  |  |  | R-454B | 4.5417 | Residential & Commercial | USHP
216981462 | Central HP <5.4 tons | BRYANT HEATING AND COOLING SYSTEMS | HRCU-A-CB (Split System: Heat Pump with Remote Outdoor Unit-Air-Source) | 290VAN060**AA* | ADP |  | A60VHA*+TXV | 987MC66100C21*** | 55500 | 18 | 9 | 58000 | 41500 | 71.55% | 2.02 | 0 | 9 |  |  |  |  | R-454B | 4.625 | Residential & Commercial | USHP
212975490 | Central HP <5.4 tons | COMFORTMAKER | HRCU-A-CB (Split System: Heat Pump with Remote Outdoor Unit-Air-Source) | DLCURAH18ABK |  |  | EN(A,D)4X30L17** | *96VTN0601412B* | 17500 | 16.5 | 8.1 | 18000 | 18700 | 103.9% | 2.24 | 0 | 11 |  |  |  |  | R-410A | 1.4583 | Residential & Commercial | USHP | Ducted CEE Tier 1
212985979 | Central HP <5.4 tons | DAY & NIGHT | HRCU-A-CB (Split System: Heat Pump with Remote Outdoor Unit-Air-Source) | DLCURAH18ABK |  |  | EN(A,D)4X30L17** | *96MSN0261410A* | 17500 | 16 | 8.1 | 18200 | 18800 | 103.3% | 2.26 | 0 | 11 |  |  |  |  | R-410A | 1.4583 | Residential & Commercial | USHP | Ducted CEE Tier 1
213739626 | Central HP <5.4 tons | DAY & NIGHT | HRCU-A-CB (Split System: Heat Pump with Remote Outdoor Unit-Air-Source) | DLCURAH18ABK | ADP |  | FG80936 | *96VSN0601412B* | 17500 | 16 | 8.5 | 16900 | 18800 | 111.2% | 2.3 | 0 | 10.5 |  |  |  |  | R-410A | 1.4583 | Residential & Commercial | USHP | Ducted CEE Tier 1
213739644 | Central HP <5.4 tons | DAY & NIGHT | HRCU-A-CB (Split System: Heat Pump with Remote Outdoor Unit-Air-Source) | DLCURAH18ABK | ADP |  | FG80936 | *96VTN0401712B* | 17200 | 16 | 8.5 | 16600 | 19000 | 114.5% | 2.34 | 0 | 10.5 |  |  |  |  | R-410A | 1.4333 | Residential & Commercial | USHP | Ducted CEE Tier 1
213739653 | Central HP <5.4 tons | DAY & NIGHT | HRCU-A-CB (Split System: Heat Pump with Remote Outdoor Unit-Air-Source) | DLCURAH18ABK | ADP |  | FG80936 | *96VTN0601412B* | 17500 | 16 | 8.5 | 16900 | 18800 | 111.2% | 2.3 | 0 | 10.5 |  |  |  |  | R-410A | 1.4583 | Residential & Commercial | USHP | Ducted CEE Tier 1
211240928 | Central HP <5.4 tons | HEIL | HRCU-A-CB (Split System: Heat Pump with Remote Outdoor Unit-Air-Source) | DLCURAH24ABK |  |  | EA*4X25L17A* | *95ESU0601716A* | 24800 | 17 | 8.5 | 25600 | 21000 | 82.03% | 1.78 | 0 | 10.5 |  |  |  |  | R-410A | 2.0667 | Residential & Commercial | USHP | Ducted CEE Tier 1
211241171 | Central HP <5.4 tons | HEIL | HRCU-A-CB (Split System: Heat Pump with Remote Outdoor Unit-Air-Source) | DLCURAH24ABK |  |  | EA*4X25L17A* | *92ESN0401410A* | 24800 | 15.5 | 8.5 | 26000 | 21200 | 81.54% | 1.76 | 0 | 10 |  |  |  |  | R-410A | 2.0667 | Residential & Commercial | USHP | Ducted CEE Tier 1
215434109 | Central HP <5.4 tons | GOODMAN | HRCU-A-CB (Split System: Heat Pump with Remote Outdoor Unit-Air-Source) | GZV7SA2410A* |  |  | CA*EA3626*3A* | G*VT800805C*A* | 23200 | 19 | 8.6 | 23200 | 17000 | 73.28% | 2 | 0 | 11 |  |  |  |  | R-32 | 1.9333 | Residential & Commercial | USHP | Ducted CEE Tier 1
215434125 | Central HP <5.4 tons | GOODMAN | HRCU-A-CB (Split System: Heat Pump with Remote Outdoor Unit-Air-Source) | GZV7SA2410A* |  |  | CHPEA3026*3A* | G*VT800604B*A* | 23200 | 19 | 8.6 | 23200 | 17000 | 73.28% | 2 | 0 | 11 |  |  |  |  | R-32 | 1.9333 | Residential & Commercial | USHP | Ducted CEE Tier 1
211377693 | Central HP <5.4 tons | YORK | HRCU-A-CB (Split System: Heat Pump with Remote Outdoor Unit-Air-Source) | HMH72B341 |  |  | XAUB30CXXN1+TXV | YP9C080B12MP13 | 32800 | 17 | 8.1 | 33600 | 23600 | 70.24% | 2.02 | 0 | 9.5 |  |  |  |  | R-410A | 2.7333 | Residential & Commercial | USHP
211377743 | Central HP <5.4 tons | YORK | HRCU-A-CB (Split System: Heat Pump with Remote Outdoor Unit-Air-Source) | HMH72B341 |  |  | XAHB30CXXN1+TXV | TP9C060B12MP13 | 31600 | 16.5 | 8.1 | 32800 | 23000 | 70.12% | 1.96 | 0 | 9 |  |  |  |  | R-410A | 2.6333 | Residential & Commercial | USHP
211377807 | Central HP <5.4 tons | YORK | HRCU-A-CB (Split System: Heat Pump with Remote Outdoor Unit-Air-Source) | HMH72B341 |  |  | XAUB30CXXN1+TXV | TP9C060B12MP13 | 32600 | 17 | 8.1 | 33600 | 23600 | 70.24% | 2.02 | 0 | 9.5 |  |  |  |  | R-410A | 2.7167 | Residential & Commercial | USHP
211378110 | Central HP <5.4 tons | YORK | HRCU-A-CB (Split System: Heat Pump with Remote Outdoor Unit-Air-Source) | HMH72B341 |  |  | XAUB30CXXN1+TXV | TM8Y060A12MP11 | 32600 | 17.5 | 8.1 | 33400 | 23400 | 70.06% | 2.02 | 0 | 10 |  |  |  |  | R-410A | 2.7167 | Residential & Commercial | USHP | Ducted CEE Tier 1
216981378 | Central HP <5.4 tons | BRYANT HEATING AND COOLING SYSTEMS | HRCU-A-CB (Split System: Heat Pump with Remote Outdoor Unit-Air-Source) | 290VAN048**AA* | ADP |  | V,C60H210P17*+TXV | 987MC60060C21*** | 45000 | 17 | 9 | 45500 | 33600 | 73.85% | 2.06 | 0 | 9.5 |  |  |  |  | R-454B | 3.75 | Residential & Commercial | USHP
216981637 | Central HP <5.4 tons | BRYANT HEATING AND COOLING SYSTEMS | HRCU-A-CB (Split System: Heat Pump with Remote Outdoor Unit-Air-Source) | 291VAN054**AA* | ADP |  | C48A***L16*+TXV | 935CB60080C21*** | 48500 | 18 | 10.5 | 50500 | 52000 | 103% | 1.96 | 0 | 10.5 |  |  |  |  | R-454B | 4.0417 | Residential & Commercial | USHP | Ducted CEE Tier 1
216981703 | Central HP <5.4 tons | BRYANT HEATING AND COOLING SYSTEMS | HRCU-A-CB (Split System: Heat Pump with Remote Outdoor Unit-Air-Source) | 291VAN054**AA* | ADP |  | C48A***L16*+TXV | 987MC66100C21*** | 48000 | 19 | 10.5 | 50500 | 53000 | 105% | 1.96 | 0 | 10.5 |  |  |  |  | R-454B | 4 | Residential & Commercial | USHP | Ducted CEE Tier 1
212978785 | Central HP <5.4 tons | CARRIER | HRCU-A-CB (Split System: Heat Pump with Remote Outdoor Unit-Air-Source) | 38MURAQ18AB3* |  |  | CNPV*2417AL* | 58S(B,C)*B070M17**12 | 17400 | 16.5 | 8.5 | 18400 | 19200 | 104.3% | 2.32 | 0 | 11 |  |  |  |  | R-410A | 1.45 | Residential & Commercial | USHP | Ducted CEE Tier 1
212981832 | Central HP <5.4 tons | CARRIER | HRCU-A-CB (Split System: Heat Pump with Remote Outdoor Unit-Air-Source) | 38MURAQ18AB3* |  |  | CAP**2417AL* | 58SU*B040M17**12 | 17200 | 16 | 8.5 | 18300 | 19100 | 104.4% | 2.3 | 0 | 10 |  |  |  |  | R-410A | 1.4333 | Residential & Commercial | USHP | Ducted CEE Tier 1
216779031 | Central HP <5.4 tons | BRYANT HEATING AND COOLING SYSTEMS | HRCU-A-CB (Split System: Heat Pump with Remote Outdoor Unit-Air-Source) | 38MURAQ30AA3* | ADP |  | H,PG1K936 | 927TA48060V17*** | 30600 | 16 | 10 | 32000 | 22600 | 70.62% | 2.38 | 0 | 10.5 |  |  |  |  | R-410A | 2.55 | Residential & Commercial | USHP | Ducted CEE Tier 1
216981794 | Central HP <5.4 tons | BRYANT HEATING AND COOLING SYSTEMS | HRCU-A-CB (Split System: Heat Pump with Remote Outdoor Unit-Air-Source) | 293VAN048**AA* | ADP |  | PL48H210P75*+TXV | 935CB48060C17*** | 42000 | 20 | 9.4 | 47000 | 36200 | 77.02% | 1.98 | 0 | 10 |  |  |  |  | R-454B | 3.5 | Residential & Commercial | USHP | Ducted CEE Tier 1
216981803 | Central HP <5.4 tons | BRYANT HEATING AND COOLING SYSTEMS | HRCU-A-CB (Split System: Heat Pump with Remote Outdoor Unit-Air-Source) | 293VAN048**AA* | ADP |  | C48A***L15*+TXV | 935CB60080C21*** | 43000 | 20 | 9.5 | 46500 | 36200 | 77.85% | 2 | 0 | 10.5 |  |  |  |  | R-454B | 3.5833 | Residential & Commercial | USHP | Ducted CEE Tier 1
216981835 | Central HP <5.4 tons | BRYANT HEATING AND COOLING SYSTEMS | HRCU-A-CB (Split System: Heat Pump with Remote Outdoor Unit-Air-Source) | 293VAN048**AA* | ADP |  | C48A***L16*+TXV | 986TD60080C21*** | 43500 | 21 | 9.5 | 46500 | 36200 | 77.85% | 2 | 0 | 10.5 |  |  |  |  | R-454B | 3.625 | Residential & Commercial | USHP | Ducted CEE Tier 1
216981844 | Central HP <5.4 tons | BRYANT HEATING AND COOLING SYSTEMS | HRCU-A-CB (Split System: Heat Pump with Remote Outdoor Unit-Air-Source) | 293VAN048**AA* | ADP |  | A60VHA*+TXV | 986TD66100C21*** | 45000 | 21 | 9.5 | 46500 | 36400 | 78.28% | 2 | 0 | 10.5 |  |  |  |  | R-454B | 3.75 | Residential & Commercial | USHP | Ducted CEE Tier 1
216981260 | Central HP <5.4 tons | BRYANT HEATING AND COOLING SYSTEMS | HRCU-A-CB (Split System: Heat Pump with Remote Outdoor Unit-Air-Source) | 290VAN036**AA* | ADP |  | PL36H***P44*+TXV | 986TD42080C17*** | 33600 | 18 | 9 | 33600 | 24800 | 73.81% | 1.88 | 0 | 9.5 |  |  |  |  | R-454B | 2.8 | Residential & Commercial | USHP
216981903 | Central HP <5.4 tons | BRYANT HEATING AND COOLING SYSTEMS | HRCU-A-CB (Split System: Heat Pump with Remote Outdoor Unit-Air-Source) | 293VAN060**AA* | ADP |  | C60A***L16*+TXV | 935CB60080C21*** | 54000 | 18 | 8.45 | 58500 | 46000 | 78.63% | 2 | 0 | 10.5 |  |  |  |  | R-454B | 4.5 | Residential & Commercial | USHP | Ducted CEE Tier 1
214627534 | Central HP <5.4 tons | CARRIER | HRCU-A-CB (Split System: Heat Pump with Remote Outdoor Unit-Air-Source) | 38MURAQ18AB3* | ADP |  | C36A***L129 | 58S(B,C)*B045M14**12 | 17100 | 16 | 8.5 | 16800 | 19400 | 115.5% | 2.4 | 0 | 10.5 |  |  |  |  | R-410A | 1.425 | Residential & Commercial | USHP | Ducted CEE Tier 1
214627550 | Central HP <5.4 tons | CARRIER | HRCU-A-CB (Split System: Heat Pump with Remote Outdoor Unit-Air-Source) | 38MURAQ18AB3* | ADP |  | PL36H***P449 | 58S(B,C)*B070M14**12 | 17600 | 16 | 8.5 | 16900 | 18700 | 110.7% | 2.3 | 0 | 11 |  |  |  |  | R-410A | 1.4667 | Residential & Commercial | USHP | Ducted CEE Tier 1
214627561 | Central HP <5.4 tons | CARRIER | HRCU-A-CB (Split System: Heat Pump with Remote Outdoor Unit-Air-Source) | 38MURAQ18AB3* | ADP |  | V,C36H175P139 | 58S(B,C)*B070M17**12 | 17300 | 16 | 8.5 | 16800 | 18800 | 111.9% | 2.32 | 0 | 11 |  |  |  |  | R-410A | 1.4417 | Residential & Commercial | USHP | Ducted CEE Tier 1
214627593 | Central HP <5.4 tons | CARRIER | HRCU-A-CB (Split System: Heat Pump with Remote Outdoor Unit-Air-Source) | 38MURAQ18AB3* | ADP |  | PL36H210P299 | 58TP*B070V17**16 | 18000 | 16 | 8.5 | 16300 | 17300 | 106.1% | 2.14 | 0 | 11 |  |  |  |  | R-410A | 1.5 | Residential & Commercial | USHP | Ducted CEE Tier 1
214627636 | Central HP <5.4 tons | CARRIER | HRCU-A-CB (Split System: Heat Pump with Remote Outdoor Unit-Air-Source) | 38MURAQ18AB3* | ADP |  | C36A***L129 | 59SC6A026M14**10 | 16900 | 20 | 8.1 | 16700 | 18800 | 112.6% | 2.3 | 0 | 10 |  |  |  |  | R-410A | 1.4083 | Residential & Commercial | USHP | Ducted CEE Tier 1
211378260 | Central HP <5.4 tons | YORK | HRCU-A-CB (Split System: Heat Pump with Remote Outdoor Unit-Air-Source) | HMH72B341 |  |  | XAHB36DXXN1+TXV | TM8V080B12MP12 | 32800 | 16.5 | 8.1 | 33000 | 23400 | 70.91% | 1.98 | 0 | 9.5 |  |  |  |  | R-410A | 2.7333 | Residential & Commercial | USHP
211378293 | Central HP <5.4 tons | YORK | HRCU-A-CB (Split System: Heat Pump with Remote Outdoor Unit-Air-Source) | HMH72B341 |  |  | XAFC36DXXN1+TXV | YPLC080B12MP13 | 33800 | 17 | 8.1 | 34000 | 24200 | 71.18% | 2.04 | 0 | 9.5 |  |  |  |  | R-410A | 2.8167 | Residential & Commercial | USHP
211378495 | Central HP <5.4 tons | YORK | HRCU-A-CB (Split System: Heat Pump with Remote Outdoor Unit-Air-Source) | HMH72B341 |  |  | XAHC36DXXN1+TXV | TMLE100C16MP11 | 33600 | 17.5 | 8.1 | 33000 | 23200 | 70.3% | 2.04 | 0 | 10 |  |  |  |  | R-410A | 2.8 | Residential & Commercial | USHP | Ducted CEE Tier 1
211378528 | Central HP <5.4 tons | YORK | HRCU-A-CB (Split System: Heat Pump with Remote Outdoor Unit-Air-Source) | HMH72B341 |  |  | XAHC36DXXN1+TXV | TM8E100B12MP11 | 33400 | 17.5 | 8.1 | 33000 | 23400 | 70.91% | 2.02 | 0 | 9.5 |  |  |  |  | R-410A | 2.7833 | Residential & Commercial | USHP
211378676 | Central HP <5.4 tons | YORK | HRCU-A-CB (Split System: Heat Pump with Remote Outdoor Unit-Air-Source) | HMH72B341 |  |  | XAFC36DXXN1+TXV | TM8E080B12MP11 | 34000 | 18 | 8.1 | 34000 | 24400 | 71.76% | 2.06 | 0 | 9.5 |  |  |  |  | R-410A | 2.8333 | Residential & Commercial | USHP
211378727 | Central HP <5.4 tons | YORK | HRCU-A-CB (Split System: Heat Pump with Remote Outdoor Unit-Air-Source) | HMH72B341 |  |  | XAHB36DBCN1 | TM8E060A12MP11 | 33200 | 17 | 8.1 | 33200 | 23400 | 70.48% | 2 | 0 | 9.5 |  |  |  |  | R-410A | 2.7667 | Residential & Commercial | USHP
212972686 | Central HP <5.4 tons | COMFORTMAKER | HRCU-A-CB (Split System: Heat Pump with Remote Outdoor Unit-Air-Source) | DLCURAH18ABK |  |  | EA*4X24L17A* | *96VSN0401410B* | 17200 | 17.5 | 8.5 | 18200 | 19400 | 106.6% | 2.34 | 0 | 10.5 |  |  |  |  | R-410A | 1.4333 | Residential & Commercial | USHP | Ducted CEE Tier 1
212498505 | Central HP <5.4 tons | CARRIER | HRCU-A-CB (Split System: Heat Pump with Remote Outdoor Unit-Air-Source) | 38MURAQ18AB3* | ADP |  | CE1801A+TXV | 0 | 17400 | 17 | 8.6 | 17000 | 19300 | 113.5% | 2.3 | 0 | 10.5 |  |  |  |  | R-410A | 1.45 | Residential & Commercial | USHP | Ducted CEE Tier 1
211243954 | Central HP <5.4 tons | HEIL | HRCU-A-CB (Split System: Heat Pump with Remote Outdoor Unit-Air-Source) | DLCURAH24ABK |  |  | EN(A,D)4X24L17** | *80VSL0701716A* | 23400 | 16 | 8.5 | 26600 | 24000 | 90.23% | 1.98 | 0 | 10 |  |  |  |  | R-410A | 1.95 | Residential & Commercial | USHP | Ducted CEE Tier 1
211243488 | Central HP <5.4 tons | HEIL | HRCU-A-CB (Split System: Heat Pump with Remote Outdoor Unit-Air-Source) | DLCURAH24ABK |  |  | EA*4X37L21A* | *80VTL1102122A* | 24400 | 17 | 8.5 | 25200 | 21200 | 84.13% | 1.8 | 0 | 10.5 |  |  |  |  | R-410A | 2.0333 | Residential & Commercial | USHP | Ducted CEE Tier 1
210470252 | Central HP <5.4 tons | TEMPSTAR | HRCU-A-CB (Split System: Heat Pump with Remote Outdoor Unit-Air-Source) | TVH837GKA2* |  |  | EA*4X60L24A*+WALLCON | *95CSU1002122A* | 32800 | 18 | 8.5 | 31800 | 24800 | 77.99% | 2 | 0 | 11.5 |  |  |  |  | R-410A | 2.7333 | Residential & Commercial | USHP | Ducted CEE Tier 1
216453179 | Central HP <5.4 tons | TRANE | HRCU-A-CB (Split System: Heat Pump with Remote Outdoor Unit-Air-Source) | 5TWV0X48A1 |  |  | 5PX*DD10AS3 | S8V2C100M5PDB | 44500 | 20 | 9.7 | 47000 | 33800 | 71.91% | 2.1 | 0 | 11.7 |  |  |  |  | R-454B | 3.7083 | Residential & Commercial | USHP | Ducted CEE Tier 1
216453181 | Central HP <5.4 tons | TRANE | HRCU-A-CB (Split System: Heat Pump with Remote Outdoor Unit-Air-Source) | 5TWV0X48A1 |  |  | 5PX*DD10AS3 | S8V2D120M5PDB | 45000 | 20 | 9.7 | 47000 | 33800 | 71.91% | 2.1 | 0 | 11.7 |  |  |  |  | R-454B | 3.75 | Residential & Commercial | USHP | Ducted CEE Tier 1
212983696 | Central HP <5.4 tons | CARRIER | HRCU-A-CB (Split System: Heat Pump with Remote Outdoor Unit-Air-Source) | 38MURAQ18AB3* |  |  | CNPV*2414AL* | 59SC2E060M14**12 | 17500 | 16 | 8.5 | 18500 | 19200 | 103.8% | 2.3 | 0 | 11 |  |  |  |  | R-410A | 1.4583 | Residential & Commercial | USHP | Ducted CEE Tier 1
206133453 | Central HP <5.4 tons | TEMPSTAR | HRCU-A-CB (Split System: Heat Pump with Remote Outdoor Unit-Air-Source) | TVH825GKA2* |  |  | EA*4X37L21A*+WALLCON | *80CSU0601716A* | 24400 | 17 | 8.1 | 21200 | 16600 | 78.3% | 2.02 | 11.5 | 11 |  |  |  |  | R-410A | 2.0333 | Residential & Commercial | USHP | Ducted CEE Tier 1
215487705 | Central HP <5.4 tons | AMANA | HRCU-A-CB (Split System: Heat Pump with Remote Outdoor Unit-Air-Source) | AZV7SA3610A* |  |  | CHPEA4830*3A* | A*VC960804CNB* | 35000 | 18.5 | 8.1 | 35000 | 28400 | 81.14% | 2 | 0 | 10.5 |  |  |  |  | R-32 | 2.9167 | Residential & Commercial | USHP | Ducted CEE Tier 1
215434101 | Central HP <5.4 tons | GOODMAN | HRCU-A-CB (Split System: Heat Pump with Remote Outdoor Unit-Air-Source) | GZV7SA2410A* |  |  | CA*EA3626*3A* | G*VS800604BUA* | 23200 | 19 | 8.6 | 23200 | 17000 | 73.28% | 2 | 0 | 11 |  |  |  |  | R-32 | 1.9333 | Residential & Commercial | USHP | Ducted CEE Tier 1
215434116 | Central HP <5.4 tons | GOODMAN | HRCU-A-CB (Split System: Heat Pump with Remote Outdoor Unit-Air-Source) | GZV7SA2410A* |  |  | CHPEA3026*3A* | G*VM970603BNA* | 23200 | 19 | 8.6 | 23200 | 17000 | 73.28% | 2 | 0 | 11 |  |  |  |  | R-32 | 1.9333 | Residential & Commercial | USHP | Ducted CEE Tier 1
215434132 | Central HP <5.4 tons | GOODMAN | HRCU-A-CB (Split System: Heat Pump with Remote Outdoor Unit-Air-Source) | GZV7SA2410A* |  |  | CHPEA3026*3A* | G*VT960803BNA* | 23200 | 19 | 8.6 | 23200 | 17000 | 73.28% | 2 | 0 | 11 |  |  |  |  | R-32 | 1.9333 | Residential & Commercial | USHP | Ducted CEE Tier 1
215434134 | Central HP <5.4 tons | GOODMAN | HRCU-A-CB (Split System: Heat Pump with Remote Outdoor Unit-Air-Source) | GZV7SA2410A* |  |  | CHPEA3026*3A* | G*VT961005CNA* | 23200 | 19 | 8.6 | 23200 | 17000 | 73.28% | 2 | 0 | 11 |  |  |  |  | R-32 | 1.9333 | Residential & Commercial | USHP | Ducted CEE Tier 1
211717299 | Central HP <5.4 tons | GREE | HRCU-A-C (Split System: Heat Pump with Remote Outdoor Unit with No Indoor Fan --Air Source) | FLEXX60HP230V1AO |  |  | FLEXX48C | 0 | 47000 | 15.2 | 8.5 | 48000 | 33600 | 70% | 1.8 | 0 | 10 |  |  |  |  | R-410A | 3.9167 | Residential & Commercial | USHP | Ducted CEE Tier 1
212383430 | Central HP <5.4 tons | HEIL | HRCU-A-CB (Split System: Heat Pump with Remote Outdoor Unit-Air-Source) | DLCURAH36ABK |  |  | EA*4X37L21A* | *80VTL0902120A* | 36200 | 16 | 8.5 | 38500 | 34800 | 90.39% | 2.06 | 0 | 10 |  |  |  |  | R-410A | 3.0167 | Residential & Commercial | USHP | Ducted CEE Tier 1
212383463 | Central HP <5.4 tons | HEIL | HRCU-A-CB (Split System: Heat Pump with Remote Outdoor Unit-Air-Source) | DLCURAH36ABK |  |  | EA*4X43L21A* | *80ES(N,L)0701716A* | 36800 | 15.5 | 8.5 | 39000 | 34800 | 89.23% | 2.1 | 0 | 10 |  |  |  |  | R-410A | 3.0667 | Residential & Commercial | USHP | Ducted CEE Tier 1
212384717 | Central HP <5.4 tons | HEIL | HRCU-A-CB (Split System: Heat Pump with Remote Outdoor Unit-Air-Source) | DLCURAH36ABK |  |  | EN(A,D,W)4X42L21** | *80ESU0802120A | 36800 | 15.2 | 8.1 | 40000 | 35200 | 88% | 1.94 | 0 | 10 |  |  |  |  | R-410A | 3.0667 | Residential & Commercial | USHP | Ducted CEE Tier 1
215433959 | Central HP <5.4 tons | GOODMAN | HRCU-A-CB (Split System: Heat Pump with Remote Outdoor Unit-Air-Source) | GZV7SA4810A* |  |  | CA*EA6030*3A*+MBVK16CP1X00A* | 0 | 45500 | 17 | 8.8 | 47000 | 33600 | 71.49% | 2 | 0 | 10 |  |  |  |  | R-32 | 3.7917 | Residential & Commercial | USHP | Ducted CEE Tier 1
213311982 | Central HP <5.4 tons | BRYANT HEATING AND COOLING SYSTEMS | HRCU-A-CB (Split System: Heat Pump with Remote Outdoor Unit-Air-Source) | 38MURAQ18AB3* | ADP |  | V36H***P219+CBPE3A* | 0 | 17800 | 15.5 | 9 | 17100 | 19400 | 113.5% | 2.4 | 0 | 10.5 |  |  |  |  | R-410A | 1.4833 | Residential & Commercial | USHP | Ducted CEE Tier 1
213311983 | Central HP <5.4 tons | BRYANT HEATING AND COOLING SYSTEMS | HRCU-A-CB (Split System: Heat Pump with Remote Outdoor Unit-Air-Source) | 38MURAQ18AB3* | ADP |  | PL36H***P449+CBPE3A* | 0 | 17800 | 15.5 | 9 | 17100 | 19400 | 113.5% | 2.4 | 0 | 10.5 |  |  |  |  | R-410A | 1.4833 | Residential & Commercial | USHP | Ducted CEE Tier 1
212981849 | Central HP <5.4 tons | COMFORTMAKER | HRCU-A-CB (Split System: Heat Pump with Remote Outdoor Unit-Air-Source) | DLCURAH18ABK |  |  | EA*4X25L17A* | *80MSU1002120A* | 17800 | 16 | 8.1 | 17800 | 17800 | 100% | 2.14 | 0 | 10.5 |  |  |  |  | R-410A | 1.4833 | Residential & Commercial | USHP | Ducted CEE Tier 1
211241314 | Central HP <5.4 tons | HEIL | HRCU-A-CB (Split System: Heat Pump with Remote Outdoor Unit-Air-Source) | DLCURAH24ABK |  |  | EA*4X30L14A* | *96VTN0601412A* | 23400 | 16.5 | 8.5 | 25800 | 24200 | 93.8% | 2 | 0 | 10 |  |  |  |  | R-410A | 1.95 | Residential & Commercial | USHP | Ducted CEE Tier 1
213164368 | Central HP <5.4 tons | YORK | HRCU-A-CB (Split System: Heat Pump with Remote Outdoor Unit-Air-Source) | HMH72B341 | ADP |  | CV361A9+AEF36AXP* | 0 | 32600 | 18 | 8.15 | 32000 | 23400 | 73.12% | 2.04 | 0 | 9.5 |  |  |  |  | R-410A | 2.7167 | Residential & Commercial | USHP
216010682 | Central HP <5.4 tons | YORK | HRCU-A-CB (Split System: Heat Pump with Remote Outdoor Unit-Air-Source) | HH836E2S11 | ADP |  | FE*SS9*37+TXV | 0 | 33800 | 19 | 8.5 | 29400 | 24600 | 83.67% | 2 | 0 | 11.7 |  |  |  |  | R-454B | 2.8167 | Residential & Commercial | USHP | Ducted CEE Tier 1
213078098 | Central HP <5.4 tons | COMFORTMAKER | HRCU-A-CB (Split System: Heat Pump with Remote Outdoor Unit-Air-Source) | DLCURAH36ABK |  |  | EA*4X43L21A* | *80MS(N,L)0701716A* | 36600 | 16 | 8.5 | 38500 | 35000 | 90.91% | 2.06 | 0 | 10 |  |  |  |  | R-410A | 3.05 | Residential & Commercial | USHP | Ducted CEE Tier 1
213078296 | Central HP <5.4 tons | COMFORTMAKER | HRCU-A-CB (Split System: Heat Pump with Remote Outdoor Unit-Air-Source) | DLCURAH36ABK |  |  | EA*4X37L21A* | *80MS(N,L)0901714A* | 36200 | 16.5 | 8.5 | 38000 | 34800 | 91.58% | 2.04 | 0 | 10 |  |  |  |  | R-410A | 3.0167 | Residential & Commercial | USHP | Ducted CEE Tier 1
213078480 | Central HP <5.4 tons | COMFORTMAKER | HRCU-A-CB (Split System: Heat Pump with Remote Outdoor Unit-Air-Source) | DLCURAH36ABK |  |  | EN(A,D)4X48L24** | *80MS(N,L)0902116A* | 35800 | 16.5 | 8.1 | 38500 | 34800 | 90.39% | 2 | 0 | 10 |  |  |  |  | R-410A | 2.9833 | Residential & Commercial | USHP | Ducted CEE Tier 1
212982420 | Central HP <5.4 tons | CARRIER | HRCU-A-CB (Split System: Heat Pump with Remote Outdoor Unit-Air-Source) | 38MURAQ18AB3* |  |  | CNPV*2417AL* | 58SU*B060M17**16 | 17600 | 16 | 8.5 | 18500 | 18900 | 102.2% | 2.28 | 0 | 11 |  |  |  |  | R-410A | 1.4667 | Residential & Commercial | USHP | Ducted CEE Tier 1
216981914 | Central HP <5.4 tons | BRYANT HEATING AND COOLING SYSTEMS | HRCU-A-CB (Split System: Heat Pump with Remote Outdoor Unit-Air-Source) | 293VAN060**AA* | ADP |  | C60A***L18*+TXV | 935CB66100C21*** | 56000 | 18 | 8.5 | 58500 | 45000 | 76.92% | 2.08 | 0 | 11.5 |  |  |  |  | R-454B | 4.6667 | Residential & Commercial | USHP | Ducted CEE Tier 1
216981937 | Central HP <5.4 tons | BRYANT HEATING AND COOLING SYSTEMS | HRCU-A-CB (Split System: Heat Pump with Remote Outdoor Unit-Air-Source) | 293VAN060**AA* | ADP |  | PL60H210P17*+TXV | 987MC60080C21*** | 55500 | 18 | 8.1 | 58500 | 45500 | 77.78% | 1.95 | 0 | 11 |  |  |  |  | R-454B | 4.625 | Residential & Commercial | USHP | Ducted CEE Tier 1
212971361 | Central HP <5.4 tons | BRYANT HEATING AND COOLING SYSTEMS | HRCU-A-CB (Split System: Heat Pump with Remote Outdoor Unit-Air-Source) | 38MURAQ18AB3* |  |  | CNPV*1814AL* | 82*TB36045V14*** | 17400 | 16 | 8.5 | 18500 | 19700 | 106.5% | 2.38 | 0 | 10.5 |  |  |  |  | R-410A | 1.45 | Residential & Commercial | USHP | Ducted CEE Tier 1
212971363 | Central HP <5.4 tons | BRYANT HEATING AND COOLING SYSTEMS | HRCU-A-CB (Split System: Heat Pump with Remote Outdoor Unit-Air-Source) | 38MURAQ18AB3* |  |  | CNPV*2414AL* | 82*TB36045V14*** | 17600 | 16.5 | 8.5 | 18500 | 19100 | 103.2% | 2.3 | 0 | 11 |  |  |  |  | R-410A | 1.4667 | Residential & Commercial | USHP | Ducted CEE Tier 1
216779097 | Central HP <5.4 tons | BRYANT HEATING AND COOLING SYSTEMS | HRCU-A-CB (Split System: Heat Pump with Remote Outdoor Unit-Air-Source) | 288BNV037*0**B* | ADP |  | H,PG1K*36+TXV | 987MB66120C24*** | 32200 | 17 | 8.5 | 31000 | 24600 | 79.35% | 1.98 | 0 | 11.7 |  |  |  |  | R-410A | 2.6833 | Residential & Commercial | USHP | Ducted CEE Tier 1
216779099 | Central HP <5.4 tons | BRYANT HEATING AND COOLING SYSTEMS | HRCU-A-CB (Split System: Heat Pump with Remote Outdoor Unit-Air-Source) | 288BNV037*0**B* | ADP |  | H,PG1K*36+TXV | 987MC42080C17*** | 32200 | 17 | 8.1 | 31000 | 24600 | 79.35% | 1.94 | 0 | 11 |  |  |  |  | R-410A | 2.6833 | Residential & Commercial | USHP | Ducted CEE Tier 1
216505535 | Central HP <5.4 tons | GREE | HRCU-A-CB (Split System: Heat Pump with Remote Outdoor Unit-Air-Source) | GUD36W/A-D(U) |  |  | GCAT24*/NAA | WPV070T3AA-C | 23000 | 15.2 | 8.5 | 23000 | 19000 | 82.61% | 1.75 | 0 | 11.5 |  |  |  |  | R-410A | 1.9167 | Residential & Commercial | USHP | Ducted CEE Tier 1
215424709 | Central HP <5.4 tons | LUXAIRE | HRCU-A-CB (Split System: Heat Pump with Remote Outdoor Unit-Air-Source) | HH824E2S11 | ADP |  | H,YE7J*36+TXV-BLEED | TM8E040A12MP11 | 22400 | 16 | 8.8 | 21000 | 16800 | 80% | 1.96 | 0 | 11.5 |  |  |  |  | R-454B | 1.8667 | Residential & Commercial | USHP | Ducted CEE Tier 1
212981729 | Central HP <5.4 tons | COMFORTMAKER | HRCU-A-CB (Split System: Heat Pump with Remote Outdoor Unit-Air-Source) | DLCURAH24ABK |  |  | EA*4X36L17A* | *80MSU1002120A* | 23400 | 17 | 8.5 | 26000 | 24400 | 93.85% | 2.02 | 0 | 10 |  |  |  |  | R-410A | 1.95 | Residential & Commercial | USHP | Ducted CEE Tier 1
212983134 | Central HP <5.4 tons | COMFORTMAKER | HRCU-A-CB (Split System: Heat Pump with Remote Outdoor Unit-Air-Source) | DLCURAH24ABK |  |  | EA*4X24L17A* | *92MSN0401712A* | 23200 | 15.5 | 8.5 | 27000 | 26600 | 98.52% | 2.24 | 0 | 9.5 |  |  |  |  | R-410A | 1.9333 | Residential & Commercial | USHP
215424272 | Central HP <5.4 tons | LUXAIRE | HRCU-A-CB (Split System: Heat Pump with Remote Outdoor Unit-Air-Source) | HH860E2S11 | ADP |  | H,YE48*60+TXV-BLEED | TM8E120C20MP11 | 53000 | 18 | 8.5 | 52500 | 39000 | 74.29% | 2 | 0 | 11 |  |  |  |  | R-454B | 4.4167 | Residential & Commercial | USHP | Ducted CEE Tier 1
215424290 | Central HP <5.4 tons | LUXAIRE | HRCU-A-CB (Split System: Heat Pump with Remote Outdoor Unit-Air-Source) | HH860E2S11 | ADP |  | H,YE48*60+TXV-BLEED | TM8Y120C20MP11 | 44500 | 18 | 8.5 | 43000 | 33400 | 77.67% | 2 | 0 | 11.7 |  |  |  |  | R-454B | 3.7083 | Residential & Commercial | USHP | Ducted CEE Tier 1
215424291 | Central HP <5.4 tons | LUXAIRE | HRCU-A-CB (Split System: Heat Pump with Remote Outdoor Unit-Air-Source) | HH860E2S11 | ADP |  | H,YE36*60+TXV-BLEED | TM9E080C16MP12 | 44000 | 17 | 8.4 | 43500 | 34000 | 78.16% | 1.98 | 0 | 10.5 |  |  |  |  | R-454B | 3.6667 | Residential & Commercial | USHP | Ducted CEE Tier 1
210470417 | Central HP <5.4 tons | TEMPSTAR | HRCU-A-CB (Split System: Heat Pump with Remote Outdoor Unit-Air-Source) | TVH837GKA2* |  |  | EA*4X61L21A*+WALLCON | *80CSU0601716A* | 33200 | 17.5 | 8.1 | 32200 | 25000 | 77.64% | 1.98 | 0 | 11.5 |  |  |  |  | R-410A | 2.7667 | Residential & Commercial | USHP | Ducted CEE Tier 1
212981808 | Central HP <5.4 tons | CARRIER | HRCU-A-CB (Split System: Heat Pump with Remote Outdoor Unit-Air-Source) | 38MURAQ24AB3* |  |  | CNPV*3621AL* | 58SU*B040M17**12 | 23400 | 16.5 | 8.5 | 25800 | 23800 | 92.25% | 1.98 | 0 | 10 |  |  |  |  | R-410A | 1.95 | Residential & Commercial | USHP | Ducted CEE Tier 1
212979977 | Central HP <5.4 tons | CARRIER | HRCU-A-CB (Split System: Heat Pump with Remote Outdoor Unit-Air-Source) | 38MURAQ18AB3* |  |  | CAP**3017AL* | 58S(B,C)*B090M17**14 | 17700 | 16 | 8.5 | 18300 | 18700 | 102.2% | 2.24 | 0 | 10.5 |  |  |  |  | R-410A | 1.475 | Residential & Commercial | USHP | Ducted CEE Tier 1
212982408 | Central HP <5.4 tons | CARRIER | HRCU-A-CB (Split System: Heat Pump with Remote Outdoor Unit-Air-Source) | 38MURAQ18AB3* |  |  | CAP**3017AL* | 58SU*B060M17**16 | 17800 | 16.5 | 8.5 | 18400 | 18500 | 100.5% | 2.24 | 0 | 10.5 |  |  |  |  | R-410A | 1.4833 | Residential & Commercial | USHP | Ducted CEE Tier 1
215424220 | Central HP <5.4 tons | LUXAIRE | HRCU-A-CB (Split System: Heat Pump with Remote Outdoor Unit-Air-Source) | HH836E2S11 | ADP |  | H,YE9J*36+TXV-BLEED | TM8Y080B12MP11 | 33000 | 17 | 8.5 | 29200 | 24800 | 84.93% | 2 | 0 | 11 |  |  |  |  | R-454B | 2.75 | Residential & Commercial | USHP | Ducted CEE Tier 1
213078491 | Central HP <5.4 tons | COMFORTMAKER | HRCU-A-CB (Split System: Heat Pump with Remote Outdoor Unit-Air-Source) | DLCURAH36ABK |  |  | EA*4X36L21A* | *80MS(N,L)0902120A* | 35200 | 16.5 | 8.1 | 38500 | 35200 | 91.43% | 1.84 | 0 | 9.5 |  |  |  |  | R-410A | 2.9333 | Residential & Commercial | USHP
211241380 | Central HP <5.4 tons | HEIL | HRCU-A-CB (Split System: Heat Pump with Remote Outdoor Unit-Air-Source) | DLCURAH24ABK |  |  | EA*4X30L17A* | *80VSL0451412A* | 23400 | 16.5 | 8.5 | 25800 | 24400 | 94.57% | 2.02 | 0 | 10 |  |  |  |  | R-410A | 1.95 | Residential & Commercial | USHP | Ducted CEE Tier 1
210470143 | Central HP <5.4 tons | TEMPSTAR | HRCU-A-CB (Split System: Heat Pump with Remote Outdoor Unit-Air-Source) | TVH837GKA2* |  |  | EA*4X42L21A*+WALLCON | *95CSU0802120A* | 31800 | 17.5 | 8.1 | 33000 | 24400 | 73.94% | 1.9 | 0 | 11 |  |  |  |  | R-410A | 2.65 | Residential & Commercial | USHP | Ducted CEE Tier 1
210470318 | Central HP <5.4 tons | TEMPSTAR | HRCU-A-CB (Split System: Heat Pump with Remote Outdoor Unit-Air-Source) | TVH837GKA2* |  |  | EA*4X60L24A*+WALLCON | *97CMN1002122A* | 32800 | 17.5 | 8.5 | 31800 | 24800 | 77.99% | 2 | 0 | 11.7 |  |  |  |  | R-410A | 2.7333 | Residential & Commercial | USHP | Ducted CEE Tier 1
210470450 | Central HP <5.4 tons | TEMPSTAR | HRCU-A-CB (Split System: Heat Pump with Remote Outdoor Unit-Air-Source) | TVH837GKA2* |  |  | EA*4X61L21A*+WALLCON | *80CTL0902120A* | 33200 | 18 | 8.5 | 32000 | 25000 | 78.12% | 2 | 0 | 11.7 |  |  |  |  | R-410A | 2.7667 | Residential & Commercial | USHP | Ducted CEE Tier 1
210597832 | Central HP <5.4 tons | HEIL | HRCU-A-CB (Split System: Heat Pump with Remote Outdoor Unit-Air-Source) | HVH825GKA2* |  |  | EA*4X42L21A*+WALLCON | *80CSU0401712A* | 23800 | 17 | 8.1 | 21400 | 16600 | 77.57% | 1.96 | 0 | 11 |  |  |  |  | R-410A | 1.9833 | Residential & Commercial | USHP | Ducted CEE Tier 1
210598016 | Central HP <5.4 tons | HEIL | HRCU-A-CB (Split System: Heat Pump with Remote Outdoor Unit-Air-Source) | HVH825GKA2* |  |  | EA*4X48L21A*+WALLCON | *80CTL0901716A* | 24200 | 17.5 | 8.1 | 20800 | 16500 | 79.33% | 2.04 | 0 | 11.5 |  |  |  |  | R-410A | 2.0167 | Residential & Commercial | USHP | Ducted CEE Tier 1
210598068 | Central HP <5.4 tons | HEIL | HRCU-A-CB (Split System: Heat Pump with Remote Outdoor Unit-Air-Source) | HVH825GKA2* |  |  | EA*4X48L24A*+WALLCON | *95CSU0802120A* | 24200 | 17 | 8.1 | 21000 | 16500 | 78.57% | 2.02 | 0 | 11 |  |  |  |  | R-410A | 2.0167 | Residential & Commercial | USHP | Ducted CEE Tier 1
215424243 | Central HP <5.4 tons | LUXAIRE | HRCU-A-CB (Split System: Heat Pump with Remote Outdoor Unit-Air-Source) | HH836E2S11 | ADP |  | H,YE9J*36+TXV-BLEED | Z8ES080C20SMPS1 | 34600 | 19 | 8.5 | 30800 | 25400 | 82.47% | 2 | 0 | 11 |  |  |  |  | R-454B | 2.8833 | Residential & Commercial | USHP | Ducted CEE Tier 1
215424259 | Central HP <5.4 tons | LUXAIRE | HRCU-A-CB (Split System: Heat Pump with Remote Outdoor Unit-Air-Source) | HH860E2S11 | ADP |  | H,YE36*60+TXV-BLEED | LP9C120D20MP13 | 51500 | 18 | 8.3 | 52500 | 39000 | 74.29% | 1.96 | 0 | 10.5 |  |  |  |  | R-454B | 4.2917 | Residential & Commercial | USHP | Ducted CEE Tier 1
215424261 | Central HP <5.4 tons | LUXAIRE | HRCU-A-CB (Split System: Heat Pump with Remote Outdoor Unit-Air-Source) | HH860E2S11 | ADP |  | H,YE36*60+TXV-BLEED | TM8E080C16MP11 | 44000 | 17 | 8.4 | 43500 | 33800 | 77.7% | 1.98 | 0 | 10.5 |  |  |  |  | R-454B | 3.6667 | Residential & Commercial | USHP | Ducted CEE Tier 1
215424279 | Central HP <5.4 tons | LUXAIRE | HRCU-A-CB (Split System: Heat Pump with Remote Outdoor Unit-Air-Source) | HH860E2S11 | ADP |  | H,YE36*60+TXV-BLEED | TM8V100C20MP12 | 51500 | 18 | 8.3 | 52000 | 38500 | 74.04% | 1.96 | 0 | 10.5 |  |  |  |  | R-454B | 4.2917 | Residential & Commercial | USHP | Ducted CEE Tier 1
215424334 | Central HP <5.4 tons | LUXAIRE | HRCU-A-CB (Split System: Heat Pump with Remote Outdoor Unit-Air-Source) | HH860E2S11 | ADP |  | H,YE48*60+TXV-BLEED | Z9ES080C20SMPS1 | 44500 | 18 | 8.5 | 44500 | 33000 | 74.16% | 2 | 0 | 12 |  |  |  |  | R-454B | 3.7083 | Residential & Commercial | USHP | Ducted CEE Tier 1
216505534 | Central HP <5.4 tons | GREE | HRCU-A-CB (Split System: Heat Pump with Remote Outdoor Unit-Air-Source) | GUD36W/A-D(U) |  |  | GCAT24*/NAA | A952U060BV4S*** | 23000 | 15.2 | 8.5 | 23000 | 20000 | 86.96% | 1.75 | 0 | 11.5 |  |  |  |  | R-410A | 1.9167 | Residential & Commercial | USHP | Ducted CEE Tier 1
216453177 | Central HP <5.4 tons | TRANE | HRCU-A-CB (Split System: Heat Pump with Remote Outdoor Unit-Air-Source) | 5TWV0X48A1 |  |  | 5PX*DD10AS3 | S8V2C100M5PCB | 44500 | 20 | 9.7 | 47000 | 33800 | 71.91% | 2.1 | 0 | 11.7 |  |  |  |  | R-454B | 3.7083 | Residential & Commercial | USHP | Ducted CEE Tier 1
216453191 | Central HP <5.4 tons | TRANE | HRCU-A-CB (Split System: Heat Pump with Remote Outdoor Unit-Air-Source) | 5TWV0X48A1 |  |  | 5TXCB006AS3 | S8V2B080M4PDB | 43500 | 19.2 | 9.4 | 47000 | 33600 | 71.49% | 2.1 | 0 | 11.7 |  |  |  |  | R-454B | 3.625 | Residential & Commercial | USHP | Ducted CEE Tier 1
216453209 | Central HP <5.4 tons | TRANE | HRCU-A-CB (Split System: Heat Pump with Remote Outdoor Unit-Air-Source) | 5TWV0X48A1 |  |  | 5TXCD010AS3 | S8V2C100M5PDB | 45500 | 20 | 9.7 | 47000 | 33800 | 71.91% | 2.1 | 0 | 12 |  |  |  |  | R-454B | 3.7917 | Residential & Commercial | USHP | Ducted CEE Tier 1
216494138 | Central HP <5.4 tons | BRYANT HEATING AND COOLING SYSTEMS | HRCU-A-CB (Split System: Heat Pump with Remote Outdoor Unit-Air-Source) | 290VAN048**AA* | ADP |  | CE(P,V)4824G1K*+TXV | 987MC66120C24*** | 44000 | 17 | 9 | 45500 | 33200 | 72.97% | 2.06 | 0 | 9.5 |  |  |  |  | R-454B | 3.6667 | Residential & Commercial | USHP
212394552 | Central HP <5.4 tons | YORK | HRCU-A-CB (Split System: Heat Pump with Remote Outdoor Unit-Air-Source) | HMH72B341 | ADP |  | H,YE32936 | TM9E080B12MP12 | 32800 | 17 | 8.5 | 32400 | 23000 | 70.99% | 2.02 | 0 | 9.5 |  |  |  |  | R-410A | 2.7333 | Residential & Commercial | USHP
216453243 | Central HP <5.4 tons | TRANE | HRCU-A-CB (Split System: Heat Pump with Remote Outdoor Unit-Air-Source) | 5TWV0X60A1 |  |  | 5PX*D010AS3 | S8V2D120M5PCB | 53000 | 18.8 | 9.4 | 54000 | 38000 | 70.37% | 2 | 0 | 10.5 |  |  |  |  | R-454B | 4.4167 | Residential & Commercial | USHP | Ducted CEE Tier 1
216768110 | Central HP <5.4 tons | GREE | HRCU-A-C (Split System: Heat Pump with Remote Outdoor Unit with No Indoor Fan --Air Source) | GUD60W2/NHE-D(U) |  |  | GCAC48H/NHA | 0 | 48000 | 15.2 | 8.5 | 48000 | 36000 | 75% | 1.8 | 0 | 10 |  |  |  |  | R-32 | 4 | Residential & Commercial | USHP | Ducted CEE Tier 1
212971446 | Central HP <5.4 tons | BRYANT HEATING AND COOLING SYSTEMS | HRCU-A-CB (Split System: Heat Pump with Remote Outdoor Unit-Air-Source) | 38MURAQ18AB3* |  |  | CAP**2417AL* | 82*TB48070V17*** | 17500 | 16 | 8.5 | 18500 | 19500 | 105.4% | 2.34 | 0 | 10.5 |  |  |  |  | R-410A | 1.4583 | Residential & Commercial | USHP | Ducted CEE Tier 1
212971916 | Central HP <5.4 tons | BRYANT HEATING AND COOLING SYSTEMS | HRCU-A-CB (Split System: Heat Pump with Remote Outdoor Unit-Air-Source) | 38MURAQ18AB3* |  |  | CAP**2517AL* | 82*TB48090V17*** | 18000 | 16.5 | 8.5 | 17900 | 17700 | 98.88% | 2.14 | 0 | 11 |  |  |  |  | R-410A | 1.5 | Residential & Commercial | USHP | Ducted CEE Tier 1
216765696 | Central HP <5.4 tons | GREE | HRCU-A-C (Split System: Heat Pump with Remote Outdoor Unit with No Indoor Fan --Air Source) | GUD36W2/NXF-D(U) |  |  | GCAC36F/NXA | 0 | 34000 | 15.2 | 8.5 | 34000 | 25600 | 75.29% | 1.8 | 0 | 9 |  |  |  |  | R-454B | 2.8333 | Residential & Commercial | USHP
215424307 | Central HP <5.4 tons | LUXAIRE | HRCU-A-CB (Split System: Heat Pump with Remote Outdoor Unit-Air-Source) | HH860E2S11 | ADP |  | H,YE36*60+TXV-BLEED | TM9V120D20MP12 | 51500 | 18 | 8.3 | 52500 | 39000 | 74.29% | 1.96 | 0 | 10.5 |  |  |  |  | R-454B | 4.2917 | Residential & Commercial | USHP | Ducted CEE Tier 1
216487872 | Central HP <5.4 tons | BRYANT HEATING AND COOLING SYSTEMS | HRCU-A-CB (Split System: Heat Pump with Remote Outdoor Unit-Air-Source) | 290VAN048**AA* | ADP |  | CE(P,V)4817G1K*+TXV | 986TD60080C21*** | 44000 | 17 | 9 | 45500 | 33200 | 72.97% | 2.06 | 0 | 9.5 |  |  |  |  | R-454B | 3.6667 | Residential & Commercial | USHP
215424224 | Central HP <5.4 tons | LUXAIRE | HRCU-A-CB (Split System: Heat Pump with Remote Outdoor Unit-Air-Source) | HH836E2S11 | ADP |  | H,YE9J*36+TXV-BLEED | TM8Y120C20MP11 | 33800 | 18 | 8.5 | 30600 | 25400 | 83.01% | 2 | 0 | 10.5 |  |  |  |  | R-454B | 2.8167 | Residential & Commercial | USHP | Ducted CEE Tier 1
215424308 | Central HP <5.4 tons | LUXAIRE | HRCU-A-CB (Split System: Heat Pump with Remote Outdoor Unit-Air-Source) | HH860E2S11 | ADP |  | H,YE48*60+TXV-BLEED | TM9V120D20MP12 | 44000 | 18 | 8.5 | 42500 | 33000 | 77.65% | 2 | 0 | 11.7 |  |  |  |  | R-454B | 3.6667 | Residential & Commercial | USHP | Ducted CEE Tier 1
215424324 | Central HP <5.4 tons | LUXAIRE | HRCU-A-CB (Split System: Heat Pump with Remote Outdoor Unit-Air-Source) | HH860E2S11 | ADP |  | H,YE48*60+TXV-BLEED | Z8ES100C20SMPS1 | 44500 | 18 | 8.5 | 42500 | 33000 | 77.65% | 2 | 0 | 12 |  |  |  |  | R-454B | 3.7083 | Residential & Commercial | USHP | Ducted CEE Tier 1
216505536 | Central HP <5.4 tons | GREE | HRCU-A-CB (Split System: Heat Pump with Remote Outdoor Unit-Air-Source) | GUD36W/A-D(U) |  |  | GCAT24*/NAA | WPV070T3AA-N | 23000 | 15.2 | 8.5 | 23000 | 19000 | 82.61% | 1.75 | 0 | 11.5 |  |  |  |  | R-410A | 1.9167 | Residential & Commercial | USHP | Ducted CEE Tier 1
215213330 | Central HP <5.4 tons | GREE | HRCU-A-CB (Split System: Heat Pump with Remote Outdoor Unit-Air-Source) | FXU36HP230V1R32AO |  |  | FXU36HP230V1R32AH | 0 | 34000 | 18 | 10 | 34000 | 34000 | 100% | 2 | 0 | 12 |  |  |  |  | R-32 | 2.8333 | Residential & Commercial | USHP | Ducted CEE Tier 1
210599934 | Central HP <5.4 tons | TEMPSTAR | HRCU-A-CB (Split System: Heat Pump with Remote Outdoor Unit-Air-Source) | TVH825GKA2* |  |  | EHD4X42AAL+WALLCON | *96CTN1202422A* | 24200 | 16 | 8.1 | 21400 | 16600 | 77.57% | 2 | 0 | 10.5 |  |  |  |  | R-410A | 2.0167 | Residential & Commercial | USHP | Ducted CEE Tier 1
210599987 | Central HP <5.4 tons | TEMPSTAR | HRCU-A-CB (Split System: Heat Pump with Remote Outdoor Unit-Air-Source) | TVH825GKA2* |  |  | EN(A,D,W)4X48L21**+WALLCON | *80CSU1002120A* | 24000 | 16.5 | 8.1 | 21400 | 16600 | 77.57% | 2 | 0 | 11 |  |  |  |  | R-410A | 2 | Residential & Commercial | USHP | Ducted CEE Tier 1
210599878 | Central HP <5.4 tons | TEMPSTAR | HRCU-A-CB (Split System: Heat Pump with Remote Outdoor Unit-Air-Source) | TVH825GKA2* |  |  | EA*4X42L24A*+WALLCON | *97CMN1202422A* | 23800 | 16.5 | 8.1 | 21400 | 16700 | 78.04% | 1.96 | 0 | 11 |  |  |  |  | R-410A | 1.9833 | Residential & Commercial | USHP | Ducted CEE Tier 1
210599892 | Central HP <5.4 tons | TEMPSTAR | HRCU-A-CB (Split System: Heat Pump with Remote Outdoor Unit-Air-Source) | TVH825GKA2* |  |  | EA*4X43L21A*+WALLCON | *97CMN0602120A* | 24400 | 16.5 | 8.1 | 21200 | 16700 | 78.77% | 2.02 | 0 | 11 |  |  |  |  | R-410A | 2.0333 | Residential & Commercial | USHP | Ducted CEE Tier 1
210599893 | Central HP <5.4 tons | TEMPSTAR | HRCU-A-CB (Split System: Heat Pump with Remote Outdoor Unit-Air-Source) | TVH825GKA2* |  |  | EA*4X43L21A*+WALLCON | *97CMN0801714A* | 24400 | 16.5 | 8.1 | 21200 | 16700 | 78.77% | 2.02 | 0 | 11 |  |  |  |  | R-410A | 2.0333 | Residential & Commercial | USHP | Ducted CEE Tier 1
214627736 | Central HP <5.4 tons | CARRIER | HRCU-A-CB (Split System: Heat Pump with Remote Outdoor Unit-Air-Source) | 38MURAQ18AB3* | ADP |  | PL36H175P159 | 59SC6A060M14**12 | 17400 | 16 | 8.1 | 16400 | 18200 | 111% | 2.24 | 0 | 11 |  |  |  |  | R-410A | 1.45 | Residential & Commercial | USHP | Ducted CEE Tier 1
214627802 | Central HP <5.4 tons | CARRIER | HRCU-A-CB (Split System: Heat Pump with Remote Outdoor Unit-Air-Source) | 38MURAQ18AB3* | ADP |  | PL36H210P749 | 59SU5B040M17**12 | 17600 | 16 | 8.5 | 17100 | 18700 | 109.4% | 2.3 | 0 | 10.5 |  |  |  |  | R-410A | 1.4667 | Residential & Commercial | USHP | Ducted CEE Tier 1
216621482 | Central HP <5.4 tons | GREE | HRCU-A-CB (Split System: Heat Pump with Remote Outdoor Unit-Air-Source) | GUD36W2/NHE-D(U) |  |  | GUD24AH2/E-D(U) | 0 | 24000 | 18 | 10 | 25000 | 24000 | 96% | 2 | 0 | 12.5 |  |  |  |  | R-32 | 2 | Residential & Commercial | USHP | Ducted CEE Tier 1
210599306 | Central HP <5.4 tons | HEIL | HRCU-A-CB (Split System: Heat Pump with Remote Outdoor Unit-Air-Source) | HVH837GKA** |  |  | EA*4X61L24A*+WALLCON | *97CMN0602120A* | 33000 | 17.5 | 8.5 | 32400 | 25200 | 77.78% | 1.98 | 0 | 11.7 |  |  |  |  | R-410A | 2.75 | Residential & Commercial | USHP | Ducted CEE Tier 1
210599061 | Central HP <5.4 tons | HEIL | HRCU-A-CB (Split System: Heat Pump with Remote Outdoor Unit-Air-Source) | HVH837GKA** |  |  | EA*4X36L21A*+WALLCON | *95CSU0802120A* | 31600 | 17 | 8.1 | 33200 | 24200 | 72.89% | 1.86 | 0 | 11 |  |  |  |  | R-410A | 2.6333 | Residential & Commercial | USHP | Ducted CEE Tier 1
210598252 | Central HP <5.4 tons | HEIL | HRCU-A-CB (Split System: Heat Pump with Remote Outdoor Unit-Air-Source) | HVH825GKA2* |  |  | EHD4X48AAL+WALLCON | *80CTL0701412A* | 24400 | 17 | 8.1 | 21200 | 16500 | 77.83% | 2.02 | 0 | 11 |  |  |  |  | R-410A | 2.0333 | Residential & Commercial | USHP | Ducted CEE Tier 1
215430819 | Central HP <5.4 tons | LUXAIRE | HRCU-A-CB (Split System: Heat Pump with Remote Outdoor Unit-Air-Source) | HH824E2S11 | ADP |  | H,YG80(1,2)36+TXV | TM9E080B12MP12 | 23000 | 18 | 9 | 21400 | 17600 | 82.24% | 2 | 0 | 11.7 |  |  |  |  | R-454B | 1.9167 | Residential & Commercial | USHP | Ducted CEE Tier 1
216975419 | Central HP <5.4 tons | BRYANT HEATING AND COOLING SYSTEMS | HRCU-A-CB (Split System: Heat Pump with Remote Outdoor Unit-Air-Source) | 290VAN024**AA* | ADP |  | V,C36H175P13*+TXV | 83*CA36040C17*** | 23200 | 17 | 9 | 22000 | 16200 | 73.64% | 1.98 | 0 | 10 |  |  |  |  | R-454B | 1.9333 | Residential & Commercial | USHP | Ducted CEE Tier 1
216975428 | Central HP <5.4 tons | BRYANT HEATING AND COOLING SYSTEMS | HRCU-A-CB (Split System: Heat Pump with Remote Outdoor Unit-Air-Source) | 290VAN024**AA* | ADP |  | C36A***L15*+TXV | 83*CB36040C17*** | 23200 | 17 | 8.5 | 21800 | 16100 | 73.85% | 2 | 0 | 10 |  |  |  |  | R-454B | 1.9333 | Residential & Commercial | USHP | Ducted CEE Tier 1
215889445 | Central HP <5.4 tons | GREE | HRCU-A-CB (Split System: Heat Pump with Remote Outdoor Unit-Air-Source) | GUD48W2/NHG-D(U) |  |  | GUD48AH2/G-D(U) | 0 | 48000 | 20 | 9.5 | 48000 | 36000 | 75% | 2.18 | 0 | 11.7 |  |  |  |  | R-32 | 4 | Residential & Commercial | USHP | Ducted CEE Tier 1
212380529 | Central HP <5.4 tons | CARRIER | HRCU-A-CB (Split System: Heat Pump with Remote Outdoor Unit-Air-Source) | 25VNA424A*031* | ADP |  | C36A***L159 | 58TN*A070C14**12 | 23600 | 21 | 8.1 | 25000 | 19300 | 77.2% | 2.5 | 0 | 13.5 |  |  |  |  | R-410A | 1.9667 | Residential & Commercial | USHP | Ducted CEE Tier 1
212380584 | Central HP <5.4 tons | CARRIER | HRCU-A-CB (Split System: Heat Pump with Remote Outdoor Unit-Air-Source) | 25VNA424A*031* | ADP |  | V,C36H175P459 | 59MN7B080C17**14 | 24000 | 20 | 8.5 | 25000 | 19500 | 78% | 2.5 | 0 | 13 |  |  |  |  | R-410A | 2 | Residential & Commercial | USHP | Ducted CEE Tier 1
216981234 | Central HP <5.4 tons | BRYANT HEATING AND COOLING SYSTEMS | HRCU-A-CB (Split System: Heat Pump with Remote Outdoor Unit-Air-Source) | 290VAN036**AA* | ADP |  | V,C36H175P45*+TXV | 935CB48060C17*** | 34400 | 17 | 9 | 33800 | 24800 | 73.37% | 1.88 | 0 | 9.5 |  |  |  |  | R-454B | 2.8667 | Residential & Commercial | USHP
216981243 | Central HP <5.4 tons | BRYANT HEATING AND COOLING SYSTEMS | HRCU-A-CB (Split System: Heat Pump with Remote Outdoor Unit-Air-Source) | 290VAN036**AA* | ADP |  | PL36H175P15*+TXV | 986TD42060C17*** | 33600 | 17 | 9 | 33600 | 25000 | 74.4% | 1.88 | 0 | 9.5 |  |  |  |  | R-454B | 2.8 | Residential & Commercial | USHP
216981259 | Central HP <5.4 tons | BRYANT HEATING AND COOLING SYSTEMS | HRCU-A-CB (Split System: Heat Pump with Remote Outdoor Unit-Air-Source) | 290VAN036**AA* | ADP |  | C36A***L15*+TXV | 986TD42080C17*** | 33400 | 18 | 9 | 33600 | 24800 | 73.81% | 1.88 | 0 | 9.5 |  |  |  |  | R-454B | 2.7833 | Residential & Commercial | USHP
216981261 | Central HP <5.4 tons | BRYANT HEATING AND COOLING SYSTEMS | HRCU-A-CB (Split System: Heat Pump with Remote Outdoor Unit-Air-Source) | 290VAN036**AA* | ADP |  | V,C36H175P13*+TXV | 986TD42080C17*** | 32800 | 18 | 9 | 33600 | 24800 | 73.81% | 1.88 | 0 | 9 |  |  |  |  | R-454B | 2.7333 | Residential & Commercial | USHP
216981418 | Central HP <5.4 tons | BRYANT HEATING AND COOLING SYSTEMS | HRCU-A-CB (Split System: Heat Pump with Remote Outdoor Unit-Air-Source) | 290VAN060**AA* | ADP |  | C60A***L19*+TXV | 935CB60080C21*** | 55500 | 18 | 8.5 | 58000 | 41500 | 71.55% | 2.02 | 0 | 8.5 |  |  |  |  | R-454B | 4.625 | Residential & Commercial | USHP
216981420 | Central HP <5.4 tons | BRYANT HEATING AND COOLING SYSTEMS | HRCU-A-CB (Split System: Heat Pump with Remote Outdoor Unit-Air-Source) | 290VAN060**AA* | ADP |  | V,C60H210P29*+TXV | 935CB66100C21*** | 54000 | 18 | 9 | 57500 | 41000 | 71.3% | 2.02 | 0 | 8.5 |  |  |  |  | R-454B | 4.5 | Residential & Commercial | USHP
212974748 | Central HP <5.4 tons | COMFORTMAKER | HRCU-A-CB (Split System: Heat Pump with Remote Outdoor Unit-Air-Source) | DLCURAH18ABK |  |  | EN(A,D)4X30L17** | *96VTN0401410B* | 17400 | 16 | 8.1 | 18000 | 18700 | 103.9% | 2.24 | 0 | 10.5 |  |  |  |  | R-410A | 1.45 | Residential & Commercial | USHP | Ducted CEE Tier 1
210599909 | Central HP <5.4 tons | TEMPSTAR | HRCU-A-CB (Split System: Heat Pump with Remote Outdoor Unit-Air-Source) | TVH825GKA2* |  |  | EA*4X48L21A*+WALLCON | *97CMN0801714A* | 24000 | 16.5 | 8.1 | 21000 | 16600 | 79.05% | 2 | 0 | 11 |  |  |  |  | R-410A | 2 | Residential & Commercial | USHP | Ducted CEE Tier 1
215494739 | Central HP <5.4 tons | GREE | HRCU-A-CB (Split System: Heat Pump with Remote Outdoor Unit-Air-Source) | GUD36W2/NXF-D(U) |  |  | GUD36AH2/F-D(U) | 0 | 34000 | 18.5 | 10 | 34000 | 30200 | 88.82% | 2 | 0 | 11 |  |  |  |  | R-454B | 2.8333 | Residential & Commercial | USHP | Ducted CEE Tier 1
210599942 | Central HP <5.4 tons | TEMPSTAR | HRCU-A-CB (Split System: Heat Pump with Remote Outdoor Unit-Air-Source) | TVH825GKA2* |  |  | EHD4X48AAL+WALLCON | *80CSU1002120A* | 24200 | 16 | 8.1 | 21200 | 16600 | 78.3% | 2 | 0 | 10.5 |  |  |  |  | R-410A | 2.0167 | Residential & Commercial | USHP | Ducted CEE Tier 1
210599960 | Central HP <5.4 tons | TEMPSTAR | HRCU-A-CB (Split System: Heat Pump with Remote Outdoor Unit-Air-Source) | TVH825GKA2* |  |  | EN(A,D)4X48L24**+WALLCON | *80CSU1002120A* | 24000 | 16.5 | 8.1 | 21400 | 16600 | 77.57% | 2 | 0 | 11 |  |  |  |  | R-410A | 2 | Residential & Commercial | USHP | Ducted CEE Tier 1
216981427 | Central HP <5.4 tons | BRYANT HEATING AND COOLING SYSTEMS | HRCU-A-CB (Split System: Heat Pump with Remote Outdoor Unit-Air-Source) | 290VAN060**AA* | ADP |  | PL60H210P29*+TXV | 986TD60080C21*** | 53500 | 18 | 9 | 58000 | 41500 | 71.55% | 2.02 | 0 | 8.5 |  |  |  |  | R-454B | 4.4583 | Residential & Commercial | USHP
216981459 | Central HP <5.4 tons | BRYANT HEATING AND COOLING SYSTEMS | HRCU-A-CB (Split System: Heat Pump with Remote Outdoor Unit-Air-Source) | 290VAN060**AA* | ADP |  | C60A***L19*+TXV | 987MC60080C21*** | 55500 | 18 | 9 | 58000 | 41500 | 71.55% | 2.02 | 0 | 9 |  |  |  |  | R-454B | 4.625 | Residential & Commercial | USHP
216981461 | Central HP <5.4 tons | BRYANT HEATING AND COOLING SYSTEMS | HRCU-A-CB (Split System: Heat Pump with Remote Outdoor Unit-Air-Source) | 290VAN060**AA* | ADP |  | V,C60H210P29*+TXV | 987MC66100C21*** | 53500 | 18 | 9 | 58000 | 41500 | 71.55% | 2.02 | 0 | 8.5 |  |  |  |  | R-454B | 4.4583 | Residential & Commercial | USHP
216981713 | Central HP <5.4 tons | BRYANT HEATING AND COOLING SYSTEMS | HRCU-A-CB (Split System: Heat Pump with Remote Outdoor Unit-Air-Source) | 293VAN036**AA* | ADP |  | C36A***L13*+TXV | 935CB48060C17*** | 32400 | 19 | 9.5 | 33800 | 26800 | 79.29% | 2 | 0 | 11 |  |  |  |  | R-454B | 2.7 | Residential & Commercial | USHP | Ducted CEE Tier 1
216981670 | Central HP <5.4 tons | BRYANT HEATING AND COOLING SYSTEMS | HRCU-A-CB (Split System: Heat Pump with Remote Outdoor Unit-Air-Source) | 291VAN054**AA* | ADP |  | C60A***L16*+TXV | 986TD66100C21*** | 48000 | 19 | 10.5 | 50500 | 53000 | 105% | 1.96 | 0 | 10.5 |  |  |  |  | R-454B | 4 | Residential & Commercial | USHP | Ducted CEE Tier 1
216981672 | Central HP <5.4 tons | BRYANT HEATING AND COOLING SYSTEMS | HRCU-A-CB (Split System: Heat Pump with Remote Outdoor Unit-Air-Source) | 291VAN054**AA* | ADP |  | V,C60H210P17*+TXV | 986TD66100C21*** | 49000 | 19 | 10.5 | 50500 | 53000 | 105% | 1.96 | 0 | 11 |  |  |  |  | R-454B | 4.0833 | Residential & Commercial | USHP | Ducted CEE Tier 1
216981804 | Central HP <5.4 tons | BRYANT HEATING AND COOLING SYSTEMS | HRCU-A-CB (Split System: Heat Pump with Remote Outdoor Unit-Air-Source) | 293VAN048**AA* | ADP |  | PL48H210P75*+TXV | 935CB60080C21*** | 43000 | 20 | 9.5 | 46500 | 36200 | 77.85% | 2 | 0 | 10.5 |  |  |  |  | R-454B | 3.5833 | Residential & Commercial | USHP | Ducted CEE Tier 1
210598284 | Central HP <5.4 tons | HEIL | HRCU-A-CB (Split System: Heat Pump with Remote Outdoor Unit-Air-Source) | HVH825GKA2* |  |  | EHD4X48AAL+WALLCON | *96CTN0801714A* | 24200 | 16 | 8.1 | 21400 | 16700 | 78.04% | 2 | 0 | 10.5 |  |  |  |  | R-410A | 2.0167 | Residential & Commercial | USHP | Ducted CEE Tier 1
210598384 | Central HP <5.4 tons | HEIL | HRCU-A-CB (Split System: Heat Pump with Remote Outdoor Unit-Air-Source) | HVH825GKA2* |  |  | EN(A,D)4X48L24**+WALLCON | *97CMN1002122A* | 24200 | 17 | 8.1 | 21400 | 16600 | 77.57% | 2.02 | 0 | 11.5 |  |  |  |  | R-410A | 2.0167 | Residential & Commercial | USHP | Ducted CEE Tier 1
213146425 | Central HP <5.4 tons | BRYANT HEATING AND COOLING SYSTEMS | HRCU-A-CB (Split System: Heat Pump with Remote Outdoor Unit-Air-Source) | 38MURAQ36AB3* | ADP |  | V,C36H175P159+AEFE4B* | 0 | 37000 | 16 | 8.1 | 36800 | 34400 | 93.48% | 2 | 0 | 10 |  |  |  |  | R-410A | 3.0833 | Residential & Commercial | USHP | Ducted CEE Tier 1
210692765 | Central HP <5.4 tons | GOODMAN | HRCU-A-CB (Split System: Heat Pump with Remote Outdoor Unit-Air-Source) | GSZV903610A* |  |  | CHPF3743C6B*+TXV | G*VM970804CNB* | 33400 | 18 | 8.2 | 34000 | 24400 | 71.76% | 1.8 | 0 | 11 |  |  |  |  | R-410A | 2.7833 | Residential & Commercial | USHP | Ducted CEE Tier 1
206135661 | Central HP <5.4 tons | TEMPSTAR | HRCU-A-CB (Split System: Heat Pump with Remote Outdoor Unit-Air-Source) | TVH837GKA** |  |  | EA*4X37L21A*+WALLCON | *80CSU0401712A* | 32800 | 17.5 | 8.5 | 33000 | 25200 | 76.36% | 1.98 | 12 | 11 |  |  |  |  | R-410A | 2.7333 | Residential & Commercial | USHP | Ducted CEE Tier 1
215424218 | Central HP <5.4 tons | LUXAIRE | HRCU-A-CB (Split System: Heat Pump with Remote Outdoor Unit-Air-Source) | HH836E2S11 | ADP |  | H,YE9J*36+TXV-BLEED | TM8V080C16MP12 | 33600 | 18 | 8.5 | 30000 | 25200 | 84% | 2 | 0 | 11 |  |  |  |  | R-454B | 2.8 | Residential & Commercial | USHP | Ducted CEE Tier 1
215407220 | Central HP <5.4 tons | YORK | HRCU-A-CB (Split System: Heat Pump with Remote Outdoor Unit-Air-Source) | HH860E2S11 | ADP |  | H,YG48*60+TXV | TM9V080C16MP12 | 43500 | 18 | 8.5 | 42000 | 33000 | 78.57% | 2 | 0 | 11 |  |  |  |  | R-454B | 3.625 | Residential & Commercial | USHP | Ducted CEE Tier 1
215424277 | Central HP <5.4 tons | LUXAIRE | HRCU-A-CB (Split System: Heat Pump with Remote Outdoor Unit-Air-Source) | HH860E2S11 | ADP |  | H,YE36*60+TXV-BLEED | TM8V100C16MP12 | 43000 | 17 | 8.4 | 42000 | 32800 | 78.1% | 1.98 | 0 | 11.5 |  |  |  |  | R-454B | 3.5833 | Residential & Commercial | USHP | Ducted CEE Tier 1
215295773 | Central HP <5.4 tons | AIRQUEST | HRCU-A-CB (Split System: Heat Pump with Remote Outdoor Unit-Air-Source) | DLCURAH36ABK | ADP |  | H,GG1K936 | *96VTN1202422B* | 35200 | 16 | 8.5 | 36200 | 34200 | 94.48% | 2.02 | 0 | 9.5 |  |  |  |  | R-410A | 2.9333 | Residential & Commercial | USHP
216453165 | Central HP <5.4 tons | TRANE | HRCU-A-CB (Split System: Heat Pump with Remote Outdoor Unit-Air-Source) | 5TWV0X48A1 |  |  | 5PX*D008AS3 | S8V2C100M5PCB | 45000 | 20 | 9.7 | 47500 | 34000 | 71.58% | 2.1 | 0 | 11.7 |  |  |  |  | R-454B | 3.75 | Residential & Commercial | USHP | Ducted CEE Tier 1
216453195 | Central HP <5.4 tons | TRANE | HRCU-A-CB (Split System: Heat Pump with Remote Outdoor Unit-Air-Source) | 5TWV0X48A1 |  |  | 5TXCC007AS3 | S8V2C100M5PDB | 44500 | 20 | 9.7 | 47500 | 34200 | 72% | 2.1 | 0 | 11.7 |  |  |  |  | R-454B | 3.7083 | Residential & Commercial | USHP | Ducted CEE Tier 1
216983432 | Central HP <5.4 tons | BRYANT HEATING AND COOLING SYSTEMS | HRCU-A-CB (Split System: Heat Pump with Remote Outdoor Unit-Air-Source) | 37MUHAQ24AA3 | ADP |  | PL36H***P44*+TXV | 916SA36060M14*** | 22000 | 15.2 | 8.5 | 19400 | 18800 | 96.91% | 1.98 | 0 | 10.5 |  |  |  |  | R-454B | 1.8333 | Residential & Commercial | USHP | Ducted CEE Tier 1
216977293 | Central HP <5.4 tons | BRYANT HEATING AND COOLING SYSTEMS | HRCU-A-CB (Split System: Heat Pump with Remote Outdoor Unit-Air-Source) | 37MUHAQ24AA3 | ADP |  | C36A***L13*+TXV | 82*TB36070V14*** | 22400 | 16 | 8.5 | 19200 | 18300 | 95.31% | 1.96 | 0 | 11 |  |  |  |  | R-454B | 1.8667 | Residential & Commercial | USHP | Ducted CEE Tier 1
216977309 | Central HP <5.4 tons | BRYANT HEATING AND COOLING SYSTEMS | HRCU-A-CB (Split System: Heat Pump with Remote Outdoor Unit-Air-Source) | 37MUHAQ24AA3 | ADP |  | V,C36H175P13*+TXV | 83*CA36040C17*** | 23000 | 17 | 8.5 | 19800 | 18700 | 94.44% | 1.94 | 0 | 11 |  |  |  |  | R-454B | 1.9167 | Residential & Commercial | USHP | Ducted CEE Tier 1
216977318 | Central HP <5.4 tons | BRYANT HEATING AND COOLING SYSTEMS | HRCU-A-CB (Split System: Heat Pump with Remote Outdoor Unit-Air-Source) | 37MUHAQ24AA3 | ADP |  | C36A***L15*+TXV | 83*SB36040M17*** | 22400 | 16 | 8.5 | 19200 | 18300 | 95.31% | 1.96 | 0 | 11 |  |  |  |  | R-454B | 1.8667 | Residential & Commercial | USHP | Ducted CEE Tier 1
216981880 | Central HP <5.4 tons | BRYANT HEATING AND COOLING SYSTEMS | HRCU-A-CB (Split System: Heat Pump with Remote Outdoor Unit-Air-Source) | 293VAN048**AA* | ADP |  | PL60H210P17*+TXV | 987MC60080C21*** | 44000 | 21 | 9.5 | 46500 | 36600 | 78.71% | 2 | 0 | 10.5 |  |  |  |  | R-454B | 3.6667 | Residential & Commercial | USHP | Ducted CEE Tier 1
211378745 | Central HP <5.4 tons | YORK | HRCU-A-CB (Split System: Heat Pump with Remote Outdoor Unit-Air-Source) | HMH72B341 |  |  | XAFB36DBCN1 | TM8E060A12MP11 | 34000 | 18 | 8.1 | 33800 | 23800 | 70.41% | 2.06 | 0 | 10 |  |  |  |  | R-410A | 2.8333 | Residential & Commercial | USHP | Ducted CEE Tier 1
211378810 | Central HP <5.4 tons | YORK | HRCU-A-CB (Split System: Heat Pump with Remote Outdoor Unit-Air-Source) | HMH72B341 |  |  | XAUB30CXXN1+TXV | TMLE040A12MP11 | 32800 | 18 | 8.1 | 33400 | 23400 | 70.06% | 2.04 | 0 | 10 |  |  |  |  | R-410A | 2.7333 | Residential & Commercial | USHP | Ducted CEE Tier 1
211378878 | Central HP <5.4 tons | YORK | HRCU-A-CB (Split System: Heat Pump with Remote Outdoor Unit-Air-Source) | HMH72B341 |  |  | XAHC36DXXN1+TXV | TL8E100C20UH11 | 34000 | 17 | 8.1 | 34000 | 24400 | 71.76% | 2.1 | 0 | 9.5 |  |  |  |  | R-410A | 2.8333 | Residential & Commercial | USHP
211378997 | Central HP <5.4 tons | YORK | HRCU-A-CB (Split System: Heat Pump with Remote Outdoor Unit-Air-Source) | HMH72B341 |  |  | XAFD48FXXN1+TXV | TM9Y100C16MP11 | 33400 | 17 | 8.5 | 32400 | 23600 | 72.84% | 2.06 | 0 | 9.5 |  |  |  |  | R-410A | 2.7833 | Residential & Commercial | USHP
211379045 | Central HP <5.4 tons | YORK | HRCU-A-CB (Split System: Heat Pump with Remote Outdoor Unit-Air-Source) | HMH72B341 |  |  | XAUC48FXXN1+TXV | TM9Y080B12MP11 | 33400 | 17 | 8.1 | 32800 | 24200 | 73.78% | 2.04 | 0 | 9 |  |  |  |  | R-410A | 2.7833 | Residential & Commercial | USHP
211379161 | Central HP <5.4 tons | YORK | HRCU-A-CB (Split System: Heat Pump with Remote Outdoor Unit-Air-Source) | HMH72B341 |  |  | XAUC48FXXN1+TXV | TM9V100C20MP12 | 34000 | 16.5 | 8.5 | 33000 | 24200 | 73.33% | 2.1 | 0 | 9 |  |  |  |  | R-410A | 2.8333 | Residential & Commercial | USHP
213080793 | Central HP <5.4 tons | COMFORTMAKER | HRCU-A-CB (Split System: Heat Pump with Remote Outdoor Unit-Air-Source) | DLCURAH36ABK |  |  | EA*4X37L21A* | *95MSU0802120A* | 36600 | 16 | 8.5 | 38500 | 35000 | 90.91% | 2.06 | 0 | 10 |  |  |  |  | R-410A | 3.05 | Residential & Commercial | USHP | Ducted CEE Tier 1
216981249 | Central HP <5.4 tons | BRYANT HEATING AND COOLING SYSTEMS | HRCU-A-CB (Split System: Heat Pump with Remote Outdoor Unit-Air-Source) | 290VAN036**AA* | ADP |  | C36A***L53*+TXV | 986TD42060C17*** | 34000 | 18 | 9 | 33000 | 24600 | 74.55% | 1.9 | 0 | 9.5 |  |  |  |  | R-454B | 2.8333 | Residential & Commercial | USHP
211379197 | Central HP <5.4 tons | YORK | HRCU-A-CB (Split System: Heat Pump with Remote Outdoor Unit-Air-Source) | HMH72B341 |  |  | XAHC48FXXN1+TXV | YP9C100C16MP13 | 33000 | 16.5 | 8.5 | 31800 | 23200 | 72.96% | 2.04 | 0 | 9 |  |  |  |  | R-410A | 2.75 | Residential & Commercial | USHP
216981313 | Central HP <5.4 tons | BRYANT HEATING AND COOLING SYSTEMS | HRCU-A-CB (Split System: Heat Pump with Remote Outdoor Unit-Air-Source) | 290VAN048**AA* | ADP |  | A60VHA*+TXV | 935CB60080C21*** | 45000 | 17 | 9 | 45500 | 33200 | 72.97% | 2.08 | 0 | 9.5 |  |  |  |  | R-454B | 3.75 | Residential & Commercial | USHP
216981413 | Central HP <5.4 tons | BRYANT HEATING AND COOLING SYSTEMS | HRCU-A-CB (Split System: Heat Pump with Remote Outdoor Unit-Air-Source) | 290VAN060**AA* | ADP |  | A60VHA*+TXV | 935CB60080C21*** | 55500 | 18 | 8.5 | 58000 | 41500 | 71.55% | 2.02 | 0 | 8.5 |  |  |  |  | R-454B | 4.625 | Residential & Commercial | USHP
216981447 | Central HP <5.4 tons | BRYANT HEATING AND COOLING SYSTEMS | HRCU-A-CB (Split System: Heat Pump with Remote Outdoor Unit-Air-Source) | 290VAN060**AA* | ADP |  | C60A***L16*+TXV | 987MC60060C21*** | 53000 | 17 | 8.5 | 58500 | 42000 | 71.79% | 1.86 | 0 | 8 |  |  |  |  | R-454B | 4.4167 | Residential & Commercial | USHP
216981633 | Central HP <5.4 tons | BRYANT HEATING AND COOLING SYSTEMS | HRCU-A-CB (Split System: Heat Pump with Remote Outdoor Unit-Air-Source) | 291VAN054**AA* | ADP |  | PL60H210P29*+TXV | 935CB60080C21*** | 49000 | 18 | 10.5 | 50500 | 52000 | 103% | 1.96 | 0 | 11 |  |  |  |  | R-454B | 4.0833 | Residential & Commercial | USHP | Ducted CEE Tier 1
216981650 | Central HP <5.4 tons | BRYANT HEATING AND COOLING SYSTEMS | HRCU-A-CB (Split System: Heat Pump with Remote Outdoor Unit-Air-Source) | 291VAN054**AA* | ADP |  | V,C60H210P17*+TXV | 935CB66100C21*** | 49500 | 19 | 10.5 | 50000 | 52500 | 105% | 1.98 | 0 | 11.5 |  |  |  |  | R-454B | 4.125 | Residential & Commercial | USHP | Ducted CEE Tier 1
216981751 | Central HP <5.4 tons | BRYANT HEATING AND COOLING SYSTEMS | HRCU-A-CB (Split System: Heat Pump with Remote Outdoor Unit-Air-Source) | 293VAN036**AA* | ADP |  | C36A***L53*+TXV | 986TD42080C17*** | 33200 | 20 | 9.5 | 33200 | 26200 | 78.92% | 2.02 | 0 | 11 |  |  |  |  | R-454B | 2.7667 | Residential & Commercial | USHP | Ducted CEE Tier 1
214052491 | Central HP <5.4 tons | LENNOX | HRCU-A-CB (Split System: Heat Pump with Remote Outdoor Unit-Air-Source) | EL22XPV-024-230A** | ADP |  | HG34936 | ML180UH045XE36A* | 23400 | 21 | 8.5 | 21200 | 14900 | 70.28% | 1.86 | 0 | 13.5 |  |  |  |  | R-410A | 1.95 | Residential & Commercial | USHP | Ducted CEE Tier 1
215430646 | Central HP <5.4 tons | LUXAIRE | HRCU-A-CB (Split System: Heat Pump with Remote Outdoor Unit-Air-Source) | HH860E2S11 | ADP |  | H,YG48(1,2)60+TXV | LP9C120D20MP13 | 44000 | 18 | 8.5 | 42500 | 33000 | 77.65% | 2 | 0 | 11.7 |  |  |  |  | R-454B | 3.6667 | Residential & Commercial | USHP | Ducted CEE Tier 1
215424260 | Central HP <5.4 tons | LUXAIRE | HRCU-A-CB (Split System: Heat Pump with Remote Outdoor Unit-Air-Source) | HH860E2S11 | ADP |  | H,YE48*60+TXV-BLEED | LP9C120D20MP13 | 44000 | 18 | 8.5 | 42500 | 33000 | 77.65% | 2 | 0 | 11.7 |  |  |  |  | R-454B | 3.6667 | Residential & Commercial | USHP | Ducted CEE Tier 1
215424262 | Central HP <5.4 tons | LUXAIRE | HRCU-A-CB (Split System: Heat Pump with Remote Outdoor Unit-Air-Source) | HH860E2S11 | ADP |  | H,YE48*60+TXV-BLEED | TM8E080C16MP11 | 44500 | 18 | 8.5 | 43500 | 33800 | 77.7% | 2 | 0 | 11 |  |  |  |  | R-454B | 3.7083 | Residential & Commercial | USHP | Ducted CEE Tier 1
215424269 | Central HP <5.4 tons | LUXAIRE | HRCU-A-CB (Split System: Heat Pump with Remote Outdoor Unit-Air-Source) | HH860E2S11 | ADP |  | H,YE36*60+TXV-BLEED | TM8E120C16MP11 | 44000 | 17 | 8.4 | 43500 | 33800 | 77.7% | 1.98 | 0 | 10.5 |  |  |  |  | R-454B | 3.6667 | Residential & Commercial | USHP | Ducted CEE Tier 1
215424312 | Central HP <5.4 tons | LUXAIRE | HRCU-A-CB (Split System: Heat Pump with Remote Outdoor Unit-Air-Source) | HH860E2S11 | ADP |  | H,YE48*60+TXV-BLEED | TM9Y100C16MP11 | 44000 | 17 | 8.5 | 42500 | 33400 | 78.59% | 2 | 0 | 11 |  |  |  |  | R-454B | 3.6667 | Residential & Commercial | USHP | Ducted CEE Tier 1
215424319 | Central HP <5.4 tons | LUXAIRE | HRCU-A-CB (Split System: Heat Pump with Remote Outdoor Unit-Air-Source) | HH860E2S11 | ADP |  | H,YE36*60+TXV-BLEED | Z8ES080C20SMPS1 | 51500 | 18 | 8.3 | 52000 | 38500 | 74.04% | 1.96 | 0 | 10.5 |  |  |  |  | R-454B | 4.2917 | Residential & Commercial | USHP | Ducted CEE Tier 1
211653535 | Central HP <5.4 tons | LENNOX | HRCU-A-CB (Split System: Heat Pump with Remote Outdoor Unit-Air-Source) | SL25XPV-048-230A** | ADP |  | LP42/62W9 | SL297UH080NV48C* | 45500 | 20 | 9.4 | 42000 | 36000 | 85.71% | 1.9 | 0 | 12 |  |  |  |  | R-410A | 3.7917 | Residential & Commercial | USHP | Ducted CEE Tier 1
212380513 | Central HP <5.4 tons | CARRIER | HRCU-A-CB (Split System: Heat Pump with Remote Outdoor Unit-Air-Source) | 25VNA424A*031* | ADP |  | C36A***L129 | 58TN*A045C17**12 | 23000 | 20 | 8.1 | 25200 | 19600 | 77.78% | 2.4 | 0 | 13 |  |  |  |  | R-410A | 1.9167 | Residential & Commercial | USHP | Ducted CEE Tier 1
212380582 | Central HP <5.4 tons | CARRIER | HRCU-A-CB (Split System: Heat Pump with Remote Outdoor Unit-Air-Source) | 25VNA424A*031* | ADP |  | V,C36H175P139 | 59MN7B080C17**14 | 23400 | 20 | 8.5 | 25000 | 19500 | 78% | 2.44 | 0 | 13 |  |  |  |  | R-410A | 1.95 | Residential & Commercial | USHP | Ducted CEE Tier 1
212380583 | Central HP <5.4 tons | CARRIER | HRCU-A-CB (Split System: Heat Pump with Remote Outdoor Unit-Air-Source) | 25VNA424A*031* | ADP |  | C36A***L539 | 59MN7B080C17**14 | 24000 | 20 | 8.5 | 24800 | 19400 | 78.23% | 2.52 | 0 | 13 |  |  |  |  | R-410A | 2 | Residential & Commercial | USHP | Ducted CEE Tier 1
213816049 | Central HP <5.4 tons | GOODMAN | HRCU-A-CB (Split System: Heat Pump with Remote Outdoor Unit-Air-Source) | GSZS601810A* |  |  | CA*EA1818*4A*+MBVK12BP1X00A* | 0 | 16600 | 17.5 | 8.5 | 17400 | 13000 | 74.71% | 2.1 | 0 | 10.9 |  |  |  |  | R-410A | 1.3833 | Residential & Commercial | USHP | Ducted CEE Tier 1
212972004 | Central HP <5.4 tons | BRYANT HEATING AND COOLING SYSTEMS | HRCU-A-CB (Split System: Heat Pump with Remote Outdoor Unit-Air-Source) | 38MURAQ24AB3* |  |  | CNPV*2417AL* | 82*TB48090V17*** | 23400 | 16.5 | 8.5 | 27000 | 25000 | 92.59% | 2.06 | 0 | 10 |  |  |  |  | R-410A | 1.95 | Residential & Commercial | USHP | Ducted CEE Tier 1
212973523 | Central HP <5.4 tons | BRYANT HEATING AND COOLING SYSTEMS | HRCU-A-CB (Split System: Heat Pump with Remote Outdoor Unit-Air-Source) | 38MURAQ24AB3* |  |  | CAP**2414AL* | 926SB36060V14*** | 23200 | 16.5 | 8.5 | 26800 | 27000 | 100.7% | 2.3 | 0 | 10 |  |  |  |  | R-410A | 1.9333 | Residential & Commercial | USHP | Ducted CEE Tier 1
215434083 | Central HP <5.4 tons | GOODMAN | HRCU-A-CB (Split System: Heat Pump with Remote Outdoor Unit-Air-Source) | GZV7SA2410A* |  |  | CA*EA3022*3A* | G*VS800604BUA* | 23200 | 19 | 8.6 | 23200 | 17000 | 73.28% | 2 | 0 | 11 |  |  |  |  | R-32 | 1.9333 | Residential & Commercial | USHP | Ducted CEE Tier 1
216768109 | Central HP <5.4 tons | GREE | HRCU-A-C (Split System: Heat Pump with Remote Outdoor Unit with No Indoor Fan --Air Source) | GUD36W2/NHE-D(U) |  |  | GCAC24F/NHA | 0 | 23000 | 15.2 | 8.5 | 24000 | 21600 | 90% | 1.8 | 0 | 11 |  |  |  |  | R-32 | 1.9167 | Residential & Commercial | USHP | Ducted CEE Tier 1
212980922 | Central HP <5.4 tons | CARRIER | HRCU-A-CB (Split System: Heat Pump with Remote Outdoor Unit-Air-Source) | 38MURAQ30AB3* |  |  | CAP**4221AL* | 58S(B,C)*B110M21**20 | 30400 | 15.2 | 8.1 | 34400 | 27400 | 79.65% | 1.82 | 0 | 9 |  |  |  |  | R-410A | 2.5333 | Residential & Commercial | USHP
212974196 | Central HP <5.4 tons | COMFORTMAKER | HRCU-A-CB (Split System: Heat Pump with Remote Outdoor Unit-Air-Source) | DLCURAH36ABK |  |  | EA*4X48L24A* | *96VSN0802120B* | 35400 | 16.5 | 8.1 | 37800 | 34600 | 91.53% | 2 | 0 | 10 |  |  |  |  | R-410A | 2.95 | Residential & Commercial | USHP | Ducted CEE Tier 1
216976407 | Central HP <5.4 tons | BRYANT HEATING AND COOLING SYSTEMS | HRCU-A-CB (Split System: Heat Pump with Remote Outdoor Unit-Air-Source) | 37MUHAQ18AA3 | ADP |  | PL36H175P15*+TXV | 82*TB36045V14*** | 17700 | 15.2 | 9.5 | 18400 | 17400 | 94.57% | 2 | 0 | 10.5 |  |  |  |  | R-454B | 1.475 | Residential & Commercial | USHP | Ducted CEE Tier 1
214624659 | Central HP <5.4 tons | CARRIER | HRCU-A-CB (Split System: Heat Pump with Remote Outdoor Unit-Air-Source) | 38MURAQ18AB3* | ADP |  | PL36H175P149 | 58SU*B040M17**12 | 17500 | 16 | 8.5 | 16800 | 18500 | 110.1% | 2.28 | 0 | 10.5 |  |  |  |  | R-410A | 1.4583 | Residential & Commercial | USHP | Ducted CEE Tier 1
216981868 | Central HP <5.4 tons | BRYANT HEATING AND COOLING SYSTEMS | HRCU-A-CB (Split System: Heat Pump with Remote Outdoor Unit-Air-Source) | 293VAN048**AA* | ADP |  | C48A***L18*+TXV | 987MC60060C21*** | 43500 | 20 | 9.5 | 46500 | 37000 | 79.57% | 2 | 0 | 10 |  |  |  |  | R-454B | 3.625 | Residential & Commercial | USHP | Ducted CEE Tier 1
216981881 | Central HP <5.4 tons | BRYANT HEATING AND COOLING SYSTEMS | HRCU-A-CB (Split System: Heat Pump with Remote Outdoor Unit-Air-Source) | 293VAN048**AA* | ADP |  | V,C60H210P17*+TXV | 987MC60080C21*** | 44000 | 21 | 9.5 | 46500 | 36600 | 78.71% | 2 | 0 | 10.5 |  |  |  |  | R-454B | 3.6667 | Residential & Commercial | USHP | Ducted CEE Tier 1
216976434 | Central HP <5.4 tons | BRYANT HEATING AND COOLING SYSTEMS | HRCU-A-CB (Split System: Heat Pump with Remote Outdoor Unit-Air-Source) | 37MUHAQ18AA3 | ADP |  | PL36H175P14*+TXV | 83*SB36040M17*** | 17700 | 15.2 | 10 | 19000 | 18100 | 95.26% | 1.98 | 0 | 11 |  |  |  |  | R-454B | 1.475 | Residential & Commercial | USHP | Ducted CEE Tier 1
216981441 | Central HP <5.4 tons | BRYANT HEATING AND COOLING SYSTEMS | HRCU-A-CB (Split System: Heat Pump with Remote Outdoor Unit-Air-Source) | 290VAN060**AA* | ADP |  | C60A***L18*+TXV | 986TD66100C21*** | 55000 | 18 | 8.5 | 57500 | 41000 | 71.3% | 1.9 | 0 | 9 |  |  |  |  | R-454B | 4.5833 | Residential & Commercial | USHP
216981740 | Central HP <5.4 tons | BRYANT HEATING AND COOLING SYSTEMS | HRCU-A-CB (Split System: Heat Pump with Remote Outdoor Unit-Air-Source) | 293VAN036**AA* | ADP |  | PL36H210P29*+TXV | 986TD42080C17*** | 33200 | 20 | 9.5 | 33200 | 26200 | 78.92% | 2.02 | 0 | 11 |  |  |  |  | R-454B | 2.7667 | Residential & Commercial | USHP | Ducted CEE Tier 1
216779034 | Central HP <5.4 tons | BRYANT HEATING AND COOLING SYSTEMS | HRCU-A-CB (Split System: Heat Pump with Remote Outdoor Unit-Air-Source) | 38MURAQ30AA3* | ADP |  | H,PG9J936 | 927TA60080V21*** | 31000 | 16 | 10 | 32200 | 22600 | 70.19% | 2.4 | 0 | 10.5 |  |  |  |  | R-410A | 2.5833 | Residential & Commercial | USHP | Ducted CEE Tier 1
216981792 | Central HP <5.4 tons | BRYANT HEATING AND COOLING SYSTEMS | HRCU-A-CB (Split System: Heat Pump with Remote Outdoor Unit-Air-Source) | 293VAN048**AA* | ADP |  | V,C48H175P78*+TXV | 935CB48060C17*** | 42500 | 20 | 9.5 | 47000 | 36200 | 77.02% | 2 | 0 | 10.5 |  |  |  |  | R-454B | 3.5417 | Residential & Commercial | USHP | Ducted CEE Tier 1
216981811 | Central HP <5.4 tons | BRYANT HEATING AND COOLING SYSTEMS | HRCU-A-CB (Split System: Heat Pump with Remote Outdoor Unit-Air-Source) | 293VAN048**AA* | ADP |  | C48A***L18*+TXV | 935CB60080C21*** | 44500 | 21 | 9.5 | 46500 | 36200 | 77.85% | 2 | 0 | 11 |  |  |  |  | R-454B | 3.7083 | Residential & Commercial | USHP | Ducted CEE Tier 1
216981861 | Central HP <5.4 tons | BRYANT HEATING AND COOLING SYSTEMS | HRCU-A-CB (Split System: Heat Pump with Remote Outdoor Unit-Air-Source) | 293VAN048**AA* | ADP |  | PL48H210P75*+TXV | 987MC60060C21*** | 43000 | 20 | 9.5 | 46500 | 36800 | 79.14% | 1.88 | 0 | 10 |  |  |  |  | R-454B | 3.5833 | Residential & Commercial | USHP | Ducted CEE Tier 1
216981872 | Central HP <5.4 tons | BRYANT HEATING AND COOLING SYSTEMS | HRCU-A-CB (Split System: Heat Pump with Remote Outdoor Unit-Air-Source) | 293VAN048**AA* | ADP |  | V,C60H210P29*+TXV | 987MC60080C21*** | 43500 | 20 | 9.5 | 46000 | 36200 | 78.7% | 2 | 0 | 10.5 |  |  |  |  | R-454B | 3.625 | Residential & Commercial | USHP | Ducted CEE Tier 1
216981895 | Central HP <5.4 tons | BRYANT HEATING AND COOLING SYSTEMS | HRCU-A-CB (Split System: Heat Pump with Remote Outdoor Unit-Air-Source) | 293VAN048**AA* | ADP |  | V,C60H210P17*+TXV | 987MC66100C21*** | 44500 | 21 | 9.5 | 46500 | 36400 | 78.28% | 2 | 0 | 10.5 |  |  |  |  | R-454B | 3.7083 | Residential & Commercial | USHP | Ducted CEE Tier 1
216981293 | Central HP <5.4 tons | BRYANT HEATING AND COOLING SYSTEMS | HRCU-A-CB (Split System: Heat Pump with Remote Outdoor Unit-Air-Source) | 290VAN036**AA* | ADP |  | PL36H210P29*+TXV | 987MC60060C21*** | 34000 | 18 | 9 | 32800 | 24600 | 75% | 1.9 | 0 | 10 |  |  |  |  | R-454B | 2.8333 | Residential & Commercial | USHP | Ducted CEE Tier 1
210600117 | Central HP <5.4 tons | TEMPSTAR | HRCU-A-CB (Split System: Heat Pump with Remote Outdoor Unit-Air-Source) | TVH837GKA** |  |  | EA*4X61L24A*+WALLCON | *97CMN0602120A* | 33000 | 17.5 | 8.5 | 32400 | 25200 | 77.78% | 1.98 | 0 | 11.7 |  |  |  |  | R-410A | 2.75 | Residential & Commercial | USHP | Ducted CEE Tier 1
210600134 | Central HP <5.4 tons | TEMPSTAR | HRCU-A-CB (Split System: Heat Pump with Remote Outdoor Unit-Air-Source) | TVH837GKA** |  |  | EHD4X60AAL+WALLCON | *95CSU0802120A* | 33000 | 17 | 8.1 | 32200 | 24800 | 77.02% | 2.02 | 0 | 11.5 |  |  |  |  | R-410A | 2.75 | Residential & Commercial | USHP | Ducted CEE Tier 1
210600135 | Central HP <5.4 tons | TEMPSTAR | HRCU-A-CB (Split System: Heat Pump with Remote Outdoor Unit-Air-Source) | TVH837GKA** |  |  | EHD4X60AAL+WALLCON | *95CSU1002122A* | 33000 | 17 | 8.1 | 32200 | 24800 | 77.02% | 2.02 | 0 | 11.5 |  |  |  |  | R-410A | 2.75 | Residential & Commercial | USHP | Ducted CEE Tier 1
210600171 | Central HP <5.4 tons | TEMPSTAR | HRCU-A-CB (Split System: Heat Pump with Remote Outdoor Unit-Air-Source) | TVH837GKA** |  |  | EN(A,D,W)4X60L24**+WALLCON | *97CMN1202422A* | 32800 | 17.5 | 8.1 | 32200 | 24800 | 77.02% | 1.96 | 0 | 11.7 |  |  |  |  | R-410A | 2.7333 | Residential & Commercial | USHP | Ducted CEE Tier 1
213546865 | Central HP <5.4 tons | LENNOX | HRCU-A-CB (Split System: Heat Pump with Remote Outdoor Unit-Air-Source) | EL22XPV-024-230A** | ADP |  | L*35/36U9 | SL297UH060NV36B* | 23800 | 20 | 8.5 | 22000 | 15400 | 70% | 1.9 | 0 | 13.5 |  |  |  |  | R-410A | 1.9833 | Residential & Commercial | USHP | Ducted CEE Tier 1
216981809 | Central HP <5.4 tons | BRYANT HEATING AND COOLING SYSTEMS | HRCU-A-CB (Split System: Heat Pump with Remote Outdoor Unit-Air-Source) | 293VAN048**AA* | ADP |  | PL60H210P17*+TXV | 935CB60080C21*** | 44500 | 21 | 9.5 | 46500 | 36200 | 77.85% | 2 | 0 | 11 |  |  |  |  | R-454B | 3.7083 | Residential & Commercial | USHP | Ducted CEE Tier 1
216981256 | Central HP <5.4 tons | BRYANT HEATING AND COOLING SYSTEMS | HRCU-A-CB (Split System: Heat Pump with Remote Outdoor Unit-Air-Source) | 290VAN036**AA* | ADP |  | PL36H175P15*+TXV | 986TD42080C17*** | 33600 | 18 | 9 | 33600 | 24800 | 73.81% | 1.88 | 0 | 9.5 |  |  |  |  | R-454B | 2.8 | Residential & Commercial | USHP
216981258 | Central HP <5.4 tons | BRYANT HEATING AND COOLING SYSTEMS | HRCU-A-CB (Split System: Heat Pump with Remote Outdoor Unit-Air-Source) | 290VAN036**AA* | ADP |  | PL36H210P74*+TXV | 986TD42080C17*** | 33000 | 18 | 9 | 33600 | 24800 | 73.81% | 1.88 | 0 | 9 |  |  |  |  | R-454B | 2.75 | Residential & Commercial | USHP
216981273 | Central HP <5.4 tons | BRYANT HEATING AND COOLING SYSTEMS | HRCU-A-CB (Split System: Heat Pump with Remote Outdoor Unit-Air-Source) | 290VAN036**AA* | ADP |  | V,C36H175P15*+TXV | 987MC42060C17*** | 33400 | 17 | 9 | 33600 | 25000 | 74.4% | 1.88 | 0 | 9.5 |  |  |  |  | R-454B | 2.7833 | Residential & Commercial | USHP
216981275 | Central HP <5.4 tons | BRYANT HEATING AND COOLING SYSTEMS | HRCU-A-CB (Split System: Heat Pump with Remote Outdoor Unit-Air-Source) | 290VAN036**AA* | ADP |  | C36A***L15*+TXV | 987MC42060C17*** | 33200 | 17 | 9 | 33600 | 25000 | 74.4% | 1.88 | 0 | 9.5 |  |  |  |  | R-454B | 2.7667 | Residential & Commercial | USHP
216981908 | Central HP <5.4 tons | BRYANT HEATING AND COOLING SYSTEMS | HRCU-A-CB (Split System: Heat Pump with Remote Outdoor Unit-Air-Source) | 293VAN060**AA* | ADP |  | PL60H210P29*+TXV | 935CB66100C21*** | 56000 | 18 | 8.1 | 59000 | 45000 | 76.27% | 2 | 0 | 11.5 |  |  |  |  | R-454B | 4.6667 | Residential & Commercial | USHP | Ducted CEE Tier 1
216981927 | Central HP <5.4 tons | BRYANT HEATING AND COOLING SYSTEMS | HRCU-A-CB (Split System: Heat Pump with Remote Outdoor Unit-Air-Source) | 293VAN060**AA* | ADP |  | A60VHA*+TXV | 987MC60060C21*** | 55000 | 18 | 8.5 | 59000 | 47000 | 79.66% | 2 | 0 | 10 |  |  |  |  | R-454B | 4.5833 | Residential & Commercial | USHP | Ducted CEE Tier 1
216981869 | Central HP <5.4 tons | BRYANT HEATING AND COOLING SYSTEMS | HRCU-A-CB (Split System: Heat Pump with Remote Outdoor Unit-Air-Source) | 293VAN048**AA* | ADP |  | C60A***L18*+TXV | 987MC60060C21*** | 43500 | 20 | 9.5 | 46500 | 37000 | 79.57% | 2 | 0 | 10 |  |  |  |  | R-454B | 3.625 | Residential & Commercial | USHP | Ducted CEE Tier 1
212380977 | Central HP <5.4 tons | CARRIER | HRCU-A-CB (Split System: Heat Pump with Remote Outdoor Unit-Air-Source) | 25VNA448A*031* | ADP |  | PL60H210P299 | 58TN*A090C21**20 | 44000 | 21 | 8.5 | 44000 | 35800 | 81.36% | 2.36 | 0 | 12 |  |  |  |  | R-410A | 3.6667 | Residential & Commercial | USHP | Ducted CEE Tier 1
212380586 | Central HP <5.4 tons | CARRIER | HRCU-A-CB (Split System: Heat Pump with Remote Outdoor Unit-Air-Source) | 25VNA424A*031* | ADP |  | C36A***L129 | 59TN6B060C17**14 | 23000 | 20 | 8.1 | 25000 | 19600 | 78.4% | 2.4 | 0 | 13 |  |  |  |  | R-410A | 1.9167 | Residential & Commercial | USHP | Ducted CEE Tier 1
212380593 | Central HP <5.4 tons | CARRIER | HRCU-A-CB (Split System: Heat Pump with Remote Outdoor Unit-Air-Source) | 25VNA424A*031* | ADP |  | V,C36H175P139 | 59TN6B060C17**14 | 23400 | 20 | 8.1 | 25000 | 19500 | 78% | 2.44 | 0 | 13 |  |  |  |  | R-410A | 1.95 | Residential & Commercial | USHP | Ducted CEE Tier 1
212380595 | Central HP <5.4 tons | CARRIER | HRCU-A-CB (Split System: Heat Pump with Remote Outdoor Unit-Air-Source) | 25VNA424A*031* | ADP |  | V,C36H175P459 | 59TN6B060C17**14 | 24000 | 20 | 8.5 | 25000 | 19500 | 78% | 2.5 | 0 | 13 |  |  |  |  | R-410A | 2 | Residential & Commercial | USHP | Ducted CEE Tier 1
215424292 | Central HP <5.4 tons | LUXAIRE | HRCU-A-CB (Split System: Heat Pump with Remote Outdoor Unit-Air-Source) | HH860E2S11 | ADP |  | H,YE48*60+TXV-BLEED | TM9E080C16MP12 | 44500 | 18 | 8.5 | 43500 | 34000 | 78.16% | 2 | 0 | 11 |  |  |  |  | R-454B | 3.7083 | Residential & Commercial | USHP | Ducted CEE Tier 1
212383160 | Central HP <5.4 tons | HEIL | HRCU-A-CB (Split System: Heat Pump with Remote Outdoor Unit-Air-Source) | DLCURAH36ABK |  |  | EA*4X36L21A* | *95ESU1002122A* | 36200 | 15.2 | 8.1 | 40000 | 35400 | 88.5% | 1.86 | 0 | 9.5 |  |  |  |  | R-410A | 3.0167 | Residential & Commercial | USHP
212383487 | Central HP <5.4 tons | HEIL | HRCU-A-CB (Split System: Heat Pump with Remote Outdoor Unit-Air-Source) | DLCURAH36ABK |  |  | EA*4X48L21A* | *80ES(N,L)0701716A* | 35600 | 16 | 8.5 | 37800 | 34600 | 91.53% | 2.04 | 0 | 10 |  |  |  |  | R-410A | 2.9667 | Residential & Commercial | USHP | Ducted CEE Tier 1
216981791 | Central HP <5.4 tons | BRYANT HEATING AND COOLING SYSTEMS | HRCU-A-CB (Split System: Heat Pump with Remote Outdoor Unit-Air-Source) | 293VAN048**AA* | ADP |  | PL48H175P78*+TXV | 935CB48060C17*** | 42500 | 20 | 9.5 | 47000 | 36200 | 77.02% | 2 | 0 | 10.5 |  |  |  |  | R-454B | 3.5417 | Residential & Commercial | USHP | Ducted CEE Tier 1
216981825 | Central HP <5.4 tons | BRYANT HEATING AND COOLING SYSTEMS | HRCU-A-CB (Split System: Heat Pump with Remote Outdoor Unit-Air-Source) | 293VAN048**AA* | ADP |  | C48A***L18*+TXV | 935CB66100C21*** | 44500 | 21 | 9.5 | 46500 | 36200 | 77.85% | 2 | 0 | 11 |  |  |  |  | R-454B | 3.7083 | Residential & Commercial | USHP | Ducted CEE Tier 1
216981925 | Central HP <5.4 tons | BRYANT HEATING AND COOLING SYSTEMS | HRCU-A-CB (Split System: Heat Pump with Remote Outdoor Unit-Air-Source) | 293VAN060**AA* | ADP |  | PL60H210P29*+TXV | 987MC60060C21*** | 55000 | 17 | 8.1 | 59500 | 46500 | 78.15% | 1.95 | 0 | 10.5 |  |  |  |  | R-454B | 4.5833 | Residential & Commercial | USHP | Ducted CEE Tier 1
216981826 | Central HP <5.4 tons | BRYANT HEATING AND COOLING SYSTEMS | HRCU-A-CB (Split System: Heat Pump with Remote Outdoor Unit-Air-Source) | 293VAN048**AA* | ADP |  | C60A***L18*+TXV | 935CB66100C21*** | 44500 | 21 | 9.5 | 46500 | 36200 | 77.85% | 2 | 0 | 11 |  |  |  |  | R-454B | 3.7083 | Residential & Commercial | USHP | Ducted CEE Tier 1
211717300 | Central HP <5.4 tons | GREE | HRCU-A-C (Split System: Heat Pump with Remote Outdoor Unit with No Indoor Fan --Air Source) | FLEXX60HP230V1AO |  |  | FLEXX60C | 0 | 50500 | 15.2 | 8.5 | 53000 | 37200 | 70.19% | 1.8 | 0 | 9.5 |  |  |  |  | R-410A | 4.2083 | Residential & Commercial | USHP
212380984 | Central HP <5.4 tons | CARRIER | HRCU-A-CB (Split System: Heat Pump with Remote Outdoor Unit-Air-Source) | 25VNA448A*031* | ADP |  | C60A***L189 | 58TN*A090C21**20 | 44500 | 21 | 8.5 | 44000 | 35800 | 81.36% | 2.36 | 0 | 12 |  |  |  |  | R-410A | 3.7083 | Residential & Commercial | USHP | Ducted CEE Tier 1
216494150 | Central HP <5.4 tons | BRYANT HEATING AND COOLING SYSTEMS | HRCU-A-CB (Split System: Heat Pump with Remote Outdoor Unit-Air-Source) | 293VAN036**AA* | ADP |  | CE(P,V)3621G34*+TXV | 987MC60080C21*** | 32800 | 20 | 9.5 | 33000 | 26000 | 78.79% | 2.02 | 0 | 11 |  |  |  |  | R-454B | 2.7333 | Residential & Commercial | USHP | Ducted CEE Tier 1
216981434 | Central HP <5.4 tons | BRYANT HEATING AND COOLING SYSTEMS | HRCU-A-CB (Split System: Heat Pump with Remote Outdoor Unit-Air-Source) | 290VAN060**AA* | ADP |  | C60A***L19*+TXV | 986TD60080C21*** | 55500 | 18 | 9 | 58000 | 41500 | 71.55% | 2.02 | 0 | 9 |  |  |  |  | R-454B | 4.625 | Residential & Commercial | USHP
216981443 | Central HP <5.4 tons | BRYANT HEATING AND COOLING SYSTEMS | HRCU-A-CB (Split System: Heat Pump with Remote Outdoor Unit-Air-Source) | 290VAN060**AA* | ADP |  | V,C60H245P76*+TXV | 986TD66120C24*** | 54000 | 18 | 9 | 57000 | 41000 | 71.93% | 2.02 | 0 | 8.5 |  |  |  |  | R-454B | 4.5 | Residential & Commercial | USHP
216981452 | Central HP <5.4 tons | BRYANT HEATING AND COOLING SYSTEMS | HRCU-A-CB (Split System: Heat Pump with Remote Outdoor Unit-Air-Source) | 290VAN060**AA* | ADP |  | PL60H210P29*+TXV | 987MC60080C21*** | 53500 | 18 | 9 | 58000 | 41500 | 71.55% | 2.02 | 0 | 8.5 |  |  |  |  | R-454B | 4.4583 | Residential & Commercial | USHP
216981727 | Central HP <5.4 tons | BRYANT HEATING AND COOLING SYSTEMS | HRCU-A-CB (Split System: Heat Pump with Remote Outdoor Unit-Air-Source) | 293VAN036**AA* | ADP |  | PL36H210P29*+TXV | 986TD42060C17*** | 33800 | 19 | 9.5 | 32600 | 25600 | 78.53% | 2.06 | 0 | 11 |  |  |  |  | R-454B | 2.8167 | Residential & Commercial | USHP | Ducted CEE Tier 1
216981738 | Central HP <5.4 tons | BRYANT HEATING AND COOLING SYSTEMS | HRCU-A-CB (Split System: Heat Pump with Remote Outdoor Unit-Air-Source) | 293VAN036**AA* | ADP |  | C36A***L53*+TXV | 986TD42060C17*** | 33400 | 20 | 9.4 | 32200 | 25200 | 78.26% | 2.05 | 0 | 10.5 |  |  |  |  | R-454B | 2.7833 | Residential & Commercial | USHP | Ducted CEE Tier 1
216981923 | Central HP <5.4 tons | BRYANT HEATING AND COOLING SYSTEMS | HRCU-A-CB (Split System: Heat Pump with Remote Outdoor Unit-Air-Source) | 293VAN060**AA* | ADP |  | C60A***L19*+TXV | 986TD66100C21*** | 56500 | 18 | 8.5 | 58500 | 46000 | 78.63% | 2.02 | 0 | 11.5 |  |  |  |  | R-454B | 4.7083 | Residential & Commercial | USHP | Ducted CEE Tier 1
216981940 | Central HP <5.4 tons | BRYANT HEATING AND COOLING SYSTEMS | HRCU-A-CB (Split System: Heat Pump with Remote Outdoor Unit-Air-Source) | 293VAN060**AA* | ADP |  | C60A***L19*+TXV | 987MC60080C21*** | 56000 | 18 | 8.5 | 58500 | 46000 | 78.63% | 2.02 | 0 | 11 |  |  |  |  | R-454B | 4.6667 | Residential & Commercial | USHP | Ducted CEE Tier 1
216453171 | Central HP <5.4 tons | TRANE | HRCU-A-CB (Split System: Heat Pump with Remote Outdoor Unit-Air-Source) | 5TWV0X48A1 |  |  | 5PX*D010AS3 | S8V2D120M5PCB | 46000 | 20.4 | 10 | 47000 | 33600 | 71.49% | 2.1 | 0 | 12 |  |  |  |  | R-454B | 3.8333 | Residential & Commercial | USHP | Ducted CEE Tier 1
216976482 | Central HP <5.4 tons | BRYANT HEATING AND COOLING SYSTEMS | HRCU-A-CB (Split System: Heat Pump with Remote Outdoor Unit-Air-Source) | 37MURAQ24AA3 | ADP |  | V,C36H***P03*+TXV | 82*TB36045V14*** | 22200 | 15.2 | 8.5 | 22400 | 18900 | 84.38% | 1.92 | 0 | 9 |  |  |  |  | R-454B | 1.85 | Residential & Commercial | USHP
212380979 | Central HP <5.4 tons | CARRIER | HRCU-A-CB (Split System: Heat Pump with Remote Outdoor Unit-Air-Source) | 25VNA448A*031* | ADP |  | V,C48H210P169 | 58TN*A090C21**20 | 44000 | 21 | 8.1 | 44500 | 35800 | 80.45% | 2.28 | 0 | 12 |  |  |  |  | R-410A | 3.6667 | Residential & Commercial | USHP | Ducted CEE Tier 1
212380995 | Central HP <5.4 tons | CARRIER | HRCU-A-CB (Split System: Heat Pump with Remote Outdoor Unit-Air-Source) | 25VNA448A*031* | ADP |  | C60A***L199 | 59MN7B100C21**22 | 45000 | 21 | 8.5 | 44000 | 35800 | 81.36% | 2.36 | 0 | 12 |  |  |  |  | R-410A | 3.75 | Residential & Commercial | USHP | Ducted CEE Tier 1
212970477 | Central HP <5.4 tons | BRYANT HEATING AND COOLING SYSTEMS | HRCU-A-CB (Split System: Heat Pump with Remote Outdoor Unit-Air-Source) | 38MURAQ36AB3* |  |  | CNPV*4821AL* | 82*SB48070V17*** | 36200 | 16 | 8.1 | 38500 | 35000 | 90.91% | 2 | 0 | 10 |  |  |  |  | R-410A | 3.0167 | Residential & Commercial | USHP | Ducted CEE Tier 1
213367406 | Central HP <5.4 tons | CARRIER | HRCU-A-CB (Split System: Heat Pump with Remote Outdoor Unit-Air-Source) | 38MURAQ36AB3* | ADP |  | H,PG9J936 | 59TP6C100V21**20 | 35400 | 16 | 8.1 | 36800 | 34600 | 94.02% | 1.88 | 0 | 10 |  |  |  |  | R-410A | 2.95 | Residential & Commercial | USHP | Ducted CEE Tier 1
216981435 | Central HP <5.4 tons | BRYANT HEATING AND COOLING SYSTEMS | HRCU-A-CB (Split System: Heat Pump with Remote Outdoor Unit-Air-Source) | 290VAN060**AA* | ADP |  | PL60H210P29*+TXV | 986TD66100C21*** | 53500 | 18 | 9 | 58000 | 41500 | 71.55% | 2.02 | 0 | 8.5 |  |  |  |  | R-454B | 4.4583 | Residential & Commercial | USHP
216981444 | Central HP <5.4 tons | BRYANT HEATING AND COOLING SYSTEMS | HRCU-A-CB (Split System: Heat Pump with Remote Outdoor Unit-Air-Source) | 290VAN060**AA* | ADP |  | PL60H210P29*+TXV | 987MC60060C21*** | 53000 | 17 | 8.5 | 58500 | 42000 | 71.79% | 1.86 | 0 | 8 |  |  |  |  | R-454B | 4.4167 | Residential & Commercial | USHP
216981712 | Central HP <5.4 tons | BRYANT HEATING AND COOLING SYSTEMS | HRCU-A-CB (Split System: Heat Pump with Remote Outdoor Unit-Air-Source) | 293VAN036**AA* | ADP |  | A36VCA*+TXV | 935CB48060C17*** | 32400 | 19 | 9.5 | 33800 | 26800 | 79.29% | 2 | 0 | 11 |  |  |  |  | R-454B | 2.7 | Residential & Commercial | USHP | Ducted CEE Tier 1
216981730 | Central HP <5.4 tons | BRYANT HEATING AND COOLING SYSTEMS | HRCU-A-CB (Split System: Heat Pump with Remote Outdoor Unit-Air-Source) | 293VAN036**AA* | ADP |  | PL36H175P14*+TXV | 986TD42060C17*** | 32400 | 19 | 9.5 | 32800 | 25800 | 78.66% | 2.05 | 0 | 10.5 |  |  |  |  | R-454B | 2.7 | Residential & Commercial | USHP | Ducted CEE Tier 1
216981737 | Central HP <5.4 tons | BRYANT HEATING AND COOLING SYSTEMS | HRCU-A-CB (Split System: Heat Pump with Remote Outdoor Unit-Air-Source) | 293VAN036**AA* | ADP |  | V,C36H175P13*+TXV | 986TD42060C17*** | 32400 | 19 | 9.5 | 32600 | 26000 | 79.75% | 2.02 | 0 | 10.5 |  |  |  |  | R-454B | 2.7 | Residential & Commercial | USHP | Ducted CEE Tier 1
216981744 | Central HP <5.4 tons | BRYANT HEATING AND COOLING SYSTEMS | HRCU-A-CB (Split System: Heat Pump with Remote Outdoor Unit-Air-Source) | 293VAN036**AA* | ADP |  | V,C36H175P14*+TXV | 986TD42080C17*** | 32600 | 20 | 9.5 | 33200 | 26200 | 78.92% | 2.02 | 0 | 10.5 |  |  |  |  | R-454B | 2.7167 | Residential & Commercial | USHP | Ducted CEE Tier 1
216981768 | Central HP <5.4 tons | BRYANT HEATING AND COOLING SYSTEMS | HRCU-A-CB (Split System: Heat Pump with Remote Outdoor Unit-Air-Source) | 293VAN036**AA* | ADP |  | V,C36H175P45*+TXV | 987MC42060C17*** | 33800 | 19 | 9.5 | 32600 | 25800 | 79.14% | 2.06 | 0 | 11 |  |  |  |  | R-454B | 2.8167 | Residential & Commercial | USHP | Ducted CEE Tier 1
216981781 | Central HP <5.4 tons | BRYANT HEATING AND COOLING SYSTEMS | HRCU-A-CB (Split System: Heat Pump with Remote Outdoor Unit-Air-Source) | 293VAN036**AA* | ADP |  | V,C36H175P45*+TXV | 987MC42080C17*** | 33600 | 20 | 9 | 33400 | 26200 | 78.44% | 1.94 | 0 | 11 |  |  |  |  | R-454B | 2.8 | Residential & Commercial | USHP | Ducted CEE Tier 1
216981783 | Central HP <5.4 tons | BRYANT HEATING AND COOLING SYSTEMS | HRCU-A-CB (Split System: Heat Pump with Remote Outdoor Unit-Air-Source) | 293VAN036**AA* | ADP |  | PL36H210P74*+TXV | 987MC60060C21*** | 32600 | 19 | 9.5 | 33600 | 26800 | 79.76% | 2 | 0 | 11 |  |  |  |  | R-454B | 2.7167 | Residential & Commercial | USHP | Ducted CEE Tier 1
216981316 | Central HP <5.4 tons | BRYANT HEATING AND COOLING SYSTEMS | HRCU-A-CB (Split System: Heat Pump with Remote Outdoor Unit-Air-Source) | 290VAN048**AA* | ADP |  | V,C48H210P75*+TXV | 935CB60080C21*** | 44000 | 17 | 9 | 46500 | 33800 | 72.69% | 2.06 | 0 | 9.5 |  |  |  |  | R-454B | 3.6667 | Residential & Commercial | USHP
216981381 | Central HP <5.4 tons | BRYANT HEATING AND COOLING SYSTEMS | HRCU-A-CB (Split System: Heat Pump with Remote Outdoor Unit-Air-Source) | 290VAN048**AA* | ADP |  | C60A***L19*+TXV | 987MC60060C21*** | 45000 | 17 | 9 | 45500 | 33600 | 73.85% | 2.06 | 0 | 9.5 |  |  |  |  | R-454B | 3.75 | Residential & Commercial | USHP
216981665 | Central HP <5.4 tons | BRYANT HEATING AND COOLING SYSTEMS | HRCU-A-CB (Split System: Heat Pump with Remote Outdoor Unit-Air-Source) | 291VAN054**AA* | ADP |  | PL60H210P29*+TXV | 986TD66100C21*** | 48000 | 19 | 10.5 | 50500 | 53000 | 105% | 1.96 | 0 | 10.5 |  |  |  |  | R-454B | 4 | Residential & Commercial | USHP | Ducted CEE Tier 1
216981681 | Central HP <5.4 tons | BRYANT HEATING AND COOLING SYSTEMS | HRCU-A-CB (Split System: Heat Pump with Remote Outdoor Unit-Air-Source) | 291VAN054**AA* | ADP |  | C48A***L16*+TXV | 987MC60060C21*** | 47000 | 18 | 10.9 | 51500 | 53000 | 102.9% | 1.88 | 0 | 10 |  |  |  |  | R-454B | 3.9167 | Residential & Commercial | USHP | Ducted CEE Tier 1
212984126 | Central HP <5.4 tons | COMFORTMAKER | HRCU-A-CB (Split System: Heat Pump with Remote Outdoor Unit-Air-Source) | DLCURAH24ABK |  |  | EN(A,D)4X30L17** | *92MSN0601714A* | 23600 | 17 | 8.5 | 26400 | 24400 | 92.42% | 2.02 | 0 | 10.5 |  |  |  |  | R-410A | 1.9667 | Residential & Commercial | USHP | Ducted CEE Tier 1
216981642 | Central HP <5.4 tons | BRYANT HEATING AND COOLING SYSTEMS | HRCU-A-CB (Split System: Heat Pump with Remote Outdoor Unit-Air-Source) | 291VAN054**AA* | ADP |  | C60A***L19*+TXV | 935CB60080C21*** | 49500 | 19 | 10.5 | 51000 | 52500 | 102.9% | 1.92 | 0 | 11 |  |  |  |  | R-454B | 4.125 | Residential & Commercial | USHP | Ducted CEE Tier 1
216981656 | Central HP <5.4 tons | BRYANT HEATING AND COOLING SYSTEMS | HRCU-A-CB (Split System: Heat Pump with Remote Outdoor Unit-Air-Source) | 291VAN054**AA* | ADP |  | A60VHA*+TXV | 986TD60080C21*** | 49000 | 19 | 10.5 | 50500 | 53000 | 105% | 1.94 | 0 | 11 |  |  |  |  | R-454B | 4.0833 | Residential & Commercial | USHP | Ducted CEE Tier 1
216981658 | Central HP <5.4 tons | BRYANT HEATING AND COOLING SYSTEMS | HRCU-A-CB (Split System: Heat Pump with Remote Outdoor Unit-Air-Source) | 291VAN054**AA* | ADP |  | C48A***L16*+TXV | 986TD60080C21*** | 48000 | 19 | 10.5 | 50500 | 53000 | 105% | 1.94 | 0 | 10.5 |  |  |  |  | R-454B | 4 | Residential & Commercial | USHP | Ducted CEE Tier 1
216981692 | Central HP <5.4 tons | BRYANT HEATING AND COOLING SYSTEMS | HRCU-A-CB (Split System: Heat Pump with Remote Outdoor Unit-Air-Source) | 291VAN054**AA* | ADP |  | C48A***L16*+TXV | 987MC60080C21*** | 48000 | 19 | 10.5 | 50500 | 52000 | 103% | 2 | 0 | 10.5 |  |  |  |  | R-454B | 4 | Residential & Commercial | USHP | Ducted CEE Tier 1
207436517 | Central HP <5.4 tons | LENNOX | HRCU-A-CB (Split System: Heat Pump with Remote Outdoor Unit-Air-Source) | SL25XPV-048-230A** |  |  | C35-49C+TDR+TXV | SL280UH090XV60C* | 45500 | 20 | 8.9 | 43500 | 35600 | 81.84% | 1.8 | 12.5 | 12.4 |  |  |  |  | R-410A | 3.7917 | Residential & Commercial | USHP | Ducted CEE Tier 1
207436551 | Central HP <5.4 tons | LENNOX | HRCU-A-CB (Split System: Heat Pump with Remote Outdoor Unit-Air-Source) | SL25XPV-048-230A** |  |  | CH35-51C+TDR+TXV | SL280UH110XV60C* | 45000 | 20 | 9.2 | 45500 | 37400 | 82.2% | 1.82 | 12.5 | 12.5 |  |  |  |  | R-410A | 3.75 | Residential & Commercial | USHP | Ducted CEE Tier 1
215424723 | Central HP <5.4 tons | LUXAIRE | HRCU-A-CB (Split System: Heat Pump with Remote Outdoor Unit-Air-Source) | HH824E2S11 | ADP |  | H,YE7J*36+TXV-BLEED | TM9Y040A10MP11 | 22400 | 16 | 8.3 | 21000 | 16900 | 80.48% | 1.96 | 0 | 10.5 |  |  |  |  | R-454B | 1.8667 | Residential & Commercial | USHP | Ducted CEE Tier 1
216981745 | Central HP <5.4 tons | BRYANT HEATING AND COOLING SYSTEMS | HRCU-A-CB (Split System: Heat Pump with Remote Outdoor Unit-Air-Source) | 293VAN036**AA* | ADP |  | PL36H175P15*+TXV | 986TD42080C17*** | 33200 | 20 | 9.5 | 33200 | 26200 | 78.92% | 2.02 | 0 | 11 |  |  |  |  | R-454B | 2.7667 | Residential & Commercial | USHP | Ducted CEE Tier 1
216981788 | Central HP <5.4 tons | BRYANT HEATING AND COOLING SYSTEMS | HRCU-A-CB (Split System: Heat Pump with Remote Outdoor Unit-Air-Source) | 293VAN048**AA* | ADP |  | PL60H210P29*+TXV | 935CB48060C17*** | 43000 | 20 | 9.5 | 47000 | 36200 | 77.02% | 2 | 0 | 10.5 |  |  |  |  | R-454B | 3.5833 | Residential & Commercial | USHP | Ducted CEE Tier 1
212980206 | Central HP <5.4 tons | DAY & NIGHT | HRCU-A-CB (Split System: Heat Pump with Remote Outdoor Unit-Air-Source) | DLCURAH30ABK |  |  | EA*4X42L21A* | *80MS(N,L)0902116A* | 29600 | 15.2 | 8.1 | 33800 | 27600 | 81.66% | 1.78 | 0 | 9 |  |  |  |  | R-410A | 2.4667 | Residential & Commercial | USHP
214630419 | Central HP <5.4 tons | CARRIER | HRCU-A-CB (Split System: Heat Pump with Remote Outdoor Unit-Air-Source) | 25VNA825A*032* | ADP |  | V,C36H175P149 | 59TN6B060C17**14 | 23600 | 16 | 8.1 | 19800 | 16300 | 82.32% | 1.94 | 0 | 11 |  |  |  |  | R-410A | 1.9667 | Residential & Commercial | USHP | Ducted CEE Tier 1
212380998 | Central HP <5.4 tons | CARRIER | HRCU-A-CB (Split System: Heat Pump with Remote Outdoor Unit-Air-Source) | 25VNA448A*031* | ADP |  | V,C60H210P299 | 59TN6B100C21**22 | 44000 | 21 | 8.5 | 44000 | 35800 | 81.36% | 2.36 | 0 | 12 |  |  |  |  | R-410A | 3.6667 | Residential & Commercial | USHP | Ducted CEE Tier 1
212380598 | Central HP <5.4 tons | CARRIER | HRCU-A-CB (Split System: Heat Pump with Remote Outdoor Unit-Air-Source) | 25VNA424A*031* | ADP |  | C36A***L139 | 59TN6B080C17**14 | 23200 | 20 | 8.5 | 25000 | 19500 | 78% | 2.44 | 0 | 13 |  |  |  |  | R-410A | 1.9333 | Residential & Commercial | USHP | Ducted CEE Tier 1
212380600 | Central HP <5.4 tons | CARRIER | HRCU-A-CB (Split System: Heat Pump with Remote Outdoor Unit-Air-Source) | 25VNA424A*031* | ADP |  | V,C36H175P149 | 59TN6B080C17**14 | 23400 | 20 | 8.5 | 25000 | 19500 | 78% | 2.44 | 0 | 13 |  |  |  |  | R-410A | 1.95 | Residential & Commercial | USHP | Ducted CEE Tier 1
213367404 | Central HP <5.4 tons | CARRIER | HRCU-A-CB (Split System: Heat Pump with Remote Outdoor Unit-Air-Source) | 38MURAQ36AB3* | ADP |  | H,PG9J936 | 59TP6C080V17**16 | 34600 | 16 | 8.1 | 36200 | 34400 | 95.03% | 2 | 0 | 9.5 |  |  |  |  | R-410A | 2.8833 | Residential & Commercial | USHP
215424271 | Central HP <5.4 tons | LUXAIRE | HRCU-A-CB (Split System: Heat Pump with Remote Outdoor Unit-Air-Source) | HH860E2S11 | ADP |  | H,YE36*60+TXV-BLEED | TM8E120C20MP11 | 51500 | 18 | 8.3 | 52000 | 38500 | 74.04% | 1.96 | 0 | 10.5 |  |  |  |  | R-454B | 4.2917 | Residential & Commercial | USHP | Ducted CEE Tier 1
215424273 | Central HP <5.4 tons | LUXAIRE | HRCU-A-CB (Split System: Heat Pump with Remote Outdoor Unit-Air-Source) | HH860E2S11 | ADP |  | H,YE36*60+TXV-BLEED | TM8E130D20MP11 | 52500 | 18 | 8.3 | 53000 | 39500 | 74.53% | 1.96 | 0 | 10.5 |  |  |  |  | R-454B | 4.375 | Residential & Commercial | USHP | Ducted CEE Tier 1
215424274 | Central HP <5.4 tons | LUXAIRE | HRCU-A-CB (Split System: Heat Pump with Remote Outdoor Unit-Air-Source) | HH860E2S11 | ADP |  | H,YE48*60+TXV-BLEED | TM8E130D20MP11 | 54000 | 18 | 8.5 | 53000 | 39500 | 74.53% | 2 | 0 | 11 |  |  |  |  | R-454B | 4.5 | Residential & Commercial | USHP | Ducted CEE Tier 1
212632733 | Central HP <5.4 tons | LENNOX | HRCU-A-CB (Split System: Heat Pump with Remote Outdoor Unit-Air-Source) | SL25XPV-036-230A** | ADP |  | LD19/36Y9 | SL280DF090V48B* | 33000 | 21 | 8.7 | 34400 | 29400 | 85.47% | 1.78 | 0 | 12.5 |  |  |  |  | R-410A | 2.75 | Residential & Commercial | USHP | Ducted CEE Tier 1
216981746 | Central HP <5.4 tons | BRYANT HEATING AND COOLING SYSTEMS | HRCU-A-CB (Split System: Heat Pump with Remote Outdoor Unit-Air-Source) | 293VAN036**AA* | ADP |  | V,C36H175P15*+TXV | 986TD42080C17*** | 33200 | 20 | 9.5 | 33200 | 26200 | 78.92% | 2.02 | 0 | 11 |  |  |  |  | R-454B | 2.7667 | Residential & Commercial | USHP | Ducted CEE Tier 1
216981755 | Central HP <5.4 tons | BRYANT HEATING AND COOLING SYSTEMS | HRCU-A-CB (Split System: Heat Pump with Remote Outdoor Unit-Air-Source) | 293VAN036**AA* | ADP |  | C36A***L53*+TXV | 986TD60080C21*** | 34000 | 20 | 9.5 | 32600 | 25600 | 78.53% | 2.06 | 0 | 11.7 |  |  |  |  | R-454B | 2.8333 | Residential & Commercial | USHP | Ducted CEE Tier 1
215424253 | Central HP <5.4 tons | LUXAIRE | HRCU-A-CB (Split System: Heat Pump with Remote Outdoor Unit-Air-Source) | HH860E2S11 | ADP |  | H,YE36*60+TXV-BLEED | LP9C080C16MP13 | 43000 | 17 | 8.4 | 42000 | 33000 | 78.57% | 1.98 | 0 | 10.5 |  |  |  |  | R-454B | 3.5833 | Residential & Commercial | USHP | Ducted CEE Tier 1
215424276 | Central HP <5.4 tons | LUXAIRE | HRCU-A-CB (Split System: Heat Pump with Remote Outdoor Unit-Air-Source) | HH860E2S11 | ADP |  | H,YE48*60+TXV-BLEED | TM8V080C16MP12 | 43500 | 18 | 8.5 | 42000 | 32800 | 78.1% | 2 | 0 | 11.7 |  |  |  |  | R-454B | 3.625 | Residential & Commercial | USHP | Ducted CEE Tier 1
216981787 | Central HP <5.4 tons | BRYANT HEATING AND COOLING SYSTEMS | HRCU-A-CB (Split System: Heat Pump with Remote Outdoor Unit-Air-Source) | 293VAN036**AA* | ADP |  | C36A***L53*+TXV | 987MC60080C21*** | 34000 | 20 | 9.5 | 32600 | 25600 | 78.53% | 2.06 | 0 | 11.7 |  |  |  |  | R-454B | 2.8333 | Residential & Commercial | USHP | Ducted CEE Tier 1
215424287 | Central HP <5.4 tons | LUXAIRE | HRCU-A-CB (Split System: Heat Pump with Remote Outdoor Unit-Air-Source) | HH860E2S11 | ADP |  | H,YE36*60+TXV-BLEED | TM8Y100C20MP11 | 52000 | 18 | 8.3 | 53000 | 39500 | 74.53% | 1.96 | 0 | 10.5 |  |  |  |  | R-454B | 4.3333 | Residential & Commercial | USHP | Ducted CEE Tier 1
212380518 | Central HP <5.4 tons | CARRIER | HRCU-A-CB (Split System: Heat Pump with Remote Outdoor Unit-Air-Source) | 25VNA424A*031* | ADP |  | V,C36H175P159 | 58TN*A045C17**12 | 23400 | 20 | 8.1 | 25000 | 19600 | 78.4% | 2.42 | 0 | 13 |  |  |  |  | R-410A | 1.95 | Residential & Commercial | USHP | Ducted CEE Tier 1
216981832 | Central HP <5.4 tons | BRYANT HEATING AND COOLING SYSTEMS | HRCU-A-CB (Split System: Heat Pump with Remote Outdoor Unit-Air-Source) | 293VAN048**AA* | ADP |  | PL48H210P75*+TXV | 986TD60080C21*** | 43500 | 20 | 9.5 | 46000 | 36200 | 78.7% | 2 | 0 | 10.5 |  |  |  |  | R-454B | 3.625 | Residential & Commercial | USHP | Ducted CEE Tier 1
216981851 | Central HP <5.4 tons | BRYANT HEATING AND COOLING SYSTEMS | HRCU-A-CB (Split System: Heat Pump with Remote Outdoor Unit-Air-Source) | 293VAN048**AA* | ADP |  | PL60H210P17*+TXV | 986TD66100C21*** | 44500 | 21 | 9.5 | 46500 | 36400 | 78.28% | 2 | 0 | 10.5 |  |  |  |  | R-454B | 3.7083 | Residential & Commercial | USHP | Ducted CEE Tier 1
216981915 | Central HP <5.4 tons | BRYANT HEATING AND COOLING SYSTEMS | HRCU-A-CB (Split System: Heat Pump with Remote Outdoor Unit-Air-Source) | 293VAN060**AA* | ADP |  | C60A***L19*+TXV | 935CB66100C21*** | 56000 | 18 | 8.5 | 58500 | 45000 | 76.92% | 2.08 | 0 | 11.5 |  |  |  |  | R-454B | 4.6667 | Residential & Commercial | USHP | Ducted CEE Tier 1
216981916 | Central HP <5.4 tons | BRYANT HEATING AND COOLING SYSTEMS | HRCU-A-CB (Split System: Heat Pump with Remote Outdoor Unit-Air-Source) | 293VAN060**AA* | ADP |  | PL60H210P29*+TXV | 986TD66100C21*** | 54500 | 18 | 8.5 | 58500 | 46000 | 78.63% | 2.02 | 0 | 11 |  |  |  |  | R-454B | 4.5417 | Residential & Commercial | USHP | Ducted CEE Tier 1
216981932 | Central HP <5.4 tons | BRYANT HEATING AND COOLING SYSTEMS | HRCU-A-CB (Split System: Heat Pump with Remote Outdoor Unit-Air-Source) | 293VAN060**AA* | ADP |  | C60A***L19*+TXV | 987MC60060C21*** | 55500 | 18 | 8.5 | 59000 | 47000 | 79.66% | 2 | 0 | 10.5 |  |  |  |  | R-454B | 4.625 | Residential & Commercial | USHP | Ducted CEE Tier 1
216981934 | Central HP <5.4 tons | BRYANT HEATING AND COOLING SYSTEMS | HRCU-A-CB (Split System: Heat Pump with Remote Outdoor Unit-Air-Source) | 293VAN060**AA* | ADP |  | V,C60H210P29*+TXV | 987MC60080C21*** | 54000 | 18 | 8.5 | 58500 | 46000 | 78.63% | 2.02 | 0 | 10.5 |  |  |  |  | R-454B | 4.5 | Residential & Commercial | USHP | Ducted CEE Tier 1
213782066 | Central HP <5.4 tons | BRYANT HEATING AND COOLING SYSTEMS | HRCU-A-CB (Split System: Heat Pump with Remote Outdoor Unit-Air-Source) | 288BNV037*0**B* |  |  | CSPH*4812AL*+UI | 88*TB48070C17*** | 32600 | 16.5 | 8.1 | 33200 | 25000 | 75.3% | 1.94 | 0 | 11 |  |  |  |  | R-410A | 2.7167 | Residential & Commercial | USHP | Ducted CEE Tier 1
210600077 | Central HP <5.4 tons | TEMPSTAR | HRCU-A-CB (Split System: Heat Pump with Remote Outdoor Unit-Air-Source) | TVH837GKA** |  |  | EA*4X36L21A*+WALLCON | *95CSU0802120A* | 31600 | 17 | 8.1 | 33200 | 24200 | 72.89% | 1.86 | 0 | 11 |  |  |  |  | R-410A | 2.6333 | Residential & Commercial | USHP | Ducted CEE Tier 1
210600079 | Central HP <5.4 tons | TEMPSTAR | HRCU-A-CB (Split System: Heat Pump with Remote Outdoor Unit-Air-Source) | TVH837GKA** |  |  | EA*4X42L21A*+WALLCON | *80CSU0401712A* | 31800 | 17 | 8.1 | 33200 | 24400 | 73.49% | 1.88 | 0 | 11 |  |  |  |  | R-410A | 2.65 | Residential & Commercial | USHP | Ducted CEE Tier 1
210600093 | Central HP <5.4 tons | TEMPSTAR | HRCU-A-CB (Split System: Heat Pump with Remote Outdoor Unit-Air-Source) | TVH837GKA** |  |  | EA*4X60L24A*+WALLCON | *97CMN1002122A* | 32800 | 17.5 | 8.5 | 31800 | 24800 | 77.99% | 2 | 0 | 11.7 |  |  |  |  | R-410A | 2.7333 | Residential & Commercial | USHP | Ducted CEE Tier 1
210600095 | Central HP <5.4 tons | TEMPSTAR | HRCU-A-CB (Split System: Heat Pump with Remote Outdoor Unit-Air-Source) | TVH837GKA** |  |  | EA*4X61L21A*+WALLCON | *80CSU0401712A* | 33200 | 17.5 | 8.1 | 32000 | 24800 | 77.5% | 1.98 | 0 | 11.5 |  |  |  |  | R-410A | 2.7667 | Residential & Commercial | USHP | Ducted CEE Tier 1
215424322 | Central HP <5.4 tons | LUXAIRE | HRCU-A-CB (Split System: Heat Pump with Remote Outdoor Unit-Air-Source) | HH860E2S11 | ADP |  | H,YE48*60+TXV-BLEED | Z8ES100C16SMPS1 | 44000 | 18 | 8.5 | 42000 | 32800 | 78.1% | 2 | 0 | 12 |  |  |  |  | R-454B | 3.6667 | Residential & Commercial | USHP | Ducted CEE Tier 1
213778746 | Central HP <5.4 tons | BRYANT HEATING AND COOLING SYSTEMS | HRCU-A-CB (Split System: Heat Pump with Remote Outdoor Unit-Air-Source) | 288BNV037*0**A* |  |  | CAP**3617AL*+UI | 88*TB48070C17*** | 31400 | 16.5 | 8.1 | 33400 | 24400 | 73.05% | 1.82 | 0 | 10.5 |  |  |  |  | R-410A | 2.6167 | Residential & Commercial | USHP | Ducted CEE Tier 1
213779216 | Central HP <5.4 tons | BRYANT HEATING AND COOLING SYSTEMS | HRCU-A-CB (Split System: Heat Pump with Remote Outdoor Unit-Air-Source) | 288BNV037*0**A* |  |  | CAP**4224AL*+UI | 987MC66120C24*** | 31800 | 17 | 8.1 | 32800 | 24400 | 74.39% | 1.88 | 0 | 11 |  |  |  |  | R-410A | 2.65 | Residential & Commercial | USHP | Ducted CEE Tier 1
213779266 | Central HP <5.4 tons | BRYANT HEATING AND COOLING SYSTEMS | HRCU-A-CB (Split System: Heat Pump with Remote Outdoor Unit-Air-Source) | 288BNV037*0**A* |  |  | CAP**4321AL*+UI | 88*TB48090C17*** | 33000 | 17 | 8.5 | 32800 | 25000 | 76.22% | 1.98 | 0 | 11 |  |  |  |  | R-410A | 2.75 | Residential & Commercial | USHP | Ducted CEE Tier 1
213779416 | Central HP <5.4 tons | BRYANT HEATING AND COOLING SYSTEMS | HRCU-A-CB (Split System: Heat Pump with Remote Outdoor Unit-Air-Source) | 288BNV037*0**A* |  |  | CAP**4821AL*+UI | 935CB48060C17*** | 32200 | 17 | 8.1 | 32600 | 25000 | 76.69% | 1.94 | 0 | 11 |  |  |  |  | R-410A | 2.6833 | Residential & Commercial | USHP | Ducted CEE Tier 1
212985005 | Central HP <5.4 tons | DAY & NIGHT | HRCU-A-CB (Split System: Heat Pump with Remote Outdoor Unit-Air-Source) | DLCURAH30ABK |  |  | EA*4X43L21A* | *92MSN0802120A* | 30600 | 15.5 | 8.5 | 33400 | 26400 | 79.04% | 1.86 | 0 | 9 |  |  |  |  | R-410A | 2.55 | Residential & Commercial | USHP
216453173 | Central HP <5.4 tons | TRANE | HRCU-A-CB (Split System: Heat Pump with Remote Outdoor Unit-Air-Source) | 5TWV0X48A1 |  |  | 5PX*D010AS3 | S8V2C100M5PCB | 45500 | 20 | 9.7 | 47000 | 33800 | 71.91% | 2.1 | 0 | 12 |  |  |  |  | R-454B | 3.7917 | Residential & Commercial | USHP | Ducted CEE Tier 1
216453187 | Central HP <5.4 tons | TRANE | HRCU-A-CB (Split System: Heat Pump with Remote Outdoor Unit-Air-Source) | 5TWV0X48A1 |  |  | 5TXCB006AS3 | S8V2B060M4PCB | 43500 | 19.2 | 9.7 | 47000 | 33600 | 71.49% | 2.1 | 0 | 11.7 |  |  |  |  | R-454B | 3.625 | Residential & Commercial | USHP | Ducted CEE Tier 1
216981785 | Central HP <5.4 tons | BRYANT HEATING AND COOLING SYSTEMS | HRCU-A-CB (Split System: Heat Pump with Remote Outdoor Unit-Air-Source) | 293VAN036**AA* | ADP |  | PL36H210P29*+TXV | 987MC60080C21*** | 33800 | 20 | 9.5 | 32600 | 25600 | 78.53% | 2.06 | 0 | 11.7 |  |  |  |  | R-454B | 2.8167 | Residential & Commercial | USHP | Ducted CEE Tier 1
212970727 | Central HP <5.4 tons | BRYANT HEATING AND COOLING SYSTEMS | HRCU-A-CB (Split System: Heat Pump with Remote Outdoor Unit-Air-Source) | 38MURAQ36AB3* |  |  | CNPV*4821AL* | 82*SB60090V21*** | 36000 | 16.5 | 8.1 | 38500 | 35000 | 90.91% | 2 | 0 | 10 |  |  |  |  | R-410A | 3 | Residential & Commercial | USHP | Ducted CEE Tier 1
216779093 | Central HP <5.4 tons | BRYANT HEATING AND COOLING SYSTEMS | HRCU-A-CB (Split System: Heat Pump with Remote Outdoor Unit-Air-Source) | 288BNV037*0**B* | ADP |  | H,PG1K*36+TXV | 987MB42080C17*** | 31600 | 17 | 8.1 | 31800 | 24400 | 76.73% | 1.86 | 0 | 11 |  |  |  |  | R-410A | 2.6333 | Residential & Commercial | USHP | Ducted CEE Tier 1
212380534 | Central HP <5.4 tons | CARRIER | HRCU-A-CB (Split System: Heat Pump with Remote Outdoor Unit-Air-Source) | 25VNA424A*031* | ADP |  | C36A***L129 | 58TN*A070C17**16 | 22800 | 20 | 8.5 | 25000 | 19400 | 77.6% | 2.46 | 0 | 13 |  |  |  |  | R-410A | 1.9 | Residential & Commercial | USHP | Ducted CEE Tier 1
212380554 | Central HP <5.4 tons | CARRIER | HRCU-A-CB (Split System: Heat Pump with Remote Outdoor Unit-Air-Source) | 25VNA424A*031* | ADP |  | V,C36H175P139 | 58TN*A090C17**16 | 23600 | 21 | 8.5 | 24800 | 19300 | 77.82% | 2.48 | 0 | 13.5 |  |  |  |  | R-410A | 1.9667 | Residential & Commercial | USHP | Ducted CEE Tier 1
212380570 | Central HP <5.4 tons | CARRIER | HRCU-A-CB (Split System: Heat Pump with Remote Outdoor Unit-Air-Source) | 25VNA424A*031* | ADP |  | PL36H210P749 | 59MN7B060C21**20 | 23400 | 20 | 8.1 | 25000 | 19500 | 78% | 2.44 | 0 | 13 |  |  |  |  | R-410A | 1.95 | Residential & Commercial | USHP | Ducted CEE Tier 1
212380577 | Central HP <5.4 tons | CARRIER | HRCU-A-CB (Split System: Heat Pump with Remote Outdoor Unit-Air-Source) | 25VNA424A*031* | ADP |  | V,C36H175P149 | 59MN7B080C17**14 | 23400 | 20 | 8.5 | 25000 | 19500 | 78% | 2.44 | 0 | 13 |  |  |  |  | R-410A | 1.95 | Residential & Commercial | USHP | Ducted CEE Tier 1
216976496 | Central HP <5.4 tons | BRYANT HEATING AND COOLING SYSTEMS | HRCU-A-CB (Split System: Heat Pump with Remote Outdoor Unit-Air-Source) | 37MURAQ24AA3 | ADP |  | PL36H175P15*+TXV | 82*TB36070V14*** | 24200 | 15.2 | 8.5 | 22200 | 18900 | 85.14% | 1.92 | 0 | 10 |  |  |  |  | R-454B | 2.0167 | Residential & Commercial | USHP | Ducted CEE Tier 1
216976507 | Central HP <5.4 tons | BRYANT HEATING AND COOLING SYSTEMS | HRCU-A-CB (Split System: Heat Pump with Remote Outdoor Unit-Air-Source) | 37MURAQ24AA3 | ADP |  | PL36H210P74*+TXV | 83*CA36040C17*** | 24600 | 16 | 9 | 23000 | 19200 | 83.48% | 2.02 | 0 | 10 |  |  |  |  | R-454B | 2.05 | Residential & Commercial | USHP | Ducted CEE Tier 1
216981235 | Central HP <5.4 tons | BRYANT HEATING AND COOLING SYSTEMS | HRCU-A-CB (Split System: Heat Pump with Remote Outdoor Unit-Air-Source) | 290VAN036**AA* | ADP |  | PL36H210P29*+TXV | 935CB60080C21*** | 34200 | 18 | 9 | 32600 | 24400 | 74.85% | 1.9 | 0 | 10 |  |  |  |  | R-454B | 2.85 | Residential & Commercial | USHP | Ducted CEE Tier 1
215424728 | Central HP <5.4 tons | LUXAIRE | HRCU-A-CB (Split System: Heat Pump with Remote Outdoor Unit-Air-Source) | HH824E2S11 | ADP |  | H,YE7J*36+TXV-BLEED | Z8ES100B12SMPS1 | 23000 | 18 | 9 | 21400 | 18200 | 85.05% | 2 | 0 | 12 |  |  |  |  | R-454B | 1.9167 | Residential & Commercial | USHP | Ducted CEE Tier 1
215424735 | Central HP <5.4 tons | LUXAIRE | HRCU-A-CB (Split System: Heat Pump with Remote Outdoor Unit-Air-Source) | HH824E2S11 | ADP |  | H,YE7J*36+TXV-BLEED | Z9ES080B12SMPS1 | 22400 | 17 | 8.8 | 21400 | 17400 | 81.31% | 1.96 | 0 | 11.5 |  |  |  |  | R-454B | 1.8667 | Residential & Commercial | USHP | Ducted CEE Tier 1
215424267 | Central HP <5.4 tons | LUXAIRE | HRCU-A-CB (Split System: Heat Pump with Remote Outdoor Unit-Air-Source) | HH860E2S11 | ADP |  | H,YE36*60+TXV-BLEED | TM8E100C20MP11 | 52000 | 18 | 8.3 | 53000 | 39500 | 74.53% | 1.96 | 0 | 10.5 |  |  |  |  | R-454B | 4.3333 | Residential & Commercial | USHP | Ducted CEE Tier 1
215424278 | Central HP <5.4 tons | LUXAIRE | HRCU-A-CB (Split System: Heat Pump with Remote Outdoor Unit-Air-Source) | HH860E2S11 | ADP |  | H,YE48*60+TXV-BLEED | TM8V100C16MP12 | 43500 | 18 | 8.5 | 42000 | 32800 | 78.1% | 2 | 0 | 11.7 |  |  |  |  | R-454B | 3.625 | Residential & Commercial | USHP | Ducted CEE Tier 1
215424285 | Central HP <5.4 tons | LUXAIRE | HRCU-A-CB (Split System: Heat Pump with Remote Outdoor Unit-Air-Source) | HH860E2S11 | ADP |  | H,YE36*60+TXV-BLEED | TM8Y100C16MP11 | 43500 | 17 | 8.4 | 42000 | 33000 | 78.57% | 1.98 | 0 | 11.5 |  |  |  |  | R-454B | 3.625 | Residential & Commercial | USHP | Ducted CEE Tier 1
215424310 | Central HP <5.4 tons | LUXAIRE | HRCU-A-CB (Split System: Heat Pump with Remote Outdoor Unit-Air-Source) | HH860E2S11 | ADP |  | H,YE48*60+TXV-BLEED | TM9Y080C16MP11 | 44000 | 17 | 8.5 | 42500 | 33400 | 78.59% | 2 | 0 | 11 |  |  |  |  | R-454B | 3.6667 | Residential & Commercial | USHP | Ducted CEE Tier 1
215424317 | Central HP <5.4 tons | LUXAIRE | HRCU-A-CB (Split System: Heat Pump with Remote Outdoor Unit-Air-Source) | HH860E2S11 | ADP |  | H,YE36*60+TXV-BLEED | Z8ES080C16SMPS1 | 44000 | 17 | 8.4 | 42500 | 33000 | 77.65% | 1.98 | 0 | 11.7 |  |  |  |  | R-454B | 3.6667 | Residential & Commercial | USHP | Ducted CEE Tier 1
215424326 | Central HP <5.4 tons | LUXAIRE | HRCU-A-CB (Split System: Heat Pump with Remote Outdoor Unit-Air-Source) | HH860E2S11 | ADP |  | H,YE48*60+TXV-BLEED | Z8ES120C16SMPS1 | 44000 | 18 | 8.5 | 42000 | 32600 | 77.62% | 2 | 0 | 12 |  |  |  |  | R-454B | 3.6667 | Residential & Commercial | USHP | Ducted CEE Tier 1
210600126 | Central HP <5.4 tons | TEMPSTAR | HRCU-A-CB (Split System: Heat Pump with Remote Outdoor Unit-Air-Source) | TVH837GKA** |  |  | EHD4X60AAL+WALLCON | *80CSU0601716A* | 33000 | 16.5 | 8.1 | 32400 | 24800 | 76.54% | 1.98 | 0 | 11 |  |  |  |  | R-410A | 2.75 | Residential & Commercial | USHP | Ducted CEE Tier 1
210600159 | Central HP <5.4 tons | TEMPSTAR | HRCU-A-CB (Split System: Heat Pump with Remote Outdoor Unit-Air-Source) | TVH837GKA** |  |  | EN(A,D,W)4X48L21**+WALLCON | *80CSU0601716A* | 32400 | 17 | 8.1 | 33000 | 24800 | 75.15% | 1.94 | 0 | 11.7 |  |  |  |  | R-410A | 2.7 | Residential & Commercial | USHP | Ducted CEE Tier 1
210600160 | Central HP <5.4 tons | TEMPSTAR | HRCU-A-CB (Split System: Heat Pump with Remote Outdoor Unit-Air-Source) | TVH837GKA** |  |  | EN(A,D,W)4X60L24**+WALLCON | *80CSU1002120A* | 32800 | 17.5 | 8.1 | 32200 | 24600 | 76.4% | 1.96 | 0 | 11.7 |  |  |  |  | R-410A | 2.7333 | Residential & Commercial | USHP | Ducted CEE Tier 1
212384459 | Central HP <5.4 tons | HEIL | HRCU-A-CB (Split System: Heat Pump with Remote Outdoor Unit-Air-Source) | DLCURAH36ABK |  |  | EN(A,D,W)4X42L21** | *95ESN1002122A* | 36600 | 15.2 | 8.1 | 40000 | 35200 | 88% | 1.92 | 0 | 10 |  |  |  |  | R-410A | 3.05 | Residential & Commercial | USHP | Ducted CEE Tier 1
212384793 | Central HP <5.4 tons | HEIL | HRCU-A-CB (Split System: Heat Pump with Remote Outdoor Unit-Air-Source) | DLCURAH36ABK |  |  | EN(A,D,W)4X48L21** | *92ESN0801716A* | 36200 | 16.5 | 8.1 | 39000 | 34800 | 89.23% | 2.02 | 0 | 10.5 |  |  |  |  | R-410A | 3.0167 | Residential & Commercial | USHP | Ducted CEE Tier 1
215424707 | Central HP <5.4 tons | LUXAIRE | HRCU-A-CB (Split System: Heat Pump with Remote Outdoor Unit-Air-Source) | HH824E2S11 | ADP |  | H,YE7J*36+TXV-BLEED | LP9C060B12MP13 | 22400 | 17 | 8.8 | 21400 | 17200 | 80.37% | 1.96 | 0 | 11 |  |  |  |  | R-454B | 1.8667 | Residential & Commercial | USHP | Ducted CEE Tier 1
215425859 | Central HP <5.4 tons | LUXAIRE | HRCU-A-CB (Split System: Heat Pump with Remote Outdoor Unit-Air-Source) | HH824E2S11 | ADP |  | H,YE32*30+TXV-BLEED | TM8Y080B12MP11 | 22200 | 17 | 8.65 | 21200 | 17200 | 81.13% | 1.94 | 0 | 11.5 |  |  |  |  | R-454B | 1.85 | Residential & Commercial | USHP | Ducted CEE Tier 1
215425879 | Central HP <5.4 tons | LUXAIRE | HRCU-A-CB (Split System: Heat Pump with Remote Outdoor Unit-Air-Source) | HH824E2S11 | ADP |  | H,YE32*30+TXV-BLEED | Z9ES060B12SMPS1 | 22800 | 16 | 8.95 | 21400 | 18200 | 85.05% | 1.98 | 0 | 11.5 |  |  |  |  | R-454B | 1.9 | Residential & Commercial | USHP | Ducted CEE Tier 1
212984157 | Central HP <5.4 tons | CARRIER | HRCU-A-CB (Split System: Heat Pump with Remote Outdoor Unit-Air-Source) | 38MURAQ18AB3* |  |  | CAP**1917AL* | 59SC2E060M17**14 | 18000 | 16.5 | 8.5 | 18000 | 17800 | 98.89% | 2.14 | 0 | 11 |  |  |  |  | R-410A | 1.5 | Residential & Commercial | USHP | Ducted CEE Tier 1
216768111 | Central HP <5.4 tons | GREE | HRCU-A-C (Split System: Heat Pump with Remote Outdoor Unit with No Indoor Fan --Air Source) | GUD36W2/NXF-D(U) |  |  | GCAC24F/NXA | 0 | 23000 | 15.2 | 8.5 | 24000 | 21600 | 90% | 1.8 | 0 | 10.5 |  |  |  |  | R-454B | 1.9167 | Residential & Commercial | USHP | Ducted CEE Tier 1
216981701 | Central HP <5.4 tons | BRYANT HEATING AND COOLING SYSTEMS | HRCU-A-CB (Split System: Heat Pump with Remote Outdoor Unit-Air-Source) | 291VAN054**AA* | ADP |  | A60VHA*+TXV | 987MC66100C21*** | 49000 | 19 | 10.5 | 50500 | 53000 | 105% | 1.96 | 0 | 11 |  |  |  |  | R-454B | 4.0833 | Residential & Commercial | USHP | Ducted CEE Tier 1
215424731 | Central HP <5.4 tons | LUXAIRE | HRCU-A-CB (Split System: Heat Pump with Remote Outdoor Unit-Air-Source) | HH824E2S11 | ADP |  | H,YE7J*36+TXV-BLEED | Z9ES026A08SMPS1 | 22400 | 17 | 8.3 | 21400 | 16900 | 78.97% | 1.96 | 0 | 11.5 |  |  |  |  | R-454B | 1.8667 | Residential & Commercial | USHP | Ducted CEE Tier 1
216765692 | Central HP <5.4 tons | GREE | HRCU-A-C (Split System: Heat Pump with Remote Outdoor Unit with No Indoor Fan --Air Source) | GUD36W2/NHE-D(U) |  |  | GCAC36F/NHA | 0 | 34000 | 15.2 | 8.5 | 34000 | 25600 | 75.29% | 1.8 | 0 | 9.5 |  |  |  |  | R-32 | 2.8333 | Residential & Commercial | USHP
216975430 | Central HP <5.4 tons | BRYANT HEATING AND COOLING SYSTEMS | HRCU-A-CB (Split System: Heat Pump with Remote Outdoor Unit-Air-Source) | 290VAN024**AA* | ADP |  | V,C36H175P13*+TXV | 83*CB36040C17*** | 23200 | 17 | 8.5 | 22000 | 16200 | 73.64% | 1.98 | 0 | 10 |  |  |  |  | R-454B | 1.9333 | Residential & Commercial | USHP | Ducted CEE Tier 1
215424332 | Central HP <5.4 tons | LUXAIRE | HRCU-A-CB (Split System: Heat Pump with Remote Outdoor Unit-Air-Source) | HH860E2S11 | ADP |  | H,YE48*60+TXV-BLEED | Z9ES080C16SMPS1 | 45000 | 18 | 8.5 | 45000 | 33400 | 74.22% | 2 | 0 | 11.7 |  |  |  |  | R-454B | 3.75 | Residential & Commercial | USHP | Ducted CEE Tier 1
216981244 | Central HP <5.4 tons | BRYANT HEATING AND COOLING SYSTEMS | HRCU-A-CB (Split System: Heat Pump with Remote Outdoor Unit-Air-Source) | 290VAN036**AA* | ADP |  | V,C36H175P15*+TXV | 986TD42060C17*** | 33600 | 17 | 9 | 33600 | 25000 | 74.4% | 1.88 | 0 | 9.5 |  |  |  |  | R-454B | 2.8 | Residential & Commercial | USHP
216981294 | Central HP <5.4 tons | BRYANT HEATING AND COOLING SYSTEMS | HRCU-A-CB (Split System: Heat Pump with Remote Outdoor Unit-Air-Source) | 290VAN036**AA* | ADP |  | PL36H210P74*+TXV | 987MC60060C21*** | 32200 | 17 | 9 | 32800 | 24600 | 75% | 1.9 | 0 | 9.5 |  |  |  |  | R-454B | 2.6833 | Residential & Commercial | USHP
216981912 | Central HP <5.4 tons | BRYANT HEATING AND COOLING SYSTEMS | HRCU-A-CB (Split System: Heat Pump with Remote Outdoor Unit-Air-Source) | 293VAN060**AA* | ADP |  | PL60H210P17*+TXV | 935CB66100C21*** | 56000 | 18 | 8.5 | 58500 | 45000 | 76.92% | 2.08 | 0 | 11.5 |  |  |  |  | R-454B | 4.6667 | Residential & Commercial | USHP | Ducted CEE Tier 1
216981944 | Central HP <5.4 tons | BRYANT HEATING AND COOLING SYSTEMS | HRCU-A-CB (Split System: Heat Pump with Remote Outdoor Unit-Air-Source) | 293VAN060**AA* | ADP |  | C60A***L16*+TXV | 987MC66100C21*** | 54500 | 18 | 8.45 | 58500 | 46000 | 78.63% | 2 | 0 | 11 |  |  |  |  | R-454B | 4.5417 | Residential & Commercial | USHP | Ducted CEE Tier 1
207252273 | Central HP <5.4 tons | TRANE | HRCU-A-CB (Split System: Heat Pump with Remote Outdoor Unit-Air-Source) | 4TWA7048A4 |  |  | 4TXCD008DS3 | L8V1C100U5VSA | 45500 | 17 | 8.1 | 47500 | 45500 | 95.79% | 3.4 | 12.5 | 12 |  |  |  |  | R-410A | 3.7917 | Residential & Commercial | USHP | Ducted CEE Tier 1
216981805 | Central HP <5.4 tons | BRYANT HEATING AND COOLING SYSTEMS | HRCU-A-CB (Split System: Heat Pump with Remote Outdoor Unit-Air-Source) | 293VAN048**AA* | ADP |  | V,C48H210P75*+TXV | 935CB60080C21*** | 43000 | 20 | 9.5 | 46500 | 36200 | 77.85% | 2 | 0 | 10.5 |  |  |  |  | R-454B | 3.5833 | Residential & Commercial | USHP | Ducted CEE Tier 1
216981946 | Central HP <5.4 tons | BRYANT HEATING AND COOLING SYSTEMS | HRCU-A-CB (Split System: Heat Pump with Remote Outdoor Unit-Air-Source) | 293VAN060**AA* | ADP |  | V,C60H210P17*+TXV | 987MC66100C21*** | 55500 | 18 | 8.5 | 58500 | 46000 | 78.63% | 2.02 | 0 | 11 |  |  |  |  | R-454B | 4.625 | Residential & Commercial | USHP | Ducted CEE Tier 1
210600161 | Central HP <5.4 tons | TEMPSTAR | HRCU-A-CB (Split System: Heat Pump with Remote Outdoor Unit-Air-Source) | TVH837GKA** |  |  | EN(A,D,W)4X60L24**+WALLCON | *80CTL0902120A* | 32800 | 18 | 8.1 | 32200 | 24800 | 77.02% | 1.98 | 0 | 12 |  |  |  |  | R-410A | 2.7333 | Residential & Commercial | USHP | Ducted CEE Tier 1
212983173 | Central HP <5.4 tons | CARRIER | HRCU-A-CB (Split System: Heat Pump with Remote Outdoor Unit-Air-Source) | 38MURAQ24AB3* |  |  | CAP**3621AL* | 59SC2E040M17**12 | 23600 | 16 | 8.5 | 26400 | 24000 | 90.91% | 1.96 | 0 | 10 |  |  |  |  | R-410A | 1.9667 | Residential & Commercial | USHP | Ducted CEE Tier 1
216981311 | Central HP <5.4 tons | BRYANT HEATING AND COOLING SYSTEMS | HRCU-A-CB (Split System: Heat Pump with Remote Outdoor Unit-Air-Source) | 290VAN048**AA* | ADP |  | PL60H210P29*+TXV | 935CB60080C21*** | 44500 | 17 | 9 | 46000 | 33400 | 72.61% | 2.08 | 0 | 9.5 |  |  |  |  | R-454B | 3.7083 | Residential & Commercial | USHP
216981361 | Central HP <5.4 tons | BRYANT HEATING AND COOLING SYSTEMS | HRCU-A-CB (Split System: Heat Pump with Remote Outdoor Unit-Air-Source) | 290VAN048**AA* | ADP |  | C60A***L16*+TXV | 986TD66100C21*** | 43500 | 18 | 9 | 45500 | 33200 | 72.97% | 2.06 | 0 | 9.5 |  |  |  |  | R-454B | 3.625 | Residential & Commercial | USHP
216983433 | Central HP <5.4 tons | BRYANT HEATING AND COOLING SYSTEMS | HRCU-A-CB (Split System: Heat Pump with Remote Outdoor Unit-Air-Source) | 37MUHAQ24AA3 | ADP |  | V,C36H***P03*+TXV | 986TD30040C14*** | 21000 | 15.2 | 8.5 | 19600 | 18900 | 96.43% | 1.96 | 0 | 9.5 |  |  |  |  | R-454B | 1.75 | Residential & Commercial | USHP
216981747 | Central HP <5.4 tons | BRYANT HEATING AND COOLING SYSTEMS | HRCU-A-CB (Split System: Heat Pump with Remote Outdoor Unit-Air-Source) | 293VAN036**AA* | ADP |  | PL36H210P74*+TXV | 986TD42080C17*** | 32600 | 20 | 9.5 | 33200 | 26200 | 78.92% | 2.02 | 0 | 10.5 |  |  |  |  | R-454B | 2.7167 | Residential & Commercial | USHP | Ducted CEE Tier 1
216981777 | Central HP <5.4 tons | BRYANT HEATING AND COOLING SYSTEMS | HRCU-A-CB (Split System: Heat Pump with Remote Outdoor Unit-Air-Source) | 293VAN036**AA* | ADP |  | C36A***L15*+TXV | 987MC42080C17*** | 33000 | 19 | 9.5 | 33400 | 26400 | 79.04% | 2.02 | 0 | 11 |  |  |  |  | R-454B | 2.75 | Residential & Commercial | USHP | Ducted CEE Tier 1
216981686 | Central HP <5.4 tons | BRYANT HEATING AND COOLING SYSTEMS | HRCU-A-CB (Split System: Heat Pump with Remote Outdoor Unit-Air-Source) | 291VAN054**AA* | ADP |  | C60A***L18*+TXV | 987MC60060C21*** | 48000 | 18 | 11 | 51500 | 53000 | 102.9% | 1.9 | 0 | 10 |  |  |  |  | R-454B | 4 | Residential & Commercial | USHP | Ducted CEE Tier 1
213078750 | Central HP <5.4 tons | COMFORTMAKER | HRCU-A-CB (Split System: Heat Pump with Remote Outdoor Unit-Air-Source) | DLCURAH36ABK |  |  | EA*4X48L24A* | *80MS(N,L)1102420A* | 36200 | 16.5 | 8.5 | 38000 | 34600 | 91.05% | 2.04 | 0 | 10 |  |  |  |  | R-410A | 3.0167 | Residential & Commercial | USHP | Ducted CEE Tier 1
213077389 | Central HP <5.4 tons | COMFORTMAKER | HRCU-A-CB (Split System: Heat Pump with Remote Outdoor Unit-Air-Source) | DLCURAH36ABK |  |  | EA*4X42L21A* | *96VTN0801716B* | 35000 | 15.5 | 8.1 | 38500 | 35200 | 91.43% | 1.86 | 0 | 9.5 |  |  |  |  | R-410A | 2.9167 | Residential & Commercial | USHP
215424208 | Central HP <5.4 tons | LUXAIRE | HRCU-A-CB (Split System: Heat Pump with Remote Outdoor Unit-Air-Source) | HH836E2S11 | ADP |  | H,YE9J*36+TXV-BLEED | LP9C100C20MP13 | 34200 | 18 | 8.5 | 31000 | 25600 | 82.58% | 2 | 0 | 10 |  |  |  |  | R-454B | 2.85 | Residential & Commercial | USHP | Ducted CEE Tier 1
215424217 | Central HP <5.4 tons | LUXAIRE | HRCU-A-CB (Split System: Heat Pump with Remote Outdoor Unit-Air-Source) | HH836E2S11 | ADP |  | H,YE9J*36+TXV-BLEED | TM8V080B12MP12 | 32400 | 16 | 8.5 | 28800 | 24800 | 86.11% | 2 | 0 | 11 |  |  |  |  | R-454B | 2.7 | Residential & Commercial | USHP | Ducted CEE Tier 1
212978642 | Central HP <5.4 tons | CARRIER | HRCU-A-CB (Split System: Heat Pump with Remote Outdoor Unit-Air-Source) | 38MURAQ24AB3* |  |  | CAP**3017AL* | 58S(B,C)*B070M17**12 | 23400 | 17.5 | 8.5 | 26200 | 25000 | 95.42% | 2.1 | 0 | 10 |  |  |  |  | R-410A | 1.95 | Residential & Commercial | USHP | Ducted CEE Tier 1
212978708 | Central HP <5.4 tons | CARRIER | HRCU-A-CB (Split System: Heat Pump with Remote Outdoor Unit-Air-Source) | 38MURAQ24AB3* |  |  | CNPV*3017AL* | 58S(B,C)*B070M17**12 | 23400 | 17 | 8.1 | 25800 | 24200 | 93.8% | 2.04 | 0 | 10.5 |  |  |  |  | R-410A | 1.95 | Residential & Commercial | USHP | Ducted CEE Tier 1
212979401 | Central HP <5.4 tons | CARRIER | HRCU-A-CB (Split System: Heat Pump with Remote Outdoor Unit-Air-Source) | 38MURAQ36AB3* |  |  | CAP**4821AL* | 58S(B,C)*B070M21**16 | 35400 | 16.5 | 8.1 | 37800 | 34600 | 91.53% | 2 | 0 | 10 |  |  |  |  | R-410A | 2.95 | Residential & Commercial | USHP | Ducted CEE Tier 1
212970427 | Central HP <5.4 tons | BRYANT HEATING AND COOLING SYSTEMS | HRCU-A-CB (Split System: Heat Pump with Remote Outdoor Unit-Air-Source) | 38MURAQ36AB3* |  |  | CAP**4821AL* | 82*SB48070V17*** | 36000 | 16 | 8.5 | 38500 | 34800 | 90.39% | 2.02 | 0 | 10 |  |  |  |  | R-410A | 3 | Residential & Commercial | USHP | Ducted CEE Tier 1
216981814 | Central HP <5.4 tons | BRYANT HEATING AND COOLING SYSTEMS | HRCU-A-CB (Split System: Heat Pump with Remote Outdoor Unit-Air-Source) | 293VAN048**AA* | ADP |  | PL60H210P29*+TXV | 935CB66100C21*** | 44000 | 21 | 9.5 | 46000 | 35800 | 77.83% | 2 | 0 | 11 |  |  |  |  | R-454B | 3.6667 | Residential & Commercial | USHP | Ducted CEE Tier 1
216981830 | Central HP <5.4 tons | BRYANT HEATING AND COOLING SYSTEMS | HRCU-A-CB (Split System: Heat Pump with Remote Outdoor Unit-Air-Source) | 293VAN048**AA* | ADP |  | A60VHA*+TXV | 986TD60080C21*** | 44500 | 21 | 9.5 | 46500 | 36200 | 77.85% | 2 | 0 | 11 |  |  |  |  | R-454B | 3.7083 | Residential & Commercial | USHP | Ducted CEE Tier 1
211652988 | Central HP <5.4 tons | LENNOX | HRCU-A-CB (Split System: Heat Pump with Remote Outdoor Unit-Air-Source) | SL25XPV-024-230A** | ADP |  | L*35/36S9 | SL280UH070V36A* | 22000 | 21 | 10.2 | 19800 | 19600 | 98.99% | 1.98 | 0 | 13.5 |  |  |  |  | R-410A | 1.8333 | Residential & Commercial | USHP | Ducted CEE Tier 1
215425855 | Central HP <5.4 tons | LUXAIRE | HRCU-A-CB (Split System: Heat Pump with Remote Outdoor Unit-Air-Source) | HH824E2S11 | ADP |  | H,YE32*30+TXV-BLEED | TM8E060A12MP11 | 22200 | 17 | 8.65 | 21200 | 17500 | 82.55% | 1.94 | 0 | 11 |  |  |  |  | R-454B | 1.85 | Residential & Commercial | USHP | Ducted CEE Tier 1
215425875 | Central HP <5.4 tons | LUXAIRE | HRCU-A-CB (Split System: Heat Pump with Remote Outdoor Unit-Air-Source) | HH824E2S11 | ADP |  | H,YE32*30+TXV-BLEED | Z8ET080B12LMPS1 | 22200 | 18 | 9.1 | 21200 | 17500 | 82.55% | 1.94 | 0 | 11 |  |  |  |  | R-454B | 1.85 | Residential & Commercial | USHP | Ducted CEE Tier 1
216983403 | Central HP <5.4 tons | BRYANT HEATING AND COOLING SYSTEMS | HRCU-A-CB (Split System: Heat Pump with Remote Outdoor Unit-Air-Source) | 37MUHAQ24AA3 | ADP |  | PL36H***P44*+TXV | 916SA30026M14*** | 22000 | 15.2 | 8.5 | 19600 | 18800 | 95.92% | 1.98 | 0 | 10.5 |  |  |  |  | R-454B | 1.8333 | Residential & Commercial | USHP | Ducted CEE Tier 1
215424229 | Central HP <5.4 tons | LUXAIRE | HRCU-A-CB (Split System: Heat Pump with Remote Outdoor Unit-Air-Source) | HH836E2S11 | ADP |  | H,YE9J*36+TXV-BLEED | TM9E100C16MP12 | 32600 | 18 | 8.5 | 29400 | 23800 | 80.95% | 2 | 0 | 10.5 |  |  |  |  | R-454B | 2.7167 | Residential & Commercial | USHP | Ducted CEE Tier 1
215424266 | Central HP <5.4 tons | LUXAIRE | HRCU-A-CB (Split System: Heat Pump with Remote Outdoor Unit-Air-Source) | HH860E2S11 | ADP |  | H,YE48*60+TXV-BLEED | TM8E100C16MP11 | 44500 | 18 | 8.5 | 43500 | 33800 | 77.7% | 2 | 0 | 11 |  |  |  |  | R-454B | 3.7083 | Residential & Commercial | USHP | Ducted CEE Tier 1
215424281 | Central HP <5.4 tons | LUXAIRE | HRCU-A-CB (Split System: Heat Pump with Remote Outdoor Unit-Air-Source) | HH860E2S11 | ADP |  | H,YE36*60+TXV-BLEED | TM8V120C20MP12 | 51500 | 18 | 8.3 | 52000 | 38500 | 74.04% | 1.96 | 0 | 10.5 |  |  |  |  | R-454B | 4.2917 | Residential & Commercial | USHP | Ducted CEE Tier 1
215424283 | Central HP <5.4 tons | LUXAIRE | HRCU-A-CB (Split System: Heat Pump with Remote Outdoor Unit-Air-Source) | HH860E2S11 | ADP |  | H,YE36*60+TXV-BLEED | TM8Y080C16MP11 | 43500 | 17 | 8.4 | 42000 | 33000 | 78.57% | 1.98 | 0 | 11.5 |  |  |  |  | R-454B | 3.625 | Residential & Commercial | USHP | Ducted CEE Tier 1
215424313 | Central HP <5.4 tons | LUXAIRE | HRCU-A-CB (Split System: Heat Pump with Remote Outdoor Unit-Air-Source) | HH860E2S11 | ADP |  | H,YE36*60+TXV-BLEED | TM9Y100C20MP11 | 51000 | 17 | 8.3 | 52500 | 39000 | 74.29% | 1.96 | 0 | 10.5 |  |  |  |  | R-454B | 4.25 | Residential & Commercial | USHP | Ducted CEE Tier 1
210599858 | Central HP <5.4 tons | TEMPSTAR | HRCU-A-CB (Split System: Heat Pump with Remote Outdoor Unit-Air-Source) | TVH825GKA2* |  |  | EA*4X42L21A*+WALLCON | *80CTL0701716A* | 23800 | 16.5 | 8.1 | 21400 | 16600 | 77.57% | 1.96 | 0 | 11 |  |  |  |  | R-410A | 1.9833 | Residential & Commercial | USHP | Ducted CEE Tier 1
210599876 | Central HP <5.4 tons | TEMPSTAR | HRCU-A-CB (Split System: Heat Pump with Remote Outdoor Unit-Air-Source) | TVH825GKA2* |  |  | EA*4X42L24A*+WALLCON | *97CMN0602120A* | 23600 | 16.5 | 8.1 | 21400 | 16700 | 78.04% | 1.96 | 0 | 11 |  |  |  |  | R-410A | 1.9667 | Residential & Commercial | USHP | Ducted CEE Tier 1
213686116 | Central HP <5.4 tons | LENNOX | HRCU-A-CB (Split System: Heat Pump with Remote Outdoor Unit-Air-Source) | SL25XPV-036-230A** | ADP |  | PL36H210P169 | EL297UH070XV36B* | 33800 | 21 | 8.8 | 33000 | 25800 | 78.18% | 1.82 | 0 | 13 |  |  |  |  | R-410A | 2.8167 | Residential & Commercial | USHP | Ducted CEE Tier 1
216976483 | Central HP <5.4 tons | BRYANT HEATING AND COOLING SYSTEMS | HRCU-A-CB (Split System: Heat Pump with Remote Outdoor Unit-Air-Source) | 37MURAQ24AA3 | ADP |  | V,C36H***P42*+TXV | 82*TB36045V14*** | 23000 | 15.2 | 8.5 | 22400 | 19000 | 84.82% | 1.9 | 0 | 9.5 |  |  |  |  | R-454B | 1.9167 | Residential & Commercial | USHP
216976484 | Central HP <5.4 tons | BRYANT HEATING AND COOLING SYSTEMS | HRCU-A-CB (Split System: Heat Pump with Remote Outdoor Unit-Air-Source) | 37MURAQ24AA3 | ADP |  | A24VBA*+TXV | 82*TB36045V14*** | 23000 | 15.2 | 8.5 | 22400 | 19000 | 84.82% | 1.9 | 0 | 9.5 |  |  |  |  | R-454B | 1.9167 | Residential & Commercial | USHP
216976485 | Central HP <5.4 tons | BRYANT HEATING AND COOLING SYSTEMS | HRCU-A-CB (Split System: Heat Pump with Remote Outdoor Unit-Air-Source) | 37MURAQ24AA3 | ADP |  | C36A***L13*+TXV | 82*TB36045V14*** | 23200 | 15.2 | 8.5 | 22400 | 18900 | 84.38% | 1.92 | 0 | 9.5 |  |  |  |  | R-454B | 1.9333 | Residential & Commercial | USHP
216976432 | Central HP <5.4 tons | BRYANT HEATING AND COOLING SYSTEMS | HRCU-A-CB (Split System: Heat Pump with Remote Outdoor Unit-Air-Source) | 37MUHAQ18AA3 | ADP |  | A36VCA*+TXV | 83*SB36040M17*** | 17700 | 15.2 | 10 | 19000 | 18100 | 95.26% | 1.98 | 0 | 11 |  |  |  |  | R-454B | 1.475 | Residential & Commercial | USHP | Ducted CEE Tier 1
214271750 | Central HP <5.4 tons | CARRIER | HRCU-A-CB (Split System: Heat Pump with Remote Outdoor Unit-Air-Source) | 25VNA448A*031* | ADP |  | V,C60H210P299 | 58TN*B090C21**20 | 44000 | 21 | 9.5 | 44000 | 35800 | 81.36% | 2.38 | 0 | 11.7 |  |  |  |  | R-410A | 3.6667 | Residential & Commercial | USHP | Ducted CEE Tier 1
214271770 | Central HP <5.4 tons | CARRIER | HRCU-A-CB (Split System: Heat Pump with Remote Outdoor Unit-Air-Source) | 25VNA448A*031* | ADP |  | PL60H210P299 | 58TN*B110C21**20 | 44500 | 21 | 9.5 | 43500 | 35600 | 81.84% | 2.36 | 0 | 11.7 |  |  |  |  | R-410A | 3.7083 | Residential & Commercial | USHP | Ducted CEE Tier 1
214052881 | Central HP <5.4 tons | LENNOX | HRCU-A-CB (Split System: Heat Pump with Remote Outdoor Unit-Air-Source) | SL25XPV-024-230A** | ADP |  | HG80936 | SLP99UH070XV36B* | 22200 | 23 | 9.2 | 20000 | 20000 | 100% | 1.84 | 0 | 14 |  |  |  |  | R-410A | 1.85 | Residential & Commercial | USHP | Ducted CEE Tier 1
214671324 | Central HP <5.4 tons | LENNOX | HRCU-A-CB (Split System: Heat Pump with Remote Outdoor Unit-Air-Source) | EL22XPV-024-230A** | ADP |  | L*24/36Z9 | ML180UH045XE36A* | 23400 | 21 | 8.5 | 21200 | 14900 | 70.28% | 1.86 | 0 | 13.5 |  |  |  |  | R-410A | 1.95 | Residential & Commercial | USHP | Ducted CEE Tier 1
216981695 | Central HP <5.4 tons | BRYANT HEATING AND COOLING SYSTEMS | HRCU-A-CB (Split System: Heat Pump with Remote Outdoor Unit-Air-Source) | 291VAN054**AA* | ADP |  | V,C60H210P17*+TXV | 987MC60080C21*** | 49000 | 19 | 10.5 | 50500 | 52000 | 103% | 2 | 0 | 11 |  |  |  |  | R-454B | 4.0833 | Residential & Commercial | USHP | Ducted CEE Tier 1
216981897 | Central HP <5.4 tons | BRYANT HEATING AND COOLING SYSTEMS | HRCU-A-CB (Split System: Heat Pump with Remote Outdoor Unit-Air-Source) | 293VAN048**AA* | ADP |  | C60A***L18*+TXV | 987MC66100C21*** | 44500 | 21 | 9.5 | 46500 | 36400 | 78.28% | 2 | 0 | 10.5 |  |  |  |  | R-454B | 3.7083 | Residential & Commercial | USHP | Ducted CEE Tier 1
214849008 | Central HP <5.4 tons | YORK | HRCU-A-CB (Split System: Heat Pump with Remote Outdoor Unit-Air-Source) | HH860E2S11 | ADP |  | H,YG84*60+TXV-BLEED | Y91E100C20SMPS1 | 45500 | 18 | 8.5 | 45000 | 33600 | 74.67% | 2 | 0 | 11.7 |  |  |  |  | R-454B | 3.7917 | Residential & Commercial | USHP | Ducted CEE Tier 1
215424270 | Central HP <5.4 tons | LUXAIRE | HRCU-A-CB (Split System: Heat Pump with Remote Outdoor Unit-Air-Source) | HH860E2S11 | ADP |  | H,YE48*60+TXV-BLEED | TM8E120C16MP11 | 44500 | 18 | 8.5 | 43500 | 33800 | 77.7% | 2 | 0 | 11 |  |  |  |  | R-454B | 3.7083 | Residential & Commercial | USHP | Ducted CEE Tier 1
215424302 | Central HP <5.4 tons | LUXAIRE | HRCU-A-CB (Split System: Heat Pump with Remote Outdoor Unit-Air-Source) | HH860E2S11 | ADP |  | H,YE48*60+TXV-BLEED | TM9V080C16MP12 | 43500 | 18 | 8.5 | 42000 | 33000 | 78.57% | 2 | 0 | 11 |  |  |  |  | R-454B | 3.625 | Residential & Commercial | USHP | Ducted CEE Tier 1
210599894 | Central HP <5.4 tons | TEMPSTAR | HRCU-A-CB (Split System: Heat Pump with Remote Outdoor Unit-Air-Source) | TVH825GKA2* |  |  | EA*4X43L21A*+WALLCON | *97CMN1002122A* | 24400 | 16.5 | 8.5 | 21200 | 16600 | 78.3% | 2.04 | 0 | 11 |  |  |  |  | R-410A | 2.0333 | Residential & Commercial | USHP | Ducted CEE Tier 1
210599927 | Central HP <5.4 tons | TEMPSTAR | HRCU-A-CB (Split System: Heat Pump with Remote Outdoor Unit-Air-Source) | TVH825GKA2* |  |  | EHD4X42AAL+WALLCON | *80CTL1352422A* | 24200 | 16 | 8.1 | 21400 | 16600 | 77.57% | 2 | 0 | 10.5 |  |  |  |  | R-410A | 2.0167 | Residential & Commercial | USHP | Ducted CEE Tier 1
216699862 | Central HP <5.4 tons | AMANA | HRCU-A-CB (Split System: Heat Pump with Remote Outdoor Unit-Air-Source) | AZV9SA241CA* |  |  | CA*EA4830*3A* | A*VM971005CNA* | 23400 | 19.2 | 9.2 | 22000 | 22000 | 100% | 2 | 0 | 11.7 |  |  |  |  | R-32 | 1.95 | Residential & Commercial | USHP | Ducted CEE Tier 1
216981741 | Central HP <5.4 tons | BRYANT HEATING AND COOLING SYSTEMS | HRCU-A-CB (Split System: Heat Pump with Remote Outdoor Unit-Air-Source) | 293VAN036**AA* | ADP |  | A36VCA*+TXV | 986TD42080C17*** | 32600 | 20 | 9.5 | 33200 | 26200 | 78.92% | 2.02 | 0 | 10.5 |  |  |  |  | R-454B | 2.7167 | Residential & Commercial | USHP | Ducted CEE Tier 1
216983396 | Central HP <5.4 tons | BRYANT HEATING AND COOLING SYSTEMS | HRCU-A-CB (Split System: Heat Pump with Remote Outdoor Unit-Air-Source) | 37MUHAQ24AA3 | ADP |  | V,C36H***P42*+TXV | 916SA30026M14*** | 22000 | 15.2 | 8.5 | 19600 | 18800 | 95.92% | 1.98 | 0 | 10.5 |  |  |  |  | R-454B | 1.8333 | Residential & Commercial | USHP | Ducted CEE Tier 1
216983397 | Central HP <5.4 tons | BRYANT HEATING AND COOLING SYSTEMS | HRCU-A-CB (Split System: Heat Pump with Remote Outdoor Unit-Air-Source) | 37MUHAQ24AA3 | ADP |  | A24VBA*+TXV | 916SA30026M14*** | 22000 | 15.2 | 8.5 | 19600 | 18800 | 95.92% | 1.98 | 0 | 10.5 |  |  |  |  | R-454B | 1.8333 | Residential & Commercial | USHP | Ducted CEE Tier 1
216981323 | Central HP <5.4 tons | BRYANT HEATING AND COOLING SYSTEMS | HRCU-A-CB (Split System: Heat Pump with Remote Outdoor Unit-Air-Source) | 290VAN048**AA* | ADP |  | C60A***L18*+TXV | 935CB60080C21*** | 45000 | 17 | 9 | 45500 | 33200 | 72.97% | 2.08 | 0 | 9.5 |  |  |  |  | R-454B | 3.75 | Residential & Commercial | USHP
216981338 | Central HP <5.4 tons | BRYANT HEATING AND COOLING SYSTEMS | HRCU-A-CB (Split System: Heat Pump with Remote Outdoor Unit-Air-Source) | 290VAN048**AA* | ADP |  | C60A***L19*+TXV | 935CB66100C21*** | 45000 | 18 | 9 | 45500 | 33000 | 72.53% | 2.08 | 0 | 10 |  |  |  |  | R-454B | 3.75 | Residential & Commercial | USHP | Ducted CEE Tier 1
216981866 | Central HP <5.4 tons | BRYANT HEATING AND COOLING SYSTEMS | HRCU-A-CB (Split System: Heat Pump with Remote Outdoor Unit-Air-Source) | 293VAN048**AA* | ADP |  | PL60H210P17*+TXV | 987MC60060C21*** | 43500 | 20 | 9.5 | 46500 | 37000 | 79.57% | 2 | 0 | 10 |  |  |  |  | R-454B | 3.625 | Residential & Commercial | USHP | Ducted CEE Tier 1
216779092 | Central HP <5.4 tons | BRYANT HEATING AND COOLING SYSTEMS | HRCU-A-CB (Split System: Heat Pump with Remote Outdoor Unit-Air-Source) | 288BNV037*0**A* | ADP |  | H,PG1K*36+TXV | 987MC66120C24*** | 32200 | 17 | 8.1 | 31200 | 24200 | 77.56% | 1.94 | 0 | 11.5 |  |  |  |  | R-410A | 2.6833 | Residential & Commercial | USHP | Ducted CEE Tier 1
207436524 | Central HP <5.4 tons | LENNOX | HRCU-A-CB (Split System: Heat Pump with Remote Outdoor Unit-Air-Source) | SL25XPV-048-230A** |  |  | C35-49C+TDR+TXV | SLP99UH090XV60C* | 45500 | 20 | 8.9 | 44000 | 36000 | 81.82% | 1.78 | 12 | 12 |  |  |  |  | R-410A | 3.7917 | Residential & Commercial | USHP | Ducted CEE Tier 1
207436541 | Central HP <5.4 tons | LENNOX | HRCU-A-CB (Split System: Heat Pump with Remote Outdoor Unit-Air-Source) | SL25XPV-048-230A** |  |  | CBA38MV-048-230*+TDR | 0 | 46000 | 21.8 | 9.8 | 46000 | 37000 | 80.43% | 1.98 | 13 | 12.5 |  |  |  |  | R-410A | 3.8333 | Residential & Commercial | USHP | Ducted CEE Tier 1
207436590 | Central HP <5.4 tons | LENNOX | HRCU-A-CB (Split System: Heat Pump with Remote Outdoor Unit-Air-Source) | SL25XPV-048-230A** |  |  | CX35-49C+TDR | SL280UH080NV60C* | 45500 | 20.6 | 8.9 | 44000 | 35800 | 81.36% | 1.78 | 12.5 | 12.3 |  |  |  |  | R-410A | 3.7917 | Residential & Commercial | USHP | Ducted CEE Tier 1
207436591 | Central HP <5.4 tons | LENNOX | HRCU-A-CB (Split System: Heat Pump with Remote Outdoor Unit-Air-Source) | SL25XPV-048-230A** |  |  | CX35-49C+TDR | SL280UH090V60C* | 45500 | 20 | 8.9 | 43500 | 35600 | 81.84% | 1.8 | 12.5 | 12.4 |  |  |  |  | R-410A | 3.7917 | Residential & Commercial | USHP | Ducted CEE Tier 1
207436606 | Central HP <5.4 tons | LENNOX | HRCU-A-CB (Split System: Heat Pump with Remote Outdoor Unit-Air-Source) | SL25XPV-048-230A** |  |  | CX35-60C+TDR | SL280UH090V60C* | 46000 | 20.8 | 9.5 | 43500 | 35800 | 82.3% | 1.92 | 12.5 | 12.5 |  |  |  |  | R-410A | 3.8333 | Residential & Commercial | USHP | Ducted CEE Tier 1
207436607 | Central HP <5.4 tons | LENNOX | HRCU-A-CB (Split System: Heat Pump with Remote Outdoor Unit-Air-Source) | SL25XPV-048-230A** |  |  | CX35-60C+TDR | SL280UH090XV60C* | 46000 | 20.8 | 9.5 | 43500 | 35800 | 82.3% | 1.92 | 12.5 | 12.5 |  |  |  |  | R-410A | 3.8333 | Residential & Commercial | USHP | Ducted CEE Tier 1
210692714 | Central HP <5.4 tons | GOODMAN | HRCU-A-CB (Split System: Heat Pump with Remote Outdoor Unit-Air-Source) | GSZV903610A* |  |  | CA*F3743*6D*+TXV | G*VC800805C*A* | 33600 | 19 | 8.2 | 34000 | 24400 | 71.76% | 1.8 | 0 | 12 |  |  |  |  | R-410A | 2.8 | Residential & Commercial | USHP | Ducted CEE Tier 1
214505313 | Central HP <5.4 tons | AMANA | HRCU-A-CB (Split System: Heat Pump with Remote Outdoor Unit-Air-Source) | ASZS60241EA* |  |  | CA*EA2422*4B* | A*VC960804CNB* | 23000 | 17 | 8.6 | 23000 | 16100 | 70% | 2 | 0 | 10 |  |  |  |  | R-410A | 1.9167 | Residential & Commercial | USHP | Ducted CEE Tier 1
214607183 | Central HP <5.4 tons | LENNOX | HRCU-A-CB (Split System: Heat Pump with Remote Outdoor Unit-Air-Source) | EL22XPV-024-230A** | ADP |  | L*18/36V9+LEFE3A* | 0 | 22600 | 20 | 8.45 | 20600 | 15600 | 75.73% | 2.2 | 0 | 13 |  |  |  |  | R-410A | 1.8833 | Residential & Commercial | USHP | Ducted CEE Tier 1
215424327 | Central HP <5.4 tons | LUXAIRE | HRCU-A-CB (Split System: Heat Pump with Remote Outdoor Unit-Air-Source) | HH860E2S11 | ADP |  | H,YE36*60+TXV-BLEED | Z8ES120C20SMPS1 | 51000 | 18 | 8.3 | 51500 | 38000 | 73.79% | 1.96 | 0 | 11 |  |  |  |  | R-454B | 4.25 | Residential & Commercial | USHP | Ducted CEE Tier 1
216779098 | Central HP <5.4 tons | BRYANT HEATING AND COOLING SYSTEMS | HRCU-A-CB (Split System: Heat Pump with Remote Outdoor Unit-Air-Source) | 288BNV037*0**B* | ADP |  | H,PG1K*36+TXV | 987MC42060C17*** | 31800 | 16 | 8.1 | 31600 | 24600 | 77.85% | 1.88 | 0 | 11 |  |  |  |  | R-410A | 2.65 | Residential & Commercial | USHP | Ducted CEE Tier 1
213779601 | Central HP <5.4 tons | DAY & NIGHT | HRCU-A-CB (Split System: Heat Pump with Remote Outdoor Unit-Air-Source) | CVH837GKA** |  |  | EA*4X60L24A*+WALLCON | *97CMN1202422B* | 32800 | 17.5 | 8.1 | 31600 | 24600 | 77.85% | 1.98 | 0 | 11.5 |  |  |  |  | R-410A | 2.7333 | Residential & Commercial | USHP | Ducted CEE Tier 1
216779039 | Central HP <5.4 tons | BRYANT HEATING AND COOLING SYSTEMS | HRCU-A-CB (Split System: Heat Pump with Remote Outdoor Unit-Air-Source) | 38MURAQ30AA3* | ADP |  | H,PG1K936 | 927TA66100V21*** | 31000 | 17 | 10 | 32000 | 22600 | 70.62% | 2.42 | 0 | 10.5 |  |  |  |  | R-410A | 2.5833 | Residential & Commercial | USHP | Ducted CEE Tier 1
216976504 | Central HP <5.4 tons | BRYANT HEATING AND COOLING SYSTEMS | HRCU-A-CB (Split System: Heat Pump with Remote Outdoor Unit-Air-Source) | 37MURAQ24AA3 | ADP |  | V,C36H175P14*+TXV | 83*CA36040C17*** | 24600 | 16 | 9 | 23000 | 19200 | 83.48% | 2.02 | 0 | 10 |  |  |  |  | R-454B | 2.05 | Residential & Commercial | USHP | Ducted CEE Tier 1
216453245 | Central HP <5.4 tons | TRANE | HRCU-A-CB (Split System: Heat Pump with Remote Outdoor Unit-Air-Source) | 5TWV0X60A1 |  |  | 5PX*DD10AS3 | S8V2D120M5PCB | 52000 | 18.2 | 9 | 54000 | 38000 | 70.37% | 2 | 0 | 10 |  |  |  |  | R-454B | 4.3333 | Residential & Commercial | USHP | Ducted CEE Tier 1
215424734 | Central HP <5.4 tons | LUXAIRE | HRCU-A-CB (Split System: Heat Pump with Remote Outdoor Unit-Air-Source) | HH824E2S11 | ADP |  | H,YE7J*36+TXV-BLEED | Z9ES060B12SMPS1 | 23000 | 17 | 9 | 21400 | 18200 | 85.05% | 2 | 0 | 11.7 |  |  |  |  | R-454B | 1.9167 | Residential & Commercial | USHP | Ducted CEE Tier 1
212632764 | Central HP <5.4 tons | LENNOX | HRCU-A-CB (Split System: Heat Pump with Remote Outdoor Unit-Air-Source) | SL25XPV-036-230A** | ADP |  | LD24/35Y9 | SLP99DF090XV60C* | 33400 | 20 | 8.7 | 34400 | 29400 | 85.47% | 1.76 | 0 | 13 |  |  |  |  | R-410A | 2.7833 | Residential & Commercial | USHP | Ducted CEE Tier 1
216976435 | Central HP <5.4 tons | BRYANT HEATING AND COOLING SYSTEMS | HRCU-A-CB (Split System: Heat Pump with Remote Outdoor Unit-Air-Source) | 37MUHAQ18AA3 | ADP |  | V,C36H175P14*+TXV | 83*SB36040M17*** | 17700 | 15.2 | 10 | 19000 | 18100 | 95.26% | 1.98 | 0 | 11 |  |  |  |  | R-454B | 1.475 | Residential & Commercial | USHP | Ducted CEE Tier 1
216997224 | Central HP <5.4 tons | CARRIER | HRCU-A-CB (Split System: Heat Pump with Remote Outdoor Unit-Air-Source) | 27VNA360A*030* | ADP |  | H,PG48*60+TXV | 58TN*B070C17**16 | 54500 | 17 | 8.5 | 59000 | 45000 | 76.27% | 2.1 | 0 | 10.5 |  |  |  |  | R-454B | 4.5417 | Residential & Commercial | USHP | Ducted CEE Tier 1
216981340 | Central HP <5.4 tons | BRYANT HEATING AND COOLING SYSTEMS | HRCU-A-CB (Split System: Heat Pump with Remote Outdoor Unit-Air-Source) | 290VAN048**AA* | ADP |  | V,C60H210P29*+TXV | 986TD60080C21*** | 44500 | 18 | 9 | 45500 | 33200 | 72.97% | 2.06 | 0 | 9.5 |  |  |  |  | R-454B | 3.7083 | Residential & Commercial | USHP
216981358 | Central HP <5.4 tons | BRYANT HEATING AND COOLING SYSTEMS | HRCU-A-CB (Split System: Heat Pump with Remote Outdoor Unit-Air-Source) | 290VAN048**AA* | ADP |  | V,C48H210P75*+TXV | 986TD66100C21*** | 43000 | 18 | 8.95 | 45500 | 33200 | 72.97% | 2.04 | 0 | 9 |  |  |  |  | R-454B | 3.5833 | Residential & Commercial | USHP
216779035 | Central HP <5.4 tons | BRYANT HEATING AND COOLING SYSTEMS | HRCU-A-CB (Split System: Heat Pump with Remote Outdoor Unit-Air-Source) | 38MURAQ30AA3* | ADP |  | H,PG1K936 | 927TA60080V21*** | 31000 | 16 | 10 | 32200 | 22600 | 70.19% | 2.4 | 0 | 10.5 |  |  |  |  | R-410A | 2.5833 | Residential & Commercial | USHP | Ducted CEE Tier 1
216981657 | Central HP <5.4 tons | BRYANT HEATING AND COOLING SYSTEMS | HRCU-A-CB (Split System: Heat Pump with Remote Outdoor Unit-Air-Source) | 291VAN054**AA* | ADP |  | V,C48H210P16*+TXV | 986TD60080C21*** | 48000 | 19 | 10.5 | 50500 | 53000 | 105% | 1.94 | 0 | 10.5 |  |  |  |  | R-454B | 4 | Residential & Commercial | USHP | Ducted CEE Tier 1
216453183 | Central HP <5.4 tons | TRANE | HRCU-A-CB (Split System: Heat Pump with Remote Outdoor Unit-Air-Source) | 5TWV0X48A1 |  |  | 5PX*DD10AS3 | S8V2D120M5PCB | 45000 | 20 | 9.7 | 47000 | 33800 | 71.91% | 2.1 | 0 | 11.7 |  |  |  |  | R-454B | 3.75 | Residential & Commercial | USHP | Ducted CEE Tier 1
212924813 | Central HP <5.4 tons | GREE | HRCU-A-CB (Split System: Heat Pump with Remote Outdoor Unit-Air-Source) | FLEXX60HP230V1AO |  |  | ENVBR60HPJ1IB | 0 | 54000 | 15.8 | 9 | 54000 | 41000 | 75.93% | 1.8 | 0 | 10 |  |  |  |  | R-410A | 4.5 | Residential & Commercial | USHP | Ducted CEE Tier 1
216997228 | Central HP <5.4 tons | CARRIER | HRCU-A-CB (Split System: Heat Pump with Remote Outdoor Unit-Air-Source) | 27VNA360A*030* | ADP |  | H,PG48*60+TXV | 59MN7C120C24**22 | 55500 | 18 | 8.5 | 58500 | 45500 | 77.78% | 2.06 | 0 | 11 |  |  |  |  | R-454B | 4.625 | Residential & Commercial | USHP | Ducted CEE Tier 1
216976500 | Central HP <5.4 tons | BRYANT HEATING AND COOLING SYSTEMS | HRCU-A-CB (Split System: Heat Pump with Remote Outdoor Unit-Air-Source) | 37MURAQ24AA3 | ADP |  | PL36H210P29*+TXV | 83*CA36040C17*** | 25400 | 16 | 9 | 21800 | 18800 | 86.24% | 2.06 | 0 | 10 |  |  |  |  | R-454B | 2.1167 | Residential & Commercial | USHP | Ducted CEE Tier 1
216976501 | Central HP <5.4 tons | BRYANT HEATING AND COOLING SYSTEMS | HRCU-A-CB (Split System: Heat Pump with Remote Outdoor Unit-Air-Source) | 37MURAQ24AA3 | ADP |  | A36VCA*+TXV | 83*CA36040C17*** | 24600 | 16 | 9 | 23000 | 19200 | 83.48% | 2.02 | 0 | 10 |  |  |  |  | R-454B | 2.05 | Residential & Commercial | USHP | Ducted CEE Tier 1
216976502 | Central HP <5.4 tons | BRYANT HEATING AND COOLING SYSTEMS | HRCU-A-CB (Split System: Heat Pump with Remote Outdoor Unit-Air-Source) | 37MURAQ24AA3 | ADP |  | C36A***L13*+TXV | 83*CA36040C17*** | 24600 | 16 | 9 | 23000 | 19200 | 83.48% | 2.02 | 0 | 10 |  |  |  |  | R-454B | 2.05 | Residential & Commercial | USHP | Ducted CEE Tier 1
216976519 | Central HP <5.4 tons | BRYANT HEATING AND COOLING SYSTEMS | HRCU-A-CB (Split System: Heat Pump with Remote Outdoor Unit-Air-Source) | 37MURAQ24AA3 | ADP |  | PL36H175P15*+TXV | 83*SB36040M17*** | 24200 | 15.2 | 8.5 | 22000 | 18900 | 85.91% | 1.94 | 0 | 10 |  |  |  |  | R-454B | 2.0167 | Residential & Commercial | USHP | Ducted CEE Tier 1
213780076 | Central HP <5.4 tons | BRYANT HEATING AND COOLING SYSTEMS | HRCU-A-CB (Split System: Heat Pump with Remote Outdoor Unit-Air-Source) | 288BNV037*0**A* |  |  | CSPH*4212AL*+UI | 987MC66100C21*** | 32600 | 16.5 | 8.1 | 33000 | 24600 | 74.55% | 1.94 | 0 | 11 |  |  |  |  | R-410A | 2.7167 | Residential & Commercial | USHP | Ducted CEE Tier 1
213780426 | Central HP <5.4 tons | BRYANT HEATING AND COOLING SYSTEMS | HRCU-A-CB (Split System: Heat Pump with Remote Outdoor Unit-Air-Source) | 288BNV037*0**A* |  |  | CSPH*6012AL*+UI | 986TD42080C17*** | 32800 | 16.5 | 8.1 | 32200 | 25000 | 77.64% | 1.98 | 0 | 11 |  |  |  |  | R-410A | 2.7333 | Residential & Commercial | USHP | Ducted CEE Tier 1
213738361 | Central HP <5.4 tons | DAY & NIGHT | HRCU-A-CB (Split System: Heat Pump with Remote Outdoor Unit-Air-Source) | DLCURAH30ABK | ADP |  | PL36H175P789 | *80MSU0401712A* | 29800 | 15.2 | 8.1 | 32200 | 27200 | 84.47% | 1.8 | 0 | 9 |  |  |  |  | R-410A | 2.4833 | Residential & Commercial | USHP
216779042 | Central HP <5.4 tons | BRYANT HEATING AND COOLING SYSTEMS | HRCU-A-CB (Split System: Heat Pump with Remote Outdoor Unit-Air-Source) | 38MURAQ30AB3* | ADP |  | H,PG9J936 | 927TA48060V17*** | 33000 | 16 | 10 | 36400 | 37600 | 103.3% | 2.22 | 0 | 11 |  |  |  |  | R-410A | 2.75 | Residential & Commercial | USHP | Ducted CEE Tier 1
216981388 | Central HP <5.4 tons | BRYANT HEATING AND COOLING SYSTEMS | HRCU-A-CB (Split System: Heat Pump with Remote Outdoor Unit-Air-Source) | 290VAN048**AA* | ADP |  | V,C48H210P16*+TXV | 987MC60080C21*** | 44000 | 18 | 9 | 45500 | 33200 | 72.97% | 2.06 | 0 | 9.5 |  |  |  |  | R-454B | 3.6667 | Residential & Commercial | USHP
216981405 | Central HP <5.4 tons | BRYANT HEATING AND COOLING SYSTEMS | HRCU-A-CB (Split System: Heat Pump with Remote Outdoor Unit-Air-Source) | 290VAN048**AA* | ADP |  | PL60H210P17*+TXV | 987MC66100C21*** | 45000 | 18 | 9 | 45500 | 33200 | 72.97% | 2.06 | 0 | 10 |  |  |  |  | R-454B | 3.75 | Residential & Commercial | USHP | Ducted CEE Tier 1
216983428 | Central HP <5.4 tons | BRYANT HEATING AND COOLING SYSTEMS | HRCU-A-CB (Split System: Heat Pump with Remote Outdoor Unit-Air-Source) | 37MUHAQ24AA3 | ADP |  | PL36H175P14*+TXV | 916SA36060M14*** | 22000 | 15.2 | 8.5 | 19400 | 18800 | 96.91% | 1.98 | 0 | 10.5 |  |  |  |  | R-454B | 1.8333 | Residential & Commercial | USHP | Ducted CEE Tier 1
216983431 | Central HP <5.4 tons | BRYANT HEATING AND COOLING SYSTEMS | HRCU-A-CB (Split System: Heat Pump with Remote Outdoor Unit-Air-Source) | 37MUHAQ24AA3 | ADP |  | V,C36H***P21*+TXV | 916SA36060M14*** | 22000 | 15.2 | 8.5 | 19400 | 18800 | 96.91% | 1.98 | 0 | 10.5 |  |  |  |  | R-454B | 1.8333 | Residential & Commercial | USHP | Ducted CEE Tier 1
216981669 | Central HP <5.4 tons | BRYANT HEATING AND COOLING SYSTEMS | HRCU-A-CB (Split System: Heat Pump with Remote Outdoor Unit-Air-Source) | 291VAN054**AA* | ADP |  | C48A***L16*+TXV | 986TD66100C21*** | 48000 | 19 | 10.5 | 50500 | 53000 | 105% | 1.96 | 0 | 10.5 |  |  |  |  | R-454B | 4 | Residential & Commercial | USHP | Ducted CEE Tier 1
216981680 | Central HP <5.4 tons | BRYANT HEATING AND COOLING SYSTEMS | HRCU-A-CB (Split System: Heat Pump with Remote Outdoor Unit-Air-Source) | 291VAN054**AA* | ADP |  | V,C48H210P16*+TXV | 987MC60060C21*** | 47000 | 18 | 10.95 | 51500 | 53000 | 102.9% | 1.9 | 0 | 10 |  |  |  |  | R-454B | 3.9167 | Residential & Commercial | USHP | Ducted CEE Tier 1
216981685 | Central HP <5.4 tons | BRYANT HEATING AND COOLING SYSTEMS | HRCU-A-CB (Split System: Heat Pump with Remote Outdoor Unit-Air-Source) | 291VAN054**AA* | ADP |  | C48A***L18*+TXV | 987MC60060C21*** | 48000 | 18 | 11 | 51500 | 53000 | 102.9% | 1.9 | 0 | 10 |  |  |  |  | R-454B | 4 | Residential & Commercial | USHP | Ducted CEE Tier 1
216981694 | Central HP <5.4 tons | BRYANT HEATING AND COOLING SYSTEMS | HRCU-A-CB (Split System: Heat Pump with Remote Outdoor Unit-Air-Source) | 291VAN054**AA* | ADP |  | PL60H210P17*+TXV | 987MC60080C21*** | 49000 | 19 | 10.5 | 50500 | 52000 | 103% | 2 | 0 | 11 |  |  |  |  | R-454B | 4.0833 | Residential & Commercial | USHP | Ducted CEE Tier 1
216981710 | Central HP <5.4 tons | BRYANT HEATING AND COOLING SYSTEMS | HRCU-A-CB (Split System: Heat Pump with Remote Outdoor Unit-Air-Source) | 291VAN054**AA* | ADP |  | V,C60H245P76*+TXV | 987MC66120C24*** | 48000 | 19 | 10.5 | 50500 | 53000 | 105% | 1.96 | 0 | 10.5 |  |  |  |  | R-454B | 4 | Residential & Commercial | USHP | Ducted CEE Tier 1
215424712 | Central HP <5.4 tons | LUXAIRE | HRCU-A-CB (Split System: Heat Pump with Remote Outdoor Unit-Air-Source) | HH824E2S11 | ADP |  | H,YE7J*36+TXV-BLEED | TM8E100B12MP11 | 22400 | 17 | 8.8 | 21400 | 17700 | 82.71% | 1.96 | 0 | 11.5 |  |  |  |  | R-454B | 1.8667 | Residential & Commercial | USHP | Ducted CEE Tier 1
212924812 | Central HP <5.4 tons | GREE | HRCU-A-CB (Split System: Heat Pump with Remote Outdoor Unit-Air-Source) | FLEXX60HP230V1AO |  |  | ENVBR48HPJ1IB | 0 | 48000 | 17 | 9 | 48000 | 39000 | 81.25% | 1.8 | 0 | 11 |  |  |  |  | R-410A | 4 | Residential & Commercial | USHP | Ducted CEE Tier 1
216453213 | Central HP <5.4 tons | TRANE | HRCU-A-CB (Split System: Heat Pump with Remote Outdoor Unit-Air-Source) | 5TWV0X48A1 |  |  | 5TXCD010AS3 | S8V2C100M5PCB | 45500 | 20 | 9.7 | 47000 | 33800 | 71.91% | 2.1 | 0 | 12 |  |  |  |  | R-454B | 3.7917 | Residential & Commercial | USHP | Ducted CEE Tier 1
216453231 | Central HP <5.4 tons | TRANE | HRCU-A-CB (Split System: Heat Pump with Remote Outdoor Unit-Air-Source) | 5TWV0X60A1 |  |  | 5PX*D008AS3 | S8V2C100M5PCB | 51500 | 18.4 | 9 | 54500 | 38500 | 70.64% | 2 | 0 | 10 |  |  |  |  | R-454B | 4.2917 | Residential & Commercial | USHP | Ducted CEE Tier 1
212971980 | Central HP <5.4 tons | BRYANT HEATING AND COOLING SYSTEMS | HRCU-A-CB (Split System: Heat Pump with Remote Outdoor Unit-Air-Source) | 38MURAQ24AB3* |  |  | CAP**2517AL* | 82*TB48090V17*** | 24400 | 17 | 8.5 | 25200 | 21600 | 85.71% | 1.82 | 0 | 10 |  |  |  |  | R-410A | 2.0333 | Residential & Commercial | USHP | Ducted CEE Tier 1
216453265 | Central HP <5.4 tons | TRANE | HRCU-A-CB (Split System: Heat Pump with Remote Outdoor Unit-Air-Source) | 5TWV0X60A1 |  |  | 5TXCD008AS3 | S8V2C100M5PDB | 51500 | 18.4 | 9 | 54500 | 38500 | 70.64% | 2 | 0 | 10 |  |  |  |  | R-454B | 4.2917 | Residential & Commercial | USHP | Ducted CEE Tier 1
210599882 | Central HP <5.4 tons | TEMPSTAR | HRCU-A-CB (Split System: Heat Pump with Remote Outdoor Unit-Air-Source) | TVH825GKA2* |  |  | EA*4X43L21A*+WALLCON | *80CTL0451712A* | 24200 | 16.5 | 8.1 | 21600 | 16800 | 77.78% | 2 | 0 | 11 |  |  |  |  | R-410A | 2.0167 | Residential & Commercial | USHP | Ducted CEE Tier 1
215294593 | Central HP <5.4 tons | AIRQUEST | HRCU-A-CB (Split System: Heat Pump with Remote Outdoor Unit-Air-Source) | DLCURAH36ABK | ADP |  | H,GG34936 | *92MSN0601412A* | 35000 | 15.2 | 8.5 | 36800 | 34800 | 94.57% | 2 | 0 | 9.5 |  |  |  |  | R-410A | 2.9167 | Residential & Commercial | USHP
215294594 | Central HP <5.4 tons | AIRQUEST | HRCU-A-CB (Split System: Heat Pump with Remote Outdoor Unit-Air-Source) | DLCURAH36ABK | ADP |  | HG34936 | *92MSN0601412A* | 35000 | 15.2 | 8.5 | 36800 | 34800 | 94.57% | 2 | 0 | 9.5 |  |  |  |  | R-410A | 2.9167 | Residential & Commercial | USHP
215294626 | Central HP <5.4 tons | AIRQUEST | HRCU-A-CB (Split System: Heat Pump with Remote Outdoor Unit-Air-Source) | DLCURAH36ABK | ADP |  | H,GG24936 | *92MSN0601714A* | 34000 | 16 | 8.1 | 36800 | 34800 | 94.57% | 1.82 | 0 | 9 |  |  |  |  | R-410A | 2.8333 | Residential & Commercial | USHP
215294692 | Central HP <5.4 tons | AIRQUEST | HRCU-A-CB (Split System: Heat Pump with Remote Outdoor Unit-Air-Source) | DLCURAH36ABK | ADP |  | HG48936 | *92MSN0801716A* | 35800 | 16 | 8.5 | 36200 | 34200 | 94.48% | 2.02 | 0 | 10 |  |  |  |  | R-410A | 2.9833 | Residential & Commercial | USHP | Ducted CEE Tier 1
215294708 | Central HP <5.4 tons | AIRQUEST | HRCU-A-CB (Split System: Heat Pump with Remote Outdoor Unit-Air-Source) | DLCURAH36ABK | ADP |  | H,GE1K936 | *92MSN0801716A* | 35400 | 16 | 8.1 | 36800 | 34600 | 94.02% | 1.94 | 0 | 10 |  |  |  |  | R-410A | 2.95 | Residential & Commercial | USHP | Ducted CEE Tier 1
215294726 | Central HP <5.4 tons | AIRQUEST | HRCU-A-CB (Split System: Heat Pump with Remote Outdoor Unit-Air-Source) | DLCURAH36ABK | ADP |  | H,GG32936 | *92MSN0802120A* | 33800 | 16 | 8.5 | 36200 | 34200 | 94.48% | 2.02 | 0 | 9.5 |  |  |  |  | R-410A | 2.8167 | Residential & Commercial | USHP
215294742 | Central HP <5.4 tons | AIRQUEST | HRCU-A-CB (Split System: Heat Pump with Remote Outdoor Unit-Air-Source) | DLCURAH36ABK | ADP |  | HG34936 | *92MSN0802120A* | 35200 | 16 | 8.1 | 36800 | 34600 | 94.02% | 1.88 | 0 | 10 |  |  |  |  | R-410A | 2.9333 | Residential & Commercial | USHP | Ducted CEE Tier 1
215294759 | Central HP <5.4 tons | AIRQUEST | HRCU-A-CB (Split System: Heat Pump with Remote Outdoor Unit-Air-Source) | DLCURAH36ABK | ADP |  | H,GG37936 | *92MSN0802120A* | 35800 | 16 | 8.5 | 36200 | 34200 | 94.48% | 2.02 | 0 | 10 |  |  |  |  | R-410A | 2.9833 | Residential & Commercial | USHP | Ducted CEE Tier 1
215294810 | Central HP <5.4 tons | AIRQUEST | HRCU-A-CB (Split System: Heat Pump with Remote Outdoor Unit-Air-Source) | DLCURAH36ABK | ADP |  | HG48936 | *92MSN1002120A* | 36000 | 16 | 8.1 | 36800 | 34400 | 93.48% | 2 | 0 | 10.5 |  |  |  |  | R-410A | 3 | Residential & Commercial | USHP | Ducted CEE Tier 1
215294842 | Central HP <5.4 tons | AIRQUEST | HRCU-A-CB (Split System: Heat Pump with Remote Outdoor Unit-Air-Source) | DLCURAH36ABK | ADP |  | H,GE34936 | *92MSN1002122A* | 35400 | 16 | 8.1 | 36800 | 34600 | 94.02% | 1.9 | 0 | 10 |  |  |  |  | R-410A | 2.95 | Residential & Commercial | USHP | Ducted CEE Tier 1
215294845 | Central HP <5.4 tons | AIRQUEST | HRCU-A-CB (Split System: Heat Pump with Remote Outdoor Unit-Air-Source) | DLCURAH36ABK | ADP |  | HG35936 | *92MSN1002122A* | 35400 | 16 | 8.1 | 36800 | 34600 | 94.02% | 1.9 | 0 | 10 |  |  |  |  | R-410A | 2.95 | Residential & Commercial | USHP | Ducted CEE Tier 1
215294875 | Central HP <5.4 tons | AIRQUEST | HRCU-A-CB (Split System: Heat Pump with Remote Outdoor Unit-Air-Source) | DLCURAH36ABK | ADP |  | H,GE24936 | *92MSN1202420A* | 34400 | 15.2 | 8.1 | 36800 | 34800 | 94.57% | 1.9 | 0 | 9.5 |  |  |  |  | R-410A | 2.8667 | Residential & Commercial | USHP
215294894 | Central HP <5.4 tons | AIRQUEST | HRCU-A-CB (Split System: Heat Pump with Remote Outdoor Unit-Air-Source) | DLCURAH36ABK | ADP |  | HE36936 | *92MSN1202420A* | 36000 | 16 | 8.5 | 36400 | 34400 | 94.51% | 2.04 | 0 | 10 |  |  |  |  | R-410A | 3 | Residential & Commercial | USHP | Ducted CEE Tier 1
213738362 | Central HP <5.4 tons | DAY & NIGHT | HRCU-A-CB (Split System: Heat Pump with Remote Outdoor Unit-Air-Source) | DLCURAH30ABK | ADP |  | FG35936 | *80MSU0401712A* | 29800 | 15.2 | 8.1 | 32200 | 27200 | 84.47% | 1.8 | 0 | 9 |  |  |  |  | R-410A | 2.4833 | Residential & Commercial | USHP
210600094 | Central HP <5.4 tons | TEMPSTAR | HRCU-A-CB (Split System: Heat Pump with Remote Outdoor Unit-Air-Source) | TVH837GKA** |  |  | EA*4X60L24A*+WALLCON | *97CMN1202422A* | 32800 | 17.5 | 8.5 | 32000 | 24800 | 77.5% | 1.98 | 0 | 11.7 |  |  |  |  | R-410A | 2.7333 | Residential & Commercial | USHP | Ducted CEE Tier 1
215294910 | Central HP <5.4 tons | AIRQUEST | HRCU-A-CB (Split System: Heat Pump with Remote Outdoor Unit-Air-Source) | DLCURAH36ABK | ADP |  | HG80936 | *92MSN1202420A* | 36200 | 16 | 8.1 | 36800 | 34600 | 94.02% | 2.02 | 0 | 10.5 |  |  |  |  | R-410A | 3.0167 | Residential & Commercial | USHP | Ducted CEE Tier 1
215294911 | Central HP <5.4 tons | AIRQUEST | HRCU-A-CB (Split System: Heat Pump with Remote Outdoor Unit-Air-Source) | DLCURAH36ABK | ADP |  | H,GE80936 | *92MSN1202420A* | 36200 | 16 | 8.1 | 36800 | 34600 | 94.02% | 2.02 | 0 | 10.5 |  |  |  |  | R-410A | 3.0167 | Residential & Commercial | USHP | Ducted CEE Tier 1
215294958 | Central HP <5.4 tons | AIRQUEST | HRCU-A-CB (Split System: Heat Pump with Remote Outdoor Unit-Air-Source) | DLCURAH36ABK | ADP |  | H,GE23936 | *96MSN0601716A* | 33000 | 15.2 | 8.5 | 36800 | 34800 | 94.57% | 1.88 | 0 | 9 |  |  |  |  | R-410A | 2.75 | Residential & Commercial | USHP
215294960 | Central HP <5.4 tons | AIRQUEST | HRCU-A-CB (Split System: Heat Pump with Remote Outdoor Unit-Air-Source) | DLCURAH36ABK | ADP |  | H,GE24936 | *96MSN0601716A* | 33800 | 15.2 | 8.5 | 36800 | 34800 | 94.57% | 1.88 | 0 | 9 |  |  |  |  | R-410A | 2.8167 | Residential & Commercial | USHP
215294976 | Central HP <5.4 tons | AIRQUEST | HRCU-A-CB (Split System: Heat Pump with Remote Outdoor Unit-Air-Source) | DLCURAH36ABK | ADP |  | HE35936 | *96MSN0601716A* | 35200 | 15.2 | 8.5 | 36800 | 34800 | 94.57% | 1.88 | 0 | 9.5 |  |  |  |  | R-410A | 2.9333 | Residential & Commercial | USHP
215294978 | Central HP <5.4 tons | AIRQUEST | HRCU-A-CB (Split System: Heat Pump with Remote Outdoor Unit-Air-Source) | DLCURAH36ABK | ADP |  | H,GE36936 | *96MSN0601716A* | 35400 | 15.2 | 8.5 | 36400 | 34400 | 94.51% | 2.04 | 0 | 9.5 |  |  |  |  | R-410A | 2.95 | Residential & Commercial | USHP
215294992 | Central HP <5.4 tons | AIRQUEST | HRCU-A-CB (Split System: Heat Pump with Remote Outdoor Unit-Air-Source) | DLCURAH36ABK | ADP |  | H,GG1K936 | *96MSN0601716A* | 35200 | 15.2 | 8.5 | 36800 | 34800 | 94.57% | 1.88 | 0 | 9.5 |  |  |  |  | R-410A | 2.9333 | Residential & Commercial | USHP
215294994 | Central HP <5.4 tons | AIRQUEST | HRCU-A-CB (Split System: Heat Pump with Remote Outdoor Unit-Air-Source) | DLCURAH36ABK | ADP |  | H,GG80936 | *96MSN0601716A* | 35600 | 15.2 | 8.5 | 36400 | 34400 | 94.51% | 2.04 | 0 | 9.5 |  |  |  |  | R-410A | 2.9667 | Residential & Commercial | USHP
215295061 | Central HP <5.4 tons | AIRQUEST | HRCU-A-CB (Split System: Heat Pump with Remote Outdoor Unit-Air-Source) | DLCURAH36ABK | ADP |  | H,GE35936 | *96MSN0802120A* | 35600 | 16 | 8.1 | 36800 | 34800 | 94.57% | 1.9 | 0 | 10 |  |  |  |  | R-410A | 2.9667 | Residential & Commercial | USHP | Ducted CEE Tier 1
215295062 | Central HP <5.4 tons | AIRQUEST | HRCU-A-CB (Split System: Heat Pump with Remote Outdoor Unit-Air-Source) | DLCURAH36ABK | ADP |  | HE35936 | *96MSN0802120A* | 35600 | 16 | 8.1 | 36800 | 34800 | 94.57% | 1.9 | 0 | 10 |  |  |  |  | R-410A | 2.9667 | Residential & Commercial | USHP | Ducted CEE Tier 1
215295075 | Central HP <5.4 tons | AIRQUEST | HRCU-A-CB (Split System: Heat Pump with Remote Outdoor Unit-Air-Source) | DLCURAH36ABK | ADP |  | H,GG9J936 | *96MSN0802120A* | 35600 | 16 | 8.1 | 36800 | 34800 | 94.57% | 1.9 | 0 | 10 |  |  |  |  | R-410A | 2.9667 | Residential & Commercial | USHP | Ducted CEE Tier 1
215295076 | Central HP <5.4 tons | AIRQUEST | HRCU-A-CB (Split System: Heat Pump with Remote Outdoor Unit-Air-Source) | DLCURAH36ABK | ADP |  | HG9J936 | *96MSN0802120A* | 35600 | 16 | 8.1 | 36800 | 34800 | 94.57% | 1.9 | 0 | 10 |  |  |  |  | R-410A | 2.9667 | Residential & Commercial | USHP | Ducted CEE Tier 1
215295093 | Central HP <5.4 tons | AIRQUEST | HRCU-A-CB (Split System: Heat Pump with Remote Outdoor Unit-Air-Source) | DLCURAH36ABK | ADP |  | HE32936 | *96MSN1002120A* | 34200 | 16 | 8.5 | 36200 | 34200 | 94.48% | 2.04 | 0 | 9.5 |  |  |  |  | R-410A | 2.85 | Residential & Commercial | USHP
215295126 | Central HP <5.4 tons | AIRQUEST | HRCU-A-CB (Split System: Heat Pump with Remote Outdoor Unit-Air-Source) | DLCURAH36ABK | ADP |  | H,GG81936 | *96MSN1002120A* | 36000 | 16 | 8.5 | 36200 | 34200 | 94.48% | 2.04 | 0 | 10 |  |  |  |  | R-410A | 3 | Residential & Commercial | USHP | Ducted CEE Tier 1
215295179 | Central HP <5.4 tons | AIRQUEST | HRCU-A-CB (Split System: Heat Pump with Remote Outdoor Unit-Air-Source) | DLCURAH36ABK | ADP |  | HE32936 | *96MSN1202422A* | 33800 | 16 | 8.5 | 36200 | 34200 | 94.48% | 2.02 | 0 | 9.5 |  |  |  |  | R-410A | 2.8167 | Residential & Commercial | USHP
215295196 | Central HP <5.4 tons | AIRQUEST | HRCU-A-CB (Split System: Heat Pump with Remote Outdoor Unit-Air-Source) | DLCURAH36ABK | ADP |  | H,GG48936 | *96MSN1202422A* | 35600 | 16 | 8.5 | 36200 | 34200 | 94.48% | 2.02 | 0 | 10 |  |  |  |  | R-410A | 2.9667 | Residential & Commercial | USHP | Ducted CEE Tier 1
216981743 | Central HP <5.4 tons | BRYANT HEATING AND COOLING SYSTEMS | HRCU-A-CB (Split System: Heat Pump with Remote Outdoor Unit-Air-Source) | 293VAN036**AA* | ADP |  | PL36H175P14*+TXV | 986TD42080C17*** | 32600 | 20 | 9.5 | 33200 | 26200 | 78.92% | 2.02 | 0 | 10.5 |  |  |  |  | R-454B | 2.7167 | Residential & Commercial | USHP | Ducted CEE Tier 1
216981458 | Central HP <5.4 tons | BRYANT HEATING AND COOLING SYSTEMS | HRCU-A-CB (Split System: Heat Pump with Remote Outdoor Unit-Air-Source) | 290VAN060**AA* | ADP |  | C60A***L18*+TXV | 987MC60080C21*** | 55000 | 18 | 9 | 58000 | 41500 | 71.55% | 2.02 | 0 | 8.5 |  |  |  |  | R-454B | 4.5833 | Residential & Commercial | USHP
215434115 | Central HP <5.4 tons | GOODMAN | HRCU-A-CB (Split System: Heat Pump with Remote Outdoor Unit-Air-Source) | GZV7SA2410A* |  |  | CA*EA3626*3A* | G*VT961005CNA* | 23200 | 19 | 8.6 | 23200 | 17000 | 73.28% | 2 | 0 | 11 |  |  |  |  | R-32 | 1.9333 | Residential & Commercial | USHP | Ducted CEE Tier 1
212973323 | Central HP <5.4 tons | BRYANT HEATING AND COOLING SYSTEMS | HRCU-A-CB (Split System: Heat Pump with Remote Outdoor Unit-Air-Source) | 38MURAQ18AB3* |  |  | CAP**2517AL* | 926SB36060V14*** | 17800 | 16.5 | 8.1 | 17600 | 17800 | 101.1% | 2.14 | 0 | 10.5 |  |  |  |  | R-410A | 1.4833 | Residential & Commercial | USHP | Ducted CEE Tier 1
216981690 | Central HP <5.4 tons | BRYANT HEATING AND COOLING SYSTEMS | HRCU-A-CB (Split System: Heat Pump with Remote Outdoor Unit-Air-Source) | 291VAN054**AA* | ADP |  | A60VHA*+TXV | 987MC60080C21*** | 49500 | 19 | 10.5 | 51000 | 52500 | 102.9% | 1.92 | 0 | 11 |  |  |  |  | R-454B | 4.125 | Residential & Commercial | USHP | Ducted CEE Tier 1
216981707 | Central HP <5.4 tons | BRYANT HEATING AND COOLING SYSTEMS | HRCU-A-CB (Split System: Heat Pump with Remote Outdoor Unit-Air-Source) | 291VAN054**AA* | ADP |  | C48A***L18*+TXV | 987MC66100C21*** | 49000 | 19 | 10.5 | 50500 | 53000 | 105% | 1.96 | 0 | 11 |  |  |  |  | R-454B | 4.0833 | Residential & Commercial | USHP | Ducted CEE Tier 1
216453259 | Central HP <5.4 tons | TRANE | HRCU-A-CB (Split System: Heat Pump with Remote Outdoor Unit-Air-Source) | 5TWV0X60A1 |  |  | 5TXCC009AS3 | S8V2C100M5PDB | 52500 | 18.4 | 9 | 54000 | 38000 | 70.37% | 2 | 0 | 10 |  |  |  |  | R-454B | 4.375 | Residential & Commercial | USHP | Ducted CEE Tier 1
216975425 | Central HP <5.4 tons | BRYANT HEATING AND COOLING SYSTEMS | HRCU-A-CB (Split System: Heat Pump with Remote Outdoor Unit-Air-Source) | 290VAN024**AA* | ADP |  | PL36H175P15*+TXV | 83*CB36040C17*** | 23400 | 17 | 9 | 21600 | 15900 | 73.61% | 2.02 | 0 | 10 |  |  |  |  | R-454B | 1.95 | Residential & Commercial | USHP | Ducted CEE Tier 1
215424207 | Central HP <5.4 tons | LUXAIRE | HRCU-A-CB (Split System: Heat Pump with Remote Outdoor Unit-Air-Source) | HH836E2S11 | ADP |  | H,YE9J*36+TXV-BLEED | LP9C100C16MP13 | 33400 | 17 | 8.5 | 29400 | 24800 | 84.35% | 2 | 0 | 11 |  |  |  |  | R-454B | 2.7833 | Residential & Commercial | USHP | Ducted CEE Tier 1
215424222 | Central HP <5.4 tons | LUXAIRE | HRCU-A-CB (Split System: Heat Pump with Remote Outdoor Unit-Air-Source) | HH836E2S11 | ADP |  | H,YE9J*36+TXV-BLEED | TM8Y100C16MP11 | 33000 | 18 | 8.5 | 29800 | 25200 | 84.56% | 2 | 0 | 10.5 |  |  |  |  | R-454B | 2.75 | Residential & Commercial | USHP | Ducted CEE Tier 1
215424724 | Central HP <5.4 tons | LUXAIRE | HRCU-A-CB (Split System: Heat Pump with Remote Outdoor Unit-Air-Source) | HH824E2S11 | ADP |  | H,YE7J*36+TXV-BLEED | TM9Y060B12MP11 | 22400 | 17 | 8.8 | 21400 | 17300 | 80.84% | 1.96 | 0 | 11 |  |  |  |  | R-454B | 1.8667 | Residential & Commercial | USHP | Ducted CEE Tier 1
215424726 | Central HP <5.4 tons | LUXAIRE | HRCU-A-CB (Split System: Heat Pump with Remote Outdoor Unit-Air-Source) | HH824E2S11 | ADP |  | H,YE7J*36+TXV-BLEED | Z8ES060A12SMPS1 | 22400 | 17 | 8.8 | 21000 | 16900 | 80.48% | 1.96 | 0 | 11.5 |  |  |  |  | R-454B | 1.8667 | Residential & Commercial | USHP | Ducted CEE Tier 1
215424254 | Central HP <5.4 tons | LUXAIRE | HRCU-A-CB (Split System: Heat Pump with Remote Outdoor Unit-Air-Source) | HH860E2S11 | ADP |  | H,YE48*60+TXV-BLEED | LP9C080C16MP13 | 43500 | 18 | 8.5 | 42000 | 33000 | 78.57% | 2 | 0 | 11 |  |  |  |  | R-454B | 3.625 | Residential & Commercial | USHP | Ducted CEE Tier 1
215424258 | Central HP <5.4 tons | LUXAIRE | HRCU-A-CB (Split System: Heat Pump with Remote Outdoor Unit-Air-Source) | HH860E2S11 | ADP |  | H,YE48*60+TXV-BLEED | LP9C100C20MP13 | 44000 | 18 | 8.5 | 42500 | 33200 | 78.12% | 2 | 0 | 11.7 |  |  |  |  | R-454B | 3.6667 | Residential & Commercial | USHP | Ducted CEE Tier 1
215424321 | Central HP <5.4 tons | LUXAIRE | HRCU-A-CB (Split System: Heat Pump with Remote Outdoor Unit-Air-Source) | HH860E2S11 | ADP |  | H,YE36*60+TXV-BLEED | Z8ES100C16SMPS1 | 43500 | 17 | 8.4 | 42000 | 32800 | 78.1% | 1.98 | 0 | 11.7 |  |  |  |  | R-454B | 3.625 | Residential & Commercial | USHP | Ducted CEE Tier 1
216981238 | Central HP <5.4 tons | BRYANT HEATING AND COOLING SYSTEMS | HRCU-A-CB (Split System: Heat Pump with Remote Outdoor Unit-Air-Source) | 290VAN036**AA* | ADP |  | PL36H210P29*+TXV | 986TD42060C17*** | 34200 | 17 | 9 | 33800 | 25000 | 73.96% | 1.88 | 0 | 9.5 |  |  |  |  | R-454B | 2.85 | Residential & Commercial | USHP
212383271 | Central HP <5.4 tons | HEIL | HRCU-A-CB (Split System: Heat Pump with Remote Outdoor Unit-Air-Source) | DLCURAH36ABK |  |  | EA*4X36L21A* | *80VTL1102122A* | 36000 | 15.5 | 8.1 | 39500 | 35200 | 89.11% | 1.84 | 0 | 10 |  |  |  |  | R-410A | 3 | Residential & Commercial | USHP | Ducted CEE Tier 1
212972639 | Central HP <5.4 tons | BRYANT HEATING AND COOLING SYSTEMS | HRCU-A-CB (Split System: Heat Pump with Remote Outdoor Unit-Air-Source) | 38MURAQ30AB3* |  |  | CAP**4224AL* | 82*TB66135V24*** | 29800 | 15.2 | 8.1 | 34200 | 27600 | 80.7% | 1.78 | 0 | 9 |  |  |  |  | R-410A | 2.4833 | Residential & Commercial | USHP
216779051 | Central HP <5.4 tons | BRYANT HEATING AND COOLING SYSTEMS | HRCU-A-CB (Split System: Heat Pump with Remote Outdoor Unit-Air-Source) | 38MURAQ30AB3* | ADP |  | H,PG1K936 | 927TA66100V21*** | 33400 | 17 | 10 | 36400 | 37600 | 103.3% | 2.24 | 0 | 11 |  |  |  |  | R-410A | 2.7833 | Residential & Commercial | USHP | Ducted CEE Tier 1
212383441 | Central HP <5.4 tons | HEIL | HRCU-A-CB (Split System: Heat Pump with Remote Outdoor Unit-Air-Source) | DLCURAH36ABK |  |  | EA*4X37L21A* | *92ESN1002120A* | 37200 | 16 | 8.5 | 39000 | 34800 | 89.23% | 2.12 | 0 | 10 |  |  |  |  | R-410A | 3.1 | Residential & Commercial | USHP | Ducted CEE Tier 1
215424722 | Central HP <5.4 tons | LUXAIRE | HRCU-A-CB (Split System: Heat Pump with Remote Outdoor Unit-Air-Source) | HH824E2S11 | ADP |  | H,YE7J*36+TXV-BLEED | TM9V080B12MP12 | 22400 | 17 | 8.8 | 21400 | 17300 | 80.84% | 1.96 | 0 | 11.5 |  |  |  |  | R-454B | 1.8667 | Residential & Commercial | USHP | Ducted CEE Tier 1
212384307 | Central HP <5.4 tons | HEIL | HRCU-A-CB (Split System: Heat Pump with Remote Outdoor Unit-Air-Source) | DLCURAH36ABK |  |  | END4X42L17** | *92ESN0601412A* | 36000 | 15.2 | 8.1 | 39500 | 35000 | 88.61% | 1.96 | 0 | 10 |  |  |  |  | R-410A | 3 | Residential & Commercial | USHP | Ducted CEE Tier 1
216997198 | Central HP <5.4 tons | CARRIER | HRCU-A-CB (Split System: Heat Pump with Remote Outdoor Unit-Air-Source) | 27VNA348A*030* | ADP |  | H,PG35*48+TXV | 58TN*B070C17**16 | 43000 | 20 | 9 | 46500 | 36800 | 79.14% | 2 | 0 | 10.5 |  |  |  |  | R-454B | 3.5833 | Residential & Commercial | USHP | Ducted CEE Tier 1
216997199 | Central HP <5.4 tons | CARRIER | HRCU-A-CB (Split System: Heat Pump with Remote Outdoor Unit-Air-Source) | 27VNA348A*030* | ADP |  | H,PG48*60+TXV | 58TN*B070C17**16 | 43500 | 20 | 9 | 47000 | 37000 | 78.72% | 2 | 0 | 10.5 |  |  |  |  | R-454B | 3.625 | Residential & Commercial | USHP | Ducted CEE Tier 1
216997201 | Central HP <5.4 tons | CARRIER | HRCU-A-CB (Split System: Heat Pump with Remote Outdoor Unit-Air-Source) | 27VNA348A*030* | ADP |  | H,PG48*60+TXV | 58TN*B090C17**16 | 44000 | 20 | 9 | 47000 | 35400 | 75.32% | 1.86 | 0 | 11.5 |  |  |  |  | R-454B | 3.6667 | Residential & Commercial | USHP | Ducted CEE Tier 1
215425860 | Central HP <5.4 tons | LUXAIRE | HRCU-A-CB (Split System: Heat Pump with Remote Outdoor Unit-Air-Source) | HH824E2S11 | ADP |  | H,YE32*30+TXV-BLEED | TM9E026A08MP12 | 22200 | 16 | 8.65 | 21200 | 17200 | 81.13% | 1.94 | 0 | 10.5 |  |  |  |  | R-454B | 1.85 | Residential & Commercial | USHP | Ducted CEE Tier 1
215425861 | Central HP <5.4 tons | LUXAIRE | HRCU-A-CB (Split System: Heat Pump with Remote Outdoor Unit-Air-Source) | HH824E2S11 | ADP |  | H,YE32*30+TXV-BLEED | TM9E040A10MP12 | 22200 | 16 | 8.65 | 21200 | 17700 | 83.49% | 1.94 | 0 | 10.5 |  |  |  |  | R-454B | 1.85 | Residential & Commercial | USHP | Ducted CEE Tier 1
215425862 | Central HP <5.4 tons | LUXAIRE | HRCU-A-CB (Split System: Heat Pump with Remote Outdoor Unit-Air-Source) | HH824E2S11 | ADP |  | H,YE32*30+TXV-BLEED | TM9E060A10MP12 | 22200 | 16 | 8.65 | 21200 | 17700 | 83.49% | 1.94 | 0 | 10.5 |  |  |  |  | R-454B | 1.85 | Residential & Commercial | USHP | Ducted CEE Tier 1
215425876 | Central HP <5.4 tons | LUXAIRE | HRCU-A-CB (Split System: Heat Pump with Remote Outdoor Unit-Air-Source) | HH824E2S11 | ADP |  | H,YE32*30+TXV-BLEED | Z9ES026A08SMPS1 | 22200 | 17 | 8.2 | 21200 | 16900 | 79.72% | 1.94 | 0 | 11.5 |  |  |  |  | R-454B | 1.85 | Residential & Commercial | USHP | Ducted CEE Tier 1
215425877 | Central HP <5.4 tons | LUXAIRE | HRCU-A-CB (Split System: Heat Pump with Remote Outdoor Unit-Air-Source) | HH824E2S11 | ADP |  | H,YE32*30+TXV-BLEED | Z9ES040A10SMPS1 | 22200 | 17 | 8.2 | 21200 | 17400 | 82.08% | 1.94 | 0 | 11.5 |  |  |  |  | R-454B | 1.85 | Residential & Commercial | USHP | Ducted CEE Tier 1
213353864 | Central HP <5.4 tons | TEMPSTAR | HRCU-A-CB (Split System: Heat Pump with Remote Outdoor Unit-Air-Source) | DLCURAH36ABK |  |  | F5MA4*42L*C* | 0 | 37200 | 16 | 9 | 38500 | 35000 | 90.91% | 2.04 | 0 | 10 |  |  |  |  | R-410A | 3.1 | Residential & Commercial | USHP | Ducted CEE Tier 1
211177528 | Central HP <5.4 tons | GREE | HRCU-A-CB (Split System: Heat Pump with Remote Outdoor Unit-Air-Source) | GUD36W/A-D(U) |  |  | GCAT24*/NAA | ML296UH070XV36B-* | 23000 | 15.5 | 8.5 | 24000 | 16800 | 70% | 1.75 | 0 | 11 |  |  |  |  | R-410A | 1.9167 | Residential & Commercial | USHP | Ducted CEE Tier 1
213780716 | Central HP <5.4 tons | BRYANT HEATING AND COOLING SYSTEMS | HRCU-A-CB (Split System: Heat Pump with Remote Outdoor Unit-Air-Source) | 288BNV037*0**B* |  |  | CAP**3617AL*+UI | 986TD42080C17*** | 31400 | 16.5 | 8.1 | 33200 | 24400 | 73.49% | 1.82 | 0 | 10.5 |  |  |  |  | R-410A | 2.6167 | Residential & Commercial | USHP | Ducted CEE Tier 1
216997217 | Central HP <5.4 tons | CARRIER | HRCU-A-CB (Split System: Heat Pump with Remote Outdoor Unit-Air-Source) | 27VNA348A*030* | ADP |  | H,PG48*60+TXV | 59TN7A080C17**16 | 43000 | 20 | 9.5 | 46500 | 37000 | 79.57% | 2 | 0 | 10.5 |  |  |  |  | R-454B | 3.5833 | Residential & Commercial | USHP | Ducted CEE Tier 1
215295228 | Central HP <5.4 tons | AIRQUEST | HRCU-A-CB (Split System: Heat Pump with Remote Outdoor Unit-Air-Source) | DLCURAH36ABK | ADP |  | HG34936 | *96MSN1402422A* | 34600 | 16 | 8.5 | 36200 | 34200 | 94.48% | 2.02 | 0 | 9.5 |  |  |  |  | R-410A | 2.8833 | Residential & Commercial | USHP
215295430 | Central HP <5.4 tons | AIRQUEST | HRCU-A-CB (Split System: Heat Pump with Remote Outdoor Unit-Air-Source) | DLCURAH36ABK | ADP |  | H,GG35936 | *96VTN0801716B* | 34800 | 16 | 8.1 | 36200 | 34400 | 95.03% | 2 | 0 | 9.5 |  |  |  |  | R-410A | 2.9 | Residential & Commercial | USHP
215291903 | Central HP <5.4 tons | AIRQUEST | HRCU-A-CB (Split System: Heat Pump with Remote Outdoor Unit-Air-Source) | DLCURAH24ABK | ADP |  | H,GG81936 | *92MSN0401712A* | 23600 | 16 | 8.5 | 24800 | 23600 | 95.16% | 1.96 | 0 | 10 |  |  |  |  | R-410A | 1.9667 | Residential & Commercial | USHP | Ducted CEE Tier 1
215291935 | Central HP <5.4 tons | AIRQUEST | HRCU-A-CB (Split System: Heat Pump with Remote Outdoor Unit-Air-Source) | DLCURAH24ABK | ADP |  | H,GG36936 | *92MSN0601412A* | 23800 | 17 | 8.5 | 24800 | 23400 | 94.35% | 1.98 | 0 | 10.5 |  |  |  |  | R-410A | 1.9833 | Residential & Commercial | USHP | Ducted CEE Tier 1
215291936 | Central HP <5.4 tons | AIRQUEST | HRCU-A-CB (Split System: Heat Pump with Remote Outdoor Unit-Air-Source) | DLCURAH24ABK | ADP |  | H,GG37936 | *92MSN0601412A* | 23800 | 17 | 8.5 | 24800 | 23400 | 94.35% | 1.98 | 0 | 10.5 |  |  |  |  | R-410A | 1.9833 | Residential & Commercial | USHP | Ducted CEE Tier 1
215291950 | Central HP <5.4 tons | AIRQUEST | HRCU-A-CB (Split System: Heat Pump with Remote Outdoor Unit-Air-Source) | DLCURAH24ABK | ADP |  | H,GE9J936 | *92MSN0601412A* | 23800 | 17 | 8.5 | 24800 | 23400 | 94.35% | 1.98 | 0 | 10.5 |  |  |  |  | R-410A | 1.9833 | Residential & Commercial | USHP | Ducted CEE Tier 1
215291984 | Central HP <5.4 tons | AIRQUEST | HRCU-A-CB (Split System: Heat Pump with Remote Outdoor Unit-Air-Source) | DLCURAH24ABK | ADP |  | HG35936 | *92MSN0601714A* | 23600 | 17 | 8.5 | 24800 | 24000 | 96.77% | 2.02 | 0 | 10.5 |  |  |  |  | R-410A | 1.9667 | Residential & Commercial | USHP | Ducted CEE Tier 1
215292002 | Central HP <5.4 tons | AIRQUEST | HRCU-A-CB (Split System: Heat Pump with Remote Outdoor Unit-Air-Source) | DLCURAH24ABK | ADP |  | H,GE9J936 | *92MSN0601714A* | 23600 | 17 | 8.5 | 24800 | 24000 | 96.77% | 2.02 | 0 | 10.5 |  |  |  |  | R-410A | 1.9667 | Residential & Commercial | USHP | Ducted CEE Tier 1
215292004 | Central HP <5.4 tons | AIRQUEST | HRCU-A-CB (Split System: Heat Pump with Remote Outdoor Unit-Air-Source) | DLCURAH24ABK | ADP |  | H,GE1K936 | *92MSN0601714A* | 23600 | 17 | 8.5 | 24800 | 24000 | 96.77% | 2.02 | 0 | 10.5 |  |  |  |  | R-410A | 1.9667 | Residential & Commercial | USHP | Ducted CEE Tier 1
215292018 | Central HP <5.4 tons | AIRQUEST | HRCU-A-CB (Split System: Heat Pump with Remote Outdoor Unit-Air-Source) | DLCURAH24ABK | ADP |  | HE31924 | *92MSN0801716A* | 22400 | 17 | 8.5 | 24600 | 24200 | 98.37% | 2.04 | 0 | 10 |  |  |  |  | R-410A | 1.8667 | Residential & Commercial | USHP | Ducted CEE Tier 1
215292034 | Central HP <5.4 tons | AIRQUEST | HRCU-A-CB (Split System: Heat Pump with Remote Outdoor Unit-Air-Source) | DLCURAH24ABK | ADP |  | HE34936 | *92MSN0801716A* | 23600 | 17 | 8.5 | 24600 | 24200 | 98.37% | 2.04 | 0 | 10.5 |  |  |  |  | R-410A | 1.9667 | Residential & Commercial | USHP | Ducted CEE Tier 1
215292050 | Central HP <5.4 tons | AIRQUEST | HRCU-A-CB (Split System: Heat Pump with Remote Outdoor Unit-Air-Source) | DLCURAH24ABK | ADP |  | H,GE8J936 | *92MSN0801716A* | 23400 | 17 | 8.5 | 24600 | 24200 | 98.37% | 2.04 | 0 | 10.5 |  |  |  |  | R-410A | 1.95 | Residential & Commercial | USHP | Ducted CEE Tier 1
215292054 | Central HP <5.4 tons | AIRQUEST | HRCU-A-CB (Split System: Heat Pump with Remote Outdoor Unit-Air-Source) | DLCURAH24ABK | ADP |  | H,GE9J936 | *92MSN0801716A* | 23600 | 17 | 8.5 | 24600 | 24200 | 98.37% | 2.04 | 0 | 10.5 |  |  |  |  | R-410A | 1.9667 | Residential & Commercial | USHP | Ducted CEE Tier 1
215292087 | Central HP <5.4 tons | AIRQUEST | HRCU-A-CB (Split System: Heat Pump with Remote Outdoor Unit-Air-Source) | DLCURAH24ABK | ADP |  | H,GG35936 | *92MSN0802120A* | 23400 | 17 | 8.5 | 24600 | 24400 | 99.19% | 2.08 | 0 | 10.5 |  |  |  |  | R-410A | 1.95 | Residential & Commercial | USHP | Ducted CEE Tier 1
215292102 | Central HP <5.4 tons | AIRQUEST | HRCU-A-CB (Split System: Heat Pump with Remote Outdoor Unit-Air-Source) | DLCURAH24ABK | ADP |  | H,GE8J936 | *92MSN0802120A* | 23400 | 17 | 8.5 | 24400 | 23600 | 96.72% | 2.02 | 0 | 10 |  |  |  |  | R-410A | 1.95 | Residential & Commercial | USHP | Ducted CEE Tier 1
215292137 | Central HP <5.4 tons | AIRQUEST | HRCU-A-CB (Split System: Heat Pump with Remote Outdoor Unit-Air-Source) | DLCURAH24ABK | ADP |  | H,GE34936 | *92MSN1002120A* | 23600 | 17 | 8.5 | 24800 | 23800 | 95.97% | 2.02 | 0 | 10.5 |  |  |  |  | R-410A | 1.9667 | Residential & Commercial | USHP | Ducted CEE Tier 1
215292184 | Central HP <5.4 tons | AIRQUEST | HRCU-A-CB (Split System: Heat Pump with Remote Outdoor Unit-Air-Source) | DLCURAH24ABK | ADP |  | HG33936 | *96MSN0261410A* | 23400 | 16 | 8.5 | 25400 | 25800 | 101.6% | 2.2 | 0 | 10 |  |  |  |  | R-410A | 1.95 | Residential & Commercial | USHP | Ducted CEE Tier 1
215292185 | Central HP <5.4 tons | AIRQUEST | HRCU-A-CB (Split System: Heat Pump with Remote Outdoor Unit-Air-Source) | DLCURAH24ABK | ADP |  | H,GE33936 | *96MSN0261410A* | 23400 | 16 | 8.5 | 25400 | 25800 | 101.6% | 2.2 | 0 | 10 |  |  |  |  | R-410A | 1.95 | Residential & Commercial | USHP | Ducted CEE Tier 1
215292221 | Central HP <5.4 tons | AIRQUEST | HRCU-A-CB (Split System: Heat Pump with Remote Outdoor Unit-Air-Source) | DLCURAH24ABK | ADP |  | H,GG31924 | *96MSN0401410A* | 22600 | 16 | 8.5 | 25400 | 24800 | 97.64% | 2.1 | 0 | 9.5 |  |  |  |  | R-410A | 1.8833 | Residential & Commercial | USHP
215292235 | Central HP <5.4 tons | AIRQUEST | HRCU-A-CB (Split System: Heat Pump with Remote Outdoor Unit-Air-Source) | DLCURAH24ABK | ADP |  | H,GG33936 | *96MSN0401410A* | 23200 | 16 | 8.5 | 24800 | 24200 | 97.58% | 2.04 | 0 | 10 |  |  |  |  | R-410A | 1.9333 | Residential & Commercial | USHP | Ducted CEE Tier 1
215292251 | Central HP <5.4 tons | AIRQUEST | HRCU-A-CB (Split System: Heat Pump with Remote Outdoor Unit-Air-Source) | DLCURAH24ABK | ADP |  | HE30924 | *96MSN0401410A* | 22400 | 15.2 | 8.5 | 25400 | 24800 | 97.64% | 2.1 | 0 | 9.5 |  |  |  |  | R-410A | 1.8667 | Residential & Commercial | USHP
215292253 | Central HP <5.4 tons | AIRQUEST | HRCU-A-CB (Split System: Heat Pump with Remote Outdoor Unit-Air-Source) | DLCURAH24ABK | ADP |  | HG7J936 | *96MSN0401410A* | 23200 | 16 | 8.5 | 25400 | 24800 | 97.64% | 2.1 | 0 | 10 |  |  |  |  | R-410A | 1.9333 | Residential & Commercial | USHP | Ducted CEE Tier 1
215292254 | Central HP <5.4 tons | AIRQUEST | HRCU-A-CB (Split System: Heat Pump with Remote Outdoor Unit-Air-Source) | DLCURAH24ABK | ADP |  | H,GE7J924 | *96MSN0401410A* | 23200 | 16 | 8.5 | 25400 | 24800 | 97.64% | 2.1 | 0 | 10 |  |  |  |  | R-410A | 1.9333 | Residential & Commercial | USHP | Ducted CEE Tier 1
215295445 | Central HP <5.4 tons | AIRQUEST | HRCU-A-CB (Split System: Heat Pump with Remote Outdoor Unit-Air-Source) | DLCURAH36ABK | ADP |  | HE8J936 | *96VTN0801716B* | 34200 | 16 | 8.1 | 36200 | 34400 | 95.03% | 2 | 0 | 9.5 |  |  |  |  | R-410A | 2.85 | Residential & Commercial | USHP
215295461 | Central HP <5.4 tons | AIRQUEST | HRCU-A-CB (Split System: Heat Pump with Remote Outdoor Unit-Air-Source) | DLCURAH36ABK | ADP |  | H,GG32936 | *96VTN0802120A* | 34200 | 16 | 8.1 | 36800 | 34600 | 94.02% | 1.86 | 0 | 9 |  |  |  |  | R-410A | 2.85 | Residential & Commercial | USHP
215292288 | Central HP <5.4 tons | AIRQUEST | HRCU-A-CB (Split System: Heat Pump with Remote Outdoor Unit-Air-Source) | DLCURAH24ABK | ADP |  | HG33936 | *96MSN0401712A* | 23000 | 16 | 8.5 | 24600 | 23800 | 96.75% | 2 | 0 | 9 |  |  |  |  | R-410A | 1.9167 | Residential & Commercial | USHP
215292302 | Central HP <5.4 tons | AIRQUEST | HRCU-A-CB (Split System: Heat Pump with Remote Outdoor Unit-Air-Source) | DLCURAH24ABK | ADP |  | H,GE30924 | *96MSN0401712A* | 22200 | 15.2 | 8.5 | 25400 | 26800 | 105.5% | 2.3 | 0 | 9 |  |  |  |  | R-410A | 1.85 | Residential & Commercial | USHP
215295479 | Central HP <5.4 tons | AIRQUEST | HRCU-A-CB (Split System: Heat Pump with Remote Outdoor Unit-Air-Source) | DLCURAH36ABK | ADP |  | H,GG37936 | *96VTN0802120A* | 35600 | 16 | 8.1 | 36200 | 34200 | 94.48% | 2.02 | 0 | 10 |  |  |  |  | R-410A | 2.9667 | Residential & Commercial | USHP | Ducted CEE Tier 1
215295494 | Central HP <5.4 tons | AIRQUEST | HRCU-A-CB (Split System: Heat Pump with Remote Outdoor Unit-Air-Source) | DLCURAH36ABK | ADP |  | HG82936 | *96VTN0802120A* | 35600 | 16 | 8.1 | 36800 | 34400 | 93.48% | 2 | 0 | 10 |  |  |  |  | R-410A | 2.9667 | Residential & Commercial | USHP | Ducted CEE Tier 1
215292303 | Central HP <5.4 tons | AIRQUEST | HRCU-A-CB (Split System: Heat Pump with Remote Outdoor Unit-Air-Source) | DLCURAH24ABK | ADP |  | HE30924 | *96MSN0401712A* | 22200 | 15.2 | 8.5 | 25400 | 26800 | 105.5% | 2.3 | 0 | 9 |  |  |  |  | R-410A | 1.85 | Residential & Commercial | USHP
215292320 | Central HP <5.4 tons | AIRQUEST | HRCU-A-CB (Split System: Heat Pump with Remote Outdoor Unit-Air-Source) | DLCURAH24ABK | ADP |  | HG81936 | *96MSN0401712A* | 23400 | 16 | 8.5 | 24600 | 23800 | 96.75% | 2 | 0 | 9.5 |  |  |  |  | R-410A | 1.95 | Residential & Commercial | USHP
215295510 | Central HP <5.4 tons | AIRQUEST | HRCU-A-CB (Split System: Heat Pump with Remote Outdoor Unit-Air-Source) | DLCURAH36ABK | ADP |  | HE34936 | *96VTN0802120B* | 35600 | 16 | 8.1 | 36800 | 34800 | 94.57% | 1.9 | 0 | 10 |  |  |  |  | R-410A | 2.9667 | Residential & Commercial | USHP | Ducted CEE Tier 1
215295512 | Central HP <5.4 tons | AIRQUEST | HRCU-A-CB (Split System: Heat Pump with Remote Outdoor Unit-Air-Source) | DLCURAH36ABK | ADP |  | HG35936 | *96VTN0802120B* | 35600 | 16 | 8.1 | 36800 | 34800 | 94.57% | 1.9 | 0 | 10 |  |  |  |  | R-410A | 2.9667 | Residential & Commercial | USHP | Ducted CEE Tier 1
215292321 | Central HP <5.4 tons | AIRQUEST | HRCU-A-CB (Split System: Heat Pump with Remote Outdoor Unit-Air-Source) | DLCURAH24ABK | ADP |  | H,GE22936 | *96MSN0601412A* | 22600 | 16 | 8.5 | 25400 | 26000 | 102.4% | 2.22 | 0 | 9.5 |  |  |  |  | R-410A | 1.8833 | Residential & Commercial | USHP
215292336 | Central HP <5.4 tons | AIRQUEST | HRCU-A-CB (Split System: Heat Pump with Remote Outdoor Unit-Air-Source) | DLCURAH24ABK | ADP |  | H,GE32930 | *96MSN0601412A* | 23400 | 16 | 8.5 | 25400 | 26000 | 102.4% | 2.22 | 0 | 10 |  |  |  |  | R-410A | 1.95 | Residential & Commercial | USHP | Ducted CEE Tier 1
215295513 | Central HP <5.4 tons | AIRQUEST | HRCU-A-CB (Split System: Heat Pump with Remote Outdoor Unit-Air-Source) | DLCURAH36ABK | ADP |  | H,GE35936 | *96VTN0802120B* | 35600 | 16 | 8.1 | 36800 | 34800 | 94.57% | 1.9 | 0 | 10 |  |  |  |  | R-410A | 2.9667 | Residential & Commercial | USHP | Ducted CEE Tier 1
215295528 | Central HP <5.4 tons | AIRQUEST | HRCU-A-CB (Split System: Heat Pump with Remote Outdoor Unit-Air-Source) | DLCURAH36ABK | ADP |  | HG9J936 | *96VTN0802120B* | 35600 | 16 | 8.1 | 36800 | 34800 | 94.57% | 1.9 | 0 | 10 |  |  |  |  | R-410A | 2.9667 | Residential & Commercial | USHP | Ducted CEE Tier 1
215292338 | Central HP <5.4 tons | AIRQUEST | HRCU-A-CB (Split System: Heat Pump with Remote Outdoor Unit-Air-Source) | DLCURAH24ABK | ADP |  | HE32936 | *96MSN0601412A* | 23400 | 16 | 8.5 | 25400 | 26000 | 102.4% | 2.22 | 0 | 10 |  |  |  |  | R-410A | 1.95 | Residential & Commercial | USHP | Ducted CEE Tier 1
215292369 | Central HP <5.4 tons | AIRQUEST | HRCU-A-CB (Split System: Heat Pump with Remote Outdoor Unit-Air-Source) | DLCURAH24ABK | ADP |  | H,GG80936 | *96MSN0601412A* | 23600 | 16 | 8.5 | 24600 | 23400 | 95.12% | 1.98 | 0 | 10 |  |  |  |  | R-410A | 1.9667 | Residential & Commercial | USHP | Ducted CEE Tier 1
216976515 | Central HP <5.4 tons | BRYANT HEATING AND COOLING SYSTEMS | HRCU-A-CB (Split System: Heat Pump with Remote Outdoor Unit-Air-Source) | 37MURAQ24AA3 | ADP |  | A36VCA*+TXV | 83*SB36040M17*** | 23800 | 15.2 | 8.5 | 22400 | 18900 | 84.38% | 1.92 | 0 | 10 |  |  |  |  | R-454B | 1.9833 | Residential & Commercial | USHP | Ducted CEE Tier 1
215295546 | Central HP <5.4 tons | AIRQUEST | HRCU-A-CB (Split System: Heat Pump with Remote Outdoor Unit-Air-Source) | DLCURAH36ABK | ADP |  | H,GG33936 | *96VTN1002120A* | 35800 | 15.2 | 8.1 | 37800 | 34800 | 92.06% | 1.9 | 0 | 10 |  |  |  |  | R-410A | 2.9833 | Residential & Commercial | USHP | Ducted CEE Tier 1
215295547 | Central HP <5.4 tons | AIRQUEST | HRCU-A-CB (Split System: Heat Pump with Remote Outdoor Unit-Air-Source) | DLCURAH36ABK | ADP |  | HG33936 | *96VTN1002120A* | 35800 | 15.2 | 8.1 | 37800 | 34800 | 92.06% | 1.9 | 0 | 10 |  |  |  |  | R-410A | 2.9833 | Residential & Commercial | USHP | Ducted CEE Tier 1
215292370 | Central HP <5.4 tons | AIRQUEST | HRCU-A-CB (Split System: Heat Pump with Remote Outdoor Unit-Air-Source) | DLCURAH24ABK | ADP |  | HG80936 | *96MSN0601412A* | 23600 | 16 | 8.5 | 24600 | 23400 | 95.12% | 1.98 | 0 | 10 |  |  |  |  | R-410A | 1.9667 | Residential & Commercial | USHP | Ducted CEE Tier 1
215292388 | Central HP <5.4 tons | AIRQUEST | HRCU-A-CB (Split System: Heat Pump with Remote Outdoor Unit-Air-Source) | DLCURAH24ABK | ADP |  | H,GE32930 | *96MSN0601716A* | 23600 | 16 | 9.5 | 25000 | 24400 | 97.6% | 2.04 | 0 | 10 |  |  |  |  | R-410A | 1.9667 | Residential & Commercial | USHP | Ducted CEE Tier 1
215295560 | Central HP <5.4 tons | AIRQUEST | HRCU-A-CB (Split System: Heat Pump with Remote Outdoor Unit-Air-Source) | DLCURAH36ABK | ADP |  | H,GG37936 | *96VTN1002120A* | 36400 | 15.2 | 8.5 | 36800 | 34400 | 93.48% | 2.08 | 0 | 10 |  |  |  |  | R-410A | 3.0333 | Residential & Commercial | USHP | Ducted CEE Tier 1
215295578 | Central HP <5.4 tons | AIRQUEST | HRCU-A-CB (Split System: Heat Pump with Remote Outdoor Unit-Air-Source) | DLCURAH36ABK | ADP |  | H,GG24936 | *96VTN1002120B* | 34200 | 16 | 8.1 | 36800 | 34800 | 94.57% | 1.82 | 0 | 9.5 |  |  |  |  | R-410A | 2.85 | Residential & Commercial | USHP
215292401 | Central HP <5.4 tons | AIRQUEST | HRCU-A-CB (Split System: Heat Pump with Remote Outdoor Unit-Air-Source) | DLCURAH24ABK | ADP |  | H,GE35936 | *96MSN0601716A* | 23600 | 17 | 9 | 24200 | 23200 | 95.87% | 1.96 | 0 | 10 |  |  |  |  | R-410A | 1.9667 | Residential & Commercial | USHP | Ducted CEE Tier 1
215292404 | Central HP <5.4 tons | AIRQUEST | HRCU-A-CB (Split System: Heat Pump with Remote Outdoor Unit-Air-Source) | DLCURAH24ABK | ADP |  | H,GG37936 | *96MSN0601716A* | 23600 | 17 | 9 | 24200 | 23200 | 95.87% | 1.96 | 0 | 10 |  |  |  |  | R-410A | 1.9667 | Residential & Commercial | USHP | Ducted CEE Tier 1
215295580 | Central HP <5.4 tons | AIRQUEST | HRCU-A-CB (Split System: Heat Pump with Remote Outdoor Unit-Air-Source) | DLCURAH36ABK | ADP |  | H,GG32936 | *96VTN1002120B* | 35000 | 16 | 8.1 | 36800 | 34800 | 94.57% | 1.82 | 0 | 10 |  |  |  |  | R-410A | 2.9167 | Residential & Commercial | USHP | Ducted CEE Tier 1
215295613 | Central HP <5.4 tons | AIRQUEST | HRCU-A-CB (Split System: Heat Pump with Remote Outdoor Unit-Air-Source) | DLCURAH36ABK | ADP |  | H,GG80936 | *96VTN1002120B* | 36000 | 16 | 8.5 | 36200 | 34400 | 95.03% | 2.04 | 0 | 10 |  |  |  |  | R-410A | 3 | Residential & Commercial | USHP | Ducted CEE Tier 1
215292420 | Central HP <5.4 tons | AIRQUEST | HRCU-A-CB (Split System: Heat Pump with Remote Outdoor Unit-Air-Source) | DLCURAH24ABK | ADP |  | H,GE1K936 | *96MSN0601716A* | 23600 | 17 | 9 | 24200 | 23200 | 95.87% | 1.96 | 0 | 10 |  |  |  |  | R-410A | 1.9667 | Residential & Commercial | USHP | Ducted CEE Tier 1
215292437 | Central HP <5.4 tons | AIRQUEST | HRCU-A-CB (Split System: Heat Pump with Remote Outdoor Unit-Air-Source) | DLCURAH24ABK | ADP |  | H,GG32936 | *96MSN0801716A* | 23200 | 17 | 8.5 | 24800 | 23600 | 95.16% | 2 | 0 | 10 |  |  |  |  | R-410A | 1.9333 | Residential & Commercial | USHP | Ducted CEE Tier 1
215295627 | Central HP <5.4 tons | AIRQUEST | HRCU-A-CB (Split System: Heat Pump with Remote Outdoor Unit-Air-Source) | DLCURAH36ABK | ADP |  | H,GG33936 | *96VTN1002122A* | 35200 | 16 | 8.1 | 36800 | 34600 | 94.02% | 1.88 | 0 | 10 |  |  |  |  | R-410A | 2.9333 | Residential & Commercial | USHP | Ducted CEE Tier 1
215295660 | Central HP <5.4 tons | AIRQUEST | HRCU-A-CB (Split System: Heat Pump with Remote Outdoor Unit-Air-Source) | DLCURAH36ABK | ADP |  | H,GE24936 | *96VTN1002122B* | 34000 | 16 | 8.1 | 36800 | 34600 | 94.02% | 1.88 | 0 | 9.5 |  |  |  |  | R-410A | 2.8333 | Residential & Commercial | USHP
215292453 | Central HP <5.4 tons | AIRQUEST | HRCU-A-CB (Split System: Heat Pump with Remote Outdoor Unit-Air-Source) | DLCURAH24ABK | ADP |  | H,GE35936 | *96MSN0801716A* | 23800 | 17 | 8.5 | 24800 | 23600 | 95.16% | 2 | 0 | 10.5 |  |  |  |  | R-410A | 1.9833 | Residential & Commercial | USHP | Ducted CEE Tier 1
215292504 | Central HP <5.4 tons | AIRQUEST | HRCU-A-CB (Split System: Heat Pump with Remote Outdoor Unit-Air-Source) | DLCURAH24ABK | ADP |  | HG35936 | *96MSN0802120A* | 23600 | 17 | 8.5 | 24800 | 23800 | 95.97% | 2.02 | 0 | 10.5 |  |  |  |  | R-410A | 1.9667 | Residential & Commercial | USHP | Ducted CEE Tier 1
215295662 | Central HP <5.4 tons | AIRQUEST | HRCU-A-CB (Split System: Heat Pump with Remote Outdoor Unit-Air-Source) | DLCURAH36ABK | ADP |  | HG32936 | *96VTN1002122B* | 34800 | 16 | 8.1 | 36800 | 34800 | 94.57% | 1.82 | 0 | 10 |  |  |  |  | R-410A | 2.9 | Residential & Commercial | USHP | Ducted CEE Tier 1
215295677 | Central HP <5.4 tons | AIRQUEST | HRCU-A-CB (Split System: Heat Pump with Remote Outdoor Unit-Air-Source) | DLCURAH36ABK | ADP |  | H,GG36936 | *96VTN1002122B* | 35400 | 17 | 8.1 | 36800 | 34400 | 93.48% | 2 | 0 | 10 |  |  |  |  | R-410A | 2.95 | Residential & Commercial | USHP | Ducted CEE Tier 1
215292538 | Central HP <5.4 tons | AIRQUEST | HRCU-A-CB (Split System: Heat Pump with Remote Outdoor Unit-Air-Source) | DLCURAH24ABK | ADP |  | HE31930 | *96VTN0401410A* | 23000 | 15.2 | 8.5 | 25000 | 23600 | 94.4% | 1.96 | 0 | 9.5 |  |  |  |  | R-410A | 1.9167 | Residential & Commercial | USHP
215292570 | Central HP <5.4 tons | AIRQUEST | HRCU-A-CB (Split System: Heat Pump with Remote Outdoor Unit-Air-Source) | DLCURAH24ABK | ADP |  | H,GE9J936 | *96VTN0401410A* | 23400 | 16 | 8.5 | 24000 | 23400 | 97.5% | 1.96 | 0 | 10 |  |  |  |  | R-410A | 1.95 | Residential & Commercial | USHP | Ducted CEE Tier 1
215295680 | Central HP <5.4 tons | AIRQUEST | HRCU-A-CB (Split System: Heat Pump with Remote Outdoor Unit-Air-Source) | DLCURAH36ABK | ADP |  | H,GG37936 | *96VTN1002122B* | 35800 | 17 | 8.1 | 36800 | 34400 | 93.48% | 2 | 0 | 10.5 |  |  |  |  | R-410A | 2.9833 | Residential & Commercial | USHP | Ducted CEE Tier 1
215295694 | Central HP <5.4 tons | AIRQUEST | HRCU-A-CB (Split System: Heat Pump with Remote Outdoor Unit-Air-Source) | DLCURAH36ABK | ADP |  | H,GG80936 | *96VTN1002122B* | 35600 | 17 | 8.1 | 36800 | 34400 | 93.48% | 2 | 0 | 10 |  |  |  |  | R-410A | 2.9667 | Residential & Commercial | USHP | Ducted CEE Tier 1
215292571 | Central HP <5.4 tons | AIRQUEST | HRCU-A-CB (Split System: Heat Pump with Remote Outdoor Unit-Air-Source) | DLCURAH24ABK | ADP |  | H,GG1K936 | *96VTN0401410A* | 23400 | 16 | 8.5 | 24000 | 23400 | 97.5% | 1.96 | 0 | 10 |  |  |  |  | R-410A | 1.95 | Residential & Commercial | USHP | Ducted CEE Tier 1
215292572 | Central HP <5.4 tons | AIRQUEST | HRCU-A-CB (Split System: Heat Pump with Remote Outdoor Unit-Air-Source) | DLCURAH24ABK | ADP |  | H,GE1K936 | *96VTN0401410A* | 23400 | 16 | 8.5 | 24000 | 23400 | 97.5% | 1.96 | 0 | 10 |  |  |  |  | R-410A | 1.95 | Residential & Commercial | USHP | Ducted CEE Tier 1
215295695 | Central HP <5.4 tons | AIRQUEST | HRCU-A-CB (Split System: Heat Pump with Remote Outdoor Unit-Air-Source) | DLCURAH36ABK | ADP |  | HG80936 | *96VTN1002122B* | 35600 | 17 | 8.1 | 36800 | 34400 | 93.48% | 2 | 0 | 10 |  |  |  |  | R-410A | 2.9667 | Residential & Commercial | USHP | Ducted CEE Tier 1
215295697 | Central HP <5.4 tons | AIRQUEST | HRCU-A-CB (Split System: Heat Pump with Remote Outdoor Unit-Air-Source) | DLCURAH36ABK | ADP |  | H,GG81936 | *96VTN1002122B* | 36000 | 17 | 8.1 | 36800 | 34400 | 93.48% | 2 | 0 | 10.5 |  |  |  |  | R-410A | 3 | Residential & Commercial | USHP | Ducted CEE Tier 1
215292602 | Central HP <5.4 tons | AIRQUEST | HRCU-A-CB (Split System: Heat Pump with Remote Outdoor Unit-Air-Source) | DLCURAH24ABK | ADP |  | H,GG35936 | *96VTN0401410B* | 23400 | 16 | 8.5 | 24800 | 24400 | 98.39% | 2.06 | 0 | 10 |  |  |  |  | R-410A | 1.95 | Residential & Commercial | USHP | Ducted CEE Tier 1
215292604 | Central HP <5.4 tons | AIRQUEST | HRCU-A-CB (Split System: Heat Pump with Remote Outdoor Unit-Air-Source) | DLCURAH24ABK | ADP |  | H,GE35936 | *96VTN0401410B* | 23400 | 16 | 8.5 | 24600 | 23800 | 96.75% | 2 | 0 | 10 |  |  |  |  | R-410A | 1.95 | Residential & Commercial | USHP | Ducted CEE Tier 1
215292619 | Central HP <5.4 tons | AIRQUEST | HRCU-A-CB (Split System: Heat Pump with Remote Outdoor Unit-Air-Source) | DLCURAH24ABK | ADP |  | H,GG9J936 | *96VTN0401410B* | 23400 | 16 | 8.5 | 24800 | 24400 | 98.39% | 2.06 | 0 | 10 |  |  |  |  | R-410A | 1.95 | Residential & Commercial | USHP | Ducted CEE Tier 1
215292654 | Central HP <5.4 tons | AIRQUEST | HRCU-A-CB (Split System: Heat Pump with Remote Outdoor Unit-Air-Source) | DLCURAH24ABK | ADP |  | H,GE35936 | *96VTN0401712A* | 23400 | 16 | 8.5 | 24200 | 23200 | 95.87% | 1.94 | 0 | 10 |  |  |  |  | R-410A | 1.95 | Residential & Commercial | USHP | Ducted CEE Tier 1
215292671 | Central HP <5.4 tons | AIRQUEST | HRCU-A-CB (Split System: Heat Pump with Remote Outdoor Unit-Air-Source) | DLCURAH24ABK | ADP |  | H,GE1K936 | *96VTN0401712A* | 23400 | 16 | 8.5 | 24200 | 23200 | 95.87% | 1.96 | 0 | 10 |  |  |  |  | R-410A | 1.95 | Residential & Commercial | USHP | Ducted CEE Tier 1
215292703 | Central HP <5.4 tons | AIRQUEST | HRCU-A-CB (Split System: Heat Pump with Remote Outdoor Unit-Air-Source) | DLCURAH24ABK | ADP |  | H,GE35936 | *96VTN0401712B* | 23400 | 16 | 8.5 | 24600 | 23800 | 96.75% | 2 | 0 | 10 |  |  |  |  | R-410A | 1.95 | Residential & Commercial | USHP | Ducted CEE Tier 1
215424303 | Central HP <5.4 tons | LUXAIRE | HRCU-A-CB (Split System: Heat Pump with Remote Outdoor Unit-Air-Source) | HH860E2S11 | ADP |  | H,YE36*60+TXV-BLEED | TM9V100C16MP12 | 43000 | 17 | 8.4 | 42000 | 32800 | 78.1% | 1.98 | 0 | 11.5 |  |  |  |  | R-454B | 3.5833 | Residential & Commercial | USHP | Ducted CEE Tier 1
215292705 | Central HP <5.4 tons | AIRQUEST | HRCU-A-CB (Split System: Heat Pump with Remote Outdoor Unit-Air-Source) | DLCURAH24ABK | ADP |  | H,GG36936 | *96VTN0401712B* | 23400 | 16 | 8.5 | 24600 | 23800 | 96.75% | 2 | 0 | 10 |  |  |  |  | R-410A | 1.95 | Residential & Commercial | USHP | Ducted CEE Tier 1
215292722 | Central HP <5.4 tons | AIRQUEST | HRCU-A-CB (Split System: Heat Pump with Remote Outdoor Unit-Air-Source) | DLCURAH24ABK | ADP |  | H,GE1K936 | *96VTN0401712B* | 23400 | 16 | 8.5 | 24600 | 23800 | 96.75% | 2 | 0 | 10 |  |  |  |  | R-410A | 1.95 | Residential & Commercial | USHP | Ducted CEE Tier 1
215292736 | Central HP <5.4 tons | AIRQUEST | HRCU-A-CB (Split System: Heat Pump with Remote Outdoor Unit-Air-Source) | DLCURAH24ABK | ADP |  | HE31930 | *96VTN0601412A* | 22800 | 16 | 8.5 | 24800 | 25200 | 101.6% | 2.14 | 0 | 9.5 |  |  |  |  | R-410A | 1.9 | Residential & Commercial | USHP
215292738 | Central HP <5.4 tons | AIRQUEST | HRCU-A-CB (Split System: Heat Pump with Remote Outdoor Unit-Air-Source) | DLCURAH24ABK | ADP |  | H,GG32936 | *96VTN0601412A* | 23200 | 16 | 8.5 | 24800 | 25200 | 101.6% | 2.14 | 0 | 10 |  |  |  |  | R-410A | 1.9333 | Residential & Commercial | USHP | Ducted CEE Tier 1
215292755 | Central HP <5.4 tons | AIRQUEST | HRCU-A-CB (Split System: Heat Pump with Remote Outdoor Unit-Air-Source) | DLCURAH24ABK | ADP |  | H,GG36936 | *96VTN0601412A* | 23600 | 16 | 8.5 | 24200 | 23000 | 95.04% | 1.94 | 0 | 10 |  |  |  |  | R-410A | 1.9667 | Residential & Commercial | USHP | Ducted CEE Tier 1
215292770 | Central HP <5.4 tons | AIRQUEST | HRCU-A-CB (Split System: Heat Pump with Remote Outdoor Unit-Air-Source) | DLCURAH24ABK | ADP |  | H,GE1K936 | *96VTN0601412A* | 23600 | 16 | 8.5 | 24200 | 23000 | 95.04% | 1.94 | 0 | 10 |  |  |  |  | R-410A | 1.9667 | Residential & Commercial | USHP | Ducted CEE Tier 1
215292772 | Central HP <5.4 tons | AIRQUEST | HRCU-A-CB (Split System: Heat Pump with Remote Outdoor Unit-Air-Source) | DLCURAH24ABK | ADP |  | HG80936 | *96VTN0601412A* | 23600 | 16 | 8.5 | 24200 | 23000 | 95.04% | 1.94 | 0 | 10 |  |  |  |  | R-410A | 1.9667 | Residential & Commercial | USHP | Ducted CEE Tier 1
215292803 | Central HP <5.4 tons | AIRQUEST | HRCU-A-CB (Split System: Heat Pump with Remote Outdoor Unit-Air-Source) | DLCURAH24ABK | ADP |  | HE35936 | *96VTN0601412B* | 23600 | 17 | 8.5 | 24600 | 23600 | 95.93% | 2 | 0 | 10 |  |  |  |  | R-410A | 1.9667 | Residential & Commercial | USHP | Ducted CEE Tier 1
215424710 | Central HP <5.4 tons | LUXAIRE | HRCU-A-CB (Split System: Heat Pump with Remote Outdoor Unit-Air-Source) | HH824E2S11 | ADP |  | H,YE7J*36+TXV-BLEED | TM8E060A12MP11 | 22400 | 17 | 8.8 | 21400 | 17500 | 81.78% | 1.96 | 0 | 11 |  |  |  |  | R-454B | 1.8667 | Residential & Commercial | USHP | Ducted CEE Tier 1
215434130 | Central HP <5.4 tons | GOODMAN | HRCU-A-CB (Split System: Heat Pump with Remote Outdoor Unit-Air-Source) | GZV7SA2410A* |  |  | CHPEA3026*3A* | G*VT960403BNA* | 23200 | 19 | 8.6 | 23200 | 17000 | 73.28% | 2 | 0 | 11 |  |  |  |  | R-32 | 1.9333 | Residential & Commercial | USHP | Ducted CEE Tier 1
215292804 | Central HP <5.4 tons | AIRQUEST | HRCU-A-CB (Split System: Heat Pump with Remote Outdoor Unit-Air-Source) | DLCURAH24ABK | ADP |  | H,GG36936 | *96VTN0601412B* | 23600 | 17 | 8.5 | 24600 | 23600 | 95.93% | 2 | 0 | 10 |  |  |  |  | R-410A | 1.9667 | Residential & Commercial | USHP | Ducted CEE Tier 1
215292839 | Central HP <5.4 tons | AIRQUEST | HRCU-A-CB (Split System: Heat Pump with Remote Outdoor Unit-Air-Source) | DLCURAH24ABK | ADP |  | HG32936 | *96VTN0601714A* | 23600 | 16 | 8.5 | 25200 | 24000 | 95.24% | 2.02 | 0 | 10 |  |  |  |  | R-410A | 1.9667 | Residential & Commercial | USHP | Ducted CEE Tier 1
215292855 | Central HP <5.4 tons | AIRQUEST | HRCU-A-CB (Split System: Heat Pump with Remote Outdoor Unit-Air-Source) | DLCURAH24ABK | ADP |  | H,GG37936 | *96VTN0601714A* | 24200 | 16 | 8.5 | 24000 | 21200 | 88.33% | 1.8 | 0 | 10 |  |  |  |  | R-410A | 2.0167 | Residential & Commercial | USHP | Ducted CEE Tier 1
215292870 | Central HP <5.4 tons | AIRQUEST | HRCU-A-CB (Split System: Heat Pump with Remote Outdoor Unit-Air-Source) | DLCURAH24ABK | ADP |  | H,GG80936 | *96VTN0601714A* | 24000 | 16 | 8.5 | 24400 | 22400 | 91.8% | 1.88 | 0 | 10 |  |  |  |  | R-410A | 2 | Residential & Commercial | USHP | Ducted CEE Tier 1
215292873 | Central HP <5.4 tons | AIRQUEST | HRCU-A-CB (Split System: Heat Pump with Remote Outdoor Unit-Air-Source) | DLCURAH24ABK | ADP |  | H,GE22936 | *96VTN0601716B* | 22200 | 16 | 9 | 24400 | 23600 | 96.72% | 2 | 0 | 9.5 |  |  |  |  | R-410A | 1.85 | Residential & Commercial | USHP
215292954 | Central HP <5.4 tons | AIRQUEST | HRCU-A-CB (Split System: Heat Pump with Remote Outdoor Unit-Air-Source) | DLCURAH24ABK | ADP |  | H,GG37936 | *96VTN0801716A* | 24200 | 17 | 8.5 | 24000 | 20800 | 86.67% | 1.78 | 0 | 10 |  |  |  |  | R-410A | 2.0167 | Residential & Commercial | USHP | Ducted CEE Tier 1
215293006 | Central HP <5.4 tons | AIRQUEST | HRCU-A-CB (Split System: Heat Pump with Remote Outdoor Unit-Air-Source) | DLCURAH24ABK | ADP |  | HE30924 | *96VTN0801716B* | 23000 | 16 | 8.5 | 25400 | 25200 | 99.21% | 2.14 | 0 | 9.5 |  |  |  |  | R-410A | 1.9167 | Residential & Commercial | USHP
215293022 | Central HP <5.4 tons | AIRQUEST | HRCU-A-CB (Split System: Heat Pump with Remote Outdoor Unit-Air-Source) | DLCURAH24ABK | ADP |  | H,GG81936 | *96VTN0801716B* | 23600 | 17 | 8.5 | 24600 | 23600 | 95.93% | 2 | 0 | 10 |  |  |  |  | R-410A | 1.9667 | Residential & Commercial | USHP | Ducted CEE Tier 1
211379214 | Central HP <5.4 tons | YORK | HRCU-A-CB (Split System: Heat Pump with Remote Outdoor Unit-Air-Source) | HMH72B341 |  |  | XAFD48FXXN1+TXV | YP9C100C16MP13 | 33800 | 16.5 | 8.5 | 32400 | 23600 | 72.84% | 2.08 | 0 | 9.5 |  |  |  |  | R-410A | 2.8167 | Residential & Commercial | USHP
211379379 | Central HP <5.4 tons | YORK | HRCU-A-CB (Split System: Heat Pump with Remote Outdoor Unit-Air-Source) | HMH72B341 |  |  | XAHC48FXXN1+TXV | TP9C060B12MP13 | 32400 | 16 | 8.1 | 32000 | 23400 | 73.12% | 2 | 0 | 9 |  |  |  |  | R-410A | 2.7 | Residential & Commercial | USHP
211379562 | Central HP <5.4 tons | YORK | HRCU-A-CB (Split System: Heat Pump with Remote Outdoor Unit-Air-Source) | HMH72B341 |  |  | XAHC48FXXN1+TXV | TM8Y100C16MP11 | 33600 | 17 | 8.1 | 32600 | 24000 | 73.62% | 2.04 | 0 | 9 |  |  |  |  | R-410A | 2.8 | Residential & Commercial | USHP
216983436 | Central HP <5.4 tons | BRYANT HEATING AND COOLING SYSTEMS | HRCU-A-CB (Split System: Heat Pump with Remote Outdoor Unit-Air-Source) | 37MUHAQ24AA3 | ADP |  | C36A***L13*+TXV | 986TD30040C14*** | 21800 | 15.2 | 8.1 | 19400 | 18500 | 95.36% | 1.85 | 0 | 10.5 |  |  |  |  | R-454B | 1.8167 | Residential & Commercial | USHP | Ducted CEE Tier 1
216977286 | Central HP <5.4 tons | BRYANT HEATING AND COOLING SYSTEMS | HRCU-A-CB (Split System: Heat Pump with Remote Outdoor Unit-Air-Source) | 37MUHAQ24AA3 | ADP |  | PL36H175P15*+TXV | 82*TB36045V14*** | 22600 | 16 | 8.1 | 19200 | 18000 | 93.75% | 1.85 | 0 | 11 |  |  |  |  | R-454B | 1.8833 | Residential & Commercial | USHP | Ducted CEE Tier 1
216977289 | Central HP <5.4 tons | BRYANT HEATING AND COOLING SYSTEMS | HRCU-A-CB (Split System: Heat Pump with Remote Outdoor Unit-Air-Source) | 37MUHAQ24AA3 | ADP |  | PL36H***P44*+TXV | 82*TB36045V14*** | 22400 | 16 | 8.1 | 19200 | 18000 | 93.75% | 1.85 | 0 | 11 |  |  |  |  | R-454B | 1.8667 | Residential & Commercial | USHP | Ducted CEE Tier 1
211644150 | Central HP <5.4 tons | GREE | HRCU-A-C (Split System: Heat Pump with Remote Outdoor Unit with No Indoor Fan --Air Source) | GUD36W/A-D(U) |  |  | GCAT24*/NAA | 0 | 23000 | 15.2 | 8.5 | 24000 | 21600 | 90% | 1.8 | 0 | 11 |  |  |  |  | R-410A | 1.9167 | Residential & Commercial | USHP | Ducted CEE Tier 1
214272295 | Central HP <5.4 tons | CARRIER | HRCU-A-CB (Split System: Heat Pump with Remote Outdoor Unit-Air-Source) | 25VNA837A*030* | ADP |  | V,C36H175P459 | 58TN*B070C17**16 | 32400 | 17 | 8.5 | 30600 | 24600 | 80.39% | 1.98 | 0 | 11.5 |  |  |  |  | R-410A | 2.7 | Residential & Commercial | USHP | Ducted CEE Tier 1
214271686 | Central HP <5.4 tons | CARRIER | HRCU-A-CB (Split System: Heat Pump with Remote Outdoor Unit-Air-Source) | 25VNA436A*031* | ADP |  | V,C36H175P149 | 58TN*B090C17**16 | 32600 | 20 | 9 | 35000 | 27200 | 77.71% | 2.04 | 0 | 12 |  |  |  |  | R-410A | 2.7167 | Residential & Commercial | USHP | Ducted CEE Tier 1
216981317 | Central HP <5.4 tons | BRYANT HEATING AND COOLING SYSTEMS | HRCU-A-CB (Split System: Heat Pump with Remote Outdoor Unit-Air-Source) | 290VAN048**AA* | ADP |  | V,C48H210P16*+TXV | 935CB60080C21*** | 44000 | 17 | 9 | 46500 | 33800 | 72.69% | 2.06 | 0 | 9.5 |  |  |  |  | R-454B | 3.6667 | Residential & Commercial | USHP
216981319 | Central HP <5.4 tons | BRYANT HEATING AND COOLING SYSTEMS | HRCU-A-CB (Split System: Heat Pump with Remote Outdoor Unit-Air-Source) | 290VAN048**AA* | ADP |  | C60A***L16*+TXV | 935CB60080C21*** | 44000 | 17 | 9 | 46500 | 33800 | 72.69% | 2.06 | 0 | 9.5 |  |  |  |  | R-454B | 3.6667 | Residential & Commercial | USHP
215291870 | Central HP <5.4 tons | AIRQUEST | HRCU-A-CB (Split System: Heat Pump with Remote Outdoor Unit-Air-Source) | DLCURAH24ABK | ADP |  | HE32936 | *92MSN0401712A* | 23000 | 16 | 8.5 | 24800 | 23600 | 95.16% | 1.96 | 0 | 9.5 |  |  |  |  | R-410A | 1.9167 | Residential & Commercial | USHP
215291885 | Central HP <5.4 tons | AIRQUEST | HRCU-A-CB (Split System: Heat Pump with Remote Outdoor Unit-Air-Source) | DLCURAH24ABK | ADP |  | H,GG30924 | *92MSN0401712A* | 22200 | 15.2 | 8.5 | 25400 | 25200 | 99.21% | 2.12 | 0 | 9.5 |  |  |  |  | R-410A | 1.85 | Residential & Commercial | USHP
215291934 | Central HP <5.4 tons | AIRQUEST | HRCU-A-CB (Split System: Heat Pump with Remote Outdoor Unit-Air-Source) | DLCURAH24ABK | ADP |  | HE35936 | *92MSN0601412A* | 23800 | 17 | 8.5 | 24800 | 23400 | 94.35% | 1.98 | 0 | 10.5 |  |  |  |  | R-410A | 1.9833 | Residential & Commercial | USHP | Ducted CEE Tier 1
215291951 | Central HP <5.4 tons | AIRQUEST | HRCU-A-CB (Split System: Heat Pump with Remote Outdoor Unit-Air-Source) | DLCURAH24ABK | ADP |  | H,GG1K936 | *92MSN0601412A* | 23800 | 17 | 8.5 | 24800 | 23400 | 94.35% | 1.98 | 0 | 10.5 |  |  |  |  | R-410A | 1.9833 | Residential & Commercial | USHP | Ducted CEE Tier 1
215291953 | Central HP <5.4 tons | AIRQUEST | HRCU-A-CB (Split System: Heat Pump with Remote Outdoor Unit-Air-Source) | DLCURAH24ABK | ADP |  | H,GG80936 | *92MSN0601412A* | 23800 | 17 | 8.5 | 24800 | 23400 | 94.35% | 1.98 | 0 | 10.5 |  |  |  |  | R-410A | 1.9833 | Residential & Commercial | USHP | Ducted CEE Tier 1
215293040 | Central HP <5.4 tons | AIRQUEST | HRCU-A-CB (Split System: Heat Pump with Remote Outdoor Unit-Air-Source) | DLCURAH24ABK | ADP |  | HE32936 | *96VTN0802120A* | 23200 | 17 | 8.5 | 24200 | 22800 | 94.21% | 1.94 | 0 | 9.5 |  |  |  |  | R-410A | 1.9333 | Residential & Commercial | USHP
215293087 | Central HP <5.4 tons | AIRQUEST | HRCU-A-CB (Split System: Heat Pump with Remote Outdoor Unit-Air-Source) | DLCURAH24ABK | ADP |  | H,GE32936 | *96VTN0802120B* | 23200 | 17 | 8.5 | 24800 | 23600 | 95.16% | 1.98 | 0 | 10 |  |  |  |  | R-410A | 1.9333 | Residential & Commercial | USHP | Ducted CEE Tier 1
215293090 | Central HP <5.4 tons | AIRQUEST | HRCU-A-CB (Split System: Heat Pump with Remote Outdoor Unit-Air-Source) | DLCURAH24ABK | ADP |  | HG33936 | *96VTN0802120B* | 23600 | 17 | 8.5 | 24800 | 23600 | 95.16% | 1.98 | 0 | 10.5 |  |  |  |  | R-410A | 1.9667 | Residential & Commercial | USHP | Ducted CEE Tier 1
215293107 | Central HP <5.4 tons | AIRQUEST | HRCU-A-CB (Split System: Heat Pump with Remote Outdoor Unit-Air-Source) | DLCURAH24ABK | ADP |  | HG7J936 | *96VTN0802120B* | 23400 | 17 | 8.5 | 24800 | 23600 | 95.16% | 1.98 | 0 | 10 |  |  |  |  | R-410A | 1.95 | Residential & Commercial | USHP | Ducted CEE Tier 1
215293120 | Central HP <5.4 tons | AIRQUEST | HRCU-A-CB (Split System: Heat Pump with Remote Outdoor Unit-Air-Source) | DLCURAH24ABK | ADP |  | HG80936 | *96VTN0802120B* | 23800 | 17 | 8.5 | 24800 | 23600 | 95.16% | 1.98 | 0 | 10.5 |  |  |  |  | R-410A | 1.9833 | Residential & Commercial | USHP | Ducted CEE Tier 1
215293154 | Central HP <5.4 tons | AIRQUEST | HRCU-A-CB (Split System: Heat Pump with Remote Outdoor Unit-Air-Source) | DLCURAH24ABK | ADP |  | H,GE30924 | *96VTN1002120A* | 22600 | 16 | 8.5 | 24400 | 22400 | 91.8% | 1.9 | 0 | 9.5 |  |  |  |  | R-410A | 1.8833 | Residential & Commercial | USHP
215293155 | Central HP <5.4 tons | AIRQUEST | HRCU-A-CB (Split System: Heat Pump with Remote Outdoor Unit-Air-Source) | DLCURAH24ABK | ADP |  | HE30924 | *96VTN1002120A* | 22600 | 16 | 8.5 | 24400 | 22400 | 91.8% | 1.9 | 0 | 9.5 |  |  |  |  | R-410A | 1.8833 | Residential & Commercial | USHP
215293172 | Central HP <5.4 tons | AIRQUEST | HRCU-A-CB (Split System: Heat Pump with Remote Outdoor Unit-Air-Source) | DLCURAH24ABK | ADP |  | H,GG24936 | *96VTN1002120B* | 23000 | 17 | 8.5 | 24600 | 24200 | 98.37% | 2.04 | 0 | 10 |  |  |  |  | R-410A | 1.9167 | Residential & Commercial | USHP | Ducted CEE Tier 1
216981321 | Central HP <5.4 tons | BRYANT HEATING AND COOLING SYSTEMS | HRCU-A-CB (Split System: Heat Pump with Remote Outdoor Unit-Air-Source) | 290VAN048**AA* | ADP |  | V,C60H210P17*+TXV | 935CB60080C21*** | 45000 | 17 | 9 | 45500 | 33200 | 72.97% | 2.08 | 0 | 9.5 |  |  |  |  | R-454B | 3.75 | Residential & Commercial | USHP
216981326 | Central HP <5.4 tons | BRYANT HEATING AND COOLING SYSTEMS | HRCU-A-CB (Split System: Heat Pump with Remote Outdoor Unit-Air-Source) | 290VAN048**AA* | ADP |  | V,C60H210P29*+TXV | 935CB66100C21*** | 44500 | 18 | 9 | 45500 | 33000 | 72.53% | 2.08 | 0 | 9.5 |  |  |  |  | R-454B | 3.7083 | Residential & Commercial | USHP
216981335 | Central HP <5.4 tons | BRYANT HEATING AND COOLING SYSTEMS | HRCU-A-CB (Split System: Heat Pump with Remote Outdoor Unit-Air-Source) | 290VAN048**AA* | ADP |  | V,C60H210P17*+TXV | 935CB66100C21*** | 45000 | 18 | 9 | 45500 | 33000 | 72.53% | 2.08 | 0 | 10 |  |  |  |  | R-454B | 3.75 | Residential & Commercial | USHP | Ducted CEE Tier 1
216981342 | Central HP <5.4 tons | BRYANT HEATING AND COOLING SYSTEMS | HRCU-A-CB (Split System: Heat Pump with Remote Outdoor Unit-Air-Source) | 290VAN048**AA* | ADP |  | C48A***L15*+TXV | 986TD60080C21*** | 44000 | 17 | 9 | 46500 | 33800 | 72.69% | 2.06 | 0 | 9.5 |  |  |  |  | R-454B | 3.6667 | Residential & Commercial | USHP
216981362 | Central HP <5.4 tons | BRYANT HEATING AND COOLING SYSTEMS | HRCU-A-CB (Split System: Heat Pump with Remote Outdoor Unit-Air-Source) | 290VAN048**AA* | ADP |  | PL60H210P17*+TXV | 986TD66100C21*** | 45000 | 18 | 9 | 45500 | 33200 | 72.97% | 2.06 | 0 | 10 |  |  |  |  | R-454B | 3.75 | Residential & Commercial | USHP | Ducted CEE Tier 1
207252264 | Central HP <5.4 tons | TRANE | HRCU-A-CB (Split System: Heat Pump with Remote Outdoor Unit-Air-Source) | 4TWA7048A3 |  |  | 4TXCC009DS3 | L8V1C100U5VSA | 48000 | 17 | 8.1 | 48500 | 48000 | 98.97% | 3.6 | 12.5 | 12 |  |  |  |  | R-410A | 4 | Residential & Commercial | USHP | Ducted CEE Tier 1
216494159 | Central HP <5.4 tons | BRYANT HEATING AND COOLING SYSTEMS | HRCU-A-CB (Split System: Heat Pump with Remote Outdoor Unit-Air-Source) | 293VAN048**AA* | ADP |  | CE(P,V)4824G1K*+TXV | 88*TB60110C21*** | 44000 | 21 | 9.5 | 46000 | 36000 | 78.26% | 1.92 | 0 | 11 |  |  |  |  | R-454B | 3.6667 | Residential & Commercial | USHP | Ducted CEE Tier 1
216976438 | Central HP <5.4 tons | BRYANT HEATING AND COOLING SYSTEMS | HRCU-A-CB (Split System: Heat Pump with Remote Outdoor Unit-Air-Source) | 37MUHAQ18AA3 | ADP |  | PL36H210P74*+TXV | 83*SB36040M17*** | 17700 | 15.2 | 10 | 19000 | 18100 | 95.26% | 1.98 | 0 | 11 |  |  |  |  | R-454B | 1.475 | Residential & Commercial | USHP | Ducted CEE Tier 1
213779996 | Central HP <5.4 tons | BRYANT HEATING AND COOLING SYSTEMS | HRCU-A-CB (Split System: Heat Pump with Remote Outdoor Unit-Air-Source) | 288BNV037*0**A* |  |  | CSPH*4212AL*+UI | 88*TB48070C17*** | 32400 | 16 | 8.1 | 33200 | 24800 | 74.7% | 1.92 | 0 | 11 |  |  |  |  | R-410A | 2.7 | Residential & Commercial | USHP | Ducted CEE Tier 1
213780146 | Central HP <5.4 tons | BRYANT HEATING AND COOLING SYSTEMS | HRCU-A-CB (Split System: Heat Pump with Remote Outdoor Unit-Air-Source) | 288BNV037*0**A* |  |  | CSPH*4812AL*+UI | 88*TB36070C14*** | 32600 | 16.5 | 8.1 | 33200 | 25000 | 75.3% | 1.94 | 0 | 11 |  |  |  |  | R-410A | 2.7167 | Residential & Commercial | USHP | Ducted CEE Tier 1
212969506 | Central HP <5.4 tons | CARRIER | HRCU-A-CB (Split System: Heat Pump with Remote Outdoor Unit-Air-Source) | 38MURAQ18AB3* |  |  | CAP**1917AL* | 58SP*B045V14**12 | 18200 | 16.5 | 8.5 | 18100 | 17700 | 97.79% | 2.14 | 0 | 11 |  |  |  |  | R-410A | 1.5167 | Residential & Commercial | USHP | Ducted CEE Tier 1
212972732 | Central HP <5.4 tons | CARRIER | HRCU-A-CB (Split System: Heat Pump with Remote Outdoor Unit-Air-Source) | 38MURAQ18AB3* |  |  | CNPV*2414AL* | 59SP6B040V14**10 | 17400 | 15.5 | 8.5 | 18500 | 19200 | 103.8% | 2.3 | 0 | 10.5 |  |  |  |  | R-410A | 1.45 | Residential & Commercial | USHP | Ducted CEE Tier 1
214229294 | Central HP <5.4 tons | DAY & NIGHT | HRCU-A-CB (Split System: Heat Pump with Remote Outdoor Unit-Air-Source) | DLCURAH36ABK |  |  | EA*4X37L17A* | *80MSU0601716A* | 36000 | 16 | 8.5 | 38500 | 34800 | 90.39% | 2.02 | 0 | 10 |  |  |  |  | R-410A | 3 | Residential & Commercial | USHP | Ducted CEE Tier 1
210600089 | Central HP <5.4 tons | TEMPSTAR | HRCU-A-CB (Split System: Heat Pump with Remote Outdoor Unit-Air-Source) | TVH837GKA** |  |  | EA*4X60L24A*+WALLCON | *96CTN1002122A* | 32800 | 17.5 | 8.5 | 31800 | 24800 | 77.99% | 2 | 0 | 11.7 |  |  |  |  | R-410A | 2.7333 | Residential & Commercial | USHP | Ducted CEE Tier 1
214607233 | Central HP <5.4 tons | LENNOX | HRCU-A-CB (Split System: Heat Pump with Remote Outdoor Unit-Air-Source) | SL25XPV-036-230A** | ADP |  | L*24/36Y9+LEFE3A* | 0 | 33400 | 20 | 9.1 | 34400 | 26200 | 76.16% | 1.92 | 0 | 13 |  |  |  |  | R-410A | 2.7833 | Residential & Commercial | USHP | Ducted CEE Tier 1
212632707 | Central HP <5.4 tons | LENNOX | HRCU-A-CB (Split System: Heat Pump with Remote Outdoor Unit-Air-Source) | SL25XPV-036-230A** | ADP |  | LD31/36Z9 | EL296DF070XV48B* | 33200 | 20 | 8.6 | 34400 | 29600 | 86.05% | 1.76 | 0 | 12.5 |  |  |  |  | R-410A | 2.7667 | Residential & Commercial | USHP | Ducted CEE Tier 1
212632722 | Central HP <5.4 tons | LENNOX | HRCU-A-CB (Split System: Heat Pump with Remote Outdoor Unit-Air-Source) | SL25XPV-036-230A** | ADP |  | LD24/35Y9 | SL280DF060NV36B* | 33200 | 21 | 8.7 | 34400 | 29600 | 86.05% | 1.76 | 0 | 12.5 |  |  |  |  | R-410A | 2.7667 | Residential & Commercial | USHP | Ducted CEE Tier 1
212632723 | Central HP <5.4 tons | LENNOX | HRCU-A-CB (Split System: Heat Pump with Remote Outdoor Unit-Air-Source) | SL25XPV-036-230A** | ADP |  | LD30/36Z9 | SL280DF060NV36B* | 33200 | 21 | 8.7 | 34400 | 29600 | 86.05% | 1.76 | 0 | 12.5 |  |  |  |  | R-410A | 2.7667 | Residential & Commercial | USHP | Ducted CEE Tier 1
212632724 | Central HP <5.4 tons | LENNOX | HRCU-A-CB (Split System: Heat Pump with Remote Outdoor Unit-Air-Source) | SL25XPV-036-230A** | ADP |  | LD30/36Y9 | SL280DF060NV36B* | 33200 | 21 | 8.7 | 34400 | 29600 | 86.05% | 1.76 | 0 | 12.5 |  |  |  |  | R-410A | 2.7667 | Residential & Commercial | USHP | Ducted CEE Tier 1
216977303 | Central HP <5.4 tons | BRYANT HEATING AND COOLING SYSTEMS | HRCU-A-CB (Split System: Heat Pump with Remote Outdoor Unit-Air-Source) | 37MUHAQ24AA3 | ADP |  | V,C36H175P14*+TXV | 83*CA36040C17*** | 23000 | 17 | 8.5 | 19800 | 18700 | 94.44% | 1.94 | 0 | 11 |  |  |  |  | R-454B | 1.9167 | Residential & Commercial | USHP | Ducted CEE Tier 1
216977305 | Central HP <5.4 tons | BRYANT HEATING AND COOLING SYSTEMS | HRCU-A-CB (Split System: Heat Pump with Remote Outdoor Unit-Air-Source) | 37MUHAQ24AA3 | ADP |  | V,C36H175P15*+TXV | 83*CA36040C17*** | 23400 | 17 | 8.5 | 19600 | 18400 | 93.88% | 1.94 | 0 | 11 |  |  |  |  | R-454B | 1.95 | Residential & Commercial | USHP | Ducted CEE Tier 1
211379647 | Central HP <5.4 tons | YORK | HRCU-A-CB (Split System: Heat Pump with Remote Outdoor Unit-Air-Source) | HMH72B341 |  |  | XAHC48FBCN1 | TPLC100C20MP13 | 33800 | 16.5 | 8.5 | 32400 | 23800 | 73.46% | 2.06 | 0 | 9 |  |  |  |  | R-410A | 2.8167 | Residential & Commercial | USHP
213785264 | Central HP <5.4 tons | BRYANT HEATING AND COOLING SYSTEMS | HRCU-A-CB (Split System: Heat Pump with Remote Outdoor Unit-Air-Source) | 284ANV024*0**B* |  |  | CSPH*4212AL*+UI | 987MC66100C21*** | 23600 | 19 | 10 | 26400 | 19700 | 74.62% | 2.52 | 0 | 13 |  |  |  |  | R-410A | 1.9667 | Residential & Commercial | USHP | Ducted CEE Tier 1
215424221 | Central HP <5.4 tons | LUXAIRE | HRCU-A-CB (Split System: Heat Pump with Remote Outdoor Unit-Air-Source) | HH836E2S11 | ADP |  | H,YE9J*36+TXV-BLEED | TM8Y080C16MP11 | 33000 | 18 | 8.5 | 29800 | 25200 | 84.56% | 2 | 0 | 10.5 |  |  |  |  | R-454B | 2.75 | Residential & Commercial | USHP | Ducted CEE Tier 1
215424239 | Central HP <5.4 tons | LUXAIRE | HRCU-A-CB (Split System: Heat Pump with Remote Outdoor Unit-Air-Source) | HH836E2S11 | ADP |  | H,YE9J*36+TXV-BLEED | TM9Y100C16MP11 | 32400 | 18 | 8.5 | 29400 | 23800 | 80.95% | 2 | 0 | 10.5 |  |  |  |  | R-454B | 2.7 | Residential & Commercial | USHP | Ducted CEE Tier 1
210600087 | Central HP <5.4 tons | TEMPSTAR | HRCU-A-CB (Split System: Heat Pump with Remote Outdoor Unit-Air-Source) | TVH837GKA** |  |  | EA*4X60L24A*+WALLCON | *95CSU1002122A* | 32800 | 18 | 8.5 | 31800 | 24800 | 77.99% | 2 | 0 | 11.5 |  |  |  |  | R-410A | 2.7333 | Residential & Commercial | USHP | Ducted CEE Tier 1
210600102 | Central HP <5.4 tons | TEMPSTAR | HRCU-A-CB (Split System: Heat Pump with Remote Outdoor Unit-Air-Source) | TVH837GKA** |  |  | EA*4X61L21A*+WALLCON | *95CSU0802120A* | 33200 | 18 | 8.5 | 32000 | 24800 | 77.5% | 2 | 0 | 11.5 |  |  |  |  | R-410A | 2.7667 | Residential & Commercial | USHP | Ducted CEE Tier 1
211379698 | Central HP <5.4 tons | YORK | HRCU-A-CB (Split System: Heat Pump with Remote Outdoor Unit-Air-Source) | HMH72B341 |  |  | XAHC48FXXN1+TXV | TM8V100C16MP12 | 33600 | 16.5 | 8.5 | 32400 | 23800 | 73.46% | 2.06 | 0 | 9 |  |  |  |  | R-410A | 2.8 | Residential & Commercial | USHP
211379730 | Central HP <5.4 tons | YORK | HRCU-A-CB (Split System: Heat Pump with Remote Outdoor Unit-Air-Source) | HMH72B341 |  |  | XAHC48FBCN1 | TPLC100C16MP13 | 33600 | 16.5 | 8.5 | 32400 | 23800 | 73.46% | 2.06 | 0 | 9 |  |  |  |  | R-410A | 2.8 | Residential & Commercial | USHP
211379816 | Central HP <5.4 tons | YORK | HRCU-A-CB (Split System: Heat Pump with Remote Outdoor Unit-Air-Source) | HMH72B341 |  |  | XAUC48FXXN1+TXV | TPLC080C16MP13 | 34000 | 16.5 | 8.5 | 33200 | 24400 | 73.49% | 2.1 | 0 | 9 |  |  |  |  | R-410A | 2.8333 | Residential & Commercial | USHP
211379831 | Central HP <5.4 tons | YORK | HRCU-A-CB (Split System: Heat Pump with Remote Outdoor Unit-Air-Source) | HMH72B341 |  |  | XAFC48FBCN1 | YPLC100C16MP13 | 34000 | 16.5 | 8.5 | 33200 | 24400 | 73.49% | 2.1 | 0 | 9 |  |  |  |  | R-410A | 2.8333 | Residential & Commercial | USHP
211380013 | Central HP <5.4 tons | YORK | HRCU-A-CB (Split System: Heat Pump with Remote Outdoor Unit-Air-Source) | HMH72B341 |  |  | XAHD48FXXN1+TXV | TMLE080C16MP11 | 32800 | 16.5 | 8.5 | 31600 | 23000 | 72.78% | 2.02 | 0 | 9.5 |  |  |  |  | R-410A | 2.7333 | Residential & Commercial | USHP
211380031 | Central HP <5.4 tons | YORK | HRCU-A-CB (Split System: Heat Pump with Remote Outdoor Unit-Air-Source) | HMH72B341 |  |  | XAHC48FBCN1 | TMLE080C16MP11 | 32800 | 16.5 | 8.5 | 31600 | 23000 | 72.78% | 2.04 | 0 | 9.5 |  |  |  |  | R-410A | 2.7333 | Residential & Commercial | USHP
211380048 | Central HP <5.4 tons | YORK | HRCU-A-CB (Split System: Heat Pump with Remote Outdoor Unit-Air-Source) | HMH72B341 |  |  | XAFC48FXXN1+TXV | TMLE080C16MP11 | 33400 | 17 | 8.5 | 32200 | 23400 | 72.67% | 2.06 | 0 | 9.5 |  |  |  |  | R-410A | 2.7833 | Residential & Commercial | USHP
211380116 | Central HP <5.4 tons | YORK | HRCU-A-CB (Split System: Heat Pump with Remote Outdoor Unit-Air-Source) | HMH72B341 |  |  | XAHD48FXXN1+TXV | TL9E080C16UH11 | 33200 | 16 | 8.1 | 32400 | 23600 | 72.84% | 2.04 | 0 | 9 |  |  |  |  | R-410A | 2.7667 | Residential & Commercial | USHP
215430637 | Central HP <5.4 tons | LUXAIRE | HRCU-A-CB (Split System: Heat Pump with Remote Outdoor Unit-Air-Source) | HH836E2S11 | ADP |  | H,YG80(1,2)36+TXV | Z8ES120C20SMPS1 | 33600 | 19 | 8.5 | 30000 | 25000 | 83.33% | 2 | 0 | 11 |  |  |  |  | R-454B | 2.8 | Residential & Commercial | USHP | Ducted CEE Tier 1
215424235 | Central HP <5.4 tons | LUXAIRE | HRCU-A-CB (Split System: Heat Pump with Remote Outdoor Unit-Air-Source) | HH836E2S11 | ADP |  | H,YE9J*36+TXV-BLEED | TM9V100C20MP12 | 34200 | 18 | 8.5 | 31000 | 25600 | 82.58% | 2 | 0 | 10 |  |  |  |  | R-454B | 2.85 | Residential & Commercial | USHP | Ducted CEE Tier 1
215424242 | Central HP <5.4 tons | LUXAIRE | HRCU-A-CB (Split System: Heat Pump with Remote Outdoor Unit-Air-Source) | HH836E2S11 | ADP |  | H,YE9J*36+TXV-BLEED | Z8ES080C16SMPS1 | 33800 | 18 | 8.5 | 30200 | 25000 | 82.78% | 2 | 0 | 10.5 |  |  |  |  | R-454B | 2.8167 | Residential & Commercial | USHP | Ducted CEE Tier 1
215424251 | Central HP <5.4 tons | LUXAIRE | HRCU-A-CB (Split System: Heat Pump with Remote Outdoor Unit-Air-Source) | HH836E2S11 | ADP |  | H,YE9J*36+TXV-BLEED | Z9ES080C20SMPS1 | 34200 | 17 | 8.1 | 30400 | 23800 | 78.29% | 2 | 0 | 10.5 |  |  |  |  | R-454B | 2.85 | Residential & Commercial | USHP | Ducted CEE Tier 1
215425880 | Central HP <5.4 tons | LUXAIRE | HRCU-A-CB (Split System: Heat Pump with Remote Outdoor Unit-Air-Source) | HH824E2S11 | ADP |  | H,YE32*30+TXV-BLEED | Z9ES080B12SMPS1 | 22200 | 17 | 8.65 | 21200 | 17400 | 82.08% | 1.94 | 0 | 11.5 |  |  |  |  | R-454B | 1.85 | Residential & Commercial | USHP | Ducted CEE Tier 1
214848993 | Central HP <5.4 tons | YORK | HRCU-A-CB (Split System: Heat Pump with Remote Outdoor Unit-Air-Source) | HH860E2S11 | ADP |  | H,YG84*60+TXV-BLEED | TM9V120D20MP12 | 53000 | 19 | 8.5 | 52500 | 39000 | 74.29% | 2 | 0 | 11 |  |  |  |  | R-454B | 4.4167 | Residential & Commercial | USHP | Ducted CEE Tier 1
211222527 | Central HP <5.4 tons | HEIL | HRCU-A-CB (Split System: Heat Pump with Remote Outdoor Unit-Air-Source) | DLCURAH30ABK |  |  | EA*4X37L21A* | *80ESU0401712A* | 31000 | 15.2 | 8.1 | 33400 | 26000 | 77.84% | 1.86 | 0 | 9 |  |  |  |  | R-410A | 2.5833 | Residential & Commercial | USHP
216997062 | Central HP <5.4 tons | CARRIER | HRCU-A-CB (Split System: Heat Pump with Remote Outdoor Unit-Air-Source) | 27VNA048A*030* | ADP |  | H,PG35*48+TXV | 58TN*B090C17**16 | 44000 | 17 | 9 | 46500 | 33800 | 72.69% | 2.06 | 0 | 9.5 |  |  |  |  | R-454B | 3.6667 | Residential & Commercial | USHP
216997071 | Central HP <5.4 tons | CARRIER | HRCU-A-CB (Split System: Heat Pump with Remote Outdoor Unit-Air-Source) | 27VNA048A*030* | ADP |  | H,PG48*60+TXV | 59MN7C100C21**22 | 45000 | 18 | 9 | 45500 | 33200 | 72.97% | 2.06 | 0 | 10 |  |  |  |  | R-454B | 3.75 | Residential & Commercial | USHP | Ducted CEE Tier 1
212971670 | Central HP <5.4 tons | COMFORTMAKER | HRCU-A-CB (Split System: Heat Pump with Remote Outdoor Unit-Air-Source) | DLCURAH24ABK |  |  | EA*4X36L21A* | *80VTL0701716B* | 23800 | 17 | 8.5 | 26200 | 23600 | 90.08% | 1.96 | 0 | 10 |  |  |  |  | R-410A | 1.9833 | Residential & Commercial | USHP | Ducted CEE Tier 1
212394553 | Central HP <5.4 tons | YORK | HRCU-A-CB (Split System: Heat Pump with Remote Outdoor Unit-Air-Source) | HMH72B341 | ADP |  | H,YE33936 | TM9E080B12MP12 | 32800 | 17 | 8.5 | 32400 | 23200 | 71.6% | 2.02 | 0 | 9.5 |  |  |  |  | R-410A | 2.7333 | Residential & Commercial | USHP
216981306 | Central HP <5.4 tons | BRYANT HEATING AND COOLING SYSTEMS | HRCU-A-CB (Split System: Heat Pump with Remote Outdoor Unit-Air-Source) | 290VAN048**AA* | ADP |  | C48A***L16*+TXV | 935CB48060C17*** | 44000 | 17 | 9 | 47000 | 34200 | 72.77% | 2.04 | 0 | 9 |  |  |  |  | R-454B | 3.6667 | Residential & Commercial | USHP
216981308 | Central HP <5.4 tons | BRYANT HEATING AND COOLING SYSTEMS | HRCU-A-CB (Split System: Heat Pump with Remote Outdoor Unit-Air-Source) | 290VAN048**AA* | ADP |  | PL60H210P17*+TXV | 935CB48060C17*** | 44000 | 17 | 9 | 47000 | 34200 | 72.77% | 2.04 | 0 | 9 |  |  |  |  | R-454B | 3.6667 | Residential & Commercial | USHP
216981339 | Central HP <5.4 tons | BRYANT HEATING AND COOLING SYSTEMS | HRCU-A-CB (Split System: Heat Pump with Remote Outdoor Unit-Air-Source) | 290VAN048**AA* | ADP |  | PL60H210P29*+TXV | 986TD60080C21*** | 44500 | 18 | 9 | 45500 | 33200 | 72.97% | 2.06 | 0 | 9.5 |  |  |  |  | R-454B | 3.7083 | Residential & Commercial | USHP
216981356 | Central HP <5.4 tons | BRYANT HEATING AND COOLING SYSTEMS | HRCU-A-CB (Split System: Heat Pump with Remote Outdoor Unit-Air-Source) | 290VAN048**AA* | ADP |  | C48A***L15*+TXV | 986TD66100C21*** | 43000 | 18 | 8.95 | 45500 | 33200 | 72.97% | 2.04 | 0 | 9 |  |  |  |  | R-454B | 3.5833 | Residential & Commercial | USHP
216981357 | Central HP <5.4 tons | BRYANT HEATING AND COOLING SYSTEMS | HRCU-A-CB (Split System: Heat Pump with Remote Outdoor Unit-Air-Source) | 290VAN048**AA* | ADP |  | PL48H210P75*+TXV | 986TD66100C21*** | 43000 | 18 | 8.95 | 45500 | 33200 | 72.97% | 2.04 | 0 | 9 |  |  |  |  | R-454B | 3.5833 | Residential & Commercial | USHP
216779102 | Central HP <5.4 tons | BRYANT HEATING AND COOLING SYSTEMS | HRCU-A-CB (Split System: Heat Pump with Remote Outdoor Unit-Air-Source) | 288BNV037*0**B* | ADP |  | H,PG1K*36+TXV | 987MC66100C21*** | 32200 | 17 | 8.1 | 31000 | 24200 | 78.06% | 1.96 | 0 | 11.7 |  |  |  |  | R-410A | 2.6833 | Residential & Commercial | USHP | Ducted CEE Tier 1
215424241 | Central HP <5.4 tons | LUXAIRE | HRCU-A-CB (Split System: Heat Pump with Remote Outdoor Unit-Air-Source) | HH836E2S11 | ADP |  | H,YE9J*36+TXV-BLEED | Z8ES080B12SMPS1 | 32800 | 17 | 8.5 | 28400 | 24400 | 85.92% | 2 | 0 | 11.7 |  |  |  |  | R-454B | 2.7333 | Residential & Commercial | USHP | Ducted CEE Tier 1
215424206 | Central HP <5.4 tons | LUXAIRE | HRCU-A-CB (Split System: Heat Pump with Remote Outdoor Unit-Air-Source) | HH836E2S11 | ADP |  | H,YE9J*36+TXV-BLEED | LP9C080C16MP13 | 33400 | 17 | 8.5 | 29800 | 25000 | 83.89% | 2 | 0 | 11 |  |  |  |  | R-454B | 2.7833 | Residential & Commercial | USHP | Ducted CEE Tier 1
211379027 | Central HP <5.4 tons | YORK | HRCU-A-CB (Split System: Heat Pump with Remote Outdoor Unit-Air-Source) | HMH72B341 |  |  | XAFC48FXXN1+TXV | TM9Y080C16MP11 | 33800 | 17.5 | 8.5 | 32800 | 24200 | 73.78% | 2.06 | 0 | 9 |  |  |  |  | R-410A | 2.8167 | Residential & Commercial | USHP
211379077 | Central HP <5.4 tons | YORK | HRCU-A-CB (Split System: Heat Pump with Remote Outdoor Unit-Air-Source) | HMH72B341 |  |  | XAHD48FBCN1 | YP9C120D20MP13 | 33400 | 16.5 | 8.5 | 32000 | 23200 | 72.5% | 2.06 | 0 | 9.5 |  |  |  |  | R-410A | 2.7833 | Residential & Commercial | USHP
211379113 | Central HP <5.4 tons | YORK | HRCU-A-CB (Split System: Heat Pump with Remote Outdoor Unit-Air-Source) | HMH72B341 |  |  | XAHD48FBCN1 | YP9C100C20MP13 | 33600 | 16.5 | 8.5 | 32400 | 23800 | 73.46% | 2.06 | 0 | 9 |  |  |  |  | R-410A | 2.8 | Residential & Commercial | USHP
211379264 | Central HP <5.4 tons | YORK | HRCU-A-CB (Split System: Heat Pump with Remote Outdoor Unit-Air-Source) | HMH72B341 |  |  | XAHD48FBCN1 | YP9C080C16MP13 | 32600 | 16 | 8.1 | 31800 | 23200 | 72.96% | 2.02 | 0 | 9 |  |  |  |  | R-410A | 2.7167 | Residential & Commercial | USHP
211379364 | Central HP <5.4 tons | YORK | HRCU-A-CB (Split System: Heat Pump with Remote Outdoor Unit-Air-Source) | HMH72B341 |  |  | XAFC48FBCN1 | TP9C080B12MP13 | 33400 | 16.5 | 8.5 | 32600 | 24000 | 73.62% | 2.06 | 0 | 9 |  |  |  |  | R-410A | 2.7833 | Residential & Commercial | USHP
211379446 | Central HP <5.4 tons | YORK | HRCU-A-CB (Split System: Heat Pump with Remote Outdoor Unit-Air-Source) | HMH72B341 |  |  | XAHD48FBCN1 | TM9E080C16MP12 | 33600 | 16.5 | 8.1 | 32800 | 24200 | 73.78% | 2.04 | 0 | 9 |  |  |  |  | R-410A | 2.8 | Residential & Commercial | USHP
211379681 | Central HP <5.4 tons | YORK | HRCU-A-CB (Split System: Heat Pump with Remote Outdoor Unit-Air-Source) | HMH72B341 |  |  | XAHD48FBCN1 | TM8V080C16MP12 | 33600 | 16 | 8.5 | 32400 | 23800 | 73.46% | 2.06 | 0 | 9 |  |  |  |  | R-410A | 2.8 | Residential & Commercial | USHP
211379779 | Central HP <5.4 tons | YORK | HRCU-A-CB (Split System: Heat Pump with Remote Outdoor Unit-Air-Source) | HMH72B341 |  |  | XAFC48FXXN1+TXV | TM8V100C16MP12 | 34000 | 16.5 | 8.5 | 33200 | 24400 | 73.49% | 2.1 | 0 | 9 |  |  |  |  | R-410A | 2.8333 | Residential & Commercial | USHP
216981638 | Central HP <5.4 tons | BRYANT HEATING AND COOLING SYSTEMS | HRCU-A-CB (Split System: Heat Pump with Remote Outdoor Unit-Air-Source) | 291VAN054**AA* | ADP |  | C60A***L16*+TXV | 935CB60080C21*** | 48500 | 18 | 10.5 | 50500 | 52000 | 103% | 1.96 | 0 | 10.5 |  |  |  |  | R-454B | 4.0417 | Residential & Commercial | USHP | Ducted CEE Tier 1
216981677 | Central HP <5.4 tons | BRYANT HEATING AND COOLING SYSTEMS | HRCU-A-CB (Split System: Heat Pump with Remote Outdoor Unit-Air-Source) | 291VAN054**AA* | ADP |  | PL60H210P29*+TXV | 987MC60060C21*** | 47000 | 18 | 11 | 51500 | 53000 | 102.9% | 1.9 | 0 | 10 |  |  |  |  | R-454B | 3.9167 | Residential & Commercial | USHP | Ducted CEE Tier 1
216981679 | Central HP <5.4 tons | BRYANT HEATING AND COOLING SYSTEMS | HRCU-A-CB (Split System: Heat Pump with Remote Outdoor Unit-Air-Source) | 291VAN054**AA* | ADP |  | A60VHA*+TXV | 987MC60060C21*** | 48500 | 18 | 11 | 51500 | 53000 | 102.9% | 1.9 | 0 | 10 |  |  |  |  | R-454B | 4.0417 | Residential & Commercial | USHP | Ducted CEE Tier 1
216981254 | Central HP <5.4 tons | BRYANT HEATING AND COOLING SYSTEMS | HRCU-A-CB (Split System: Heat Pump with Remote Outdoor Unit-Air-Source) | 290VAN036**AA* | ADP |  | PL36H175P14*+TXV | 986TD42080C17*** | 33000 | 18 | 9 | 33600 | 24800 | 73.81% | 1.88 | 0 | 9 |  |  |  |  | R-454B | 2.75 | Residential & Commercial | USHP
212986529 | Central HP <5.4 tons | DAY & NIGHT | HRCU-A-CB (Split System: Heat Pump with Remote Outdoor Unit-Air-Source) | DLCURAH24ABK |  |  | EA*4X24L17A* | *96MSN0401712A* | 23000 | 15.5 | 8.5 | 27000 | 27200 | 100.7% | 2.3 | 0 | 9.5 |  |  |  |  | R-410A | 1.9167 | Residential & Commercial | USHP
216981391 | Central HP <5.4 tons | BRYANT HEATING AND COOLING SYSTEMS | HRCU-A-CB (Split System: Heat Pump with Remote Outdoor Unit-Air-Source) | 290VAN048**AA* | ADP |  | PL60H210P17*+TXV | 987MC60080C21*** | 45000 | 18 | 9 | 45500 | 33200 | 72.97% | 2.06 | 0 | 10 |  |  |  |  | R-454B | 3.75 | Residential & Commercial | USHP | Ducted CEE Tier 1
216983395 | Central HP <5.4 tons | BRYANT HEATING AND COOLING SYSTEMS | HRCU-A-CB (Split System: Heat Pump with Remote Outdoor Unit-Air-Source) | 37MUHAQ24AA3 | ADP |  | V,C36H***P03*+TXV | 916SA30026M14*** | 21200 | 15.2 | 8.5 | 19600 | 18800 | 95.92% | 1.98 | 0 | 10 |  |  |  |  | R-454B | 1.7667 | Residential & Commercial | USHP | Ducted CEE Tier 1
215293190 | Central HP <5.4 tons | AIRQUEST | HRCU-A-CB (Split System: Heat Pump with Remote Outdoor Unit-Air-Source) | DLCURAH24ABK | ADP |  | H,GE33936 | *96VTN1002120B* | 23200 | 17 | 8.5 | 24600 | 24200 | 98.37% | 2.04 | 0 | 10 |  |  |  |  | R-410A | 1.9333 | Residential & Commercial | USHP | Ducted CEE Tier 1
215293221 | Central HP <5.4 tons | AIRQUEST | HRCU-A-CB (Split System: Heat Pump with Remote Outdoor Unit-Air-Source) | DLCURAH24ABK | ADP |  | HG81936 | *96VTN1002120B* | 23600 | 17 | 8.5 | 24600 | 24200 | 98.37% | 2.04 | 0 | 10.5 |  |  |  |  | R-410A | 1.9667 | Residential & Commercial | USHP | Ducted CEE Tier 1
215293254 | Central HP <5.4 tons | AIRQUEST | HRCU-A-CB (Split System: Heat Pump with Remote Outdoor Unit-Air-Source) | DLCURAH24ABK | ADP |  | HE30924 | *96VTN1002122A* | 22400 | 16 | 8.5 | 24200 | 22800 | 94.21% | 1.92 | 0 | 9.5 |  |  |  |  | R-410A | 1.8667 | Residential & Commercial | USHP
215293255 | Central HP <5.4 tons | AIRQUEST | HRCU-A-CB (Split System: Heat Pump with Remote Outdoor Unit-Air-Source) | DLCURAH24ABK | ADP |  | HG7J924 | *96VTN1002122A* | 23000 | 17 | 8.1 | 24200 | 23400 | 96.69% | 1.98 | 0 | 10 |  |  |  |  | R-410A | 1.9167 | Residential & Commercial | USHP | Ducted CEE Tier 1
215293256 | Central HP <5.4 tons | AIRQUEST | HRCU-A-CB (Split System: Heat Pump with Remote Outdoor Unit-Air-Source) | DLCURAH24ABK | ADP |  | H,GE7J924 | *96VTN1002122A* | 23000 | 17 | 8.1 | 24200 | 23400 | 96.69% | 1.98 | 0 | 10 |  |  |  |  | R-410A | 1.9167 | Residential & Commercial | USHP | Ducted CEE Tier 1
215293271 | Central HP <5.4 tons | AIRQUEST | HRCU-A-CB (Split System: Heat Pump with Remote Outdoor Unit-Air-Source) | DLCURAH24ABK | ADP |  | H,GG24936 | *96VTN1002122B* | 23200 | 17 | 8.5 | 24800 | 23400 | 94.35% | 1.98 | 0 | 10 |  |  |  |  | R-410A | 1.9333 | Residential & Commercial | USHP | Ducted CEE Tier 1
215293272 | Central HP <5.4 tons | AIRQUEST | HRCU-A-CB (Split System: Heat Pump with Remote Outdoor Unit-Air-Source) | DLCURAH24ABK | ADP |  | H,GE24936 | *96VTN1002122B* | 23200 | 17 | 8.5 | 24800 | 23400 | 94.35% | 1.98 | 0 | 10 |  |  |  |  | R-410A | 1.9333 | Residential & Commercial | USHP | Ducted CEE Tier 1
215293287 | Central HP <5.4 tons | AIRQUEST | HRCU-A-CB (Split System: Heat Pump with Remote Outdoor Unit-Air-Source) | DLCURAH24ABK | ADP |  | H,GG33936 | *96VTN1002122B* | 23600 | 17 | 8.5 | 24800 | 23400 | 94.35% | 1.98 | 0 | 10.5 |  |  |  |  | R-410A | 1.9667 | Residential & Commercial | USHP | Ducted CEE Tier 1
215430600 | Central HP <5.4 tons | LUXAIRE | HRCU-A-CB (Split System: Heat Pump with Remote Outdoor Unit-Air-Source) | HH836E2S11 | ADP |  | H,YG80(1,2)36+TXV | TM9E080C20MP12 | 33800 | 17 | 8.5 | 30400 | 25400 | 83.55% | 2 | 0 | 11 |  |  |  |  | R-454B | 2.8167 | Residential & Commercial | USHP | Ducted CEE Tier 1
215430633 | Central HP <5.4 tons | LUXAIRE | HRCU-A-CB (Split System: Heat Pump with Remote Outdoor Unit-Air-Source) | HH836E2S11 | ADP |  | H,YG80(1,2)36+TXV | Z8ES100C20SMPS1 | 33800 | 19 | 8.5 | 30000 | 25000 | 83.33% | 2 | 0 | 11 |  |  |  |  | R-454B | 2.8167 | Residential & Commercial | USHP | Ducted CEE Tier 1
216981387 | Central HP <5.4 tons | BRYANT HEATING AND COOLING SYSTEMS | HRCU-A-CB (Split System: Heat Pump with Remote Outdoor Unit-Air-Source) | 290VAN048**AA* | ADP |  | V,C48H210P75*+TXV | 987MC60080C21*** | 44000 | 17 | 9 | 46500 | 33800 | 72.69% | 2.06 | 0 | 9.5 |  |  |  |  | R-454B | 3.6667 | Residential & Commercial | USHP
216981403 | Central HP <5.4 tons | BRYANT HEATING AND COOLING SYSTEMS | HRCU-A-CB (Split System: Heat Pump with Remote Outdoor Unit-Air-Source) | 290VAN048**AA* | ADP |  | C48A***L16*+TXV | 987MC66100C21*** | 43500 | 18 | 9 | 45500 | 33200 | 72.97% | 2.06 | 0 | 9.5 |  |  |  |  | R-454B | 3.625 | Residential & Commercial | USHP
216983409 | Central HP <5.4 tons | BRYANT HEATING AND COOLING SYSTEMS | HRCU-A-CB (Split System: Heat Pump with Remote Outdoor Unit-Air-Source) | 37MUHAQ24AA3 | ADP |  | PL36H175P15*+TXV | 916SA30040M14*** | 22200 | 15.2 | 8.1 | 19200 | 18100 | 94.27% | 1.9 | 0 | 10 |  |  |  |  | R-454B | 1.85 | Residential & Commercial | USHP | Ducted CEE Tier 1
215424244 | Central HP <5.4 tons | LUXAIRE | HRCU-A-CB (Split System: Heat Pump with Remote Outdoor Unit-Air-Source) | HH836E2S11 | ADP |  | H,YE9J*36+TXV-BLEED | Z8ES100B12SMPS1 | 33000 | 17 | 8.5 | 28800 | 24400 | 84.72% | 2 | 0 | 11.7 |  |  |  |  | R-454B | 2.75 | Residential & Commercial | USHP | Ducted CEE Tier 1
213088482 | Central HP <5.4 tons | TEMPSTAR | HRCU-A-CB (Split System: Heat Pump with Remote Outdoor Unit-Air-Source) | DLCURAH24ABK | ADP |  | V,R36H175P149+AEFE4B* | 0 | 24200 | 18 | 8.9 | 25000 | 22600 | 90.4% | 1.9 | 0 | 10.5 |  |  |  |  | R-410A | 2.0167 | Residential & Commercial | USHP | Ducted CEE Tier 1
210600116 | Central HP <5.4 tons | TEMPSTAR | HRCU-A-CB (Split System: Heat Pump with Remote Outdoor Unit-Air-Source) | TVH837GKA** |  |  | EA*4X61L24A*+WALLCON | *96CTN1202422A* | 33200 | 18 | 8.5 | 32000 | 24800 | 77.5% | 2 | 0 | 12 |  |  |  |  | R-410A | 2.7667 | Residential & Commercial | USHP | Ducted CEE Tier 1
215291853 | Central HP <5.4 tons | AIRQUEST | HRCU-A-CB (Split System: Heat Pump with Remote Outdoor Unit-Air-Source) | DLCURAH24ABK | ADP |  | H,GE22936 | *92MSN0401712A* | 22000 | 15.2 | 8.5 | 25400 | 25200 | 99.21% | 2.12 | 0 | 9.5 |  |  |  |  | R-410A | 1.8333 | Residential & Commercial | USHP
215291883 | Central HP <5.4 tons | AIRQUEST | HRCU-A-CB (Split System: Heat Pump with Remote Outdoor Unit-Air-Source) | DLCURAH24ABK | ADP |  | H,GG36936 | *92MSN0401712A* | 23600 | 16 | 8.5 | 24800 | 23600 | 95.16% | 1.96 | 0 | 10 |  |  |  |  | R-410A | 1.9667 | Residential & Commercial | USHP | Ducted CEE Tier 1
210600111 | Central HP <5.4 tons | TEMPSTAR | HRCU-A-CB (Split System: Heat Pump with Remote Outdoor Unit-Air-Source) | TVH837GKA** |  |  | EA*4X61L24A*+WALLCON | *80CTL1352422A* | 33200 | 18 | 8.5 | 32000 | 24800 | 77.5% | 2.02 | 0 | 12 |  |  |  |  | R-410A | 2.7667 | Residential & Commercial | USHP | Ducted CEE Tier 1
210600127 | Central HP <5.4 tons | TEMPSTAR | HRCU-A-CB (Split System: Heat Pump with Remote Outdoor Unit-Air-Source) | TVH837GKA** |  |  | EHD4X60AAL+WALLCON | *80CSU1002120A* | 32800 | 16.5 | 8.1 | 32200 | 24800 | 77.02% | 1.98 | 0 | 11 |  |  |  |  | R-410A | 2.7333 | Residential & Commercial | USHP | Ducted CEE Tier 1
210600128 | Central HP <5.4 tons | TEMPSTAR | HRCU-A-CB (Split System: Heat Pump with Remote Outdoor Unit-Air-Source) | TVH837GKA** |  |  | EHD4X60AAL+WALLCON | *80CTL0701412A* | 32800 | 17 | 8.1 | 32400 | 25000 | 77.16% | 2 | 0 | 11 |  |  |  |  | R-410A | 2.7333 | Residential & Commercial | USHP | Ducted CEE Tier 1
210600144 | Central HP <5.4 tons | TEMPSTAR | HRCU-A-CB (Split System: Heat Pump with Remote Outdoor Unit-Air-Source) | TVH837GKA** |  |  | EHD4X60AAL+WALLCON | *97CMN1202422A* | 33000 | 17 | 8.1 | 32200 | 25000 | 77.64% | 2 | 0 | 11 |  |  |  |  | R-410A | 2.75 | Residential & Commercial | USHP | Ducted CEE Tier 1
212980940 | Central HP <5.4 tons | DAY & NIGHT | HRCU-A-CB (Split System: Heat Pump with Remote Outdoor Unit-Air-Source) | DLCURAH30ABK |  |  | EA*4X42L24A* | *80MS(N,L)1102120A* | 30400 | 15.2 | 8.1 | 34400 | 27400 | 79.65% | 1.82 | 0 | 9 |  |  |  |  | R-410A | 2.5333 | Residential & Commercial | USHP
212396588 | Central HP <5.4 tons | YORK | HRCU-A-CB (Split System: Heat Pump with Remote Outdoor Unit-Air-Source) | HMH72B341 | ADP |  | AD-34(P,U)*****9 | TM9Y060B12MP11 | 32600 | 17 | 8.5 | 32400 | 23400 | 72.22% | 2 | 0 | 9.5 |  |  |  |  | R-410A | 2.7167 | Residential & Commercial | USHP
216981302 | Central HP <5.4 tons | BRYANT HEATING AND COOLING SYSTEMS | HRCU-A-CB (Split System: Heat Pump with Remote Outdoor Unit-Air-Source) | 290VAN048**AA* | ADP |  | PL48H175P78*+TXV | 935CB48060C17*** | 44000 | 17 | 9 | 47000 | 34200 | 72.77% | 2.04 | 0 | 9 |  |  |  |  | R-454B | 3.6667 | Residential & Commercial | USHP
216981304 | Central HP <5.4 tons | BRYANT HEATING AND COOLING SYSTEMS | HRCU-A-CB (Split System: Heat Pump with Remote Outdoor Unit-Air-Source) | 290VAN048**AA* | ADP |  | C48A***L15*+TXV | 935CB48060C17*** | 44000 | 17 | 9 | 47000 | 34200 | 72.77% | 2.04 | 0 | 9 |  |  |  |  | R-454B | 3.6667 | Residential & Commercial | USHP
216981309 | Central HP <5.4 tons | BRYANT HEATING AND COOLING SYSTEMS | HRCU-A-CB (Split System: Heat Pump with Remote Outdoor Unit-Air-Source) | 290VAN048**AA* | ADP |  | C48A***L18*+TXV | 935CB48060C17*** | 44000 | 17 | 9 | 46000 | 33800 | 73.48% | 2.06 | 0 | 9 |  |  |  |  | R-454B | 3.6667 | Residential & Commercial | USHP
216981320 | Central HP <5.4 tons | BRYANT HEATING AND COOLING SYSTEMS | HRCU-A-CB (Split System: Heat Pump with Remote Outdoor Unit-Air-Source) | 290VAN048**AA* | ADP |  | PL60H210P17*+TXV | 935CB60080C21*** | 45000 | 17 | 9 | 45500 | 33200 | 72.97% | 2.08 | 0 | 9.5 |  |  |  |  | R-454B | 3.75 | Residential & Commercial | USHP
216981334 | Central HP <5.4 tons | BRYANT HEATING AND COOLING SYSTEMS | HRCU-A-CB (Split System: Heat Pump with Remote Outdoor Unit-Air-Source) | 290VAN048**AA* | ADP |  | PL60H210P17*+TXV | 935CB66100C21*** | 45000 | 18 | 9 | 45500 | 33000 | 72.53% | 2.08 | 0 | 10 |  |  |  |  | R-454B | 3.75 | Residential & Commercial | USHP | Ducted CEE Tier 1
216981352 | Central HP <5.4 tons | BRYANT HEATING AND COOLING SYSTEMS | HRCU-A-CB (Split System: Heat Pump with Remote Outdoor Unit-Air-Source) | 290VAN048**AA* | ADP |  | C60A***L19*+TXV | 986TD60080C21*** | 45000 | 18 | 9 | 45500 | 33200 | 72.97% | 2.06 | 0 | 10 |  |  |  |  | R-454B | 3.75 | Residential & Commercial | USHP | Ducted CEE Tier 1
216981368 | Central HP <5.4 tons | BRYANT HEATING AND COOLING SYSTEMS | HRCU-A-CB (Split System: Heat Pump with Remote Outdoor Unit-Air-Source) | 290VAN048**AA* | ADP |  | PL60H210P29*+TXV | 987MC60060C21*** | 44000 | 17 | 9 | 47000 | 34200 | 72.77% | 2.04 | 0 | 9.5 |  |  |  |  | R-454B | 3.6667 | Residential & Commercial | USHP
216981386 | Central HP <5.4 tons | BRYANT HEATING AND COOLING SYSTEMS | HRCU-A-CB (Split System: Heat Pump with Remote Outdoor Unit-Air-Source) | 290VAN048**AA* | ADP |  | PL48H210P75*+TXV | 987MC60080C21*** | 44000 | 17 | 9 | 46500 | 33800 | 72.69% | 2.06 | 0 | 9.5 |  |  |  |  | R-454B | 3.6667 | Residential & Commercial | USHP
216981409 | Central HP <5.4 tons | BRYANT HEATING AND COOLING SYSTEMS | HRCU-A-CB (Split System: Heat Pump with Remote Outdoor Unit-Air-Source) | 290VAN048**AA* | ADP |  | C60A***L19*+TXV | 987MC66100C21*** | 45000 | 18 | 9 | 45500 | 33200 | 72.97% | 2.06 | 0 | 10 |  |  |  |  | R-454B | 3.75 | Residential & Commercial | USHP | Ducted CEE Tier 1
215291967 | Central HP <5.4 tons | AIRQUEST | HRCU-A-CB (Split System: Heat Pump with Remote Outdoor Unit-Air-Source) | DLCURAH24ABK | ADP |  | HE31930 | *92MSN0601714A* | 23000 | 17 | 8.5 | 25200 | 26000 | 103.2% | 2.24 | 0 | 9.5 |  |  |  |  | R-410A | 1.9167 | Residential & Commercial | USHP
215291985 | Central HP <5.4 tons | AIRQUEST | HRCU-A-CB (Split System: Heat Pump with Remote Outdoor Unit-Air-Source) | DLCURAH24ABK | ADP |  | H,GE35936 | *92MSN0601714A* | 23600 | 17 | 8.5 | 24800 | 24000 | 96.77% | 2.02 | 0 | 10.5 |  |  |  |  | R-410A | 1.9667 | Residential & Commercial | USHP | Ducted CEE Tier 1
215291987 | Central HP <5.4 tons | AIRQUEST | HRCU-A-CB (Split System: Heat Pump with Remote Outdoor Unit-Air-Source) | DLCURAH24ABK | ADP |  | H,GG36936 | *92MSN0601714A* | 23600 | 17 | 8.5 | 24800 | 24000 | 96.77% | 2.02 | 0 | 10.5 |  |  |  |  | R-410A | 1.9667 | Residential & Commercial | USHP | Ducted CEE Tier 1
215292035 | Central HP <5.4 tons | AIRQUEST | HRCU-A-CB (Split System: Heat Pump with Remote Outdoor Unit-Air-Source) | DLCURAH24ABK | ADP |  | H,GG35936 | *92MSN0801716A* | 23600 | 17 | 8.5 | 24600 | 24200 | 98.37% | 2.04 | 0 | 10.5 |  |  |  |  | R-410A | 1.9667 | Residential & Commercial | USHP | Ducted CEE Tier 1
215292036 | Central HP <5.4 tons | AIRQUEST | HRCU-A-CB (Split System: Heat Pump with Remote Outdoor Unit-Air-Source) | DLCURAH24ABK | ADP |  | HG35936 | *92MSN0801716A* | 23600 | 17 | 8.5 | 24600 | 24200 | 98.37% | 2.04 | 0 | 10.5 |  |  |  |  | R-410A | 1.9667 | Residential & Commercial | USHP | Ducted CEE Tier 1
215292053 | Central HP <5.4 tons | AIRQUEST | HRCU-A-CB (Split System: Heat Pump with Remote Outdoor Unit-Air-Source) | DLCURAH24ABK | ADP |  | HG9J936 | *92MSN0801716A* | 23600 | 17 | 8.5 | 24600 | 24200 | 98.37% | 2.04 | 0 | 10.5 |  |  |  |  | R-410A | 1.9667 | Residential & Commercial | USHP | Ducted CEE Tier 1
210600130 | Central HP <5.4 tons | TEMPSTAR | HRCU-A-CB (Split System: Heat Pump with Remote Outdoor Unit-Air-Source) | TVH837GKA** |  |  | EHD4X60AAL+WALLCON | *80CTL0901716A* | 33000 | 17.5 | 8.1 | 32200 | 24800 | 77.02% | 2.02 | 0 | 11.5 |  |  |  |  | R-410A | 2.75 | Residential & Commercial | USHP | Ducted CEE Tier 1
210600141 | Central HP <5.4 tons | TEMPSTAR | HRCU-A-CB (Split System: Heat Pump with Remote Outdoor Unit-Air-Source) | TVH837GKA** |  |  | EHD4X60AAL+WALLCON | *97CMN0801714A* | 32800 | 16.5 | 8.1 | 32600 | 25200 | 77.3% | 1.98 | 0 | 11 |  |  |  |  | R-410A | 2.7333 | Residential & Commercial | USHP | Ducted CEE Tier 1
210600164 | Central HP <5.4 tons | TEMPSTAR | HRCU-A-CB (Split System: Heat Pump with Remote Outdoor Unit-Air-Source) | TVH837GKA** |  |  | EN(A,D,W)4X60L24**+WALLCON | *95CSU0802120A* | 32800 | 18 | 8.1 | 32200 | 24600 | 76.4% | 1.98 | 0 | 12 |  |  |  |  | R-410A | 2.7333 | Residential & Commercial | USHP | Ducted CEE Tier 1
214229228 | Central HP <5.4 tons | DAY & NIGHT | HRCU-A-CB (Split System: Heat Pump with Remote Outdoor Unit-Air-Source) | DLCURAH30ABK |  |  | EA*4X36L17A* | *80MSU0601716A* | 29400 | 15.2 | 8.1 | 34000 | 27800 | 81.76% | 1.76 | 0 | 9 |  |  |  |  | R-410A | 2.45 | Residential & Commercial | USHP
215292117 | Central HP <5.4 tons | AIRQUEST | HRCU-A-CB (Split System: Heat Pump with Remote Outdoor Unit-Air-Source) | DLCURAH24ABK | ADP |  | H,GG31924 | *92MSN1002120A* | 22600 | 17 | 8.5 | 24800 | 23800 | 95.97% | 2.02 | 0 | 10 |  |  |  |  | R-410A | 1.8833 | Residential & Commercial | USHP | Ducted CEE Tier 1
215292120 | Central HP <5.4 tons | AIRQUEST | HRCU-A-CB (Split System: Heat Pump with Remote Outdoor Unit-Air-Source) | DLCURAH24ABK | ADP |  | H,GE31924 | *92MSN1002120A* | 22600 | 17 | 8.5 | 24800 | 23800 | 95.97% | 2.02 | 0 | 10 |  |  |  |  | R-410A | 1.8833 | Residential & Commercial | USHP | Ducted CEE Tier 1
215292135 | Central HP <5.4 tons | AIRQUEST | HRCU-A-CB (Split System: Heat Pump with Remote Outdoor Unit-Air-Source) | DLCURAH24ABK | ADP |  | H,GG34936 | *92MSN1002120A* | 23600 | 17 | 8.5 | 24800 | 23800 | 95.97% | 2.02 | 0 | 10.5 |  |  |  |  | R-410A | 1.9667 | Residential & Commercial | USHP | Ducted CEE Tier 1
215292152 | Central HP <5.4 tons | AIRQUEST | HRCU-A-CB (Split System: Heat Pump with Remote Outdoor Unit-Air-Source) | DLCURAH24ABK | ADP |  | HE7J936 | *92MSN1002120A* | 23000 | 17 | 8.5 | 24800 | 23800 | 95.97% | 2.02 | 0 | 10 |  |  |  |  | R-410A | 1.9167 | Residential & Commercial | USHP | Ducted CEE Tier 1
215292154 | Central HP <5.4 tons | AIRQUEST | HRCU-A-CB (Split System: Heat Pump with Remote Outdoor Unit-Air-Source) | DLCURAH24ABK | ADP |  | H,GE8J936 | *92MSN1002120A* | 23400 | 17 | 8.5 | 24800 | 23800 | 95.97% | 2.02 | 0 | 10.5 |  |  |  |  | R-410A | 1.95 | Residential & Commercial | USHP | Ducted CEE Tier 1
215293538 | Central HP <5.4 tons | AIRQUEST | HRCU-A-CB (Split System: Heat Pump with Remote Outdoor Unit-Air-Source) | DLCURAH30ABK | ADP |  | HE8J936 | *92MSN0801716A* | 29600 | 15.2 | 8.1 | 32400 | 27600 | 85.19% | 1.78 | 0 | 9 |  |  |  |  | R-410A | 2.4667 | Residential & Commercial | USHP
215293539 | Central HP <5.4 tons | AIRQUEST | HRCU-A-CB (Split System: Heat Pump with Remote Outdoor Unit-Air-Source) | DLCURAH30ABK | ADP |  | H,GG9J936 | *92MSN0801716A* | 29800 | 15.2 | 8.1 | 32400 | 27200 | 83.95% | 1.8 | 0 | 9 |  |  |  |  | R-410A | 2.4833 | Residential & Commercial | USHP
215293541 | Central HP <5.4 tons | AIRQUEST | HRCU-A-CB (Split System: Heat Pump with Remote Outdoor Unit-Air-Source) | DLCURAH30ABK | ADP |  | H,GE9J936 | *92MSN0801716A* | 29800 | 15.2 | 8.1 | 32400 | 27200 | 83.95% | 1.8 | 0 | 9 |  |  |  |  | R-410A | 2.4833 | Residential & Commercial | USHP
215293557 | Central HP <5.4 tons | AIRQUEST | HRCU-A-CB (Split System: Heat Pump with Remote Outdoor Unit-Air-Source) | DLCURAH30ABK | ADP |  | HE31930 | *92MSN0802120A* | 29000 | 15.2 | 8.1 | 32800 | 27600 | 84.15% | 1.78 | 0 | 8.5 |  |  |  |  | R-410A | 2.4167 | Residential & Commercial | USHP
215293571 | Central HP <5.4 tons | AIRQUEST | HRCU-A-CB (Split System: Heat Pump with Remote Outdoor Unit-Air-Source) | DLCURAH30ABK | ADP |  | HE34936 | *92MSN0802120A* | 30200 | 15.2 | 8.1 | 32600 | 27000 | 82.82% | 1.8 | 0 | 9 |  |  |  |  | R-410A | 2.5167 | Residential & Commercial | USHP
215293572 | Central HP <5.4 tons | AIRQUEST | HRCU-A-CB (Split System: Heat Pump with Remote Outdoor Unit-Air-Source) | DLCURAH30ABK | ADP |  | H,GG35936 | *92MSN0802120A* | 30200 | 15.2 | 8.1 | 32600 | 27000 | 82.82% | 1.8 | 0 | 9 |  |  |  |  | R-410A | 2.5167 | Residential & Commercial | USHP
215293623 | Central HP <5.4 tons | AIRQUEST | HRCU-A-CB (Split System: Heat Pump with Remote Outdoor Unit-Air-Source) | DLCURAH30ABK | ADP |  | HE35936 | *92MSN1002120A* | 30200 | 15.2 | 8.1 | 32600 | 27000 | 82.82% | 1.8 | 0 | 9 |  |  |  |  | R-410A | 2.5167 | Residential & Commercial | USHP
215293639 | Central HP <5.4 tons | AIRQUEST | HRCU-A-CB (Split System: Heat Pump with Remote Outdoor Unit-Air-Source) | DLCURAH30ABK | ADP |  | H,GG1K936 | *92MSN1002120A* | 30200 | 15.2 | 8.1 | 32600 | 27000 | 82.82% | 1.8 | 0 | 9 |  |  |  |  | R-410A | 2.5167 | Residential & Commercial | USHP
215293675 | Central HP <5.4 tons | AIRQUEST | HRCU-A-CB (Split System: Heat Pump with Remote Outdoor Unit-Air-Source) | DLCURAH30ABK | ADP |  | HE36936 | *92MSN1202420A* | 30000 | 15.2 | 8.1 | 32600 | 27200 | 83.44% | 1.8 | 0 | 9 |  |  |  |  | R-410A | 2.5 | Residential & Commercial | USHP
215293873 | Central HP <5.4 tons | AIRQUEST | HRCU-A-CB (Split System: Heat Pump with Remote Outdoor Unit-Air-Source) | DLCURAH30ABK | ADP |  | HG32936 | *96MSN0802120A* | 28800 | 15.2 | 8.1 | 32600 | 27200 | 83.44% | 1.8 | 0 | 8.5 |  |  |  |  | R-410A | 2.4 | Residential & Commercial | USHP
215293957 | Central HP <5.4 tons | AIRQUEST | HRCU-A-CB (Split System: Heat Pump with Remote Outdoor Unit-Air-Source) | DLCURAH30ABK | ADP |  | H,GE80936 | *96MSN1002120A* | 30200 | 15.2 | 8.5 | 32400 | 27000 | 83.33% | 1.8 | 0 | 9 |  |  |  |  | R-410A | 2.5167 | Residential & Commercial | USHP
215293974 | Central HP <5.4 tons | AIRQUEST | HRCU-A-CB (Split System: Heat Pump with Remote Outdoor Unit-Air-Source) | DLCURAH30ABK | ADP |  | HE32936 | *96MSN1202422A* | 29000 | 15.2 | 8.1 | 32600 | 27200 | 83.44% | 1.8 | 0 | 8.5 |  |  |  |  | R-410A | 2.4167 | Residential & Commercial | USHP
215294207 | Central HP <5.4 tons | AIRQUEST | HRCU-A-CB (Split System: Heat Pump with Remote Outdoor Unit-Air-Source) | DLCURAH30ABK | ADP |  | H,GG34936 | *96VTN0802120A* | 29400 | 15.2 | 8.1 | 32000 | 27000 | 84.38% | 1.78 | 0 | 9 |  |  |  |  | R-410A | 2.45 | Residential & Commercial | USHP
215294224 | Central HP <5.4 tons | AIRQUEST | HRCU-A-CB (Split System: Heat Pump with Remote Outdoor Unit-Air-Source) | DLCURAH30ABK | ADP |  | HG8J936 | *96VTN0802120A* | 29200 | 15.2 | 8.1 | 32000 | 27000 | 84.38% | 1.78 | 0 | 8.5 |  |  |  |  | R-410A | 2.4333 | Residential & Commercial | USHP
215294225 | Central HP <5.4 tons | AIRQUEST | HRCU-A-CB (Split System: Heat Pump with Remote Outdoor Unit-Air-Source) | DLCURAH30ABK | ADP |  | H,GE8J936 | *96VTN0802120A* | 29200 | 15.2 | 8.1 | 32000 | 27000 | 84.38% | 1.78 | 0 | 8.5 |  |  |  |  | R-410A | 2.4333 | Residential & Commercial | USHP
212973052 | Central HP <5.4 tons | CARRIER | HRCU-A-CB (Split System: Heat Pump with Remote Outdoor Unit-Air-Source) | 38MURAQ18AB3* |  |  | CNPV*2417AL* | 59SP6B040V17**12 | 17500 | 15.5 | 8.5 | 18600 | 19200 | 103.2% | 2.3 | 0 | 10.5 |  |  |  |  | R-410A | 1.4583 | Residential & Commercial | USHP | Ducted CEE Tier 1
212973352 | Central HP <5.4 tons | CARRIER | HRCU-A-CB (Split System: Heat Pump with Remote Outdoor Unit-Air-Source) | 38MURAQ18AB3* |  |  | CNPV*1814AL* | 59SP6B060V14**12 | 17300 | 16 | 8.5 | 18500 | 19800 | 107% | 2.38 | 0 | 10.5 |  |  |  |  | R-410A | 1.4417 | Residential & Commercial | USHP | Ducted CEE Tier 1
212974665 | Central HP <5.4 tons | CARRIER | HRCU-A-CB (Split System: Heat Pump with Remote Outdoor Unit-Air-Source) | 38MURAQ18AB3* |  |  | CAP**3014AL* | GG96VTAB30040A** | 17300 | 16 | 8.1 | 17900 | 18700 | 104.5% | 2.24 | 0 | 10.5 |  |  |  |  | R-410A | 1.4417 | Residential & Commercial | USHP | Ducted CEE Tier 1
215424210 | Central HP <5.4 tons | LUXAIRE | HRCU-A-CB (Split System: Heat Pump with Remote Outdoor Unit-Air-Source) | HH836E2S11 | ADP |  | H,YE9J*36+TXV-BLEED | TM8E080C16MP11 | 32400 | 18 | 8.5 | 29200 | 23600 | 80.82% | 2 | 0 | 10.5 |  |  |  |  | R-454B | 2.7 | Residential & Commercial | USHP | Ducted CEE Tier 1
213816052 | Central HP <5.4 tons | GOODMAN | HRCU-A-CB (Split System: Heat Pump with Remote Outdoor Unit-Air-Source) | GSZS601810A* |  |  | CA*EA2422*4A*+MBVK16CP1X00A* | 0 | 16600 | 17.5 | 8.5 | 17400 | 13000 | 74.71% | 2.1 | 0 | 10.9 |  |  |  |  | R-410A | 1.3833 | Residential & Commercial | USHP | Ducted CEE Tier 1
210600090 | Central HP <5.4 tons | TEMPSTAR | HRCU-A-CB (Split System: Heat Pump with Remote Outdoor Unit-Air-Source) | TVH837GKA** |  |  | EA*4X60L24A*+WALLCON | *96CTN1202422A* | 32800 | 18 | 8.5 | 31800 | 24800 | 77.99% | 2 | 0 | 11.7 |  |  |  |  | R-410A | 2.7333 | Residential & Commercial | USHP | Ducted CEE Tier 1
215494738 | Central HP <5.4 tons | GREE | HRCU-A-CB (Split System: Heat Pump with Remote Outdoor Unit-Air-Source) | GUD24W2/NXF-D(U) |  |  | GUD24AH2/F-D(U) | 0 | 24000 | 18 | 10 | 24000 | 24000 | 100% | 2 | 0 | 12 |  |  |  |  | R-454B | 2 | Residential & Commercial | USHP | Ducted CEE Tier 1
206133805 | Central HP <5.4 tons | TEMPSTAR | HRCU-A-CB (Split System: Heat Pump with Remote Outdoor Unit-Air-Source) | TVH825GKA2* |  |  | EA*4X37L17A*+WALLCON | *95CSU0601716A* | 24200 | 16.5 | 8.1 | 21400 | 16800 | 78.5% | 1.98 | 11 | 10.5 |  |  |  |  | R-410A | 2.0167 | Residential & Commercial | USHP | Ducted CEE Tier 1
215430814 | Central HP <5.4 tons | LUXAIRE | HRCU-A-CB (Split System: Heat Pump with Remote Outdoor Unit-Air-Source) | HH824E2S11 | ADP |  | H,YG80(1,2)36+TXV | TM9E040A10MP12 | 23000 | 17 | 9 | 21400 | 17700 | 82.71% | 2 | 0 | 11 |  |  |  |  | R-454B | 1.9167 | Residential & Commercial | USHP | Ducted CEE Tier 1
210597920 | Central HP <5.4 tons | HEIL | HRCU-A-CB (Split System: Heat Pump with Remote Outdoor Unit-Air-Source) | HVH825GKA2* |  |  | EA*4X42L24A*+WALLCON | *97CMN0602120A* | 23600 | 16.5 | 8.1 | 21400 | 16700 | 78.04% | 1.96 | 0 | 11 |  |  |  |  | R-410A | 1.9667 | Residential & Commercial | USHP | Ducted CEE Tier 1
210597940 | Central HP <5.4 tons | HEIL | HRCU-A-CB (Split System: Heat Pump with Remote Outdoor Unit-Air-Source) | HVH825GKA2* |  |  | EA*4X43L21A*+WALLCON | *80CSU1002120A* | 24400 | 16.5 | 8.1 | 21200 | 16700 | 78.77% | 2.02 | 0 | 11 |  |  |  |  | R-410A | 2.0333 | Residential & Commercial | USHP | Ducted CEE Tier 1
210600120 | Central HP <5.4 tons | TEMPSTAR | HRCU-A-CB (Split System: Heat Pump with Remote Outdoor Unit-Air-Source) | TVH837GKA** |  |  | EA*4X61L24A*+WALLCON | *97CMN1202422A* | 33200 | 17.5 | 8.5 | 32000 | 25000 | 78.12% | 2 | 0 | 11.7 |  |  |  |  | R-410A | 2.7667 | Residential & Commercial | USHP | Ducted CEE Tier 1
210600136 | Central HP <5.4 tons | TEMPSTAR | HRCU-A-CB (Split System: Heat Pump with Remote Outdoor Unit-Air-Source) | TVH837GKA** |  |  | EHD4X60AAL+WALLCON | *96CTN0801714A* | 32800 | 16.5 | 8.1 | 32600 | 25200 | 77.3% | 1.98 | 0 | 11 |  |  |  |  | R-410A | 2.7333 | Residential & Commercial | USHP | Ducted CEE Tier 1
210600153 | Central HP <5.4 tons | TEMPSTAR | HRCU-A-CB (Split System: Heat Pump with Remote Outdoor Unit-Air-Source) | TVH837GKA** |  |  | EN(A,D)4X48L24**+WALLCON | *95CSU1002122A* | 32400 | 17.5 | 8.1 | 32800 | 24600 | 75% | 1.98 | 0 | 11.7 |  |  |  |  | R-410A | 2.7 | Residential & Commercial | USHP | Ducted CEE Tier 1
210600167 | Central HP <5.4 tons | TEMPSTAR | HRCU-A-CB (Split System: Heat Pump with Remote Outdoor Unit-Air-Source) | TVH837GKA** |  |  | EN(A,D,W)4X60L24**+WALLCON | *96CTN1002122A* | 32800 | 18 | 8.1 | 32200 | 24600 | 76.4% | 1.98 | 0 | 12 |  |  |  |  | R-410A | 2.7333 | Residential & Commercial | USHP | Ducted CEE Tier 1
210600168 | Central HP <5.4 tons | TEMPSTAR | HRCU-A-CB (Split System: Heat Pump with Remote Outdoor Unit-Air-Source) | TVH837GKA** |  |  | EN(A,D,W)4X60L24**+WALLCON | *96CTN1202422A* | 32800 | 18 | 8.1 | 32200 | 24600 | 76.4% | 1.98 | 0 | 12 |  |  |  |  | R-410A | 2.7333 | Residential & Commercial | USHP | Ducted CEE Tier 1
216621484 | Central HP <5.4 tons | GREE | HRCU-A-CB (Split System: Heat Pump with Remote Outdoor Unit-Air-Source) | GUD60W2/NHE-D(U) |  |  | GUD48AH2/E-D(U) | 0 | 48000 | 19 | 10 | 48000 | 48000 | 100% | 2 | 0 | 12 |  |  |  |  | R-32 | 4 | Residential & Commercial | USHP | Ducted CEE Tier 1
214389877 | Central HP <5.4 tons | CARRIER | HRCU-A-CB (Split System: Heat Pump with Remote Outdoor Unit-Air-Source) | 25VNA424A*031* | ADP |  | H,PG53936 | 58TN*B070C17**16 | 24000 | 20 | 10.5 | 24800 | 19400 | 78.23% | 2.52 | 0 | 13.5 |  |  |  |  | R-410A | 2 | Residential & Commercial | USHP | Ducted CEE Tier 1
210599865 | Central HP <5.4 tons | TEMPSTAR | HRCU-A-CB (Split System: Heat Pump with Remote Outdoor Unit-Air-Source) | TVH825GKA2* |  |  | EA*4X42L21A*+WALLCON | *96CTN1002122A* | 23800 | 16.5 | 8.1 | 21400 | 16600 | 77.57% | 1.96 | 0 | 11 |  |  |  |  | R-410A | 1.9833 | Residential & Commercial | USHP | Ducted CEE Tier 1
210599874 | Central HP <5.4 tons | TEMPSTAR | HRCU-A-CB (Split System: Heat Pump with Remote Outdoor Unit-Air-Source) | TVH825GKA2* |  |  | EA*4X42L24A*+WALLCON | *96CTN1002122A* | 23800 | 16.5 | 8.1 | 21400 | 16600 | 77.57% | 1.96 | 0 | 11 |  |  |  |  | R-410A | 1.9833 | Residential & Commercial | USHP | Ducted CEE Tier 1
210599897 | Central HP <5.4 tons | TEMPSTAR | HRCU-A-CB (Split System: Heat Pump with Remote Outdoor Unit-Air-Source) | TVH825GKA2* |  |  | EA*4X48L21A*+WALLCON | *80CSU1002120A* | 24000 | 16.5 | 8.1 | 21000 | 16600 | 79.05% | 2.02 | 0 | 11 |  |  |  |  | R-410A | 2 | Residential & Commercial | USHP | Ducted CEE Tier 1
210599954 | Central HP <5.4 tons | TEMPSTAR | HRCU-A-CB (Split System: Heat Pump with Remote Outdoor Unit-Air-Source) | TVH825GKA2* |  |  | EHD4X48AAL+WALLCON | *96CTN1202422A* | 24200 | 16.5 | 8.1 | 21200 | 16600 | 78.3% | 2.02 | 0 | 11 |  |  |  |  | R-410A | 2.0167 | Residential & Commercial | USHP | Ducted CEE Tier 1
210600151 | Central HP <5.4 tons | TEMPSTAR | HRCU-A-CB (Split System: Heat Pump with Remote Outdoor Unit-Air-Source) | TVH837GKA** |  |  | EN(A,D)4X48L24**+WALLCON | *80CSU1002120A* | 32400 | 17 | 8.1 | 33000 | 24800 | 75.15% | 1.94 | 0 | 11.5 |  |  |  |  | R-410A | 2.7 | Residential & Commercial | USHP | Ducted CEE Tier 1
210600152 | Central HP <5.4 tons | TEMPSTAR | HRCU-A-CB (Split System: Heat Pump with Remote Outdoor Unit-Air-Source) | TVH837GKA** |  |  | EN(A,D)4X48L24**+WALLCON | *95CSU0802120A* | 32400 | 17.5 | 8.1 | 32800 | 24800 | 75.61% | 1.96 | 0 | 11.7 |  |  |  |  | R-410A | 2.7 | Residential & Commercial | USHP | Ducted CEE Tier 1
216982028 | Central HP <5.4 tons | BRYANT HEATING AND COOLING SYSTEMS | HRCU-A-CB (Split System: Heat Pump with Remote Outdoor Unit-Air-Source) | 290VAN024**AA* | ADP |  | V,C36H***P42*+TXV | 986TD30040C14*** | 22600 | 16 | 8.5 | 22600 | 16600 | 73.45% | 1.84 | 0 | 9.5 |  |  |  |  | R-454B | 1.8833 | Residential & Commercial | USHP
216975421 | Central HP <5.4 tons | BRYANT HEATING AND COOLING SYSTEMS | HRCU-A-CB (Split System: Heat Pump with Remote Outdoor Unit-Air-Source) | 290VAN024**AA* | ADP |  | A36VCA*+TXV | 83*CB36040C17*** | 23200 | 17 | 8.5 | 21800 | 16100 | 73.85% | 2 | 0 | 10 |  |  |  |  | R-454B | 1.9333 | Residential & Commercial | USHP | Ducted CEE Tier 1
214272343 | Central HP <5.4 tons | CARRIER | HRCU-A-CB (Split System: Heat Pump with Remote Outdoor Unit-Air-Source) | 25VNA837A*031* | ADP |  | V,C36H175P459 | 58TN*B045C17**12 | 32600 | 17 | 8.5 | 31600 | 25200 | 79.75% | 1.96 | 0 | 11 |  |  |  |  | R-410A | 2.7167 | Residential & Commercial | USHP | Ducted CEE Tier 1
214272345 | Central HP <5.4 tons | CARRIER | HRCU-A-CB (Split System: Heat Pump with Remote Outdoor Unit-Air-Source) | 25VNA837A*031* | ADP |  | C36A***L539 | 58TN*B070C14**12 | 32800 | 17 | 8.1 | 30800 | 24600 | 79.87% | 1.98 | 0 | 11 |  |  |  |  | R-410A | 2.7333 | Residential & Commercial | USHP | Ducted CEE Tier 1
214272370 | Central HP <5.4 tons | CARRIER | HRCU-A-CB (Split System: Heat Pump with Remote Outdoor Unit-Air-Source) | 25VNA837A*031* | ADP |  | PL36H210P299 | 59MN7C100C21**22 | 32400 | 18 | 8.5 | 30400 | 24400 | 80.26% | 2 | 0 | 11.5 |  |  |  |  | R-410A | 2.7 | Residential & Commercial | USHP | Ducted CEE Tier 1
212980524 | Central HP <5.4 tons | COMFORTMAKER | HRCU-A-CB (Split System: Heat Pump with Remote Outdoor Unit-Air-Source) | DLCURAH30ABK |  |  | EA*4X42L21A* | *80MS(N,L)0902120A* | 30200 | 15.2 | 8.1 | 34400 | 27400 | 79.65% | 1.8 | 0 | 9 |  |  |  |  | R-410A | 2.5167 | Residential & Commercial | USHP
216997081 | Central HP <5.4 tons | CARRIER | HRCU-A-CB (Split System: Heat Pump with Remote Outdoor Unit-Air-Source) | 27VNA048A*030* | ADP |  | H,PG48*60+TXV | 59TN7A080C21**20 | 45000 | 18 | 9 | 45500 | 33200 | 72.97% | 2.06 | 0 | 10 |  |  |  |  | R-454B | 3.75 | Residential & Commercial | USHP | Ducted CEE Tier 1
216997184 | Central HP <5.4 tons | CARRIER | HRCU-A-CB (Split System: Heat Pump with Remote Outdoor Unit-Air-Source) | 27VNA154A*030* | ADP |  | H,PG35*48+TXV | 59MN7C080C17**14 | 47500 | 17 | 12.5 | 49500 | 50500 | 102% | 1.98 | 0 | 11 |  |  |  |  | R-454B | 3.9583 | Residential & Commercial | USHP | Ducted CEE Tier 1
215294358 | Central HP <5.4 tons | AIRQUEST | HRCU-A-CB (Split System: Heat Pump with Remote Outdoor Unit-Air-Source) | DLCURAH30ABK | ADP |  | H,GG35936 | *96VTN1002120B* | 30200 | 15.2 | 8.5 | 32600 | 27200 | 83.44% | 1.8 | 0 | 9 |  |  |  |  | R-410A | 2.5167 | Residential & Commercial | USHP
215294424 | Central HP <5.4 tons | AIRQUEST | HRCU-A-CB (Split System: Heat Pump with Remote Outdoor Unit-Air-Source) | DLCURAH30ABK | ADP |  | HG9J936 | *96VTN1002122A* | 29800 | 15.2 | 8.1 | 32400 | 26800 | 82.72% | 1.8 | 0 | 9 |  |  |  |  | R-410A | 2.4833 | Residential & Commercial | USHP
215294427 | Central HP <5.4 tons | AIRQUEST | HRCU-A-CB (Split System: Heat Pump with Remote Outdoor Unit-Air-Source) | DLCURAH30ABK | ADP |  | H,GE1K936 | *96VTN1002122A* | 30000 | 15.2 | 8.1 | 32400 | 26800 | 82.72% | 1.8 | 0 | 9 |  |  |  |  | R-410A | 2.5 | Residential & Commercial | USHP
215294457 | Central HP <5.4 tons | AIRQUEST | HRCU-A-CB (Split System: Heat Pump with Remote Outdoor Unit-Air-Source) | DLCURAH30ABK | ADP |  | HG35936 | *96VTN1002122B* | 30000 | 15.2 | 8.1 | 32600 | 27200 | 83.44% | 1.8 | 0 | 9 |  |  |  |  | R-410A | 2.5 | Residential & Commercial | USHP
215294459 | Central HP <5.4 tons | AIRQUEST | HRCU-A-CB (Split System: Heat Pump with Remote Outdoor Unit-Air-Source) | DLCURAH30ABK | ADP |  | HE35936 | *96VTN1002122B* | 30000 | 15.2 | 8.1 | 32600 | 27200 | 83.44% | 1.8 | 0 | 9 |  |  |  |  | R-410A | 2.5 | Residential & Commercial | USHP
215294476 | Central HP <5.4 tons | AIRQUEST | HRCU-A-CB (Split System: Heat Pump with Remote Outdoor Unit-Air-Source) | DLCURAH30ABK | ADP |  | H,GE1K936 | *96VTN1002122B* | 30000 | 15.2 | 8.1 | 32600 | 27200 | 83.44% | 1.8 | 0 | 9 |  |  |  |  | R-410A | 2.5 | Residential & Commercial | USHP
210599859 | Central HP <5.4 tons | TEMPSTAR | HRCU-A-CB (Split System: Heat Pump with Remote Outdoor Unit-Air-Source) | TVH825GKA2* |  |  | EA*4X42L21A*+WALLCON | *80CTL0901716A* | 23800 | 17.5 | 8.1 | 21400 | 16500 | 77.1% | 1.98 | 0 | 11 |  |  |  |  | R-410A | 1.9833 | Residential & Commercial | USHP | Ducted CEE Tier 1
210599860 | Central HP <5.4 tons | TEMPSTAR | HRCU-A-CB (Split System: Heat Pump with Remote Outdoor Unit-Air-Source) | TVH825GKA2* |  |  | EA*4X42L21A*+WALLCON | *95CSU0601716A* | 23600 | 16.5 | 8.1 | 21400 | 16700 | 78.04% | 1.94 | 0 | 10.5 |  |  |  |  | R-410A | 1.9667 | Residential & Commercial | USHP | Ducted CEE Tier 1
214271633 | Central HP <5.4 tons | CARRIER | HRCU-A-CB (Split System: Heat Pump with Remote Outdoor Unit-Air-Source) | 25VNA436A*031* | ADP |  | V,C36H175P159 | 58TN*B045C17**12 | 32800 | 19 | 9 | 35200 | 27400 | 77.84% | 2.02 | 0 | 11.7 |  |  |  |  | R-410A | 2.7333 | Residential & Commercial | USHP | Ducted CEE Tier 1
214271644 | Central HP <5.4 tons | CARRIER | HRCU-A-CB (Split System: Heat Pump with Remote Outdoor Unit-Air-Source) | 25VNA436A*031* | ADP |  | PL36H175P149 | 58TN*B070C14**12 | 32200 | 19 | 9 | 35400 | 27600 | 77.97% | 2.02 | 0 | 11.7 |  |  |  |  | R-410A | 2.6833 | Residential & Commercial | USHP | Ducted CEE Tier 1
214389925 | Central HP <5.4 tons | CARRIER | HRCU-A-CB (Split System: Heat Pump with Remote Outdoor Unit-Air-Source) | 25VNA448A*031* | ADP |  | H,PG3K960 | 58TN*B110C21**20 | 44500 | 21 | 9.5 | 43500 | 35600 | 81.84% | 2.36 | 0 | 11.7 |  |  |  |  | R-410A | 3.7083 | Residential & Commercial | USHP | Ducted CEE Tier 1
214271737 | Central HP <5.4 tons | CARRIER | HRCU-A-CB (Split System: Heat Pump with Remote Outdoor Unit-Air-Source) | 25VNA448A*031* | ADP |  | C48A***L169 | 58TN*B070C17**16 | 43000 | 20 | 9.45 | 44500 | 36400 | 81.8% | 2.32 | 0 | 10.5 |  |  |  |  | R-410A | 3.5833 | Residential & Commercial | USHP | Ducted CEE Tier 1
214271760 | Central HP <5.4 tons | CARRIER | HRCU-A-CB (Split System: Heat Pump with Remote Outdoor Unit-Air-Source) | 25VNA448A*031* | ADP |  | PL60H210P179 | 58TN*B090C21**20 | 44500 | 21 | 9.5 | 44000 | 35600 | 80.91% | 2.36 | 0 | 12 |  |  |  |  | R-410A | 3.7083 | Residential & Commercial | USHP | Ducted CEE Tier 1
214271792 | Central HP <5.4 tons | CARRIER | HRCU-A-CB (Split System: Heat Pump with Remote Outdoor Unit-Air-Source) | 25VNA448A*031* | ADP |  | V,C60H245P769 | 58TN*B135C24**22 | 44000 | 21 | 9.5 | 44000 | 35800 | 81.36% | 2.3 | 0 | 11.7 |  |  |  |  | R-410A | 3.6667 | Residential & Commercial | USHP | Ducted CEE Tier 1
216981704 | Central HP <5.4 tons | BRYANT HEATING AND COOLING SYSTEMS | HRCU-A-CB (Split System: Heat Pump with Remote Outdoor Unit-Air-Source) | 291VAN054**AA* | ADP |  | C60A***L16*+TXV | 987MC66100C21*** | 48000 | 19 | 10.5 | 50500 | 53000 | 105% | 1.96 | 0 | 10.5 |  |  |  |  | R-454B | 4 | Residential & Commercial | USHP | Ducted CEE Tier 1
216779052 | Central HP <5.4 tons | BRYANT HEATING AND COOLING SYSTEMS | HRCU-A-CB (Split System: Heat Pump with Remote Outdoor Unit-Air-Source) | 38MURAQ30AB3* | ADP |  | H,PG9J936 | 927TA66120V24*** | 33800 | 17 | 10.5 | 36400 | 37400 | 102.7% | 2.24 | 0 | 10.5 |  |  |  |  | R-410A | 2.8167 | Residential & Commercial | USHP | Ducted CEE Tier 1
216982027 | Central HP <5.4 tons | BRYANT HEATING AND COOLING SYSTEMS | HRCU-A-CB (Split System: Heat Pump with Remote Outdoor Unit-Air-Source) | 290VAN024**AA* | ADP |  | V,C36H***P03*+TXV | 986TD30040C14*** | 21600 | 15.2 | 8.5 | 23000 | 16900 | 73.48% | 1.82 | 0 | 8.5 |  |  |  |  | R-454B | 1.8 | Residential & Commercial | USHP
214271887 | Central HP <5.4 tons | CARRIER | HRCU-A-CB (Split System: Heat Pump with Remote Outdoor Unit-Air-Source) | 25VNA825A*032* | ADP |  | V,C36H175P159 | 58TN*B045C17**12 | 23800 | 16 | 8.1 | 19400 | 16200 | 83.51% | 2 | 0 | 10.5 |  |  |  |  | R-410A | 1.9833 | Residential & Commercial | USHP | Ducted CEE Tier 1
214271860 | Central HP <5.4 tons | CARRIER | HRCU-A-CB (Split System: Heat Pump with Remote Outdoor Unit-Air-Source) | 25VNA825A*031* | ADP |  | PL36H210P749 | 58TN*B045C17**12 | 23600 | 16 | 8.1 | 20000 | 16300 | 81.5% | 1.94 | 0 | 10.5 |  |  |  |  | R-410A | 1.9667 | Residential & Commercial | USHP | Ducted CEE Tier 1
212983255 | Central HP <5.4 tons | COMFORTMAKER | HRCU-A-CB (Split System: Heat Pump with Remote Outdoor Unit-Air-Source) | DLCURAH18ABK |  |  | EA*4X19L17A* | *92MSN0401712A* | 17700 | 16 | 8.1 | 17900 | 18000 | 100.6% | 2.16 | 0 | 10.5 |  |  |  |  | R-410A | 1.475 | Residential & Commercial | USHP | Ducted CEE Tier 1
213774416 | Central HP <5.4 tons | BRYANT HEATING AND COOLING SYSTEMS | HRCU-A-CB (Split System: Heat Pump with Remote Outdoor Unit-Air-Source) | 288BNV025*0**C* |  |  | CSPH*4212AL*+UI | 88*TB48090C17*** | 24200 | 16 | 8.1 | 21200 | 16600 | 78.3% | 2 | 0 | 10.5 |  |  |  |  | R-410A | 2.0167 | Residential & Commercial | USHP | Ducted CEE Tier 1
210599868 | Central HP <5.4 tons | TEMPSTAR | HRCU-A-CB (Split System: Heat Pump with Remote Outdoor Unit-Air-Source) | TVH825GKA2* |  |  | EA*4X42L21A*+WALLCON | *97CMN0801714A* | 23600 | 16.5 | 8.1 | 21400 | 16700 | 78.04% | 1.96 | 0 | 11 |  |  |  |  | R-410A | 1.9667 | Residential & Commercial | USHP | Ducted CEE Tier 1
210599869 | Central HP <5.4 tons | TEMPSTAR | HRCU-A-CB (Split System: Heat Pump with Remote Outdoor Unit-Air-Source) | TVH825GKA2* |  |  | EA*4X42L21A*+WALLCON | *97CMN1002122A* | 23800 | 16.5 | 8.1 | 21400 | 16600 | 77.57% | 1.96 | 0 | 11 |  |  |  |  | R-410A | 1.9833 | Residential & Commercial | USHP | Ducted CEE Tier 1
210599883 | Central HP <5.4 tons | TEMPSTAR | HRCU-A-CB (Split System: Heat Pump with Remote Outdoor Unit-Air-Source) | TVH825GKA2* |  |  | EA*4X43L21A*+WALLCON | *80CTL0701716A* | 24400 | 17 | 8.5 | 21200 | 16600 | 78.3% | 2.02 | 0 | 11 |  |  |  |  | R-410A | 2.0333 | Residential & Commercial | USHP | Ducted CEE Tier 1
210599884 | Central HP <5.4 tons | TEMPSTAR | HRCU-A-CB (Split System: Heat Pump with Remote Outdoor Unit-Air-Source) | TVH825GKA2* |  |  | EA*4X43L21A*+WALLCON | *80CTL0901716A* | 24600 | 17.5 | 8.5 | 21000 | 16500 | 78.57% | 2.04 | 0 | 11.7 |  |  |  |  | R-410A | 2.05 | Residential & Commercial | USHP | Ducted CEE Tier 1
210599933 | Central HP <5.4 tons | TEMPSTAR | HRCU-A-CB (Split System: Heat Pump with Remote Outdoor Unit-Air-Source) | TVH825GKA2* |  |  | EHD4X42AAL+WALLCON | *96CTN1002122A* | 24200 | 16 | 8.1 | 21400 | 16600 | 77.57% | 2 | 0 | 10.5 |  |  |  |  | R-410A | 2.0167 | Residential & Commercial | USHP | Ducted CEE Tier 1
214271651 | Central HP <5.4 tons | CARRIER | HRCU-A-CB (Split System: Heat Pump with Remote Outdoor Unit-Air-Source) | 25VNA436A*031* | ADP |  | V,C36H***P219 | 58TN*B070C14**12 | 32200 | 19 | 9 | 35400 | 27600 | 77.97% | 2.02 | 0 | 11.7 |  |  |  |  | R-410A | 2.6833 | Residential & Commercial | USHP | Ducted CEE Tier 1
214271658 | Central HP <5.4 tons | CARRIER | HRCU-A-CB (Split System: Heat Pump with Remote Outdoor Unit-Air-Source) | 25VNA436A*031* | ADP |  | PL36H210P299 | 58TN*B070C17**16 | 33000 | 20 | 9 | 34400 | 26600 | 77.33% | 2.02 | 0 | 12 |  |  |  |  | R-410A | 2.75 | Residential & Commercial | USHP | Ducted CEE Tier 1
216982031 | Central HP <5.4 tons | BRYANT HEATING AND COOLING SYSTEMS | HRCU-A-CB (Split System: Heat Pump with Remote Outdoor Unit-Air-Source) | 290VAN024**AA* | ADP |  | PL36H175P14*+TXV | 986TD30040C14*** | 22600 | 16 | 8.5 | 22600 | 16600 | 73.45% | 1.84 | 0 | 9.5 |  |  |  |  | R-454B | 1.8833 | Residential & Commercial | USHP
216975427 | Central HP <5.4 tons | BRYANT HEATING AND COOLING SYSTEMS | HRCU-A-CB (Split System: Heat Pump with Remote Outdoor Unit-Air-Source) | 290VAN024**AA* | ADP |  | PL36H210P74*+TXV | 83*CB36040C17*** | 23200 | 17 | 8.5 | 21800 | 16100 | 73.85% | 2 | 0 | 10 |  |  |  |  | R-454B | 1.9333 | Residential & Commercial | USHP | Ducted CEE Tier 1
210599867 | Central HP <5.4 tons | TEMPSTAR | HRCU-A-CB (Split System: Heat Pump with Remote Outdoor Unit-Air-Source) | TVH825GKA2* |  |  | EA*4X42L21A*+WALLCON | *97CMN0602120A* | 23600 | 16 | 8.1 | 21400 | 16700 | 78.04% | 1.94 | 0 | 11 |  |  |  |  | R-410A | 1.9667 | Residential & Commercial | USHP | Ducted CEE Tier 1
210599918 | Central HP <5.4 tons | TEMPSTAR | HRCU-A-CB (Split System: Heat Pump with Remote Outdoor Unit-Air-Source) | TVH825GKA2* |  |  | EA*4X48L24A*+WALLCON | *97CMN1002122A* | 24200 | 16.5 | 8.1 | 21000 | 16500 | 78.57% | 2.02 | 0 | 11 |  |  |  |  | R-410A | 2.0167 | Residential & Commercial | USHP | Ducted CEE Tier 1
210599950 | Central HP <5.4 tons | TEMPSTAR | HRCU-A-CB (Split System: Heat Pump with Remote Outdoor Unit-Air-Source) | TVH825GKA2* |  |  | EHD4X48AAL+WALLCON | *95CSU1002122A* | 24200 | 16.5 | 8.1 | 21200 | 16600 | 78.3% | 2.02 | 0 | 11 |  |  |  |  | R-410A | 2.0167 | Residential & Commercial | USHP | Ducted CEE Tier 1
210599985 | Central HP <5.4 tons | TEMPSTAR | HRCU-A-CB (Split System: Heat Pump with Remote Outdoor Unit-Air-Source) | TVH825GKA2* |  |  | EN(A,D,W)4X48L21**+WALLCON | *80CSU0401712A* | 24200 | 17.5 | 8.1 | 21200 | 16600 | 78.3% | 2.02 | 0 | 11.5 |  |  |  |  | R-410A | 2.0167 | Residential & Commercial | USHP | Ducted CEE Tier 1
211380099 | Central HP <5.4 tons | YORK | HRCU-A-CB (Split System: Heat Pump with Remote Outdoor Unit-Air-Source) | HMH72B341 |  |  | XAHC48FBCN1 | TL9E100C20UH11 | 33400 | 15.5 | 8.5 | 32000 | 23400 | 73.12% | 2.04 | 0 | 9 |  |  |  |  | R-410A | 2.7833 | Residential & Commercial | USHP
211380131 | Central HP <5.4 tons | YORK | HRCU-A-CB (Split System: Heat Pump with Remote Outdoor Unit-Air-Source) | HMH72B341 |  |  | XAFD48FBCN1 | TL9E080C16UH11 | 34000 | 16.5 | 8.5 | 32800 | 24200 | 73.78% | 2.08 | 0 | 9 |  |  |  |  | R-410A | 2.8333 | Residential & Commercial | USHP
211380149 | Central HP <5.4 tons | YORK | HRCU-A-CB (Split System: Heat Pump with Remote Outdoor Unit-Air-Source) | HMH72B341 |  |  | XAFC48FXXN1+TXV | TL9E060B12UH11 | 33200 | 17 | 8.1 | 32600 | 24000 | 73.62% | 2.02 | 0 | 9 |  |  |  |  | R-410A | 2.7667 | Residential & Commercial | USHP
211377710 | Central HP <5.4 tons | YORK | HRCU-A-CB (Split System: Heat Pump with Remote Outdoor Unit-Air-Source) | HMH72B341 |  |  | XAHC36DBCN1 | YP9C060B12MP13 | 33200 | 17 | 8.1 | 33400 | 23800 | 71.26% | 2 | 0 | 9.5 |  |  |  |  | R-410A | 2.7667 | Residential & Commercial | USHP
211377840 | Central HP <5.4 tons | YORK | HRCU-A-CB (Split System: Heat Pump with Remote Outdoor Unit-Air-Source) | HMH72B341 |  |  | XAHC36DBCN1 | TM9E100C20MP12 | 34000 | 15.5 | 8.1 | 33200 | 23600 | 71.08% | 2.06 | 0 | 10 |  |  |  |  | R-410A | 2.8333 | Residential & Commercial | USHP | Ducted CEE Tier 1
213780876 | Central HP <5.4 tons | BRYANT HEATING AND COOLING SYSTEMS | HRCU-A-CB (Split System: Heat Pump with Remote Outdoor Unit-Air-Source) | 288BNV037*0**B* |  |  | CAP**3721AL*+UI | 88*TB60090C21*** | 32800 | 17 | 8.5 | 33000 | 25000 | 75.76% | 1.98 | 0 | 11 |  |  |  |  | R-410A | 2.7333 | Residential & Commercial | USHP | Ducted CEE Tier 1
213780896 | Central HP <5.4 tons | BRYANT HEATING AND COOLING SYSTEMS | HRCU-A-CB (Split System: Heat Pump with Remote Outdoor Unit-Air-Source) | 288BNV037*0**B* |  |  | CAP**3721AL*+UI | 935CB48060C17*** | 32800 | 17 | 8.5 | 33000 | 25200 | 76.36% | 1.96 | 0 | 11 |  |  |  |  | R-410A | 2.7333 | Residential & Commercial | USHP | Ducted CEE Tier 1
212979418 | Central HP <5.4 tons | HEIL | HRCU-A-CB (Split System: Heat Pump with Remote Outdoor Unit-Air-Source) | DLCURAH36ABK |  |  | EA*4X48L24A* | *80MS(N,L)0702116A* | 35600 | 16.5 | 8.5 | 37800 | 34600 | 91.53% | 2 | 0 | 10 |  |  |  |  | R-410A | 2.9667 | Residential & Commercial | USHP | Ducted CEE Tier 1
216779057 | Central HP <5.4 tons | BRYANT HEATING AND COOLING SYSTEMS | HRCU-A-CB (Split System: Heat Pump with Remote Outdoor Unit-Air-Source) | 38MURAQ30AB3* | ADP |  | H,PG7J936 | 927TA60100V21*** | 33400 | 17 | 10.5 | 36800 | 38000 | 103.3% | 2.22 | 0 | 10.5 |  |  |  |  | R-410A | 2.7833 | Residential & Commercial | USHP | Ducted CEE Tier 1
212978539 | Central HP <5.4 tons | HEIL | HRCU-A-CB (Split System: Heat Pump with Remote Outdoor Unit-Air-Source) | DLCURAH30ABK |  |  | EA*4X37L21A* | *80MS(N,L)0701712A* | 30400 | 15.2 | 8.1 | 33000 | 26400 | 80% | 1.84 | 0 | 9 |  |  |  |  | R-410A | 2.5333 | Residential & Commercial | USHP
214272278 | Central HP <5.4 tons | CARRIER | HRCU-A-CB (Split System: Heat Pump with Remote Outdoor Unit-Air-Source) | 25VNA837A*030* | ADP |  | V,C36H175P459 | 58TN*B045C17**12 | 32600 | 17 | 8.5 | 31600 | 25200 | 79.75% | 1.96 | 0 | 11 |  |  |  |  | R-410A | 2.7167 | Residential & Commercial | USHP | Ducted CEE Tier 1
210597988 | Central HP <5.4 tons | HEIL | HRCU-A-CB (Split System: Heat Pump with Remote Outdoor Unit-Air-Source) | HVH825GKA2* |  |  | EA*4X43L21A*+WALLCON | *97CMN0801714A* | 24400 | 16.5 | 8.1 | 21200 | 16700 | 78.77% | 2.02 | 0 | 11 |  |  |  |  | R-410A | 2.0333 | Residential & Commercial | USHP | Ducted CEE Tier 1
210598004 | Central HP <5.4 tons | HEIL | HRCU-A-CB (Split System: Heat Pump with Remote Outdoor Unit-Air-Source) | HVH825GKA2* |  |  | EA*4X48L21A*+WALLCON | *80CSU1002120A* | 24000 | 16.5 | 8.1 | 21000 | 16600 | 79.05% | 2.02 | 0 | 11 |  |  |  |  | R-410A | 2 | Residential & Commercial | USHP | Ducted CEE Tier 1
210598256 | Central HP <5.4 tons | HEIL | HRCU-A-CB (Split System: Heat Pump with Remote Outdoor Unit-Air-Source) | HVH825GKA2* |  |  | EHD4X48AAL+WALLCON | *80CTL0701716A* | 24200 | 16.5 | 8.1 | 21200 | 16600 | 78.3% | 2.02 | 0 | 10.5 |  |  |  |  | R-410A | 2.0167 | Residential & Commercial | USHP | Ducted CEE Tier 1
214671428 | Central HP <5.4 tons | LENNOX | HRCU-A-CB (Split System: Heat Pump with Remote Outdoor Unit-Air-Source) | SL25XPV-024-230A** | ADP |  | L*25/37Z9 | EL297UH045XV36B* | 22600 | 22 | 9.5 | 19600 | 19600 | 100% | 1.96 | 0 | 14 |  |  |  |  | R-410A | 1.8833 | Residential & Commercial | USHP | Ducted CEE Tier 1
216779066 | Central HP <5.4 tons | BRYANT HEATING AND COOLING SYSTEMS | HRCU-A-CB (Split System: Heat Pump with Remote Outdoor Unit-Air-Source) | 288BNV025*0**C* | ADP |  | H,PG9J*36+TXV | 987MB66100C21*** | 23800 | 16 | 8.1 | 19800 | 16200 | 81.82% | 1.96 | 0 | 11 |  |  |  |  | R-410A | 1.9833 | Residential & Commercial | USHP | Ducted CEE Tier 1
214272377 | Central HP <5.4 tons | CARRIER | HRCU-A-CB (Split System: Heat Pump with Remote Outdoor Unit-Air-Source) | 25VNA837A*031* | ADP |  | PL36H210P299 | 59TN6C080C17**14 | 32800 | 17 | 8.5 | 31400 | 25000 | 79.62% | 1.98 | 0 | 11 |  |  |  |  | R-410A | 2.7333 | Residential & Commercial | USHP | Ducted CEE Tier 1
216975422 | Central HP <5.4 tons | BRYANT HEATING AND COOLING SYSTEMS | HRCU-A-CB (Split System: Heat Pump with Remote Outdoor Unit-Air-Source) | 290VAN024**AA* | ADP |  | C36A***L13*+TXV | 83*CB36040C17*** | 23200 | 17 | 8.5 | 21800 | 16100 | 73.85% | 2 | 0 | 10 |  |  |  |  | R-454B | 1.9333 | Residential & Commercial | USHP | Ducted CEE Tier 1
210599870 | Central HP <5.4 tons | TEMPSTAR | HRCU-A-CB (Split System: Heat Pump with Remote Outdoor Unit-Air-Source) | TVH825GKA2* |  |  | EA*4X42L24A*+WALLCON | *80CSU1002120A* | 23800 | 16.5 | 8.1 | 21400 | 16700 | 78.04% | 1.96 | 0 | 10.5 |  |  |  |  | R-410A | 1.9833 | Residential & Commercial | USHP | Ducted CEE Tier 1
210599902 | Central HP <5.4 tons | TEMPSTAR | HRCU-A-CB (Split System: Heat Pump with Remote Outdoor Unit-Air-Source) | TVH825GKA2* |  |  | EA*4X48L21A*+WALLCON | *95CSU0802120A* | 24200 | 17 | 8.1 | 21000 | 16500 | 78.57% | 2.02 | 0 | 11 |  |  |  |  | R-410A | 2.0167 | Residential & Commercial | USHP | Ducted CEE Tier 1
210599903 | Central HP <5.4 tons | TEMPSTAR | HRCU-A-CB (Split System: Heat Pump with Remote Outdoor Unit-Air-Source) | TVH825GKA2* |  |  | EA*4X48L21A*+WALLCON | *95CSU1002122A* | 24200 | 17 | 8.1 | 21000 | 16500 | 78.57% | 2.02 | 0 | 11 |  |  |  |  | R-410A | 2.0167 | Residential & Commercial | USHP | Ducted CEE Tier 1
216779049 | Central HP <5.4 tons | BRYANT HEATING AND COOLING SYSTEMS | HRCU-A-CB (Split System: Heat Pump with Remote Outdoor Unit-Air-Source) | 38MURAQ30AB3* | ADP |  | H,PG1K936 | 927TA60100V21*** | 33600 | 17 | 10 | 36800 | 37600 | 102.2% | 2.24 | 0 | 11 |  |  |  |  | R-410A | 2.8 | Residential & Commercial | USHP | Ducted CEE Tier 1
216453271 | Central HP <5.4 tons | TRANE | HRCU-A-CB (Split System: Heat Pump with Remote Outdoor Unit-Air-Source) | 5TWV0X60A1 |  |  | 5TXCD010AS3 | S8V2D120M5PDB | 53000 | 18.8 | 9.4 | 54000 | 38000 | 70.37% | 2 | 0 | 10.5 |  |  |  |  | R-454B | 4.4167 | Residential & Commercial | USHP | Ducted CEE Tier 1
210600099 | Central HP <5.4 tons | TEMPSTAR | HRCU-A-CB (Split System: Heat Pump with Remote Outdoor Unit-Air-Source) | TVH837GKA** |  |  | EA*4X61L21A*+WALLCON | *80CTL0901716A* | 33200 | 18 | 8.5 | 32000 | 24800 | 77.5% | 2 | 0 | 12 |  |  |  |  | R-410A | 2.7667 | Residential & Commercial | USHP | Ducted CEE Tier 1
215424727 | Central HP <5.4 tons | LUXAIRE | HRCU-A-CB (Split System: Heat Pump with Remote Outdoor Unit-Air-Source) | HH824E2S11 | ADP |  | H,YE7J*36+TXV-BLEED | Z8ES080B12SMPS1 | 23000 | 18 | 9 | 21400 | 18100 | 84.58% | 2 | 0 | 12 |  |  |  |  | R-454B | 1.9167 | Residential & Commercial | USHP | Ducted CEE Tier 1
210599891 | Central HP <5.4 tons | TEMPSTAR | HRCU-A-CB (Split System: Heat Pump with Remote Outdoor Unit-Air-Source) | TVH825GKA2* |  |  | EA*4X43L21A*+WALLCON | *97CMN0601714A* | 24200 | 16.5 | 8.1 | 21200 | 16800 | 79.25% | 2 | 0 | 11 |  |  |  |  | R-410A | 2.0167 | Residential & Commercial | USHP | Ducted CEE Tier 1
210599930 | Central HP <5.4 tons | TEMPSTAR | HRCU-A-CB (Split System: Heat Pump with Remote Outdoor Unit-Air-Source) | TVH825GKA2* |  |  | EHD4X42AAL+WALLCON | *95CSU1002122A* | 24200 | 16 | 8.1 | 21400 | 16600 | 77.57% | 2 | 0 | 11 |  |  |  |  | R-410A | 2.0167 | Residential & Commercial | USHP | Ducted CEE Tier 1
213548593 | Central HP <5.4 tons | LENNOX | HRCU-A-CB (Split System: Heat Pump with Remote Outdoor Unit-Air-Source) | SL25XPV-024-230A** | ADP |  | LH18/37D9 | SL280UH070V36A* | 21600 | 21 | 9.5 | 19800 | 19600 | 98.99% | 1.96 | 0 | 13.5 |  |  |  |  | R-410A | 1.8 | Residential & Commercial | USHP | Ducted CEE Tier 1
216975418 | Central HP <5.4 tons | BRYANT HEATING AND COOLING SYSTEMS | HRCU-A-CB (Split System: Heat Pump with Remote Outdoor Unit-Air-Source) | 290VAN024**AA* | ADP |  | PL36H***P44*+TXV | 83*CA36040C17*** | 23400 | 17 | 9 | 21800 | 16100 | 73.85% | 2 | 0 | 10 |  |  |  |  | R-454B | 1.95 | Residential & Commercial | USHP | Ducted CEE Tier 1
216975420 | Central HP <5.4 tons | BRYANT HEATING AND COOLING SYSTEMS | HRCU-A-CB (Split System: Heat Pump with Remote Outdoor Unit-Air-Source) | 290VAN024**AA* | ADP |  | PL36H210P29*+TXV | 83*CB36040C17*** | 24200 | 17 | 9 | 22000 | 15800 | 71.82% | 2.04 | 0 | 10.5 |  |  |  |  | R-454B | 2.0167 | Residential & Commercial | USHP | Ducted CEE Tier 1
216975429 | Central HP <5.4 tons | BRYANT HEATING AND COOLING SYSTEMS | HRCU-A-CB (Split System: Heat Pump with Remote Outdoor Unit-Air-Source) | 290VAN024**AA* | ADP |  | PL36H***P44*+TXV | 83*CB36040C17*** | 23200 | 17 | 8.5 | 22000 | 16200 | 73.64% | 1.98 | 0 | 10 |  |  |  |  | R-454B | 1.9333 | Residential & Commercial | USHP | Ducted CEE Tier 1
212924811 | Central HP <5.4 tons | GREE | HRCU-A-CB (Split System: Heat Pump with Remote Outdoor Unit-Air-Source) | FLEXX36HP230V1AO |  |  | ENVBR36HPJ1IB | 0 | 34000 | 16 | 9 | 35000 | 28000 | 80% | 1.8 | 0 | 10 |  |  |  |  | R-410A | 2.8333 | Residential & Commercial | USHP | Ducted CEE Tier 1
210470560 | Central HP <5.4 tons | TEMPSTAR | HRCU-A-CB (Split System: Heat Pump with Remote Outdoor Unit-Air-Source) | TVH837GKA2* |  |  | EA*4X61L24A*+WALLCON | *80CTL0902120A* | 33200 | 18 | 8.5 | 32000 | 24800 | 77.5% | 2 | 0 | 12 |  |  |  |  | R-410A | 2.7667 | Residential & Commercial | USHP | Ducted CEE Tier 1
210600138 | Central HP <5.4 tons | TEMPSTAR | HRCU-A-CB (Split System: Heat Pump with Remote Outdoor Unit-Air-Source) | TVH837GKA** |  |  | EHD4X60AAL+WALLCON | *96CTN1002122A* | 33000 | 17 | 8.1 | 32200 | 24800 | 77.02% | 2.02 | 0 | 11.5 |  |  |  |  | R-410A | 2.75 | Residential & Commercial | USHP | Ducted CEE Tier 1
210599872 | Central HP <5.4 tons | TEMPSTAR | HRCU-A-CB (Split System: Heat Pump with Remote Outdoor Unit-Air-Source) | TVH825GKA2* |  |  | EA*4X42L24A*+WALLCON | *95CSU0802120A* | 23800 | 17 | 8.1 | 21400 | 16600 | 77.57% | 1.96 | 0 | 11 |  |  |  |  | R-410A | 1.9833 | Residential & Commercial | USHP | Ducted CEE Tier 1
210599908 | Central HP <5.4 tons | TEMPSTAR | HRCU-A-CB (Split System: Heat Pump with Remote Outdoor Unit-Air-Source) | TVH825GKA2* |  |  | EA*4X48L21A*+WALLCON | *97CMN0602120A* | 24000 | 16.5 | 8.1 | 21000 | 16600 | 79.05% | 2 | 0 | 11 |  |  |  |  | R-410A | 2 | Residential & Commercial | USHP | Ducted CEE Tier 1
210599925 | Central HP <5.4 tons | TEMPSTAR | HRCU-A-CB (Split System: Heat Pump with Remote Outdoor Unit-Air-Source) | TVH825GKA2* |  |  | EHD4X42AAL+WALLCON | *80CTL0701716A* | 24200 | 16 | 8.1 | 21400 | 16600 | 77.57% | 2 | 0 | 10.5 |  |  |  |  | R-410A | 2.0167 | Residential & Commercial | USHP | Ducted CEE Tier 1
210599992 | Central HP <5.4 tons | TEMPSTAR | HRCU-A-CB (Split System: Heat Pump with Remote Outdoor Unit-Air-Source) | TVH825GKA2* |  |  | EN(A,D,W)4X48L21**+WALLCON | *95CSU0802120A* | 24200 | 17 | 8.1 | 21200 | 16600 | 78.3% | 2.02 | 0 | 11.5 |  |  |  |  | R-410A | 2.0167 | Residential & Commercial | USHP | Ducted CEE Tier 1
214630523 | Central HP <5.4 tons | CARRIER | HRCU-A-CB (Split System: Heat Pump with Remote Outdoor Unit-Air-Source) | 25VNA837A*031* | ADP |  | C36A***L539 | 59CU5A100C21**22 | 32400 | 18 | 8.1 | 30600 | 24200 | 79.08% | 1.98 | 0 | 11.7 |  |  |  |  | R-410A | 2.7 | Residential & Commercial | USHP | Ducted CEE Tier 1
210599913 | Central HP <5.4 tons | TEMPSTAR | HRCU-A-CB (Split System: Heat Pump with Remote Outdoor Unit-Air-Source) | TVH825GKA2* |  |  | EA*4X48L24A*+WALLCON | *95CSU0802120A* | 24200 | 17 | 8.1 | 21000 | 16500 | 78.57% | 2.02 | 0 | 11 |  |  |  |  | R-410A | 2.0167 | Residential & Commercial | USHP | Ducted CEE Tier 1
210599915 | Central HP <5.4 tons | TEMPSTAR | HRCU-A-CB (Split System: Heat Pump with Remote Outdoor Unit-Air-Source) | TVH825GKA2* |  |  | EA*4X48L24A*+WALLCON | *96CTN1002122A* | 24200 | 16.5 | 8.1 | 21000 | 16500 | 78.57% | 2.02 | 0 | 11 |  |  |  |  | R-410A | 2.0167 | Residential & Commercial | USHP | Ducted CEE Tier 1
210599924 | Central HP <5.4 tons | TEMPSTAR | HRCU-A-CB (Split System: Heat Pump with Remote Outdoor Unit-Air-Source) | TVH825GKA2* |  |  | EHD4X42AAL+WALLCON | *80CTL0701412A* | 24200 | 16.5 | 8.1 | 21200 | 16600 | 78.3% | 2.02 | 0 | 11 |  |  |  |  | R-410A | 2.0167 | Residential & Commercial | USHP | Ducted CEE Tier 1
210599938 | Central HP <5.4 tons | TEMPSTAR | HRCU-A-CB (Split System: Heat Pump with Remote Outdoor Unit-Air-Source) | TVH825GKA2* |  |  | EHD4X42AAL+WALLCON | *97CMN1002122A* | 24200 | 16 | 8.1 | 21400 | 16600 | 77.57% | 2 | 0 | 10.5 |  |  |  |  | R-410A | 2.0167 | Residential & Commercial | USHP | Ducted CEE Tier 1
210599940 | Central HP <5.4 tons | TEMPSTAR | HRCU-A-CB (Split System: Heat Pump with Remote Outdoor Unit-Air-Source) | TVH825GKA2* |  |  | EHD4X48AAL+WALLCON | *80CSU0401712A* | 24200 | 16.5 | 8.1 | 21200 | 16600 | 78.3% | 2.02 | 0 | 11 |  |  |  |  | R-410A | 2.0167 | Residential & Commercial | USHP | Ducted CEE Tier 1
210599947 | Central HP <5.4 tons | TEMPSTAR | HRCU-A-CB (Split System: Heat Pump with Remote Outdoor Unit-Air-Source) | TVH825GKA2* |  |  | EHD4X48AAL+WALLCON | *80CTL1352422A* | 24200 | 16 | 8.1 | 21200 | 16600 | 78.3% | 2.02 | 0 | 11 |  |  |  |  | R-410A | 2.0167 | Residential & Commercial | USHP | Ducted CEE Tier 1
210599889 | Central HP <5.4 tons | TEMPSTAR | HRCU-A-CB (Split System: Heat Pump with Remote Outdoor Unit-Air-Source) | TVH825GKA2* |  |  | EA*4X43L21A*+WALLCON | *96CTN0801714A* | 24400 | 16.5 | 8.1 | 21200 | 16700 | 78.77% | 2.02 | 0 | 11 |  |  |  |  | R-410A | 2.0333 | Residential & Commercial | USHP | Ducted CEE Tier 1
210599916 | Central HP <5.4 tons | TEMPSTAR | HRCU-A-CB (Split System: Heat Pump with Remote Outdoor Unit-Air-Source) | TVH825GKA2* |  |  | EA*4X48L24A*+WALLCON | *96CTN1202422A* | 24200 | 17 | 8.1 | 21000 | 16500 | 78.57% | 2.02 | 0 | 11 |  |  |  |  | R-410A | 2.0167 | Residential & Commercial | USHP | Ducted CEE Tier 1
210599921 | Central HP <5.4 tons | TEMPSTAR | HRCU-A-CB (Split System: Heat Pump with Remote Outdoor Unit-Air-Source) | TVH825GKA2* |  |  | EHD4X42AAL+WALLCON | *80CSU0601716A* | 24200 | 16 | 8.1 | 21400 | 16600 | 77.57% | 2 | 0 | 10.5 |  |  |  |  | R-410A | 2.0167 | Residential & Commercial | USHP | Ducted CEE Tier 1
210599941 | Central HP <5.4 tons | TEMPSTAR | HRCU-A-CB (Split System: Heat Pump with Remote Outdoor Unit-Air-Source) | TVH825GKA2* |  |  | EHD4X48AAL+WALLCON | *80CSU0601716A* | 24200 | 16.5 | 8.1 | 21200 | 16600 | 78.3% | 2.02 | 0 | 11 |  |  |  |  | R-410A | 2.0167 | Residential & Commercial | USHP | Ducted CEE Tier 1
210599946 | Central HP <5.4 tons | TEMPSTAR | HRCU-A-CB (Split System: Heat Pump with Remote Outdoor Unit-Air-Source) | TVH825GKA2* |  |  | EHD4X48AAL+WALLCON | *80CTL0901716A* | 24400 | 17 | 8.1 | 21200 | 16500 | 77.83% | 2.04 | 0 | 11 |  |  |  |  | R-410A | 2.0333 | Residential & Commercial | USHP | Ducted CEE Tier 1
215291893 | Central HP <5.4 tons | AIRQUEST | HRCU-A-CB (Split System: Heat Pump with Remote Outdoor Unit-Air-Source) | DLCURAH24ABK | ADP |  | HG8J936 | *92MSN0401712A* | 23400 | 16 | 8.5 | 24800 | 23600 | 95.16% | 1.96 | 0 | 10 |  |  |  |  | R-410A | 1.95 | Residential & Commercial | USHP | Ducted CEE Tier 1
215291908 | Central HP <5.4 tons | AIRQUEST | HRCU-A-CB (Split System: Heat Pump with Remote Outdoor Unit-Air-Source) | DLCURAH24ABK | ADP |  | H,GE24936 | *92MSN0601412A* | 23200 | 17 | 8.5 | 24800 | 23400 | 94.35% | 1.98 | 0 | 10 |  |  |  |  | R-410A | 1.9333 | Residential & Commercial | USHP | Ducted CEE Tier 1
215291911 | Central HP <5.4 tons | AIRQUEST | HRCU-A-CB (Split System: Heat Pump with Remote Outdoor Unit-Air-Source) | DLCURAH24ABK | ADP |  | HG31930 | *92MSN0601412A* | 22800 | 16 | 8.5 | 24800 | 23400 | 94.35% | 1.98 | 0 | 10 |  |  |  |  | R-410A | 1.9 | Residential & Commercial | USHP | Ducted CEE Tier 1
215291925 | Central HP <5.4 tons | AIRQUEST | HRCU-A-CB (Split System: Heat Pump with Remote Outdoor Unit-Air-Source) | DLCURAH24ABK | ADP |  | H,GE33936 | *92MSN0601412A* | 23600 | 17 | 8.5 | 24800 | 23400 | 94.35% | 1.98 | 0 | 10.5 |  |  |  |  | R-410A | 1.9667 | Residential & Commercial | USHP | Ducted CEE Tier 1
215291928 | Central HP <5.4 tons | AIRQUEST | HRCU-A-CB (Split System: Heat Pump with Remote Outdoor Unit-Air-Source) | DLCURAH24ABK | ADP |  | HG34936 | *92MSN0601412A* | 23800 | 17 | 8.5 | 24800 | 23400 | 94.35% | 1.98 | 0 | 10.5 |  |  |  |  | R-410A | 1.9833 | Residential & Commercial | USHP | Ducted CEE Tier 1
215291976 | Central HP <5.4 tons | AIRQUEST | HRCU-A-CB (Split System: Heat Pump with Remote Outdoor Unit-Air-Source) | DLCURAH24ABK | ADP |  | HG33936 | *92MSN0601714A* | 23400 | 17 | 8.5 | 25200 | 26000 | 103.2% | 2.24 | 0 | 10 |  |  |  |  | R-410A | 1.95 | Residential & Commercial | USHP | Ducted CEE Tier 1
215291978 | Central HP <5.4 tons | AIRQUEST | HRCU-A-CB (Split System: Heat Pump with Remote Outdoor Unit-Air-Source) | DLCURAH24ABK | ADP |  | HE33936 | *92MSN0601714A* | 23400 | 17 | 8.5 | 25200 | 26000 | 103.2% | 2.24 | 0 | 10 |  |  |  |  | R-410A | 1.95 | Residential & Commercial | USHP | Ducted CEE Tier 1
215292010 | Central HP <5.4 tons | AIRQUEST | HRCU-A-CB (Split System: Heat Pump with Remote Outdoor Unit-Air-Source) | DLCURAH24ABK | ADP |  | H,GE23936 | *92MSN0801716A* | 22600 | 17 | 8.5 | 24600 | 24200 | 98.37% | 2.04 | 0 | 10 |  |  |  |  | R-410A | 1.8833 | Residential & Commercial | USHP | Ducted CEE Tier 1
215292027 | Central HP <5.4 tons | AIRQUEST | HRCU-A-CB (Split System: Heat Pump with Remote Outdoor Unit-Air-Source) | DLCURAH24ABK | ADP |  | H,GG33936 | *92MSN0801716A* | 23200 | 17 | 9 | 25200 | 26400 | 104.8% | 2.3 | 0 | 10 |  |  |  |  | R-410A | 1.9333 | Residential & Commercial | USHP | Ducted CEE Tier 1
215292043 | Central HP <5.4 tons | AIRQUEST | HRCU-A-CB (Split System: Heat Pump with Remote Outdoor Unit-Air-Source) | DLCURAH24ABK | ADP |  | HE30924 | *92MSN0801716A* | 22400 | 17 | 8.5 | 24600 | 23400 | 95.12% | 2 | 0 | 9.5 |  |  |  |  | R-410A | 1.8667 | Residential & Commercial | USHP
215292045 | Central HP <5.4 tons | AIRQUEST | HRCU-A-CB (Split System: Heat Pump with Remote Outdoor Unit-Air-Source) | DLCURAH24ABK | ADP |  | HG7J936 | *92MSN0801716A* | 23200 | 17 | 9 | 25200 | 26400 | 104.8% | 2.3 | 0 | 10 |  |  |  |  | R-410A | 1.9333 | Residential & Commercial | USHP | Ducted CEE Tier 1
215292062 | Central HP <5.4 tons | AIRQUEST | HRCU-A-CB (Split System: Heat Pump with Remote Outdoor Unit-Air-Source) | DLCURAH24ABK | ADP |  | H,GE23936 | *92MSN0802120A* | 22600 | 17 | 8.5 | 24400 | 23600 | 96.72% | 2.02 | 0 | 9.5 |  |  |  |  | R-410A | 1.8833 | Residential & Commercial | USHP
215292076 | Central HP <5.4 tons | AIRQUEST | HRCU-A-CB (Split System: Heat Pump with Remote Outdoor Unit-Air-Source) | DLCURAH24ABK | ADP |  | H,GE32930 | *92MSN0802120A* | 22800 | 17 | 8.5 | 24400 | 23600 | 96.72% | 2.02 | 0 | 9.5 |  |  |  |  | R-410A | 1.9 | Residential & Commercial | USHP
215292077 | Central HP <5.4 tons | AIRQUEST | HRCU-A-CB (Split System: Heat Pump with Remote Outdoor Unit-Air-Source) | DLCURAH24ABK | ADP |  | H,GE32936 | *92MSN0802120A* | 22800 | 17 | 8.5 | 24400 | 23600 | 96.72% | 2.02 | 0 | 9.5 |  |  |  |  | R-410A | 1.9 | Residential & Commercial | USHP
215292111 | Central HP <5.4 tons | AIRQUEST | HRCU-A-CB (Split System: Heat Pump with Remote Outdoor Unit-Air-Source) | DLCURAH24ABK | ADP |  | H,GG81936 | *92MSN0802120A* | 23400 | 17 | 8.5 | 24600 | 24400 | 99.19% | 2.08 | 0 | 10.5 |  |  |  |  | R-410A | 1.95 | Residential & Commercial | USHP | Ducted CEE Tier 1
215292112 | Central HP <5.4 tons | AIRQUEST | HRCU-A-CB (Split System: Heat Pump with Remote Outdoor Unit-Air-Source) | DLCURAH24ABK | ADP |  | HG81936 | *92MSN0802120A* | 23400 | 17 | 8.5 | 24600 | 24400 | 99.19% | 2.08 | 0 | 10.5 |  |  |  |  | R-410A | 1.95 | Residential & Commercial | USHP | Ducted CEE Tier 1
215292126 | Central HP <5.4 tons | AIRQUEST | HRCU-A-CB (Split System: Heat Pump with Remote Outdoor Unit-Air-Source) | DLCURAH24ABK | ADP |  | HG32924 | *92MSN1002120A* | 23000 | 17 | 8.5 | 24800 | 23800 | 95.97% | 2.02 | 0 | 10 |  |  |  |  | R-410A | 1.9167 | Residential & Commercial | USHP | Ducted CEE Tier 1
215292145 | Central HP <5.4 tons | AIRQUEST | HRCU-A-CB (Split System: Heat Pump with Remote Outdoor Unit-Air-Source) | DLCURAH24ABK | ADP |  | H,GG30924 | *92MSN1002120A* | 22400 | 17 | 8.5 | 24600 | 23200 | 94.31% | 1.96 | 0 | 9.5 |  |  |  |  | R-410A | 1.8667 | Residential & Commercial | USHP
215213332 | Central HP <5.4 tons | GREE | HRCU-A-CB (Split System: Heat Pump with Remote Outdoor Unit-Air-Source) | FXU60HP230V1R32AO |  |  | FXU60HP230V1R32AH | 0 | 53000 | 18.5 | 10.5 | 54000 | 54000 | 100% | 2.1 | 0 | 11.7 |  |  |  |  | R-32 | 4.4167 | Residential & Commercial | USHP | Ducted CEE Tier 1
214052877 | Central HP <5.4 tons | LENNOX | HRCU-A-CB (Split System: Heat Pump with Remote Outdoor Unit-Air-Source) | SL25XPV-024-230A** | ADP |  | HG80936 | SL280UH070XV36A* | 22200 | 21 | 9.2 | 20000 | 20000 | 100% | 1.84 | 0 | 14 |  |  |  |  | R-410A | 1.85 | Residential & Commercial | USHP | Ducted CEE Tier 1
215292146 | Central HP <5.4 tons | AIRQUEST | HRCU-A-CB (Split System: Heat Pump with Remote Outdoor Unit-Air-Source) | DLCURAH24ABK | ADP |  | H,GE30924 | *92MSN1002120A* | 22400 | 17 | 8.5 | 24600 | 23200 | 94.31% | 1.96 | 0 | 9.5 |  |  |  |  | R-410A | 1.8667 | Residential & Commercial | USHP
215292159 | Central HP <5.4 tons | AIRQUEST | HRCU-A-CB (Split System: Heat Pump with Remote Outdoor Unit-Air-Source) | DLCURAH24ABK | ADP |  | H,GG1K936 | *92MSN1002120A* | 23600 | 17 | 8.5 | 24800 | 23800 | 95.97% | 2.02 | 0 | 10.5 |  |  |  |  | R-410A | 1.9667 | Residential & Commercial | USHP | Ducted CEE Tier 1
215292160 | Central HP <5.4 tons | AIRQUEST | HRCU-A-CB (Split System: Heat Pump with Remote Outdoor Unit-Air-Source) | DLCURAH24ABK | ADP |  | H,GE1K936 | *92MSN1002120A* | 23600 | 17 | 8.5 | 24800 | 23800 | 95.97% | 2.02 | 0 | 10.5 |  |  |  |  | R-410A | 1.9667 | Residential & Commercial | USHP | Ducted CEE Tier 1
215292178 | Central HP <5.4 tons | AIRQUEST | HRCU-A-CB (Split System: Heat Pump with Remote Outdoor Unit-Air-Source) | DLCURAH24ABK | ADP |  | HG32924 | *96MSN0261410A* | 23400 | 16 | 8.5 | 25400 | 25800 | 101.6% | 2.2 | 0 | 10 |  |  |  |  | R-410A | 1.95 | Residential & Commercial | USHP | Ducted CEE Tier 1
215292179 | Central HP <5.4 tons | AIRQUEST | HRCU-A-CB (Split System: Heat Pump with Remote Outdoor Unit-Air-Source) | DLCURAH24ABK | ADP |  | HG32936 | *96MSN0261410A* | 23400 | 16 | 8.5 | 25400 | 25800 | 101.6% | 2.2 | 0 | 10 |  |  |  |  | R-410A | 1.95 | Residential & Commercial | USHP | Ducted CEE Tier 1
215292194 | Central HP <5.4 tons | AIRQUEST | HRCU-A-CB (Split System: Heat Pump with Remote Outdoor Unit-Air-Source) | DLCURAH24ABK | ADP |  | HE35936 | *96MSN0261410A* | 23400 | 16 | 8.5 | 24600 | 24600 | 100% | 2.08 | 0 | 10 |  |  |  |  | R-410A | 1.95 | Residential & Commercial | USHP | Ducted CEE Tier 1
215292261 | Central HP <5.4 tons | AIRQUEST | HRCU-A-CB (Split System: Heat Pump with Remote Outdoor Unit-Air-Source) | DLCURAH24ABK | ADP |  | HG9J936 | *96MSN0401410A* | 23600 | 16 | 8.5 | 24600 | 23600 | 95.93% | 1.98 | 0 | 10 |  |  |  |  | R-410A | 1.9667 | Residential & Commercial | USHP | Ducted CEE Tier 1
215292293 | Central HP <5.4 tons | AIRQUEST | HRCU-A-CB (Split System: Heat Pump with Remote Outdoor Unit-Air-Source) | DLCURAH24ABK | ADP |  | H,GE34936 | *96MSN0401712A* | 23200 | 16 | 8.5 | 24600 | 23800 | 96.75% | 2 | 0 | 9.5 |  |  |  |  | R-410A | 1.9333 | Residential & Commercial | USHP
215292295 | Central HP <5.4 tons | AIRQUEST | HRCU-A-CB (Split System: Heat Pump with Remote Outdoor Unit-Air-Source) | DLCURAH24ABK | ADP |  | H,GG35936 | *96MSN0401712A* | 23400 | 16 | 8.5 | 24600 | 24000 | 97.56% | 2 | 0 | 9.5 |  |  |  |  | R-410A | 1.95 | Residential & Commercial | USHP
215292310 | Central HP <5.4 tons | AIRQUEST | HRCU-A-CB (Split System: Heat Pump with Remote Outdoor Unit-Air-Source) | DLCURAH24ABK | ADP |  | H,GE8J936 | *96MSN0401712A* | 23200 | 16 | 8.5 | 24600 | 23800 | 96.75% | 2 | 0 | 9.5 |  |  |  |  | R-410A | 1.9333 | Residential & Commercial | USHP
215292329 | Central HP <5.4 tons | AIRQUEST | HRCU-A-CB (Split System: Heat Pump with Remote Outdoor Unit-Air-Source) | DLCURAH24ABK | ADP |  | H,GE31930 | *96MSN0601412A* | 23000 | 16 | 8.5 | 25400 | 26000 | 102.4% | 2.22 | 0 | 9.5 |  |  |  |  | R-410A | 1.9167 | Residential & Commercial | USHP
215292343 | Central HP <5.4 tons | AIRQUEST | HRCU-A-CB (Split System: Heat Pump with Remote Outdoor Unit-Air-Source) | DLCURAH24ABK | ADP |  | H,GG34936 | *96MSN0601412A* | 23600 | 16 | 8.5 | 24600 | 23400 | 95.12% | 1.98 | 0 | 10 |  |  |  |  | R-410A | 1.9667 | Residential & Commercial | USHP | Ducted CEE Tier 1
215292360 | Central HP <5.4 tons | AIRQUEST | HRCU-A-CB (Split System: Heat Pump with Remote Outdoor Unit-Air-Source) | DLCURAH24ABK | ADP |  | HE7J936 | *96MSN0601412A* | 23400 | 16 | 8.5 | 25400 | 26000 | 102.4% | 2.22 | 0 | 10 |  |  |  |  | R-410A | 1.95 | Residential & Commercial | USHP | Ducted CEE Tier 1
215292362 | Central HP <5.4 tons | AIRQUEST | HRCU-A-CB (Split System: Heat Pump with Remote Outdoor Unit-Air-Source) | DLCURAH24ABK | ADP |  | H,GE8J936 | *96MSN0601412A* | 23400 | 16 | 8.5 | 24600 | 23400 | 95.12% | 1.98 | 0 | 10 |  |  |  |  | R-410A | 1.95 | Residential & Commercial | USHP | Ducted CEE Tier 1
215294583 | Central HP <5.4 tons | AIRQUEST | HRCU-A-CB (Split System: Heat Pump with Remote Outdoor Unit-Air-Source) | DLCURAH36ABK | ADP |  | H,GG24936 | *92MSN0601412A* | 34000 | 15.2 | 8.1 | 36800 | 34800 | 94.57% | 1.82 | 0 | 9 |  |  |  |  | R-410A | 2.8333 | Residential & Commercial | USHP
215294586 | Central HP <5.4 tons | AIRQUEST | HRCU-A-CB (Split System: Heat Pump with Remote Outdoor Unit-Air-Source) | DLCURAH36ABK | ADP |  | HG32936 | *92MSN0601412A* | 34800 | 15.2 | 8.1 | 36800 | 34800 | 94.57% | 1.82 | 0 | 9.5 |  |  |  |  | R-410A | 2.9 | Residential & Commercial | USHP
215294601 | Central HP <5.4 tons | AIRQUEST | HRCU-A-CB (Split System: Heat Pump with Remote Outdoor Unit-Air-Source) | DLCURAH36ABK | ADP |  | H,GG36936 | *92MSN0601412A* | 35600 | 15.2 | 8.1 | 36800 | 34800 | 94.57% | 1.94 | 0 | 10 |  |  |  |  | R-410A | 2.9667 | Residential & Commercial | USHP | Ducted CEE Tier 1
215294602 | Central HP <5.4 tons | AIRQUEST | HRCU-A-CB (Split System: Heat Pump with Remote Outdoor Unit-Air-Source) | DLCURAH36ABK | ADP |  | H,GE36936 | *92MSN0601412A* | 35600 | 15.2 | 8.1 | 36800 | 34800 | 94.57% | 1.94 | 0 | 10 |  |  |  |  | R-410A | 2.9667 | Residential & Commercial | USHP | Ducted CEE Tier 1
215294649 | Central HP <5.4 tons | AIRQUEST | HRCU-A-CB (Split System: Heat Pump with Remote Outdoor Unit-Air-Source) | DLCURAH36ABK | ADP |  | HG48936 | *92MSN0601714A* | 35600 | 16 | 8.5 | 36200 | 34400 | 95.03% | 2.02 | 0 | 10 |  |  |  |  | R-410A | 2.9667 | Residential & Commercial | USHP | Ducted CEE Tier 1
215294652 | Central HP <5.4 tons | AIRQUEST | HRCU-A-CB (Split System: Heat Pump with Remote Outdoor Unit-Air-Source) | DLCURAH36ABK | ADP |  | HE7J936 | *92MSN0601714A* | 35000 | 16 | 8.1 | 36800 | 34800 | 94.57% | 1.82 | 0 | 9.5 |  |  |  |  | R-410A | 2.9167 | Residential & Commercial | USHP
215294699 | Central HP <5.4 tons | AIRQUEST | HRCU-A-CB (Split System: Heat Pump with Remote Outdoor Unit-Air-Source) | DLCURAH36ABK | ADP |  | HE8J936 | *92MSN0801716A* | 35400 | 16 | 8.1 | 36800 | 34600 | 94.02% | 1.88 | 0 | 10 |  |  |  |  | R-410A | 2.95 | Residential & Commercial | USHP | Ducted CEE Tier 1
215294733 | Central HP <5.4 tons | AIRQUEST | HRCU-A-CB (Split System: Heat Pump with Remote Outdoor Unit-Air-Source) | DLCURAH36ABK | ADP |  | H,GG33936 | *92MSN0802120A* | 34400 | 16 | 8.5 | 36200 | 34200 | 94.48% | 2.02 | 0 | 9.5 |  |  |  |  | R-410A | 2.8667 | Residential & Commercial | USHP
215294767 | Central HP <5.4 tons | AIRQUEST | HRCU-A-CB (Split System: Heat Pump with Remote Outdoor Unit-Air-Source) | DLCURAH36ABK | ADP |  | HE7J936 | *92MSN0802120A* | 34200 | 16 | 8.5 | 36200 | 34200 | 94.48% | 2.02 | 0 | 9.5 |  |  |  |  | R-410A | 2.85 | Residential & Commercial | USHP
215294800 | Central HP <5.4 tons | AIRQUEST | HRCU-A-CB (Split System: Heat Pump with Remote Outdoor Unit-Air-Source) | DLCURAH36ABK | ADP |  | HE34936 | *92MSN1002120A* | 35400 | 16 | 8.1 | 36800 | 34600 | 94.02% | 1.88 | 0 | 10 |  |  |  |  | R-410A | 2.95 | Residential & Commercial | USHP | Ducted CEE Tier 1
215294819 | Central HP <5.4 tons | AIRQUEST | HRCU-A-CB (Split System: Heat Pump with Remote Outdoor Unit-Air-Source) | DLCURAH36ABK | ADP |  | H,GE9J936 | *92MSN1002120A* | 35400 | 16 | 8.1 | 36800 | 34600 | 94.02% | 1.88 | 0 | 10 |  |  |  |  | R-410A | 2.95 | Residential & Commercial | USHP | Ducted CEE Tier 1
215294833 | Central HP <5.4 tons | AIRQUEST | HRCU-A-CB (Split System: Heat Pump with Remote Outdoor Unit-Air-Source) | DLCURAH36ABK | ADP |  | HG32936 | *92MSN1002122A* | 34200 | 16 | 8.5 | 36200 | 34200 | 94.48% | 2.04 | 0 | 9.5 |  |  |  |  | R-410A | 2.85 | Residential & Commercial | USHP
215294836 | Central HP <5.4 tons | AIRQUEST | HRCU-A-CB (Split System: Heat Pump with Remote Outdoor Unit-Air-Source) | DLCURAH36ABK | ADP |  | H,GG33936 | *92MSN1002122A* | 35200 | 16 | 8.1 | 36800 | 34600 | 94.02% | 1.9 | 0 | 10 |  |  |  |  | R-410A | 2.9333 | Residential & Commercial | USHP | Ducted CEE Tier 1
215294850 | Central HP <5.4 tons | AIRQUEST | HRCU-A-CB (Split System: Heat Pump with Remote Outdoor Unit-Air-Source) | DLCURAH36ABK | ADP |  | HE36936 | *92MSN1002122A* | 35800 | 16 | 8.5 | 36200 | 34200 | 94.48% | 2.04 | 0 | 10 |  |  |  |  | R-410A | 2.9833 | Residential & Commercial | USHP | Ducted CEE Tier 1
215294852 | Central HP <5.4 tons | AIRQUEST | HRCU-A-CB (Split System: Heat Pump with Remote Outdoor Unit-Air-Source) | DLCURAH36ABK | ADP |  | H,GG48936 | *92MSN1002122A* | 36000 | 16 | 8.1 | 36800 | 34600 | 94.02% | 2 | 0 | 10.5 |  |  |  |  | R-410A | 3 | Residential & Commercial | USHP | Ducted CEE Tier 1
215294870 | Central HP <5.4 tons | AIRQUEST | HRCU-A-CB (Split System: Heat Pump with Remote Outdoor Unit-Air-Source) | DLCURAH36ABK | ADP |  | HG81936 | *92MSN1002122A* | 36000 | 16 | 8.1 | 36800 | 34600 | 94.02% | 2 | 0 | 10.5 |  |  |  |  | R-410A | 3 | Residential & Commercial | USHP | Ducted CEE Tier 1
215294884 | Central HP <5.4 tons | AIRQUEST | HRCU-A-CB (Split System: Heat Pump with Remote Outdoor Unit-Air-Source) | DLCURAH36ABK | ADP |  | H,GG34936 | *92MSN1202420A* | 35800 | 16 | 8.1 | 36800 | 34800 | 94.57% | 1.9 | 0 | 10 |  |  |  |  | R-410A | 2.9833 | Residential & Commercial | USHP | Ducted CEE Tier 1
216976488 | Central HP <5.4 tons | BRYANT HEATING AND COOLING SYSTEMS | HRCU-A-CB (Split System: Heat Pump with Remote Outdoor Unit-Air-Source) | 37MURAQ24AA3 | ADP |  | C36A***L15*+TXV | 82*TB36045V14*** | 23600 | 15.2 | 8.5 | 22400 | 18900 | 84.38% | 1.92 | 0 | 9.5 |  |  |  |  | R-454B | 1.9667 | Residential & Commercial | USHP
216976506 | Central HP <5.4 tons | BRYANT HEATING AND COOLING SYSTEMS | HRCU-A-CB (Split System: Heat Pump with Remote Outdoor Unit-Air-Source) | 37MURAQ24AA3 | ADP |  | V,C36H175P15*+TXV | 83*CA36040C17*** | 24600 | 16 | 9 | 23000 | 19200 | 83.48% | 2.02 | 0 | 10 |  |  |  |  | R-454B | 2.05 | Residential & Commercial | USHP | Ducted CEE Tier 1
216976513 | Central HP <5.4 tons | BRYANT HEATING AND COOLING SYSTEMS | HRCU-A-CB (Split System: Heat Pump with Remote Outdoor Unit-Air-Source) | 37MURAQ24AA3 | ADP |  | V,C36H175P13*+TXV | 83*CA36040C17*** | 24600 | 16 | 9 | 23000 | 19200 | 83.48% | 2.02 | 0 | 10 |  |  |  |  | R-454B | 2.05 | Residential & Commercial | USHP | Ducted CEE Tier 1
215295019 | Central HP <5.4 tons | AIRQUEST | HRCU-A-CB (Split System: Heat Pump with Remote Outdoor Unit-Air-Source) | DLCURAH36ABK | ADP |  | HE35936 | *96MSN0801716A* | 34600 | 16 | 8.1 | 36800 | 34600 | 94.02% | 1.98 | 0 | 9.5 |  |  |  |  | R-410A | 2.8833 | Residential & Commercial | USHP
215295035 | Central HP <5.4 tons | AIRQUEST | HRCU-A-CB (Split System: Heat Pump with Remote Outdoor Unit-Air-Source) | DLCURAH36ABK | ADP |  | H,GG1K936 | *96MSN0801716A* | 34800 | 16 | 8.1 | 36800 | 34600 | 94.02% | 1.98 | 0 | 9.5 |  |  |  |  | R-410A | 2.9 | Residential & Commercial | USHP
215295050 | Central HP <5.4 tons | AIRQUEST | HRCU-A-CB (Split System: Heat Pump with Remote Outdoor Unit-Air-Source) | DLCURAH36ABK | ADP |  | HE32936 | *96MSN0802120A* | 35000 | 16 | 8.1 | 36800 | 34800 | 94.57% | 1.9 | 0 | 9.5 |  |  |  |  | R-410A | 2.9167 | Residential & Commercial | USHP
215295051 | Central HP <5.4 tons | AIRQUEST | HRCU-A-CB (Split System: Heat Pump with Remote Outdoor Unit-Air-Source) | DLCURAH36ABK | ADP |  | H,GG33936 | *96MSN0802120A* | 35400 | 16 | 8.1 | 36800 | 34800 | 94.57% | 1.9 | 0 | 10 |  |  |  |  | R-410A | 2.95 | Residential & Commercial | USHP | Ducted CEE Tier 1
215295067 | Central HP <5.4 tons | AIRQUEST | HRCU-A-CB (Split System: Heat Pump with Remote Outdoor Unit-Air-Source) | DLCURAH36ABK | ADP |  | H,GG48936 | *96MSN0802120A* | 36000 | 16 | 8.5 | 36400 | 34400 | 94.51% | 2.04 | 0 | 10 |  |  |  |  | R-410A | 3 | Residential & Commercial | USHP | Ducted CEE Tier 1
215295085 | Central HP <5.4 tons | AIRQUEST | HRCU-A-CB (Split System: Heat Pump with Remote Outdoor Unit-Air-Source) | DLCURAH36ABK | ADP |  | HG82936 | *96MSN0802120A* | 36000 | 16 | 8.5 | 36400 | 34400 | 94.51% | 2.04 | 0 | 10 |  |  |  |  | R-410A | 3 | Residential & Commercial | USHP | Ducted CEE Tier 1
215295102 | Central HP <5.4 tons | AIRQUEST | HRCU-A-CB (Split System: Heat Pump with Remote Outdoor Unit-Air-Source) | DLCURAH36ABK | ADP |  | H,GG35936 | *96MSN1002120A* | 35400 | 16 | 8.1 | 36800 | 34600 | 94.02% | 1.88 | 0 | 10 |  |  |  |  | R-410A | 2.95 | Residential & Commercial | USHP | Ducted CEE Tier 1
215295169 | Central HP <5.4 tons | AIRQUEST | HRCU-A-CB (Split System: Heat Pump with Remote Outdoor Unit-Air-Source) | DLCURAH36ABK | ADP |  | H,GG81936 | *96MSN1002122A* | 35800 | 16 | 8.5 | 36200 | 34200 | 94.48% | 2.06 | 0 | 10 |  |  |  |  | R-410A | 2.9833 | Residential & Commercial | USHP | Ducted CEE Tier 1
215295711 | Central HP <5.4 tons | AIRQUEST | HRCU-A-CB (Split System: Heat Pump with Remote Outdoor Unit-Air-Source) | DLCURAH36ABK | ADP |  | HE33936 | *96VTN1202422A* | 35400 | 16 | 8.1 | 36800 | 34600 | 94.02% | 1.88 | 0 | 10 |  |  |  |  | R-410A | 2.95 | Residential & Commercial | USHP | Ducted CEE Tier 1
215295747 | Central HP <5.4 tons | AIRQUEST | HRCU-A-CB (Split System: Heat Pump with Remote Outdoor Unit-Air-Source) | DLCURAH36ABK | ADP |  | HG33936 | *96VTN1202422B* | 34200 | 16 | 8.5 | 36200 | 34200 | 94.48% | 2.02 | 0 | 9.5 |  |  |  |  | R-410A | 2.85 | Residential & Commercial | USHP
215295778 | Central HP <5.4 tons | AIRQUEST | HRCU-A-CB (Split System: Heat Pump with Remote Outdoor Unit-Air-Source) | DLCURAH36ABK | ADP |  | H,GG81936 | *96VTN1202422B* | 35600 | 16 | 8.5 | 36200 | 34200 | 94.48% | 2.02 | 0 | 10 |  |  |  |  | R-410A | 2.9667 | Residential & Commercial | USHP | Ducted CEE Tier 1
215295779 | Central HP <5.4 tons | AIRQUEST | HRCU-A-CB (Split System: Heat Pump with Remote Outdoor Unit-Air-Source) | DLCURAH36ABK | ADP |  | HG81936 | *96VTN1202422B* | 35600 | 16 | 8.5 | 36200 | 34200 | 94.48% | 2.02 | 0 | 10 |  |  |  |  | R-410A | 2.9667 | Residential & Commercial | USHP | Ducted CEE Tier 1
211380198 | Central HP <5.4 tons | YORK | HRCU-A-CB (Split System: Heat Pump with Remote Outdoor Unit-Air-Source) | HMH72B341 |  |  | XAFD48FBCN1 | TL8E080C16UH11 | 34000 | 16.5 | 8.5 | 32600 | 24000 | 73.62% | 2.08 | 0 | 9.5 |  |  |  |  | R-410A | 2.8333 | Residential & Commercial | USHP
216984271 | Central HP <5.4 tons | BRYANT HEATING AND COOLING SYSTEMS | HRCU-A-CB (Split System: Heat Pump with Remote Outdoor Unit-Air-Source) | 290VAN048**AA* | ADP |  | PL60H210P29*+TXV | 987TA60080C21*** | 44500 | 18 | 9 | 45500 | 33200 | 72.97% | 2.06 | 0 | 9.5 |  |  |  |  | R-454B | 3.7083 | Residential & Commercial | USHP
216984272 | Central HP <5.4 tons | BRYANT HEATING AND COOLING SYSTEMS | HRCU-A-CB (Split System: Heat Pump with Remote Outdoor Unit-Air-Source) | 290VAN048**AA* | ADP |  | V,C60H210P29*+TXV | 987TA60080C21*** | 44500 | 18 | 9 | 45500 | 33200 | 72.97% | 2.06 | 0 | 9.5 |  |  |  |  | R-454B | 3.7083 | Residential & Commercial | USHP
210599962 | Central HP <5.4 tons | TEMPSTAR | HRCU-A-CB (Split System: Heat Pump with Remote Outdoor Unit-Air-Source) | TVH825GKA2* |  |  | EN(A,D)4X48L24**+WALLCON | *95CSU0802120A* | 24200 | 17 | 8.1 | 21200 | 16600 | 78.3% | 2.02 | 0 | 11.5 |  |  |  |  | R-410A | 2.0167 | Residential & Commercial | USHP | Ducted CEE Tier 1
215292168 | Central HP <5.4 tons | AIRQUEST | HRCU-A-CB (Split System: Heat Pump with Remote Outdoor Unit-Air-Source) | DLCURAH24ABK | ADP |  | H,GE24936 | *96MSN0261410A* | 23400 | 16 | 8.5 | 25400 | 25800 | 101.6% | 2.2 | 0 | 10 |  |  |  |  | R-410A | 1.95 | Residential & Commercial | USHP | Ducted CEE Tier 1
215293270 | Central HP <5.4 tons | AIRQUEST | HRCU-A-CB (Split System: Heat Pump with Remote Outdoor Unit-Air-Source) | DLCURAH24ABK | ADP |  | H,GE23936 | *96VTN1002122B* | 23200 | 17 | 8.5 | 24800 | 22800 | 91.94% | 1.92 | 0 | 9.5 |  |  |  |  | R-410A | 1.9333 | Residential & Commercial | USHP
215294591 | Central HP <5.4 tons | AIRQUEST | HRCU-A-CB (Split System: Heat Pump with Remote Outdoor Unit-Air-Source) | DLCURAH36ABK | ADP |  | H,GE33936 | *92MSN0601412A* | 35000 | 15.2 | 8.1 | 36800 | 34800 | 94.57% | 1.82 | 0 | 9.5 |  |  |  |  | R-410A | 2.9167 | Residential & Commercial | USHP
215294609 | Central HP <5.4 tons | AIRQUEST | HRCU-A-CB (Split System: Heat Pump with Remote Outdoor Unit-Air-Source) | DLCURAH36ABK | ADP |  | HE7J936 | *92MSN0601412A* | 35000 | 15.2 | 8.1 | 36800 | 34800 | 94.57% | 1.82 | 0 | 9.5 |  |  |  |  | R-410A | 2.9167 | Residential & Commercial | USHP
215294611 | Central HP <5.4 tons | AIRQUEST | HRCU-A-CB (Split System: Heat Pump with Remote Outdoor Unit-Air-Source) | DLCURAH36ABK | ADP |  | H,GE8J936 | *92MSN0601412A* | 35000 | 15.2 | 8.1 | 36800 | 34800 | 94.57% | 1.82 | 0 | 9.5 |  |  |  |  | R-410A | 2.9167 | Residential & Commercial | USHP
215294627 | Central HP <5.4 tons | AIRQUEST | HRCU-A-CB (Split System: Heat Pump with Remote Outdoor Unit-Air-Source) | DLCURAH36ABK | ADP |  | H,GE24936 | *92MSN0601714A* | 34000 | 16 | 8.1 | 36800 | 34800 | 94.57% | 1.82 | 0 | 9 |  |  |  |  | R-410A | 2.8333 | Residential & Commercial | USHP
215294660 | Central HP <5.4 tons | AIRQUEST | HRCU-A-CB (Split System: Heat Pump with Remote Outdoor Unit-Air-Source) | DLCURAH36ABK | ADP |  | H,GE1K936 | *92MSN0601714A* | 35200 | 16 | 8.1 | 36800 | 34600 | 94.02% | 1.94 | 0 | 10 |  |  |  |  | R-410A | 2.9333 | Residential & Commercial | USHP | Ducted CEE Tier 1
215294676 | Central HP <5.4 tons | AIRQUEST | HRCU-A-CB (Split System: Heat Pump with Remote Outdoor Unit-Air-Source) | DLCURAH36ABK | ADP |  | HG33936 | *92MSN0801716A* | 35200 | 16 | 8.1 | 36800 | 34600 | 94.02% | 1.88 | 0 | 10 |  |  |  |  | R-410A | 2.9333 | Residential & Commercial | USHP | Ducted CEE Tier 1
215294711 | Central HP <5.4 tons | AIRQUEST | HRCU-A-CB (Split System: Heat Pump with Remote Outdoor Unit-Air-Source) | DLCURAH36ABK | ADP |  | HG80936 | *92MSN0801716A* | 35800 | 16 | 8.5 | 36200 | 34200 | 94.48% | 2.02 | 0 | 10 |  |  |  |  | R-410A | 2.9833 | Residential & Commercial | USHP | Ducted CEE Tier 1
215294728 | Central HP <5.4 tons | AIRQUEST | HRCU-A-CB (Split System: Heat Pump with Remote Outdoor Unit-Air-Source) | DLCURAH36ABK | ADP |  | HG32936 | *92MSN0802120A* | 33800 | 16 | 8.5 | 36200 | 34200 | 94.48% | 2.02 | 0 | 9.5 |  |  |  |  | R-410A | 2.8167 | Residential & Commercial | USHP
215294778 | Central HP <5.4 tons | AIRQUEST | HRCU-A-CB (Split System: Heat Pump with Remote Outdoor Unit-Air-Source) | DLCURAH36ABK | ADP |  | H,GE1K936 | *92MSN0802120A* | 35200 | 16 | 8.1 | 36800 | 34600 | 94.02% | 1.88 | 0 | 10 |  |  |  |  | R-410A | 2.9333 | Residential & Commercial | USHP | Ducted CEE Tier 1
215294809 | Central HP <5.4 tons | AIRQUEST | HRCU-A-CB (Split System: Heat Pump with Remote Outdoor Unit-Air-Source) | DLCURAH36ABK | ADP |  | H,GG48936 | *92MSN1002120A* | 36000 | 16 | 8.1 | 36800 | 34400 | 93.48% | 2 | 0 | 10.5 |  |  |  |  | R-410A | 3 | Residential & Commercial | USHP | Ducted CEE Tier 1
215294841 | Central HP <5.4 tons | AIRQUEST | HRCU-A-CB (Split System: Heat Pump with Remote Outdoor Unit-Air-Source) | DLCURAH36ABK | ADP |  | HG34936 | *92MSN1002122A* | 35400 | 16 | 8.1 | 36800 | 34600 | 94.02% | 1.88 | 0 | 10 |  |  |  |  | R-410A | 2.95 | Residential & Commercial | USHP | Ducted CEE Tier 1
215294843 | Central HP <5.4 tons | AIRQUEST | HRCU-A-CB (Split System: Heat Pump with Remote Outdoor Unit-Air-Source) | DLCURAH36ABK | ADP |  | HE34936 | *92MSN1002122A* | 35400 | 16 | 8.1 | 36800 | 34600 | 94.02% | 1.9 | 0 | 10 |  |  |  |  | R-410A | 2.95 | Residential & Commercial | USHP | Ducted CEE Tier 1
214272305 | Central HP <5.4 tons | CARRIER | HRCU-A-CB (Split System: Heat Pump with Remote Outdoor Unit-Air-Source) | 25VNA837A*030* | ADP |  | PL36H210P299 | 58TN*B110C21**20 | 32600 | 18 | 8.5 | 30200 | 24400 | 80.79% | 2 | 0 | 11.5 |  |  |  |  | R-410A | 2.7167 | Residential & Commercial | USHP | Ducted CEE Tier 1
212978157 | Central HP <5.4 tons | HEIL | HRCU-A-CB (Split System: Heat Pump with Remote Outdoor Unit-Air-Source) | DLCURAH24ABK |  |  | EA*4X37L17A* | *80MS(N,L)0701412A* | 24000 | 17.5 | 8.5 | 25200 | 22200 | 88.1% | 1.86 | 0 | 10 |  |  |  |  | R-410A | 2 | Residential & Commercial | USHP | Ducted CEE Tier 1
212979518 | Central HP <5.4 tons | HEIL | HRCU-A-CB (Split System: Heat Pump with Remote Outdoor Unit-Air-Source) | DLCURAH24ABK |  |  | EN(A,D)4X36L21** | *80MS(N,L)0702116A* | 23800 | 17 | 8.5 | 26400 | 24000 | 90.91% | 2 | 0 | 10.5 |  |  |  |  | R-410A | 1.9833 | Residential & Commercial | USHP | Ducted CEE Tier 1
212985768 | Central HP <5.4 tons | COMFORTMAKER | HRCU-A-CB (Split System: Heat Pump with Remote Outdoor Unit-Air-Source) | DLCURAH24ABK |  |  | EA*4X24L17A* | *96MSN0261410A* | 23400 | 16.5 | 8.5 | 27000 | 26200 | 97.04% | 2.2 | 0 | 10 |  |  |  |  | R-410A | 1.95 | Residential & Commercial | USHP | Ducted CEE Tier 1
212985788 | Central HP <5.4 tons | COMFORTMAKER | HRCU-A-CB (Split System: Heat Pump with Remote Outdoor Unit-Air-Source) | DLCURAH24ABK |  |  | EA*4X30L14A* | *96MSN0261410A* | 23400 | 16.5 | 8.5 | 26400 | 24600 | 93.18% | 2.04 | 0 | 10 |  |  |  |  | R-410A | 1.95 | Residential & Commercial | USHP | Ducted CEE Tier 1
214271717 | Central HP <5.4 tons | CARRIER | HRCU-A-CB (Split System: Heat Pump with Remote Outdoor Unit-Air-Source) | 25VNA436A*031* | ADP |  | PL36H210P749 | 58TN*B110C21**20 | 32400 | 20 | 9 | 34800 | 27200 | 78.16% | 2.06 | 0 | 12 |  |  |  |  | R-410A | 2.7 | Residential & Commercial | USHP | Ducted CEE Tier 1
215293305 | Central HP <5.4 tons | AIRQUEST | HRCU-A-CB (Split System: Heat Pump with Remote Outdoor Unit-Air-Source) | DLCURAH24ABK | ADP |  | HG7J936 | *96VTN1002122B* | 23400 | 17 | 8.5 | 24800 | 23400 | 94.35% | 1.98 | 0 | 10 |  |  |  |  | R-410A | 1.95 | Residential & Commercial | USHP | Ducted CEE Tier 1
215292187 | Central HP <5.4 tons | AIRQUEST | HRCU-A-CB (Split System: Heat Pump with Remote Outdoor Unit-Air-Source) | DLCURAH24ABK | ADP |  | H,GG34936 | *96MSN0261410A* | 23400 | 16 | 8.5 | 24600 | 24600 | 100% | 2.08 | 0 | 10 |  |  |  |  | R-410A | 1.95 | Residential & Commercial | USHP | Ducted CEE Tier 1
215425881 | Central HP <5.4 tons | LUXAIRE | HRCU-A-C (Split System: Heat Pump with Remote Outdoor Unit with No Indoor Fan --Air Source) | HH836E2S11 | ADP |  | H,YE9J*36+TXV-BLEED+TD | 0 | 33600 | 15.2 | 8.5 | 30600 | 23000 | 75.16% | 2 | 0 | 10 |  |  |  |  | R-454B | 2.8 | Residential & Commercial | USHP | Ducted CEE Tier 1
212979468 | Central HP <5.4 tons | HEIL | HRCU-A-CB (Split System: Heat Pump with Remote Outdoor Unit-Air-Source) | DLCURAH30ABK |  |  | EA*4X43L21A* | *80MS(N,L)0702116A* | 30400 | 15.2 | 8.1 | 33400 | 26400 | 79.04% | 1.84 | 0 | 9 |  |  |  |  | R-410A | 2.5333 | Residential & Commercial | USHP
214272346 | Central HP <5.4 tons | CARRIER | HRCU-A-CB (Split System: Heat Pump with Remote Outdoor Unit-Air-Source) | 25VNA837A*031* | ADP |  | PL36H210P299 | 58TN*B070C17**16 | 32400 | 17 | 8.5 | 30600 | 24600 | 80.39% | 1.98 | 0 | 11.5 |  |  |  |  | R-410A | 2.7 | Residential & Commercial | USHP | Ducted CEE Tier 1
215292203 | Central HP <5.4 tons | AIRQUEST | HRCU-A-CB (Split System: Heat Pump with Remote Outdoor Unit-Air-Source) | DLCURAH24ABK | ADP |  | H,GE7J936 | *96MSN0261410A* | 23400 | 16 | 8.5 | 25400 | 25800 | 101.6% | 2.2 | 0 | 10 |  |  |  |  | R-410A | 1.95 | Residential & Commercial | USHP | Ducted CEE Tier 1
215292218 | Central HP <5.4 tons | AIRQUEST | HRCU-A-CB (Split System: Heat Pump with Remote Outdoor Unit-Air-Source) | DLCURAH24ABK | ADP |  | H,GE23936 | *96MSN0401410A* | 22800 | 16 | 8.5 | 25400 | 24800 | 97.64% | 2.1 | 0 | 9.5 |  |  |  |  | R-410A | 1.9 | Residential & Commercial | USHP
215292219 | Central HP <5.4 tons | AIRQUEST | HRCU-A-CB (Split System: Heat Pump with Remote Outdoor Unit-Air-Source) | DLCURAH24ABK | ADP |  | H,GG24936 | *96MSN0401410A* | 23200 | 16 | 8.5 | 25400 | 24800 | 97.64% | 2.1 | 0 | 10 |  |  |  |  | R-410A | 1.9333 | Residential & Commercial | USHP | Ducted CEE Tier 1
215292269 | Central HP <5.4 tons | AIRQUEST | HRCU-A-CB (Split System: Heat Pump with Remote Outdoor Unit-Air-Source) | DLCURAH24ABK | ADP |  | H,GE22936 | *96MSN0401712A* | 22200 | 15.2 | 8.5 | 25400 | 26800 | 105.5% | 2.3 | 0 | 9 |  |  |  |  | R-410A | 1.85 | Residential & Commercial | USHP
214272353 | Central HP <5.4 tons | CARRIER | HRCU-A-CB (Split System: Heat Pump with Remote Outdoor Unit-Air-Source) | 25VNA837A*031* | ADP |  | V,C36H175P159 | 58TN*B090C17**16 | 32200 | 17 | 8.5 | 31000 | 24600 | 79.35% | 1.98 | 0 | 11.7 |  |  |  |  | R-410A | 2.6833 | Residential & Commercial | USHP | Ducted CEE Tier 1
213780746 | Central HP <5.4 tons | BRYANT HEATING AND COOLING SYSTEMS | HRCU-A-CB (Split System: Heat Pump with Remote Outdoor Unit-Air-Source) | 288BNV037*0**B* |  |  | CAP**3621AL*+UI | 88*TB48090C17*** | 31600 | 17 | 8.1 | 33000 | 24200 | 73.33% | 1.84 | 0 | 11 |  |  |  |  | R-410A | 2.6333 | Residential & Commercial | USHP | Ducted CEE Tier 1
213780966 | Central HP <5.4 tons | BRYANT HEATING AND COOLING SYSTEMS | HRCU-A-CB (Split System: Heat Pump with Remote Outdoor Unit-Air-Source) | 288BNV037*0**B* |  |  | CAP**4221AL*+UI | 88*TB36045C17*** | 31600 | 16.5 | 8.1 | 33400 | 24800 | 74.25% | 1.84 | 0 | 10.5 |  |  |  |  | R-410A | 2.6333 | Residential & Commercial | USHP | Ducted CEE Tier 1
213781116 | Central HP <5.4 tons | BRYANT HEATING AND COOLING SYSTEMS | HRCU-A-CB (Split System: Heat Pump with Remote Outdoor Unit-Air-Source) | 288BNV037*0**B* |  |  | CAP**4224AL*+UI | 987MC66100C21*** | 31800 | 17 | 8.1 | 33000 | 24200 | 73.33% | 1.88 | 0 | 11 |  |  |  |  | R-410A | 2.65 | Residential & Commercial | USHP | Ducted CEE Tier 1
213781216 | Central HP <5.4 tons | BRYANT HEATING AND COOLING SYSTEMS | HRCU-A-CB (Split System: Heat Pump with Remote Outdoor Unit-Air-Source) | 288BNV037*0**B* |  |  | CAP**4321AL*+UI | 987MC42060C17*** | 32600 | 16.5 | 8.1 | 33000 | 25400 | 76.97% | 1.94 | 0 | 11 |  |  |  |  | R-410A | 2.7167 | Residential & Commercial | USHP | Ducted CEE Tier 1
213781316 | Central HP <5.4 tons | BRYANT HEATING AND COOLING SYSTEMS | HRCU-A-CB (Split System: Heat Pump with Remote Outdoor Unit-Air-Source) | 288BNV037*0**B* |  |  | CAP**4821AL*+UI | 88*TB60110C21*** | 32400 | 17 | 8.1 | 32400 | 24800 | 76.54% | 1.98 | 0 | 11 |  |  |  |  | R-410A | 2.7 | Residential & Commercial | USHP | Ducted CEE Tier 1
213782286 | Central HP <5.4 tons | BRYANT HEATING AND COOLING SYSTEMS | HRCU-A-CB (Split System: Heat Pump with Remote Outdoor Unit-Air-Source) | 288BNV037*0**B* |  |  | CSPH*6012AL*+UI | 987MC42060C17*** | 32800 | 16 | 8.1 | 32400 | 25200 | 77.78% | 1.96 | 0 | 11 |  |  |  |  | R-410A | 2.7333 | Residential & Commercial | USHP | Ducted CEE Tier 1
216981797 | Central HP <5.4 tons | BRYANT HEATING AND COOLING SYSTEMS | HRCU-A-CB (Split System: Heat Pump with Remote Outdoor Unit-Air-Source) | 293VAN048**AA* | ADP |  | PL60H210P17*+TXV | 935CB48060C17*** | 43500 | 20 | 9.5 | 47000 | 36200 | 77.02% | 2 | 0 | 10.5 |  |  |  |  | R-454B | 3.625 | Residential & Commercial | USHP | Ducted CEE Tier 1
216981820 | Central HP <5.4 tons | BRYANT HEATING AND COOLING SYSTEMS | HRCU-A-CB (Split System: Heat Pump with Remote Outdoor Unit-Air-Source) | 293VAN048**AA* | ADP |  | V,C48H210P16*+TXV | 935CB66100C21*** | 44000 | 21 | 9.5 | 46000 | 35800 | 77.83% | 2 | 0 | 11 |  |  |  |  | R-454B | 3.6667 | Residential & Commercial | USHP | Ducted CEE Tier 1
216977290 | Central HP <5.4 tons | BRYANT HEATING AND COOLING SYSTEMS | HRCU-A-CB (Split System: Heat Pump with Remote Outdoor Unit-Air-Source) | 37MUHAQ24AA3 | ADP |  | V,C36H***P03*+TXV | 82*TB36070V14*** | 21200 | 16 | 8.5 | 19400 | 18400 | 94.85% | 1.96 | 0 | 10.5 |  |  |  |  | R-454B | 1.7667 | Residential & Commercial | USHP | Ducted CEE Tier 1
216977299 | Central HP <5.4 tons | BRYANT HEATING AND COOLING SYSTEMS | HRCU-A-CB (Split System: Heat Pump with Remote Outdoor Unit-Air-Source) | 37MUHAQ24AA3 | ADP |  | PL36H210P29*+TXV | 83*CA36040C17*** | 23800 | 17 | 8.5 | 19400 | 18200 | 93.81% | 1.96 | 0 | 11 |  |  |  |  | R-454B | 1.9833 | Residential & Commercial | USHP | Ducted CEE Tier 1
216977301 | Central HP <5.4 tons | BRYANT HEATING AND COOLING SYSTEMS | HRCU-A-CB (Split System: Heat Pump with Remote Outdoor Unit-Air-Source) | 37MUHAQ24AA3 | ADP |  | C36A***L13*+TXV | 83*CA36040C17*** | 23000 | 17 | 8.5 | 19800 | 18700 | 94.44% | 1.94 | 0 | 11 |  |  |  |  | R-454B | 1.9167 | Residential & Commercial | USHP | Ducted CEE Tier 1
215292286 | Central HP <5.4 tons | AIRQUEST | HRCU-A-CB (Split System: Heat Pump with Remote Outdoor Unit-Air-Source) | DLCURAH24ABK | ADP |  | HE32936 | *96MSN0401712A* | 22600 | 16 | 8.5 | 24800 | 24600 | 99.19% | 2.08 | 0 | 9 |  |  |  |  | R-410A | 1.8833 | Residential & Commercial | USHP
215292354 | Central HP <5.4 tons | AIRQUEST | HRCU-A-CB (Split System: Heat Pump with Remote Outdoor Unit-Air-Source) | DLCURAH24ABK | ADP |  | H,GE30924 | *96MSN0601412A* | 22600 | 16 | 8.5 | 25400 | 26000 | 102.4% | 2.22 | 0 | 9.5 |  |  |  |  | R-410A | 1.8833 | Residential & Commercial | USHP
215292368 | Central HP <5.4 tons | AIRQUEST | HRCU-A-CB (Split System: Heat Pump with Remote Outdoor Unit-Air-Source) | DLCURAH24ABK | ADP |  | H,GE1K936 | *96MSN0601412A* | 23600 | 16 | 8.5 | 24600 | 23800 | 96.75% | 2 | 0 | 10 |  |  |  |  | R-410A | 1.9667 | Residential & Commercial | USHP | Ducted CEE Tier 1
215292371 | Central HP <5.4 tons | AIRQUEST | HRCU-A-CB (Split System: Heat Pump with Remote Outdoor Unit-Air-Source) | DLCURAH24ABK | ADP |  | H,GG81936 | *96MSN0601412A* | 23600 | 16 | 8.5 | 24600 | 23400 | 95.12% | 1.98 | 0 | 10 |  |  |  |  | R-410A | 1.9667 | Residential & Commercial | USHP | Ducted CEE Tier 1
213077578 | Central HP <5.4 tons | COMFORTMAKER | HRCU-A-CB (Split System: Heat Pump with Remote Outdoor Unit-Air-Source) | DLCURAH36ABK |  |  | EN(A,D)4X48L24** | *96VTN0802120B* | 35600 | 16.5 | 8.1 | 38500 | 34800 | 90.39% | 1.98 | 0 | 10 |  |  |  |  | R-410A | 2.9667 | Residential & Commercial | USHP | Ducted CEE Tier 1
213077705 | Central HP <5.4 tons | COMFORTMAKER | HRCU-A-CB (Split System: Heat Pump with Remote Outdoor Unit-Air-Source) | DLCURAH36ABK |  |  | EA*4X36L21A* | *96VTN1002122B* | 35000 | 16.5 | 8.1 | 38500 | 35200 | 91.43% | 1.82 | 0 | 10 |  |  |  |  | R-410A | 2.9167 | Residential & Commercial | USHP | Ducted CEE Tier 1
212979737 | Central HP <5.4 tons | CARRIER | HRCU-A-CB (Split System: Heat Pump with Remote Outdoor Unit-Air-Source) | 38MURAQ30AB3* |  |  | CAP**4321AL* | 58S(B,C)*B090M17**14 | 30400 | 15.2 | 8.1 | 33000 | 26400 | 80% | 1.84 | 0 | 9 |  |  |  |  | R-410A | 2.5333 | Residential & Commercial | USHP
212979785 | Central HP <5.4 tons | CARRIER | HRCU-A-CB (Split System: Heat Pump with Remote Outdoor Unit-Air-Source) | 38MURAQ30AB3* |  |  | CNPV*4217AL* | 58S(B,C)*B090M17**14 | 30000 | 15.2 | 8.1 | 34000 | 27200 | 80% | 1.82 | 0 | 9 |  |  |  |  | R-410A | 2.5 | Residential & Commercial | USHP
212980189 | Central HP <5.4 tons | CARRIER | HRCU-A-CB (Split System: Heat Pump with Remote Outdoor Unit-Air-Source) | 38MURAQ30AB3* |  |  | CAP**3721AL* | 58S(B,C)*B090M21**16 | 30600 | 15.2 | 8.1 | 33200 | 26400 | 79.52% | 1.86 | 0 | 9 |  |  |  |  | R-410A | 2.55 | Residential & Commercial | USHP
212978308 | Central HP <5.4 tons | CARRIER | HRCU-A-CB (Split System: Heat Pump with Remote Outdoor Unit-Air-Source) | 38MURAQ18AB3* |  |  | CNPV*2414AL* | 58S(B,C)*B070M14**12 | 17600 | 16.5 | 8.5 | 18500 | 19100 | 103.2% | 2.3 | 0 | 11 |  |  |  |  | R-410A | 1.4667 | Residential & Commercial | USHP | Ducted CEE Tier 1
215292403 | Central HP <5.4 tons | AIRQUEST | HRCU-A-CB (Split System: Heat Pump with Remote Outdoor Unit-Air-Source) | DLCURAH24ABK | ADP |  | H,GG36936 | *96MSN0601716A* | 23600 | 17 | 9 | 24200 | 23200 | 95.87% | 1.96 | 0 | 10 |  |  |  |  | R-410A | 1.9667 | Residential & Commercial | USHP | Ducted CEE Tier 1
215292435 | Central HP <5.4 tons | AIRQUEST | HRCU-A-CB (Split System: Heat Pump with Remote Outdoor Unit-Air-Source) | DLCURAH24ABK | ADP |  | HE31930 | *96MSN0801716A* | 21800 | 17 | 8.85 | 27600 | 24800 | 89.86% | 2.08 | 0 | 9 |  |  |  |  | R-410A | 1.8167 | Residential & Commercial | USHP
215294858 | Central HP <5.4 tons | AIRQUEST | HRCU-A-CB (Split System: Heat Pump with Remote Outdoor Unit-Air-Source) | DLCURAH36ABK | ADP |  | H,GE8J936 | *92MSN1002122A* | 35400 | 16 | 8.1 | 36800 | 34600 | 94.02% | 1.9 | 0 | 10 |  |  |  |  | R-410A | 2.95 | Residential & Commercial | USHP | Ducted CEE Tier 1
215294860 | Central HP <5.4 tons | AIRQUEST | HRCU-A-CB (Split System: Heat Pump with Remote Outdoor Unit-Air-Source) | DLCURAH36ABK | ADP |  | H,GG9J936 | *92MSN1002122A* | 35400 | 16 | 8.1 | 36800 | 34600 | 94.02% | 1.88 | 0 | 10 |  |  |  |  | R-410A | 2.95 | Residential & Commercial | USHP | Ducted CEE Tier 1
215294861 | Central HP <5.4 tons | AIRQUEST | HRCU-A-CB (Split System: Heat Pump with Remote Outdoor Unit-Air-Source) | DLCURAH36ABK | ADP |  | HG9J936 | *92MSN1002122A* | 35400 | 16 | 8.1 | 36800 | 34600 | 94.02% | 1.88 | 0 | 10 |  |  |  |  | R-410A | 2.95 | Residential & Commercial | USHP | Ducted CEE Tier 1
215294877 | Central HP <5.4 tons | AIRQUEST | HRCU-A-CB (Split System: Heat Pump with Remote Outdoor Unit-Air-Source) | DLCURAH36ABK | ADP |  | HG32936 | *92MSN1202420A* | 35200 | 16 | 8.1 | 36800 | 34800 | 94.57% | 1.9 | 0 | 9.5 |  |  |  |  | R-410A | 2.9333 | Residential & Commercial | USHP
215292455 | Central HP <5.4 tons | AIRQUEST | HRCU-A-CB (Split System: Heat Pump with Remote Outdoor Unit-Air-Source) | DLCURAH24ABK | ADP |  | H,GG36936 | *96MSN0801716A* | 23800 | 17 | 8.5 | 24800 | 23600 | 95.16% | 1.98 | 0 | 10.5 |  |  |  |  | R-410A | 1.9833 | Residential & Commercial | USHP | Ducted CEE Tier 1
215292468 | Central HP <5.4 tons | AIRQUEST | HRCU-A-CB (Split System: Heat Pump with Remote Outdoor Unit-Air-Source) | DLCURAH24ABK | ADP |  | H,GG9J936 | *96MSN0801716A* | 23800 | 17 | 8.5 | 24800 | 23600 | 95.16% | 2 | 0 | 10.5 |  |  |  |  | R-410A | 1.9833 | Residential & Commercial | USHP | Ducted CEE Tier 1
215294892 | Central HP <5.4 tons | AIRQUEST | HRCU-A-CB (Split System: Heat Pump with Remote Outdoor Unit-Air-Source) | DLCURAH36ABK | ADP |  | H,GG36936 | *92MSN1202420A* | 36000 | 16 | 8.5 | 36400 | 34400 | 94.51% | 2.04 | 0 | 10 |  |  |  |  | R-410A | 3 | Residential & Commercial | USHP | Ducted CEE Tier 1
215294908 | Central HP <5.4 tons | AIRQUEST | HRCU-A-CB (Split System: Heat Pump with Remote Outdoor Unit-Air-Source) | DLCURAH36ABK | ADP |  | H,GE1K936 | *92MSN1202420A* | 36000 | 16 | 8.5 | 36400 | 34400 | 94.51% | 2.04 | 0 | 10 |  |  |  |  | R-410A | 3 | Residential & Commercial | USHP | Ducted CEE Tier 1
215294977 | Central HP <5.4 tons | AIRQUEST | HRCU-A-CB (Split System: Heat Pump with Remote Outdoor Unit-Air-Source) | DLCURAH36ABK | ADP |  | H,GG36936 | *96MSN0601716A* | 35400 | 15.2 | 8.5 | 36400 | 34400 | 94.51% | 2.04 | 0 | 9.5 |  |  |  |  | R-410A | 2.95 | Residential & Commercial | USHP
213079402 | Central HP <5.4 tons | COMFORTMAKER | HRCU-A-CB (Split System: Heat Pump with Remote Outdoor Unit-Air-Source) | DLCURAH36ABK |  |  | EA*4X37L17A* | *92MSN0601714A* | 36000 | 15.5 | 8.5 | 38500 | 35000 | 90.91% | 2 | 0 | 10 |  |  |  |  | R-410A | 3 | Residential & Commercial | USHP | Ducted CEE Tier 1
213079416 | Central HP <5.4 tons | COMFORTMAKER | HRCU-A-CB (Split System: Heat Pump with Remote Outdoor Unit-Air-Source) | DLCURAH36ABK |  |  | EA*4X37L21A* | *92MSN0601714A* | 36600 | 16 | 8.5 | 38500 | 35000 | 90.91% | 2.06 | 0 | 10 |  |  |  |  | R-410A | 3.05 | Residential & Commercial | USHP | Ducted CEE Tier 1
216571354 | Central HP <5.4 tons | GREE | HRCU-A-CB (Split System: Heat Pump with Remote Outdoor Unit-Air-Source) | GUD36W/A-D(U) |  |  | GCAT24*/NAA | A952V060BD3S*** | 23000 | 15.2 | 8.5 | 23000 | 20000 | 86.96% | 1.75 | 0 | 11.5 |  |  |  |  | R-410A | 1.9167 | Residential & Commercial | USHP | Ducted CEE Tier 1
211241407 | Central HP <5.4 tons | HEIL | HRCU-A-CB (Split System: Heat Pump with Remote Outdoor Unit-Air-Source) | DLCURAH24ABK |  |  | EA*4X30L17A* | *96VSN0401410A* | 23200 | 16 | 8.5 | 25800 | 24200 | 93.8% | 2.02 | 0 | 10 |  |  |  |  | R-410A | 1.9333 | Residential & Commercial | USHP | Ducted CEE Tier 1
215295042 | Central HP <5.4 tons | AIRQUEST | HRCU-A-CB (Split System: Heat Pump with Remote Outdoor Unit-Air-Source) | DLCURAH36ABK | ADP |  | HG82936 | *96MSN0801716A* | 35600 | 16 | 8.1 | 36800 | 34600 | 94.02% | 1.98 | 0 | 10 |  |  |  |  | R-410A | 2.9667 | Residential & Commercial | USHP | Ducted CEE Tier 1
215292470 | Central HP <5.4 tons | AIRQUEST | HRCU-A-CB (Split System: Heat Pump with Remote Outdoor Unit-Air-Source) | DLCURAH24ABK | ADP |  | H,GE9J936 | *96MSN0801716A* | 23800 | 17 | 8.5 | 24800 | 23600 | 95.16% | 1.98 | 0 | 10.5 |  |  |  |  | R-410A | 1.9833 | Residential & Commercial | USHP | Ducted CEE Tier 1
215292471 | Central HP <5.4 tons | AIRQUEST | HRCU-A-CB (Split System: Heat Pump with Remote Outdoor Unit-Air-Source) | DLCURAH24ABK | ADP |  | H,GG1K936 | *96MSN0801716A* | 23800 | 17 | 8.5 | 24800 | 23600 | 95.16% | 1.98 | 0 | 10.5 |  |  |  |  | R-410A | 1.9833 | Residential & Commercial | USHP | Ducted CEE Tier 1
215295045 | Central HP <5.4 tons | AIRQUEST | HRCU-A-CB (Split System: Heat Pump with Remote Outdoor Unit-Air-Source) | DLCURAH36ABK | ADP |  | H,GG24936 | *96MSN0802120A* | 34200 | 16 | 8.1 | 37400 | 34800 | 93.05% | 1.84 | 0 | 9 |  |  |  |  | R-410A | 2.85 | Residential & Commercial | USHP
215295110 | Central HP <5.4 tons | AIRQUEST | HRCU-A-CB (Split System: Heat Pump with Remote Outdoor Unit-Air-Source) | DLCURAH36ABK | ADP |  | H,GG48936 | *96MSN1002120A* | 36000 | 16 | 8.5 | 36200 | 34200 | 94.48% | 2.04 | 0 | 10 |  |  |  |  | R-410A | 3 | Residential & Commercial | USHP | Ducted CEE Tier 1
215292503 | Central HP <5.4 tons | AIRQUEST | HRCU-A-CB (Split System: Heat Pump with Remote Outdoor Unit-Air-Source) | DLCURAH24ABK | ADP |  | H,GG35936 | *96MSN0802120A* | 23600 | 17 | 8.5 | 24800 | 23800 | 95.97% | 2.02 | 0 | 10.5 |  |  |  |  | R-410A | 1.9667 | Residential & Commercial | USHP | Ducted CEE Tier 1
211241789 | Central HP <5.4 tons | HEIL | HRCU-A-CB (Split System: Heat Pump with Remote Outdoor Unit-Air-Source) | DLCURAH24ABK |  |  | EA*4X30L17A* | OMV098J12* | 23600 | 16.5 | 8.5 | 26000 | 23800 | 91.54% | 1.98 | 0 | 10 |  |  |  |  | R-410A | 1.9667 | Residential & Commercial | USHP | Ducted CEE Tier 1
211242114 | Central HP <5.4 tons | HEIL | HRCU-A-CB (Split System: Heat Pump with Remote Outdoor Unit-Air-Source) | DLCURAH24ABK |  |  | EA*4X36L17A* | *80ES(N,L)0901714A* | 24600 | 17 | 8.5 | 26400 | 22200 | 84.09% | 1.84 | 0 | 10 |  |  |  |  | R-410A | 2.05 | Residential & Commercial | USHP | Ducted CEE Tier 1
211242234 | Central HP <5.4 tons | HEIL | HRCU-A-CB (Split System: Heat Pump with Remote Outdoor Unit-Air-Source) | DLCURAH24ABK |  |  | EA*4X36L17A* | OLV098A12* | 23400 | 16.5 | 8.5 | 25600 | 23800 | 92.97% | 1.98 | 0 | 10 |  |  |  |  | R-410A | 1.95 | Residential & Commercial | USHP | Ducted CEE Tier 1
215292537 | Central HP <5.4 tons | AIRQUEST | HRCU-A-CB (Split System: Heat Pump with Remote Outdoor Unit-Air-Source) | DLCURAH24ABK | ADP |  | HE31924 | *96VTN0401410A* | 23000 | 15.2 | 8.5 | 25000 | 23600 | 94.4% | 1.96 | 0 | 9.5 |  |  |  |  | R-410A | 1.9167 | Residential & Commercial | USHP
215295145 | Central HP <5.4 tons | AIRQUEST | HRCU-A-CB (Split System: Heat Pump with Remote Outdoor Unit-Air-Source) | DLCURAH36ABK | ADP |  | H,GG35936 | *96MSN1002122A* | 35400 | 16 | 8.5 | 36800 | 34600 | 94.02% | 1.88 | 0 | 10 |  |  |  |  | R-410A | 2.95 | Residential & Commercial | USHP | Ducted CEE Tier 1
215295159 | Central HP <5.4 tons | AIRQUEST | HRCU-A-CB (Split System: Heat Pump with Remote Outdoor Unit-Air-Source) | DLCURAH36ABK | ADP |  | H,GE8J936 | *96MSN1002122A* | 35400 | 16 | 8.5 | 36800 | 34600 | 94.02% | 1.88 | 0 | 10 |  |  |  |  | R-410A | 2.95 | Residential & Commercial | USHP | Ducted CEE Tier 1
215292553 | Central HP <5.4 tons | AIRQUEST | HRCU-A-CB (Split System: Heat Pump with Remote Outdoor Unit-Air-Source) | DLCURAH24ABK | ADP |  | HE34936 | *96VTN0401410A* | 23200 | 16 | 8.5 | 24000 | 23400 | 97.5% | 1.96 | 0 | 10 |  |  |  |  | R-410A | 1.9333 | Residential & Commercial | USHP | Ducted CEE Tier 1
215292554 | Central HP <5.4 tons | AIRQUEST | HRCU-A-CB (Split System: Heat Pump with Remote Outdoor Unit-Air-Source) | DLCURAH24ABK | ADP |  | H,GG35936 | *96VTN0401410A* | 23400 | 16 | 8.5 | 24000 | 23400 | 97.5% | 1.96 | 0 | 10 |  |  |  |  | R-410A | 1.95 | Residential & Commercial | USHP | Ducted CEE Tier 1
215292569 | Central HP <5.4 tons | AIRQUEST | HRCU-A-CB (Split System: Heat Pump with Remote Outdoor Unit-Air-Source) | DLCURAH24ABK | ADP |  | H,GG9J936 | *96VTN0401410A* | 23400 | 16 | 8.5 | 24000 | 23400 | 97.5% | 1.96 | 0 | 10 |  |  |  |  | R-410A | 1.95 | Residential & Commercial | USHP | Ducted CEE Tier 1
212980946 | Central HP <5.4 tons | CARRIER | HRCU-A-CB (Split System: Heat Pump with Remote Outdoor Unit-Air-Source) | 38MURAQ30AB3* |  |  | CAP**4321AL* | 58S(B,C)*B110M21**20 | 31000 | 15.2 | 8.5 | 33600 | 26200 | 77.98% | 1.88 | 0 | 9 |  |  |  |  | R-410A | 2.5833 | Residential & Commercial | USHP
215292588 | Central HP <5.4 tons | AIRQUEST | HRCU-A-CB (Split System: Heat Pump with Remote Outdoor Unit-Air-Source) | DLCURAH24ABK | ADP |  | H,GG32936 | *96VTN0401410B* | 23000 | 16 | 8.5 | 25400 | 26600 | 104.7% | 2.28 | 0 | 9.5 |  |  |  |  | R-410A | 1.9167 | Residential & Commercial | USHP
215295161 | Central HP <5.4 tons | AIRQUEST | HRCU-A-CB (Split System: Heat Pump with Remote Outdoor Unit-Air-Source) | DLCURAH36ABK | ADP |  | H,GG9J936 | *96MSN1002122A* | 35400 | 16 | 8.5 | 36800 | 34600 | 94.02% | 1.88 | 0 | 10 |  |  |  |  | R-410A | 2.95 | Residential & Commercial | USHP | Ducted CEE Tier 1
215295192 | Central HP <5.4 tons | AIRQUEST | HRCU-A-CB (Split System: Heat Pump with Remote Outdoor Unit-Air-Source) | DLCURAH36ABK | ADP |  | H,GG36936 | *96MSN1202422A* | 35400 | 16 | 8.5 | 36200 | 34200 | 94.48% | 2.02 | 0 | 10 |  |  |  |  | R-410A | 2.95 | Residential & Commercial | USHP | Ducted CEE Tier 1
215292620 | Central HP <5.4 tons | AIRQUEST | HRCU-A-CB (Split System: Heat Pump with Remote Outdoor Unit-Air-Source) | DLCURAH24ABK | ADP |  | HG9J936 | *96VTN0401410B* | 23400 | 16 | 8.5 | 24800 | 24400 | 98.39% | 2.06 | 0 | 10 |  |  |  |  | R-410A | 1.95 | Residential & Commercial | USHP | Ducted CEE Tier 1
215292639 | Central HP <5.4 tons | AIRQUEST | HRCU-A-CB (Split System: Heat Pump with Remote Outdoor Unit-Air-Source) | DLCURAH24ABK | ADP |  | H,GG32936 | *96VTN0401712A* | 22600 | 16 | 8.5 | 24200 | 23200 | 95.87% | 1.94 | 0 | 9.5 |  |  |  |  | R-410A | 1.8833 | Residential & Commercial | USHP
215292688 | Central HP <5.4 tons | AIRQUEST | HRCU-A-CB (Split System: Heat Pump with Remote Outdoor Unit-Air-Source) | DLCURAH24ABK | ADP |  | HG32924 | *96VTN0401712B* | 23400 | 16 | 8.5 | 25400 | 25800 | 101.6% | 2.18 | 0 | 9.5 |  |  |  |  | R-410A | 1.95 | Residential & Commercial | USHP
215293195 | Central HP <5.4 tons | AIRQUEST | HRCU-A-CB (Split System: Heat Pump with Remote Outdoor Unit-Air-Source) | DLCURAH24ABK | ADP |  | HE34936 | *96VTN1002120B* | 23600 | 17 | 8.5 | 24600 | 24200 | 98.37% | 2.04 | 0 | 10.5 |  |  |  |  | R-410A | 1.9667 | Residential & Commercial | USHP | Ducted CEE Tier 1
215293196 | Central HP <5.4 tons | AIRQUEST | HRCU-A-CB (Split System: Heat Pump with Remote Outdoor Unit-Air-Source) | DLCURAH24ABK | ADP |  | H,GG35936 | *96VTN1002120B* | 23600 | 17 | 8.5 | 24600 | 24200 | 98.37% | 2.04 | 0 | 10.5 |  |  |  |  | R-410A | 1.9667 | Residential & Commercial | USHP | Ducted CEE Tier 1
215293213 | Central HP <5.4 tons | AIRQUEST | HRCU-A-CB (Split System: Heat Pump with Remote Outdoor Unit-Air-Source) | DLCURAH24ABK | ADP |  | H,GG9J936 | *96VTN1002120B* | 23600 | 17 | 8.5 | 24600 | 24200 | 98.37% | 2.04 | 0 | 10.5 |  |  |  |  | R-410A | 1.9667 | Residential & Commercial | USHP | Ducted CEE Tier 1
215293249 | Central HP <5.4 tons | AIRQUEST | HRCU-A-CB (Split System: Heat Pump with Remote Outdoor Unit-Air-Source) | DLCURAH24ABK | ADP |  | HE35936 | *96VTN1002122A* | 23600 | 17 | 8.1 | 24200 | 23400 | 96.69% | 1.98 | 0 | 10.5 |  |  |  |  | R-410A | 1.9667 | Residential & Commercial | USHP | Ducted CEE Tier 1
215292704 | Central HP <5.4 tons | AIRQUEST | HRCU-A-CB (Split System: Heat Pump with Remote Outdoor Unit-Air-Source) | DLCURAH24ABK | ADP |  | HE35936 | *96VTN0401712B* | 23400 | 16 | 8.5 | 24600 | 23800 | 96.75% | 2 | 0 | 10 |  |  |  |  | R-410A | 1.95 | Residential & Commercial | USHP | Ducted CEE Tier 1
215295226 | Central HP <5.4 tons | AIRQUEST | HRCU-A-CB (Split System: Heat Pump with Remote Outdoor Unit-Air-Source) | DLCURAH36ABK | ADP |  | HE33936 | *96MSN1402422A* | 34200 | 16 | 8.5 | 36200 | 34200 | 94.48% | 2.02 | 0 | 9.5 |  |  |  |  | R-410A | 2.85 | Residential & Commercial | USHP
215295379 | Central HP <5.4 tons | AIRQUEST | HRCU-A-CB (Split System: Heat Pump with Remote Outdoor Unit-Air-Source) | DLCURAH36ABK | ADP |  | H,GE24936 | *96VTN0801716A* | 33800 | 15.2 | 8.1 | 36800 | 34600 | 94.02% | 1.86 | 0 | 9 |  |  |  |  | R-410A | 2.8167 | Residential & Commercial | USHP
215292720 | Central HP <5.4 tons | AIRQUEST | HRCU-A-CB (Split System: Heat Pump with Remote Outdoor Unit-Air-Source) | DLCURAH24ABK | ADP |  | H,GE9J936 | *96VTN0401712B* | 23400 | 16 | 8.5 | 24600 | 23800 | 96.75% | 2 | 0 | 10 |  |  |  |  | R-410A | 1.95 | Residential & Commercial | USHP | Ducted CEE Tier 1
215292737 | Central HP <5.4 tons | AIRQUEST | HRCU-A-CB (Split System: Heat Pump with Remote Outdoor Unit-Air-Source) | DLCURAH24ABK | ADP |  | H,GG32930 | *96VTN0601412A* | 23200 | 16 | 8.5 | 24800 | 25200 | 101.6% | 2.14 | 0 | 10 |  |  |  |  | R-410A | 1.9333 | Residential & Commercial | USHP | Ducted CEE Tier 1
215295413 | Central HP <5.4 tons | AIRQUEST | HRCU-A-CB (Split System: Heat Pump with Remote Outdoor Unit-Air-Source) | DLCURAH36ABK | ADP |  | HG82936 | *96VTN0801716A* | 35200 | 15.2 | 8.1 | 36800 | 34600 | 94.02% | 1.86 | 0 | 9.5 |  |  |  |  | R-410A | 2.9333 | Residential & Commercial | USHP
215295462 | Central HP <5.4 tons | AIRQUEST | HRCU-A-CB (Split System: Heat Pump with Remote Outdoor Unit-Air-Source) | DLCURAH36ABK | ADP |  | HG32936 | *96VTN0802120A* | 34200 | 16 | 8.1 | 36800 | 34600 | 94.02% | 1.86 | 0 | 9 |  |  |  |  | R-410A | 2.85 | Residential & Commercial | USHP
215292753 | Central HP <5.4 tons | AIRQUEST | HRCU-A-CB (Split System: Heat Pump with Remote Outdoor Unit-Air-Source) | DLCURAH24ABK | ADP |  | H,GE35936 | *96VTN0601412A* | 23600 | 16 | 8.5 | 24200 | 23000 | 95.04% | 1.94 | 0 | 10 |  |  |  |  | R-410A | 1.9667 | Residential & Commercial | USHP | Ducted CEE Tier 1
215292754 | Central HP <5.4 tons | AIRQUEST | HRCU-A-CB (Split System: Heat Pump with Remote Outdoor Unit-Air-Source) | DLCURAH24ABK | ADP |  | HE35936 | *96VTN0601412A* | 23600 | 16 | 8.5 | 24200 | 23000 | 95.04% | 1.94 | 0 | 10 |  |  |  |  | R-410A | 1.9667 | Residential & Commercial | USHP | Ducted CEE Tier 1
215295577 | Central HP <5.4 tons | AIRQUEST | HRCU-A-CB (Split System: Heat Pump with Remote Outdoor Unit-Air-Source) | DLCURAH36ABK | ADP |  | H,GE23936 | *96VTN1002120B* | 33200 | 16 | 8.1 | 36800 | 34600 | 94.02% | 1.88 | 0 | 9 |  |  |  |  | R-410A | 2.7667 | Residential & Commercial | USHP
215295630 | Central HP <5.4 tons | AIRQUEST | HRCU-A-CB (Split System: Heat Pump with Remote Outdoor Unit-Air-Source) | DLCURAH36ABK | ADP |  | HE33936 | *96VTN1002122A* | 35200 | 16 | 8.1 | 36800 | 34600 | 94.02% | 1.88 | 0 | 10 |  |  |  |  | R-410A | 2.9333 | Residential & Commercial | USHP | Ducted CEE Tier 1
215292787 | Central HP <5.4 tons | AIRQUEST | HRCU-A-CB (Split System: Heat Pump with Remote Outdoor Unit-Air-Source) | DLCURAH24ABK | ADP |  | HG32924 | *96VTN0601412B* | 23200 | 16 | 8.5 | 25200 | 26600 | 105.6% | 2.3 | 0 | 10 |  |  |  |  | R-410A | 1.9333 | Residential & Commercial | USHP | Ducted CEE Tier 1
215292789 | Central HP <5.4 tons | AIRQUEST | HRCU-A-CB (Split System: Heat Pump with Remote Outdoor Unit-Air-Source) | DLCURAH24ABK | ADP |  | H,GE32930 | *96VTN0601412B* | 23200 | 16 | 8.5 | 25200 | 26400 | 104.8% | 2.28 | 0 | 10 |  |  |  |  | R-410A | 1.9333 | Residential & Commercial | USHP | Ducted CEE Tier 1
215292821 | Central HP <5.4 tons | AIRQUEST | HRCU-A-CB (Split System: Heat Pump with Remote Outdoor Unit-Air-Source) | DLCURAH24ABK | ADP |  | H,GE1K936 | *96VTN0601412B* | 23600 | 17 | 8.5 | 24600 | 23600 | 95.93% | 2 | 0 | 10 |  |  |  |  | R-410A | 1.9667 | Residential & Commercial | USHP | Ducted CEE Tier 1
215292887 | Central HP <5.4 tons | AIRQUEST | HRCU-A-CB (Split System: Heat Pump with Remote Outdoor Unit-Air-Source) | DLCURAH24ABK | ADP |  | HG32936 | *96VTN0601716B* | 23400 | 16 | 9 | 24400 | 22800 | 93.44% | 1.92 | 0 | 10 |  |  |  |  | R-410A | 1.95 | Residential & Commercial | USHP | Ducted CEE Tier 1
215292888 | Central HP <5.4 tons | AIRQUEST | HRCU-A-CB (Split System: Heat Pump with Remote Outdoor Unit-Air-Source) | DLCURAH24ABK | ADP |  | H,GE32930 | *96VTN0601716B* | 23400 | 16 | 9 | 24400 | 22800 | 93.44% | 1.92 | 0 | 10 |  |  |  |  | R-410A | 1.95 | Residential & Commercial | USHP | Ducted CEE Tier 1
215292937 | Central HP <5.4 tons | AIRQUEST | HRCU-A-CB (Split System: Heat Pump with Remote Outdoor Unit-Air-Source) | DLCURAH24ABK | ADP |  | HG32924 | *96VTN0801716A* | 23800 | 16 | 8.5 | 25200 | 23000 | 91.27% | 1.92 | 0 | 10 |  |  |  |  | R-410A | 1.9833 | Residential & Commercial | USHP | Ducted CEE Tier 1
215292971 | Central HP <5.4 tons | AIRQUEST | HRCU-A-CB (Split System: Heat Pump with Remote Outdoor Unit-Air-Source) | DLCURAH24ABK | ADP |  | H,GG81936 | *96VTN0801716A* | 24200 | 17 | 8.5 | 24000 | 20800 | 86.67% | 1.78 | 0 | 10 |  |  |  |  | R-410A | 2.0167 | Residential & Commercial | USHP | Ducted CEE Tier 1
216981328 | Central HP <5.4 tons | BRYANT HEATING AND COOLING SYSTEMS | HRCU-A-CB (Split System: Heat Pump with Remote Outdoor Unit-Air-Source) | 290VAN048**AA* | ADP |  | C48A***L15*+TXV | 935CB66100C21*** | 43500 | 17 | 9 | 45500 | 33000 | 72.53% | 2.08 | 0 | 9.5 |  |  |  |  | R-454B | 3.625 | Residential & Commercial | USHP
216981344 | Central HP <5.4 tons | BRYANT HEATING AND COOLING SYSTEMS | HRCU-A-CB (Split System: Heat Pump with Remote Outdoor Unit-Air-Source) | 290VAN048**AA* | ADP |  | V,C48H210P75*+TXV | 986TD60080C21*** | 44000 | 17 | 9 | 46500 | 33800 | 72.69% | 2.06 | 0 | 9.5 |  |  |  |  | R-454B | 3.6667 | Residential & Commercial | USHP
216981353 | Central HP <5.4 tons | BRYANT HEATING AND COOLING SYSTEMS | HRCU-A-CB (Split System: Heat Pump with Remote Outdoor Unit-Air-Source) | 290VAN048**AA* | ADP |  | PL60H210P29*+TXV | 986TD66100C21*** | 44500 | 18 | 9 | 45500 | 33200 | 72.97% | 2.06 | 0 | 9.5 |  |  |  |  | R-454B | 3.7083 | Residential & Commercial | USHP
216981394 | Central HP <5.4 tons | BRYANT HEATING AND COOLING SYSTEMS | HRCU-A-CB (Split System: Heat Pump with Remote Outdoor Unit-Air-Source) | 290VAN048**AA* | ADP |  | C60A***L18*+TXV | 987MC60080C21*** | 45000 | 18 | 9 | 45500 | 33200 | 72.97% | 2.06 | 0 | 10 |  |  |  |  | R-454B | 3.75 | Residential & Commercial | USHP | Ducted CEE Tier 1
212972231 | Central HP <5.4 tons | BRYANT HEATING AND COOLING SYSTEMS | HRCU-A-CB (Split System: Heat Pump with Remote Outdoor Unit-Air-Source) | 38MURAQ36AB3* |  |  | CAP**4821AL* | 82*TB60090V21*** | 35600 | 16.5 | 8.5 | 37800 | 34600 | 91.53% | 2.02 | 0 | 10 |  |  |  |  | R-410A | 2.9667 | Residential & Commercial | USHP | Ducted CEE Tier 1
216494185 | Central HP <5.4 tons | BRYANT HEATING AND COOLING SYSTEMS | HRCU-A-CB (Split System: Heat Pump with Remote Outdoor Unit-Air-Source) | 293VAN036**AA* | ADP |  | CE(P,V)3621G34*+TXV | 986TD42060C17*** | 32400 | 19 | 9.5 | 32600 | 26000 | 79.75% | 2.02 | 0 | 10.5 |  |  |  |  | R-454B | 2.7 | Residential & Commercial | USHP | Ducted CEE Tier 1
215292986 | Central HP <5.4 tons | AIRQUEST | HRCU-A-CB (Split System: Heat Pump with Remote Outdoor Unit-Air-Source) | DLCURAH24ABK | ADP |  | HG32936 | *96VTN0801716B* | 22800 | 17 | 8.5 | 24600 | 24600 | 100% | 2.08 | 0 | 9.5 |  |  |  |  | R-410A | 1.9 | Residential & Commercial | USHP
215292987 | Central HP <5.4 tons | AIRQUEST | HRCU-A-CB (Split System: Heat Pump with Remote Outdoor Unit-Air-Source) | DLCURAH24ABK | ADP |  | H,GE32930 | *96VTN0801716B* | 22800 | 17 | 8.5 | 24600 | 24600 | 100% | 2.08 | 0 | 9.5 |  |  |  |  | R-410A | 1.9 | Residential & Commercial | USHP
215293073 | Central HP <5.4 tons | AIRQUEST | HRCU-A-CB (Split System: Heat Pump with Remote Outdoor Unit-Air-Source) | DLCURAH24ABK | ADP |  | H,GG24936 | *96VTN0802120B* | 23200 | 17 | 8.5 | 24800 | 23600 | 95.16% | 1.98 | 0 | 10 |  |  |  |  | R-410A | 1.9333 | Residential & Commercial | USHP | Ducted CEE Tier 1
215293089 | Central HP <5.4 tons | AIRQUEST | HRCU-A-CB (Split System: Heat Pump with Remote Outdoor Unit-Air-Source) | DLCURAH24ABK | ADP |  | H,GG33936 | *96VTN0802120B* | 23600 | 17 | 8.5 | 24800 | 23600 | 95.16% | 1.98 | 0 | 10.5 |  |  |  |  | R-410A | 1.9667 | Residential & Commercial | USHP | Ducted CEE Tier 1
215293106 | Central HP <5.4 tons | AIRQUEST | HRCU-A-CB (Split System: Heat Pump with Remote Outdoor Unit-Air-Source) | DLCURAH24ABK | ADP |  | HG7J924 | *96VTN0802120B* | 23400 | 17 | 8.5 | 24800 | 23600 | 95.16% | 1.98 | 0 | 10 |  |  |  |  | R-410A | 1.95 | Residential & Commercial | USHP | Ducted CEE Tier 1
215293121 | Central HP <5.4 tons | AIRQUEST | HRCU-A-CB (Split System: Heat Pump with Remote Outdoor Unit-Air-Source) | DLCURAH24ABK | ADP |  | H,GG81936 | *96VTN0802120B* | 23800 | 17 | 8.5 | 24800 | 23600 | 95.16% | 1.98 | 0 | 10.5 |  |  |  |  | R-410A | 1.9833 | Residential & Commercial | USHP | Ducted CEE Tier 1
215293122 | Central HP <5.4 tons | AIRQUEST | HRCU-A-CB (Split System: Heat Pump with Remote Outdoor Unit-Air-Source) | DLCURAH24ABK | ADP |  | HG81936 | *96VTN0802120B* | 23800 | 17 | 8.5 | 24800 | 23600 | 95.16% | 1.98 | 0 | 10.5 |  |  |  |  | R-410A | 1.9833 | Residential & Commercial | USHP | Ducted CEE Tier 1
215293137 | Central HP <5.4 tons | AIRQUEST | HRCU-A-CB (Split System: Heat Pump with Remote Outdoor Unit-Air-Source) | DLCURAH24ABK | ADP |  | H,GE32930 | *96VTN1002120A* | 23400 | 17 | 8.5 | 24400 | 22400 | 91.8% | 1.9 | 0 | 9.5 |  |  |  |  | R-410A | 1.95 | Residential & Commercial | USHP
216494158 | Central HP <5.4 tons | BRYANT HEATING AND COOLING SYSTEMS | HRCU-A-CB (Split System: Heat Pump with Remote Outdoor Unit-Air-Source) | 293VAN048**AA* | ADP |  | CE(P,V)4824G1K*+TXV | 88*TB60090C21*** | 44000 | 21 | 9.5 | 46000 | 35800 | 77.83% | 1.92 | 0 | 11 |  |  |  |  | R-454B | 3.6667 | Residential & Commercial | USHP | Ducted CEE Tier 1
216981267 | Central HP <5.4 tons | BRYANT HEATING AND COOLING SYSTEMS | HRCU-A-CB (Split System: Heat Pump with Remote Outdoor Unit-Air-Source) | 290VAN036**AA* | ADP |  | PL36H210P29*+TXV | 987MC42060C17*** | 34200 | 17 | 9 | 34000 | 25000 | 73.53% | 1.88 | 0 | 9.5 |  |  |  |  | R-454B | 2.85 | Residential & Commercial | USHP
216981412 | Central HP <5.4 tons | BRYANT HEATING AND COOLING SYSTEMS | HRCU-A-CB (Split System: Heat Pump with Remote Outdoor Unit-Air-Source) | 290VAN060**AA* | ADP |  | V,C60H210P29*+TXV | 935CB60080C21*** | 53500 | 18 | 8.5 | 57500 | 41500 | 72.17% | 1.9 | 0 | 8 |  |  |  |  | R-454B | 4.4583 | Residential & Commercial | USHP
216981421 | Central HP <5.4 tons | BRYANT HEATING AND COOLING SYSTEMS | HRCU-A-CB (Split System: Heat Pump with Remote Outdoor Unit-Air-Source) | 290VAN060**AA* | ADP |  | A60VHA*+TXV | 935CB66100C21*** | 56000 | 18 | 9 | 57500 | 41000 | 71.3% | 2.02 | 0 | 9 |  |  |  |  | R-454B | 4.6667 | Residential & Commercial | USHP
216981437 | Central HP <5.4 tons | BRYANT HEATING AND COOLING SYSTEMS | HRCU-A-CB (Split System: Heat Pump with Remote Outdoor Unit-Air-Source) | 290VAN060**AA* | ADP |  | A60VHA*+TXV | 986TD66100C21*** | 55500 | 18 | 9 | 58000 | 41500 | 71.55% | 2.02 | 0 | 9 |  |  |  |  | R-454B | 4.625 | Residential & Commercial | USHP
216981453 | Central HP <5.4 tons | BRYANT HEATING AND COOLING SYSTEMS | HRCU-A-CB (Split System: Heat Pump with Remote Outdoor Unit-Air-Source) | 290VAN060**AA* | ADP |  | V,C60H210P29*+TXV | 987MC60080C21*** | 53500 | 18 | 9 | 58000 | 41500 | 71.55% | 2.02 | 0 | 8.5 |  |  |  |  | R-454B | 4.4583 | Residential & Commercial | USHP
216494160 | Central HP <5.4 tons | BRYANT HEATING AND COOLING SYSTEMS | HRCU-A-CB (Split System: Heat Pump with Remote Outdoor Unit-Air-Source) | 293VAN048**AA* | ADP |  | CE(P,V)4824G1K*+TXV | 88*TB66135C24*** | 44000 | 21 | 9.5 | 46000 | 35800 | 77.83% | 2 | 0 | 11 |  |  |  |  | R-454B | 3.6667 | Residential & Commercial | USHP | Ducted CEE Tier 1
216981819 | Central HP <5.4 tons | BRYANT HEATING AND COOLING SYSTEMS | HRCU-A-CB (Split System: Heat Pump with Remote Outdoor Unit-Air-Source) | 293VAN048**AA* | ADP |  | V,C48H210P75*+TXV | 935CB66100C21*** | 44000 | 21 | 9.5 | 46000 | 35800 | 77.83% | 2 | 0 | 11 |  |  |  |  | R-454B | 3.6667 | Residential & Commercial | USHP | Ducted CEE Tier 1
216981762 | Central HP <5.4 tons | BRYANT HEATING AND COOLING SYSTEMS | HRCU-A-CB (Split System: Heat Pump with Remote Outdoor Unit-Air-Source) | 293VAN036**AA* | ADP |  | V,C36H175P15*+TXV | 987MC42060C17*** | 33000 | 19 | 9.5 | 32400 | 25600 | 79.01% | 2.04 | 0 | 11 |  |  |  |  | R-454B | 2.75 | Residential & Commercial | USHP | Ducted CEE Tier 1
216981780 | Central HP <5.4 tons | BRYANT HEATING AND COOLING SYSTEMS | HRCU-A-CB (Split System: Heat Pump with Remote Outdoor Unit-Air-Source) | 293VAN036**AA* | ADP |  | C36A***L53*+TXV | 987MC42080C17*** | 33600 | 20 | 9 | 33400 | 26200 | 78.44% | 1.94 | 0 | 11 |  |  |  |  | R-454B | 2.8 | Residential & Commercial | USHP | Ducted CEE Tier 1
216981646 | Central HP <5.4 tons | BRYANT HEATING AND COOLING SYSTEMS | HRCU-A-CB (Split System: Heat Pump with Remote Outdoor Unit-Air-Source) | 291VAN054**AA* | ADP |  | V,C48H210P16*+TXV | 935CB66100C21*** | 48500 | 19 | 10.5 | 50000 | 52500 | 105% | 1.98 | 0 | 11 |  |  |  |  | R-454B | 4.0417 | Residential & Commercial | USHP | Ducted CEE Tier 1
216981671 | Central HP <5.4 tons | BRYANT HEATING AND COOLING SYSTEMS | HRCU-A-CB (Split System: Heat Pump with Remote Outdoor Unit-Air-Source) | 291VAN054**AA* | ADP |  | PL60H210P17*+TXV | 986TD66100C21*** | 49000 | 19 | 10.5 | 50500 | 53000 | 105% | 1.96 | 0 | 11 |  |  |  |  | R-454B | 4.0833 | Residential & Commercial | USHP | Ducted CEE Tier 1
212924810 | Central HP <5.4 tons | GREE | HRCU-A-CB (Split System: Heat Pump with Remote Outdoor Unit-Air-Source) | FLEXX36HP230V1AO |  |  | ENVBR24HPJ1IB | 0 | 24000 | 17 | 9 | 24000 | 22000 | 91.67% | 1.8 | 0 | 12 |  |  |  |  | R-410A | 2 | Residential & Commercial | USHP | Ducted CEE Tier 1
212971413 | Central HP <5.4 tons | BRYANT HEATING AND COOLING SYSTEMS | HRCU-A-CB (Split System: Heat Pump with Remote Outdoor Unit-Air-Source) | 38MURAQ24AB3* |  |  | CNPV*3014AL* | 82*TB36045V14*** | 23600 | 17 | 8.5 | 26400 | 24200 | 91.67% | 2.02 | 0 | 10.5 |  |  |  |  | R-410A | 1.9667 | Residential & Commercial | USHP | Ducted CEE Tier 1
212972933 | Central HP <5.4 tons | BRYANT HEATING AND COOLING SYSTEMS | HRCU-A-CB (Split System: Heat Pump with Remote Outdoor Unit-Air-Source) | 38MURAQ24AB3* |  |  | CAP**3017AL* | 926SB30040V14*** | 23400 | 16 | 8.5 | 26400 | 24800 | 93.94% | 2.04 | 0 | 10 |  |  |  |  | R-410A | 1.95 | Residential & Commercial | USHP | Ducted CEE Tier 1
215293483 | Central HP <5.4 tons | AIRQUEST | HRCU-A-CB (Split System: Heat Pump with Remote Outdoor Unit-Air-Source) | DLCURAH30ABK | ADP |  | HG48936 | *92MSN0601714A* | 29800 | 15.2 | 8.1 | 31800 | 26000 | 81.76% | 1.84 | 0 | 8.5 |  |  |  |  | R-410A | 2.4833 | Residential & Commercial | USHP
214229029 | Central HP <5.4 tons | COMFORTMAKER | HRCU-A-CB (Split System: Heat Pump with Remote Outdoor Unit-Air-Source) | DLCURAH18ABK |  |  | EN(A,D)4X30L17** | *80MSU0601716A* | 17800 | 16.5 | 8.1 | 18300 | 18500 | 101.1% | 2.22 | 0 | 11 |  |  |  |  | R-410A | 1.4833 | Residential & Commercial | USHP | Ducted CEE Tier 1
215293205 | Central HP <5.4 tons | AIRQUEST | HRCU-A-CB (Split System: Heat Pump with Remote Outdoor Unit-Air-Source) | DLCURAH24ABK | ADP |  | HG7J924 | *96VTN1002120B* | 23000 | 17 | 8.5 | 24600 | 24200 | 98.37% | 2.04 | 0 | 10 |  |  |  |  | R-410A | 1.9167 | Residential & Commercial | USHP | Ducted CEE Tier 1
215293207 | Central HP <5.4 tons | AIRQUEST | HRCU-A-CB (Split System: Heat Pump with Remote Outdoor Unit-Air-Source) | DLCURAH24ABK | ADP |  | H,GE7J924 | *96VTN1002120B* | 23000 | 17 | 8.5 | 24600 | 24200 | 98.37% | 2.04 | 0 | 10 |  |  |  |  | R-410A | 1.9167 | Residential & Commercial | USHP | Ducted CEE Tier 1
215293224 | Central HP <5.4 tons | AIRQUEST | HRCU-A-CB (Split System: Heat Pump with Remote Outdoor Unit-Air-Source) | DLCURAH24ABK | ADP |  | H,GG24936 | *96VTN1002122A* | 23000 | 17 | 8.1 | 24200 | 23400 | 96.69% | 1.98 | 0 | 10 |  |  |  |  | R-410A | 1.9167 | Residential & Commercial | USHP | Ducted CEE Tier 1
215293237 | Central HP <5.4 tons | AIRQUEST | HRCU-A-CB (Split System: Heat Pump with Remote Outdoor Unit-Air-Source) | DLCURAH24ABK | ADP |  | H,GE32936 | *96VTN1002122A* | 23200 | 17 | 8.5 | 24200 | 22800 | 94.21% | 1.92 | 0 | 9.5 |  |  |  |  | R-410A | 1.9333 | Residential & Commercial | USHP
215293239 | Central HP <5.4 tons | AIRQUEST | HRCU-A-CB (Split System: Heat Pump with Remote Outdoor Unit-Air-Source) | DLCURAH24ABK | ADP |  | H,GG33936 | *96VTN1002122A* | 23200 | 17 | 8.1 | 24200 | 23400 | 96.69% | 1.98 | 0 | 10 |  |  |  |  | R-410A | 1.9333 | Residential & Commercial | USHP | Ducted CEE Tier 1
215293547 | Central HP <5.4 tons | AIRQUEST | HRCU-A-CB (Split System: Heat Pump with Remote Outdoor Unit-Air-Source) | DLCURAH30ABK | ADP |  | H,GG81936 | *92MSN0801716A* | 30000 | 15.2 | 8.1 | 32400 | 26800 | 82.72% | 1.82 | 0 | 9 |  |  |  |  | R-410A | 2.5 | Residential & Commercial | USHP
215293581 | Central HP <5.4 tons | AIRQUEST | HRCU-A-CB (Split System: Heat Pump with Remote Outdoor Unit-Air-Source) | DLCURAH30ABK | ADP |  | HG48936 | *92MSN0802120A* | 30200 | 15.2 | 8.1 | 32600 | 27000 | 82.82% | 1.8 | 0 | 9 |  |  |  |  | R-410A | 2.5167 | Residential & Commercial | USHP
215293598 | Central HP <5.4 tons | AIRQUEST | HRCU-A-CB (Split System: Heat Pump with Remote Outdoor Unit-Air-Source) | DLCURAH30ABK | ADP |  | HG82936 | *92MSN0802120A* | 30200 | 15.2 | 8.1 | 32600 | 27000 | 82.82% | 1.8 | 0 | 9 |  |  |  |  | R-410A | 2.5167 | Residential & Commercial | USHP
215293616 | Central HP <5.4 tons | AIRQUEST | HRCU-A-CB (Split System: Heat Pump with Remote Outdoor Unit-Air-Source) | DLCURAH30ABK | ADP |  | H,GG34936 | *92MSN1002120A* | 30200 | 15.2 | 8.1 | 32600 | 27000 | 82.82% | 1.8 | 0 | 9 |  |  |  |  | R-410A | 2.5167 | Residential & Commercial | USHP
215293630 | Central HP <5.4 tons | AIRQUEST | HRCU-A-CB (Split System: Heat Pump with Remote Outdoor Unit-Air-Source) | DLCURAH30ABK | ADP |  | HG7J936 | *92MSN1002120A* | 29800 | 15.2 | 8.1 | 32800 | 27600 | 84.15% | 1.78 | 0 | 9 |  |  |  |  | R-410A | 2.4833 | Residential & Commercial | USHP
215293631 | Central HP <5.4 tons | AIRQUEST | HRCU-A-CB (Split System: Heat Pump with Remote Outdoor Unit-Air-Source) | DLCURAH30ABK | ADP |  | H,GE7J936 | *92MSN1002120A* | 29800 | 15.2 | 8.1 | 32800 | 27600 | 84.15% | 1.78 | 0 | 9 |  |  |  |  | R-410A | 2.4833 | Residential & Commercial | USHP
215293681 | Central HP <5.4 tons | AIRQUEST | HRCU-A-CB (Split System: Heat Pump with Remote Outdoor Unit-Air-Source) | DLCURAH30ABK | ADP |  | HE7J936 | *92MSN1202420A* | 29400 | 15.2 | 8.1 | 32600 | 27200 | 83.44% | 1.8 | 0 | 8.5 |  |  |  |  | R-410A | 2.45 | Residential & Commercial | USHP
215293682 | Central HP <5.4 tons | AIRQUEST | HRCU-A-CB (Split System: Heat Pump with Remote Outdoor Unit-Air-Source) | DLCURAH30ABK | ADP |  | HG8J936 | *92MSN1202420A* | 29800 | 15.2 | 8.1 | 32600 | 27200 | 83.44% | 1.8 | 0 | 9 |  |  |  |  | R-410A | 2.4833 | Residential & Commercial | USHP
215293589 | Central HP <5.4 tons | AIRQUEST | HRCU-A-CB (Split System: Heat Pump with Remote Outdoor Unit-Air-Source) | DLCURAH30ABK | ADP |  | HG9J936 | *92MSN0802120A* | 30200 | 15.2 | 8.1 | 32600 | 27000 | 82.82% | 1.8 | 0 | 9 |  |  |  |  | R-410A | 2.5167 | Residential & Commercial | USHP
215293590 | Central HP <5.4 tons | AIRQUEST | HRCU-A-CB (Split System: Heat Pump with Remote Outdoor Unit-Air-Source) | DLCURAH30ABK | ADP |  | H,GE9J936 | *92MSN0802120A* | 30200 | 15.2 | 8.1 | 32600 | 27000 | 82.82% | 1.8 | 0 | 9 |  |  |  |  | R-410A | 2.5167 | Residential & Commercial | USHP
215293674 | Central HP <5.4 tons | AIRQUEST | HRCU-A-CB (Split System: Heat Pump with Remote Outdoor Unit-Air-Source) | DLCURAH30ABK | ADP |  | H,GE36936 | *92MSN1202420A* | 30000 | 15.2 | 8.1 | 32600 | 27200 | 83.44% | 1.8 | 0 | 9 |  |  |  |  | R-410A | 2.5 | Residential & Commercial | USHP
215293691 | Central HP <5.4 tons | AIRQUEST | HRCU-A-CB (Split System: Heat Pump with Remote Outdoor Unit-Air-Source) | DLCURAH30ABK | ADP |  | HG80936 | *92MSN1202420A* | 30000 | 15.2 | 8.1 | 32600 | 27200 | 83.44% | 1.8 | 0 | 9 |  |  |  |  | R-410A | 2.5 | Residential & Commercial | USHP
215293875 | Central HP <5.4 tons | AIRQUEST | HRCU-A-CB (Split System: Heat Pump with Remote Outdoor Unit-Air-Source) | DLCURAH30ABK | ADP |  | H,GE32936 | *96MSN0802120A* | 28800 | 15.2 | 8.1 | 32600 | 27200 | 83.44% | 1.8 | 0 | 8.5 |  |  |  |  | R-410A | 2.4 | Residential & Commercial | USHP
215293890 | Central HP <5.4 tons | AIRQUEST | HRCU-A-CB (Split System: Heat Pump with Remote Outdoor Unit-Air-Source) | DLCURAH30ABK | ADP |  | H,GE36936 | *96MSN0802120A* | 29800 | 15.2 | 8.1 | 32600 | 27200 | 83.44% | 1.8 | 0 | 9 |  |  |  |  | R-410A | 2.4833 | Residential & Commercial | USHP
215293908 | Central HP <5.4 tons | AIRQUEST | HRCU-A-CB (Split System: Heat Pump with Remote Outdoor Unit-Air-Source) | DLCURAH30ABK | ADP |  | H,GE80936 | *96MSN0802120A* | 29800 | 15.2 | 8.1 | 32600 | 27200 | 83.44% | 1.8 | 0 | 9 |  |  |  |  | R-410A | 2.4833 | Residential & Commercial | USHP
215293942 | Central HP <5.4 tons | AIRQUEST | HRCU-A-CB (Split System: Heat Pump with Remote Outdoor Unit-Air-Source) | DLCURAH30ABK | ADP |  | H,GG48936 | *96MSN1002120A* | 30200 | 15.2 | 8.5 | 32400 | 27000 | 83.33% | 1.8 | 0 | 9 |  |  |  |  | R-410A | 2.5167 | Residential & Commercial | USHP
215293933 | Central HP <5.4 tons | AIRQUEST | HRCU-A-CB (Split System: Heat Pump with Remote Outdoor Unit-Air-Source) | DLCURAH30ABK | ADP |  | HE34936 | *96MSN1002120A* | 30200 | 15.2 | 8.5 | 32400 | 27000 | 83.33% | 1.8 | 0 | 9 |  |  |  |  | R-410A | 2.5167 | Residential & Commercial | USHP
215293934 | Central HP <5.4 tons | AIRQUEST | HRCU-A-CB (Split System: Heat Pump with Remote Outdoor Unit-Air-Source) | DLCURAH30ABK | ADP |  | H,GG35936 | *96MSN1002120A* | 30200 | 15.2 | 8.5 | 32400 | 27000 | 83.33% | 1.8 | 0 | 9 |  |  |  |  | R-410A | 2.5167 | Residential & Commercial | USHP
215294001 | Central HP <5.4 tons | AIRQUEST | HRCU-A-CB (Split System: Heat Pump with Remote Outdoor Unit-Air-Source) | DLCURAH30ABK | ADP |  | H,GE9J936 | *96MSN1202422A* | 30000 | 15.2 | 8.1 | 32600 | 27200 | 83.44% | 1.8 | 0 | 9 |  |  |  |  | R-410A | 2.5 | Residential & Commercial | USHP
215294215 | Central HP <5.4 tons | AIRQUEST | HRCU-A-CB (Split System: Heat Pump with Remote Outdoor Unit-Air-Source) | DLCURAH30ABK | ADP |  | H,GG36936 | *96VTN0802120A* | 29600 | 15.2 | 8.1 | 32000 | 27000 | 84.38% | 1.78 | 0 | 9 |  |  |  |  | R-410A | 2.4667 | Residential & Commercial | USHP
215294284 | Central HP <5.4 tons | AIRQUEST | HRCU-A-CB (Split System: Heat Pump with Remote Outdoor Unit-Air-Source) | DLCURAH30ABK | ADP |  | H,GG81936 | *96VTN0802120B* | 29400 | 15.2 | 8.5 | 31800 | 26000 | 81.76% | 1.86 | 0 | 8.5 |  |  |  |  | R-410A | 2.45 | Residential & Commercial | USHP
215294285 | Central HP <5.4 tons | AIRQUEST | HRCU-A-CB (Split System: Heat Pump with Remote Outdoor Unit-Air-Source) | DLCURAH30ABK | ADP |  | HG81936 | *96VTN0802120B* | 29400 | 15.2 | 8.5 | 31800 | 26000 | 81.76% | 1.86 | 0 | 8.5 |  |  |  |  | R-410A | 2.45 | Residential & Commercial | USHP
215294383 | Central HP <5.4 tons | AIRQUEST | HRCU-A-CB (Split System: Heat Pump with Remote Outdoor Unit-Air-Source) | DLCURAH30ABK | ADP |  | HG81936 | *96VTN1002120B* | 30200 | 15.2 | 8.5 | 32600 | 27200 | 83.44% | 1.8 | 0 | 9 |  |  |  |  | R-410A | 2.5167 | Residential & Commercial | USHP
215294400 | Central HP <5.4 tons | AIRQUEST | HRCU-A-CB (Split System: Heat Pump with Remote Outdoor Unit-Air-Source) | DLCURAH30ABK | ADP |  | HG33936 | *96VTN1002122A* | 29400 | 15.2 | 8.1 | 32200 | 27400 | 85.09% | 1.76 | 0 | 9 |  |  |  |  | R-410A | 2.45 | Residential & Commercial | USHP
215293956 | Central HP <5.4 tons | AIRQUEST | HRCU-A-CB (Split System: Heat Pump with Remote Outdoor Unit-Air-Source) | DLCURAH30ABK | ADP |  | HG80936 | *96MSN1002120A* | 30200 | 15.2 | 8.5 | 32400 | 27000 | 83.33% | 1.8 | 0 | 9 |  |  |  |  | R-410A | 2.5167 | Residential & Commercial | USHP
215293958 | Central HP <5.4 tons | AIRQUEST | HRCU-A-CB (Split System: Heat Pump with Remote Outdoor Unit-Air-Source) | DLCURAH30ABK | ADP |  | H,GG81936 | *96MSN1002120A* | 30200 | 15.2 | 8.5 | 32400 | 27000 | 83.33% | 1.8 | 0 | 9 |  |  |  |  | R-410A | 2.5167 | Residential & Commercial | USHP
215293975 | Central HP <5.4 tons | AIRQUEST | HRCU-A-CB (Split System: Heat Pump with Remote Outdoor Unit-Air-Source) | DLCURAH30ABK | ADP |  | H,GG33936 | *96MSN1202422A* | 29400 | 15.2 | 8.1 | 32600 | 27200 | 83.44% | 1.8 | 0 | 8.5 |  |  |  |  | R-410A | 2.45 | Residential & Commercial | USHP
215293976 | Central HP <5.4 tons | AIRQUEST | HRCU-A-CB (Split System: Heat Pump with Remote Outdoor Unit-Air-Source) | DLCURAH30ABK | ADP |  | HG33936 | *96MSN1202422A* | 29400 | 15.2 | 8.1 | 32600 | 27200 | 83.44% | 1.8 | 0 | 8.5 |  |  |  |  | R-410A | 2.45 | Residential & Commercial | USHP
215293991 | Central HP <5.4 tons | AIRQUEST | HRCU-A-CB (Split System: Heat Pump with Remote Outdoor Unit-Air-Source) | DLCURAH30ABK | ADP |  | H,GG48936 | *96MSN1202422A* | 30000 | 15.2 | 8.1 | 32600 | 27200 | 83.44% | 1.8 | 0 | 9 |  |  |  |  | R-410A | 2.5 | Residential & Commercial | USHP
215294226 | Central HP <5.4 tons | AIRQUEST | HRCU-A-CB (Split System: Heat Pump with Remote Outdoor Unit-Air-Source) | DLCURAH30ABK | ADP |  | HE8J936 | *96VTN0802120A* | 29200 | 15.2 | 8.1 | 32000 | 27000 | 84.38% | 1.78 | 0 | 8.5 |  |  |  |  | R-410A | 2.4333 | Residential & Commercial | USHP
215294357 | Central HP <5.4 tons | AIRQUEST | HRCU-A-CB (Split System: Heat Pump with Remote Outdoor Unit-Air-Source) | DLCURAH30ABK | ADP |  | HE34936 | *96VTN1002120B* | 30200 | 15.2 | 8.5 | 32600 | 27200 | 83.44% | 1.8 | 0 | 9 |  |  |  |  | R-410A | 2.5167 | Residential & Commercial | USHP
215294360 | Central HP <5.4 tons | AIRQUEST | HRCU-A-CB (Split System: Heat Pump with Remote Outdoor Unit-Air-Source) | DLCURAH30ABK | ADP |  | H,GE35936 | *96VTN1002120B* | 30200 | 15.2 | 8.5 | 32600 | 27200 | 83.44% | 1.8 | 0 | 9 |  |  |  |  | R-410A | 2.5167 | Residential & Commercial | USHP
215294374 | Central HP <5.4 tons | AIRQUEST | HRCU-A-CB (Split System: Heat Pump with Remote Outdoor Unit-Air-Source) | DLCURAH30ABK | ADP |  | H,GG9J936 | *96VTN1002120B* | 30200 | 15.2 | 8.5 | 32600 | 27200 | 83.44% | 1.8 | 0 | 9 |  |  |  |  | R-410A | 2.5167 | Residential & Commercial | USHP
215294376 | Central HP <5.4 tons | AIRQUEST | HRCU-A-CB (Split System: Heat Pump with Remote Outdoor Unit-Air-Source) | DLCURAH30ABK | ADP |  | H,GE9J936 | *96VTN1002120B* | 30200 | 15.2 | 8.5 | 32600 | 27200 | 83.44% | 1.8 | 0 | 9 |  |  |  |  | R-410A | 2.5167 | Residential & Commercial | USHP
215294408 | Central HP <5.4 tons | AIRQUEST | HRCU-A-CB (Split System: Heat Pump with Remote Outdoor Unit-Air-Source) | DLCURAH30ABK | ADP |  | HG35936 | *96VTN1002122A* | 30000 | 15.2 | 8.1 | 32400 | 26800 | 82.72% | 1.8 | 0 | 9 |  |  |  |  | R-410A | 2.5 | Residential & Commercial | USHP
215294425 | Central HP <5.4 tons | AIRQUEST | HRCU-A-CB (Split System: Heat Pump with Remote Outdoor Unit-Air-Source) | DLCURAH30ABK | ADP |  | H,GE9J936 | *96VTN1002122A* | 29800 | 15.2 | 8.1 | 32400 | 26800 | 82.72% | 1.8 | 0 | 9 |  |  |  |  | R-410A | 2.4833 | Residential & Commercial | USHP
215294440 | Central HP <5.4 tons | AIRQUEST | HRCU-A-CB (Split System: Heat Pump with Remote Outdoor Unit-Air-Source) | DLCURAH30ABK | ADP |  | H,GE31930 | *96VTN1002122B* | 28800 | 15.2 | 8.1 | 32600 | 27600 | 84.66% | 1.78 | 0 | 8.5 |  |  |  |  | R-410A | 2.4 | Residential & Commercial | USHP
215294460 | Central HP <5.4 tons | AIRQUEST | HRCU-A-CB (Split System: Heat Pump with Remote Outdoor Unit-Air-Source) | DLCURAH30ABK | ADP |  | H,GG36936 | *96VTN1002122B* | 30000 | 15.2 | 8.1 | 32600 | 27200 | 83.44% | 1.8 | 0 | 9 |  |  |  |  | R-410A | 2.5 | Residential & Commercial | USHP
215294474 | Central HP <5.4 tons | AIRQUEST | HRCU-A-CB (Split System: Heat Pump with Remote Outdoor Unit-Air-Source) | DLCURAH30ABK | ADP |  | H,GE9J936 | *96VTN1002122B* | 30000 | 15.2 | 8.1 | 32600 | 27200 | 83.44% | 1.8 | 0 | 9 |  |  |  |  | R-410A | 2.5 | Residential & Commercial | USHP
216984255 | Central HP <5.4 tons | BRYANT HEATING AND COOLING SYSTEMS | HRCU-A-CB (Split System: Heat Pump with Remote Outdoor Unit-Air-Source) | 290VAN036**AA* | ADP |  | PL36H210P29*+TXV | 987TA42080C17*** | 34200 | 17 | 9 | 33800 | 25000 | 73.96% | 1.88 | 0 | 9.5 |  |  |  |  | R-454B | 2.85 | Residential & Commercial | USHP
215294477 | Central HP <5.4 tons | AIRQUEST | HRCU-A-CB (Split System: Heat Pump with Remote Outdoor Unit-Air-Source) | DLCURAH30ABK | ADP |  | H,GG80936 | *96VTN1002122B* | 30000 | 15.2 | 8.1 | 32600 | 27200 | 83.44% | 1.8 | 0 | 9 |  |  |  |  | R-410A | 2.5 | Residential & Commercial | USHP
216981696 | Central HP <5.4 tons | BRYANT HEATING AND COOLING SYSTEMS | HRCU-A-CB (Split System: Heat Pump with Remote Outdoor Unit-Air-Source) | 291VAN054**AA* | ADP |  | C48A***L18*+TXV | 987MC60080C21*** | 49000 | 19 | 10.5 | 50500 | 52000 | 103% | 2 | 0 | 11 |  |  |  |  | R-454B | 4.0833 | Residential & Commercial | USHP | Ducted CEE Tier 1
216981705 | Central HP <5.4 tons | BRYANT HEATING AND COOLING SYSTEMS | HRCU-A-CB (Split System: Heat Pump with Remote Outdoor Unit-Air-Source) | 291VAN054**AA* | ADP |  | PL60H210P17*+TXV | 987MC66100C21*** | 49000 | 19 | 10.5 | 50500 | 53000 | 105% | 1.96 | 0 | 11 |  |  |  |  | R-454B | 4.0833 | Residential & Commercial | USHP | Ducted CEE Tier 1
212969827 | Central HP <5.4 tons | BRYANT HEATING AND COOLING SYSTEMS | HRCU-A-CB (Split System: Heat Pump with Remote Outdoor Unit-Air-Source) | 38MURAQ24AB3* |  |  | CNPV*3017AL* | 82*SB36045V14*** | 23600 | 17 | 8.5 | 26200 | 24600 | 93.89% | 2.04 | 0 | 10.5 |  |  |  |  | R-410A | 1.9667 | Residential & Commercial | USHP | Ducted CEE Tier 1
212971395 | Central HP <5.4 tons | BRYANT HEATING AND COOLING SYSTEMS | HRCU-A-CB (Split System: Heat Pump with Remote Outdoor Unit-Air-Source) | 38MURAQ24AB3* |  |  | CAP**2414AL* | 82*TB36045V14*** | 23400 | 17 | 9 | 27000 | 26000 | 96.3% | 2.18 | 0 | 10 |  |  |  |  | R-410A | 1.95 | Residential & Commercial | USHP | Ducted CEE Tier 1
212971397 | Central HP <5.4 tons | BRYANT HEATING AND COOLING SYSTEMS | HRCU-A-CB (Split System: Heat Pump with Remote Outdoor Unit-Air-Source) | 38MURAQ24AB3* |  |  | CAP**2417AL* | 82*TB36045V14*** | 23400 | 17 | 9 | 27000 | 25800 | 95.56% | 2.18 | 0 | 10 |  |  |  |  | R-410A | 1.95 | Residential & Commercial | USHP | Ducted CEE Tier 1
212971988 | Central HP <5.4 tons | BRYANT HEATING AND COOLING SYSTEMS | HRCU-A-CB (Split System: Heat Pump with Remote Outdoor Unit-Air-Source) | 38MURAQ24AB3* |  |  | CAP**3617AL* | 82*TB48090V17*** | 23600 | 17 | 8.5 | 26200 | 24200 | 92.37% | 2 | 0 | 10 |  |  |  |  | R-410A | 1.9667 | Residential & Commercial | USHP | Ducted CEE Tier 1
212973233 | Central HP <5.4 tons | BRYANT HEATING AND COOLING SYSTEMS | HRCU-A-CB (Split System: Heat Pump with Remote Outdoor Unit-Air-Source) | 38MURAQ24AB3* |  |  | CAP**3717AL* | 926SB36040V17*** | 24000 | 16 | 8.1 | 25400 | 22000 | 86.61% | 1.82 | 0 | 10 |  |  |  |  | R-410A | 2 | Residential & Commercial | USHP | Ducted CEE Tier 1
212978339 | Central HP <5.4 tons | HEIL | HRCU-A-CB (Split System: Heat Pump with Remote Outdoor Unit-Air-Source) | DLCURAH18ABK |  |  | EN(A,D)4X30L14** | *80MS(N,L)0701412A* | 17400 | 16.5 | 8.1 | 18000 | 18700 | 103.9% | 2.26 | 0 | 11 |  |  |  |  | R-410A | 1.45 | Residential & Commercial | USHP | Ducted CEE Tier 1
215294605 | Central HP <5.4 tons | AIRQUEST | HRCU-A-CB (Split System: Heat Pump with Remote Outdoor Unit-Air-Source) | DLCURAH36ABK | ADP |  | H,GG48936 | *92MSN0601412A* | 36200 | 15.2 | 8.5 | 36800 | 34800 | 94.57% | 2 | 0 | 10 |  |  |  |  | R-410A | 3.0167 | Residential & Commercial | USHP | Ducted CEE Tier 1
215294614 | Central HP <5.4 tons | AIRQUEST | HRCU-A-CB (Split System: Heat Pump with Remote Outdoor Unit-Air-Source) | DLCURAH36ABK | ADP |  | HG9J936 | *92MSN0601412A* | 35200 | 15.2 | 8.5 | 36800 | 34800 | 94.57% | 2 | 0 | 9.5 |  |  |  |  | R-410A | 2.9333 | Residential & Commercial | USHP
215294821 | Central HP <5.4 tons | AIRQUEST | HRCU-A-CB (Split System: Heat Pump with Remote Outdoor Unit-Air-Source) | DLCURAH36ABK | ADP |  | H,GE1K936 | *92MSN1002120A* | 35400 | 16 | 8.1 | 36800 | 34600 | 94.02% | 1.88 | 0 | 10 |  |  |  |  | R-410A | 2.95 | Residential & Commercial | USHP | Ducted CEE Tier 1
215294830 | Central HP <5.4 tons | AIRQUEST | HRCU-A-CB (Split System: Heat Pump with Remote Outdoor Unit-Air-Source) | DLCURAH36ABK | ADP |  | H,GG24936 | *92MSN1002122A* | 34000 | 16 | 8.1 | 36800 | 34600 | 94.02% | 1.88 | 0 | 9.5 |  |  |  |  | R-410A | 2.8333 | Residential & Commercial | USHP
215294837 | Central HP <5.4 tons | AIRQUEST | HRCU-A-CB (Split System: Heat Pump with Remote Outdoor Unit-Air-Source) | DLCURAH36ABK | ADP |  | HG33936 | *92MSN1002122A* | 35200 | 16 | 8.1 | 36800 | 34600 | 94.02% | 1.9 | 0 | 10 |  |  |  |  | R-410A | 2.9333 | Residential & Commercial | USHP | Ducted CEE Tier 1
215294846 | Central HP <5.4 tons | AIRQUEST | HRCU-A-CB (Split System: Heat Pump with Remote Outdoor Unit-Air-Source) | DLCURAH36ABK | ADP |  | H,GE35936 | *92MSN1002122A* | 35400 | 16 | 8.1 | 36800 | 34600 | 94.02% | 1.88 | 0 | 10 |  |  |  |  | R-410A | 2.95 | Residential & Commercial | USHP | Ducted CEE Tier 1
215294862 | Central HP <5.4 tons | AIRQUEST | HRCU-A-CB (Split System: Heat Pump with Remote Outdoor Unit-Air-Source) | DLCURAH36ABK | ADP |  | H,GE9J936 | *92MSN1002122A* | 35400 | 16 | 8.1 | 36800 | 34600 | 94.02% | 1.88 | 0 | 10 |  |  |  |  | R-410A | 2.95 | Residential & Commercial | USHP | Ducted CEE Tier 1
215294880 | Central HP <5.4 tons | AIRQUEST | HRCU-A-CB (Split System: Heat Pump with Remote Outdoor Unit-Air-Source) | DLCURAH36ABK | ADP |  | H,GG33936 | *92MSN1202420A* | 35600 | 16 | 8.1 | 36800 | 34800 | 94.57% | 1.9 | 0 | 10 |  |  |  |  | R-410A | 2.9667 | Residential & Commercial | USHP | Ducted CEE Tier 1
215294905 | Central HP <5.4 tons | AIRQUEST | HRCU-A-CB (Split System: Heat Pump with Remote Outdoor Unit-Air-Source) | DLCURAH36ABK | ADP |  | HG9J936 | *92MSN1202420A* | 35800 | 16 | 8.1 | 36800 | 34800 | 94.57% | 1.9 | 0 | 10 |  |  |  |  | R-410A | 2.9833 | Residential & Commercial | USHP | Ducted CEE Tier 1
215294966 | Central HP <5.4 tons | AIRQUEST | HRCU-A-CB (Split System: Heat Pump with Remote Outdoor Unit-Air-Source) | DLCURAH36ABK | ADP |  | HG33936 | *96MSN0601716A* | 35000 | 15.2 | 8.5 | 36800 | 34800 | 94.57% | 1.88 | 0 | 9.5 |  |  |  |  | R-410A | 2.9167 | Residential & Commercial | USHP
215294989 | Central HP <5.4 tons | AIRQUEST | HRCU-A-CB (Split System: Heat Pump with Remote Outdoor Unit-Air-Source) | DLCURAH36ABK | ADP |  | H,GG9J936 | *96MSN0601716A* | 35200 | 15.2 | 8.5 | 36800 | 34800 | 94.57% | 1.88 | 0 | 9.5 |  |  |  |  | R-410A | 2.9333 | Residential & Commercial | USHP
215295005 | Central HP <5.4 tons | AIRQUEST | HRCU-A-CB (Split System: Heat Pump with Remote Outdoor Unit-Air-Source) | DLCURAH36ABK | ADP |  | HG32936 | *96MSN0801716A* | 34000 | 15.2 | 8.5 | 36400 | 34400 | 94.51% | 2.02 | 0 | 9.5 |  |  |  |  | R-410A | 2.8333 | Residential & Commercial | USHP
215295071 | Central HP <5.4 tons | AIRQUEST | HRCU-A-CB (Split System: Heat Pump with Remote Outdoor Unit-Air-Source) | DLCURAH36ABK | ADP |  | HE7J936 | *96MSN0802120A* | 35200 | 16 | 8.1 | 36800 | 34800 | 94.57% | 1.9 | 0 | 9.5 |  |  |  |  | R-410A | 2.9333 | Residential & Commercial | USHP
215295089 | Central HP <5.4 tons | AIRQUEST | HRCU-A-CB (Split System: Heat Pump with Remote Outdoor Unit-Air-Source) | DLCURAH36ABK | ADP |  | H,GE24936 | *96MSN1002120A* | 33400 | 16 | 8.45 | 36200 | 34200 | 94.48% | 2.02 | 0 | 9 |  |  |  |  | R-410A | 2.7833 | Residential & Commercial | USHP
215295125 | Central HP <5.4 tons | AIRQUEST | HRCU-A-CB (Split System: Heat Pump with Remote Outdoor Unit-Air-Source) | DLCURAH36ABK | ADP |  | H,GE80936 | *96MSN1002120A* | 36000 | 16 | 8.5 | 36200 | 34200 | 94.48% | 2.04 | 0 | 10 |  |  |  |  | R-410A | 3 | Residential & Commercial | USHP | Ducted CEE Tier 1
215295141 | Central HP <5.4 tons | AIRQUEST | HRCU-A-CB (Split System: Heat Pump with Remote Outdoor Unit-Air-Source) | DLCURAH36ABK | ADP |  | H,GG34936 | *96MSN1002122A* | 35400 | 16 | 8.5 | 36800 | 34600 | 94.02% | 1.88 | 0 | 10 |  |  |  |  | R-410A | 2.95 | Residential & Commercial | USHP | Ducted CEE Tier 1
215295166 | Central HP <5.4 tons | AIRQUEST | HRCU-A-CB (Split System: Heat Pump with Remote Outdoor Unit-Air-Source) | DLCURAH36ABK | ADP |  | H,GG80936 | *96MSN1002122A* | 35800 | 16 | 8.5 | 36200 | 34200 | 94.48% | 2.06 | 0 | 10 |  |  |  |  | R-410A | 2.9833 | Residential & Commercial | USHP | Ducted CEE Tier 1
215295189 | Central HP <5.4 tons | AIRQUEST | HRCU-A-CB (Split System: Heat Pump with Remote Outdoor Unit-Air-Source) | DLCURAH36ABK | ADP |  | HG35936 | *96MSN1202422A* | 35200 | 16 | 8.1 | 36800 | 34600 | 94.02% | 1.88 | 0 | 10 |  |  |  |  | R-410A | 2.9333 | Residential & Commercial | USHP | Ducted CEE Tier 1
215295207 | Central HP <5.4 tons | AIRQUEST | HRCU-A-CB (Split System: Heat Pump with Remote Outdoor Unit-Air-Source) | DLCURAH36ABK | ADP |  | H,GG1K936 | *96MSN1202422A* | 35200 | 16 | 8.1 | 36800 | 34600 | 94.02% | 1.88 | 0 | 10 |  |  |  |  | R-410A | 2.9333 | Residential & Commercial | USHP | Ducted CEE Tier 1
215295214 | Central HP <5.4 tons | AIRQUEST | HRCU-A-CB (Split System: Heat Pump with Remote Outdoor Unit-Air-Source) | DLCURAH36ABK | ADP |  | HG82936 | *96MSN1202422A* | 35600 | 16 | 8.5 | 36200 | 34200 | 94.48% | 2.02 | 0 | 10 |  |  |  |  | R-410A | 2.9667 | Residential & Commercial | USHP | Ducted CEE Tier 1
215295216 | Central HP <5.4 tons | AIRQUEST | HRCU-A-CB (Split System: Heat Pump with Remote Outdoor Unit-Air-Source) | DLCURAH36ABK | ADP |  | H,GE23936 | *96MSN1402422A* | 32400 | 15.2 | 8.3 | 36200 | 34200 | 94.48% | 1.98 | 0 | 9 |  |  |  |  | R-410A | 2.7 | Residential & Commercial | USHP
215295232 | Central HP <5.4 tons | AIRQUEST | HRCU-A-CB (Split System: Heat Pump with Remote Outdoor Unit-Air-Source) | DLCURAH36ABK | ADP |  | HG35936 | *96MSN1402422A* | 35000 | 16 | 8.5 | 36200 | 34200 | 94.48% | 2.02 | 0 | 9.5 |  |  |  |  | R-410A | 2.9167 | Residential & Commercial | USHP
215295239 | Central HP <5.4 tons | AIRQUEST | HRCU-A-CB (Split System: Heat Pump with Remote Outdoor Unit-Air-Source) | DLCURAH36ABK | ADP |  | H,GG48936 | *96MSN1402422A* | 35600 | 16 | 8.5 | 36200 | 34200 | 94.48% | 2.02 | 0 | 10 |  |  |  |  | R-410A | 2.9667 | Residential & Commercial | USHP | Ducted CEE Tier 1
215295255 | Central HP <5.4 tons | AIRQUEST | HRCU-A-CB (Split System: Heat Pump with Remote Outdoor Unit-Air-Source) | DLCURAH36ABK | ADP |  | H,GG81936 | *96MSN1402422A* | 35600 | 16 | 8.5 | 36200 | 34200 | 94.48% | 2.02 | 0 | 10 |  |  |  |  | R-410A | 2.9667 | Residential & Commercial | USHP | Ducted CEE Tier 1
215291856 | Central HP <5.4 tons | AIRQUEST | HRCU-A-CB (Split System: Heat Pump with Remote Outdoor Unit-Air-Source) | DLCURAH24ABK | ADP |  | H,GE24936 | *92MSN0401712A* | 23000 | 16 | 8.5 | 24800 | 23600 | 95.16% | 1.96 | 0 | 9.5 |  |  |  |  | R-410A | 1.9167 | Residential & Commercial | USHP
215291897 | Central HP <5.4 tons | AIRQUEST | HRCU-A-CB (Split System: Heat Pump with Remote Outdoor Unit-Air-Source) | DLCURAH24ABK | ADP |  | HG9J936 | *92MSN0401712A* | 23600 | 16 | 8.5 | 24800 | 23600 | 95.16% | 1.96 | 0 | 10 |  |  |  |  | R-410A | 1.9667 | Residential & Commercial | USHP | Ducted CEE Tier 1
215291915 | Central HP <5.4 tons | AIRQUEST | HRCU-A-CB (Split System: Heat Pump with Remote Outdoor Unit-Air-Source) | DLCURAH24ABK | ADP |  | HE31930 | *92MSN0601412A* | 22800 | 16 | 8.5 | 24800 | 23400 | 94.35% | 1.98 | 0 | 10 |  |  |  |  | R-410A | 1.9 | Residential & Commercial | USHP | Ducted CEE Tier 1
215291965 | Central HP <5.4 tons | AIRQUEST | HRCU-A-CB (Split System: Heat Pump with Remote Outdoor Unit-Air-Source) | DLCURAH24ABK | ADP |  | H,GE31930 | *92MSN0601714A* | 23000 | 17 | 8.5 | 25200 | 26000 | 103.2% | 2.24 | 0 | 9.5 |  |  |  |  | R-410A | 1.9167 | Residential & Commercial | USHP
215291983 | Central HP <5.4 tons | AIRQUEST | HRCU-A-CB (Split System: Heat Pump with Remote Outdoor Unit-Air-Source) | DLCURAH24ABK | ADP |  | H,GG35936 | *92MSN0601714A* | 23600 | 17 | 8.5 | 24800 | 24000 | 96.77% | 2.02 | 0 | 10.5 |  |  |  |  | R-410A | 1.9667 | Residential & Commercial | USHP | Ducted CEE Tier 1
215292015 | Central HP <5.4 tons | AIRQUEST | HRCU-A-CB (Split System: Heat Pump with Remote Outdoor Unit-Air-Source) | DLCURAH24ABK | ADP |  | HG31930 | *92MSN0801716A* | 22400 | 17 | 8.5 | 24600 | 24200 | 98.37% | 2.04 | 0 | 10 |  |  |  |  | R-410A | 1.8667 | Residential & Commercial | USHP | Ducted CEE Tier 1
215292049 | Central HP <5.4 tons | AIRQUEST | HRCU-A-CB (Split System: Heat Pump with Remote Outdoor Unit-Air-Source) | DLCURAH24ABK | ADP |  | HG8J936 | *92MSN0801716A* | 23400 | 17 | 8.5 | 24600 | 24200 | 98.37% | 2.04 | 0 | 10.5 |  |  |  |  | R-410A | 1.95 | Residential & Commercial | USHP | Ducted CEE Tier 1
215292065 | Central HP <5.4 tons | AIRQUEST | HRCU-A-CB (Split System: Heat Pump with Remote Outdoor Unit-Air-Source) | DLCURAH24ABK | ADP |  | H,GG31924 | *92MSN0802120A* | 22400 | 17 | 8.5 | 24400 | 23600 | 96.72% | 2.02 | 0 | 9.5 |  |  |  |  | R-410A | 1.8667 | Residential & Commercial | USHP
215292097 | Central HP <5.4 tons | AIRQUEST | HRCU-A-CB (Split System: Heat Pump with Remote Outdoor Unit-Air-Source) | DLCURAH24ABK | ADP |  | HG7J936 | *92MSN0802120A* | 22800 | 17 | 8.5 | 24600 | 24400 | 99.19% | 2.08 | 0 | 10 |  |  |  |  | R-410A | 1.9 | Residential & Commercial | USHP | Ducted CEE Tier 1
215292106 | Central HP <5.4 tons | AIRQUEST | HRCU-A-CB (Split System: Heat Pump with Remote Outdoor Unit-Air-Source) | DLCURAH24ABK | ADP |  | H,GE9J936 | *92MSN0802120A* | 23400 | 17 | 8.5 | 24600 | 24400 | 99.19% | 2.08 | 0 | 10.5 |  |  |  |  | R-410A | 1.95 | Residential & Commercial | USHP | Ducted CEE Tier 1
215292122 | Central HP <5.4 tons | AIRQUEST | HRCU-A-CB (Split System: Heat Pump with Remote Outdoor Unit-Air-Source) | DLCURAH24ABK | ADP |  | HE31924 | *92MSN1002120A* | 22600 | 17 | 8.5 | 24800 | 23800 | 95.97% | 2.02 | 0 | 10 |  |  |  |  | R-410A | 1.8833 | Residential & Commercial | USHP | Ducted CEE Tier 1
215292149 | Central HP <5.4 tons | AIRQUEST | HRCU-A-CB (Split System: Heat Pump with Remote Outdoor Unit-Air-Source) | DLCURAH24ABK | ADP |  | HG7J936 | *92MSN1002120A* | 23000 | 17 | 8.5 | 24800 | 23800 | 95.97% | 2.02 | 0 | 10 |  |  |  |  | R-410A | 1.9167 | Residential & Commercial | USHP | Ducted CEE Tier 1
215292174 | Central HP <5.4 tons | AIRQUEST | HRCU-A-CB (Split System: Heat Pump with Remote Outdoor Unit-Air-Source) | DLCURAH24ABK | ADP |  | HE31924 | *96MSN0261410A* | 23000 | 16 | 8.5 | 25400 | 25800 | 101.6% | 2.2 | 0 | 9.5 |  |  |  |  | R-410A | 1.9167 | Residential & Commercial | USHP
215292233 | Central HP <5.4 tons | AIRQUEST | HRCU-A-CB (Split System: Heat Pump with Remote Outdoor Unit-Air-Source) | DLCURAH24ABK | ADP |  | H,GE32936 | *96MSN0401410A* | 23000 | 16 | 8.5 | 25400 | 24800 | 97.64% | 2.1 | 0 | 10 |  |  |  |  | R-410A | 1.9167 | Residential & Commercial | USHP | Ducted CEE Tier 1
215292249 | Central HP <5.4 tons | AIRQUEST | HRCU-A-CB (Split System: Heat Pump with Remote Outdoor Unit-Air-Source) | DLCURAH24ABK | ADP |  | H,GG30924 | *96MSN0401410A* | 22400 | 15.2 | 8.5 | 25400 | 24800 | 97.64% | 2.1 | 0 | 9.5 |  |  |  |  | R-410A | 1.8667 | Residential & Commercial | USHP
215292297 | Central HP <5.4 tons | AIRQUEST | HRCU-A-CB (Split System: Heat Pump with Remote Outdoor Unit-Air-Source) | DLCURAH24ABK | ADP |  | H,GE35936 | *96MSN0401712A* | 23400 | 16 | 8.5 | 24600 | 24000 | 97.56% | 2 | 0 | 9.5 |  |  |  |  | R-410A | 1.95 | Residential & Commercial | USHP
215292333 | Central HP <5.4 tons | AIRQUEST | HRCU-A-CB (Split System: Heat Pump with Remote Outdoor Unit-Air-Source) | DLCURAH24ABK | ADP |  | H,GG32936 | *96MSN0601412A* | 23400 | 16 | 8.5 | 25400 | 26000 | 102.4% | 2.22 | 0 | 10 |  |  |  |  | R-410A | 1.95 | Residential & Commercial | USHP | Ducted CEE Tier 1
215292340 | Central HP <5.4 tons | AIRQUEST | HRCU-A-CB (Split System: Heat Pump with Remote Outdoor Unit-Air-Source) | DLCURAH24ABK | ADP |  | HG33936 | *96MSN0601412A* | 23400 | 16 | 8.5 | 24600 | 23800 | 96.75% | 2 | 0 | 10 |  |  |  |  | R-410A | 1.95 | Residential & Commercial | USHP | Ducted CEE Tier 1
215292356 | Central HP <5.4 tons | AIRQUEST | HRCU-A-CB (Split System: Heat Pump with Remote Outdoor Unit-Air-Source) | DLCURAH24ABK | ADP |  | HG7J924 | *96MSN0601412A* | 23400 | 16 | 8.5 | 25400 | 26000 | 102.4% | 2.22 | 0 | 10 |  |  |  |  | R-410A | 1.95 | Residential & Commercial | USHP | Ducted CEE Tier 1
215292365 | Central HP <5.4 tons | AIRQUEST | HRCU-A-CB (Split System: Heat Pump with Remote Outdoor Unit-Air-Source) | DLCURAH24ABK | ADP |  | HG9J936 | *96MSN0601412A* | 23600 | 16 | 8.5 | 24600 | 23800 | 96.75% | 2 | 0 | 10 |  |  |  |  | R-410A | 1.9667 | Residential & Commercial | USHP | Ducted CEE Tier 1
215292390 | Central HP <5.4 tons | AIRQUEST | HRCU-A-CB (Split System: Heat Pump with Remote Outdoor Unit-Air-Source) | DLCURAH24ABK | ADP |  | HE32936 | *96MSN0601716A* | 23600 | 16 | 9.5 | 25000 | 24400 | 97.6% | 2.04 | 0 | 10 |  |  |  |  | R-410A | 1.9667 | Residential & Commercial | USHP | Ducted CEE Tier 1
215292406 | Central HP <5.4 tons | AIRQUEST | HRCU-A-CB (Split System: Heat Pump with Remote Outdoor Unit-Air-Source) | DLCURAH24ABK | ADP |  | H,GE30924 | *96MSN0601716A* | 23000 | 16 | 9.5 | 25000 | 24400 | 97.6% | 2.04 | 0 | 9.5 |  |  |  |  | R-410A | 1.9167 | Residential & Commercial | USHP
215292408 | Central HP <5.4 tons | AIRQUEST | HRCU-A-CB (Split System: Heat Pump with Remote Outdoor Unit-Air-Source) | DLCURAH24ABK | ADP |  | HG7J924 | *96MSN0601716A* | 23000 | 17 | 9 | 24200 | 23200 | 95.87% | 1.96 | 0 | 9.5 |  |  |  |  | R-410A | 1.9167 | Residential & Commercial | USHP
215292424 | Central HP <5.4 tons | AIRQUEST | HRCU-A-CB (Split System: Heat Pump with Remote Outdoor Unit-Air-Source) | DLCURAH24ABK | ADP |  | HG81936 | *96MSN0601716A* | 23600 | 17 | 9 | 24200 | 23200 | 95.87% | 1.96 | 0 | 10 |  |  |  |  | R-410A | 1.9667 | Residential & Commercial | USHP | Ducted CEE Tier 1
215292531 | Central HP <5.4 tons | AIRQUEST | HRCU-A-CB (Split System: Heat Pump with Remote Outdoor Unit-Air-Source) | DLCURAH24ABK | ADP |  | H,GG24936 | *96VTN0401410A* | 22800 | 16 | 8.5 | 24000 | 23400 | 97.5% | 1.96 | 0 | 9.5 |  |  |  |  | R-410A | 1.9 | Residential & Commercial | USHP
215292549 | Central HP <5.4 tons | AIRQUEST | HRCU-A-CB (Split System: Heat Pump with Remote Outdoor Unit-Air-Source) | DLCURAH24ABK | ADP |  | HE33936 | *96VTN0401410A* | 23000 | 16 | 8.5 | 24000 | 23400 | 97.5% | 1.96 | 0 | 9.5 |  |  |  |  | R-410A | 1.9167 | Residential & Commercial | USHP
215292556 | Central HP <5.4 tons | AIRQUEST | HRCU-A-CB (Split System: Heat Pump with Remote Outdoor Unit-Air-Source) | DLCURAH24ABK | ADP |  | HE35936 | *96VTN0401410A* | 23400 | 16 | 8.5 | 24000 | 23400 | 97.5% | 1.96 | 0 | 10 |  |  |  |  | R-410A | 1.95 | Residential & Commercial | USHP | Ducted CEE Tier 1
215292583 | Central HP <5.4 tons | AIRQUEST | HRCU-A-CB (Split System: Heat Pump with Remote Outdoor Unit-Air-Source) | DLCURAH24ABK | ADP |  | H,GE31924 | *96VTN0401410B* | 22600 | 16 | 8.5 | 25400 | 26600 | 104.7% | 2.28 | 0 | 9 |  |  |  |  | R-410A | 1.8833 | Residential & Commercial | USHP
215292608 | Central HP <5.4 tons | AIRQUEST | HRCU-A-CB (Split System: Heat Pump with Remote Outdoor Unit-Air-Source) | DLCURAH24ABK | ADP |  | H,GG30924 | *96VTN0401410B* | 22400 | 15.2 | 8.5 | 25400 | 24600 | 96.85% | 2.06 | 0 | 9.5 |  |  |  |  | R-410A | 1.8667 | Residential & Commercial | USHP
215292633 | Central HP <5.4 tons | AIRQUEST | HRCU-A-CB (Split System: Heat Pump with Remote Outdoor Unit-Air-Source) | DLCURAH24ABK | ADP |  | H,GG31930 | *96VTN0401712A* | 22400 | 15.2 | 8.5 | 24200 | 23200 | 95.87% | 1.94 | 0 | 9.5 |  |  |  |  | R-410A | 1.8667 | Residential & Commercial | USHP
215292642 | Central HP <5.4 tons | AIRQUEST | HRCU-A-CB (Split System: Heat Pump with Remote Outdoor Unit-Air-Source) | DLCURAH24ABK | ADP |  | H,GE32930 | *96VTN0401712A* | 22600 | 16 | 8.5 | 24200 | 23800 | 98.35% | 2 | 0 | 9.5 |  |  |  |  | R-410A | 1.8833 | Residential & Commercial | USHP
215292649 | Central HP <5.4 tons | AIRQUEST | HRCU-A-CB (Split System: Heat Pump with Remote Outdoor Unit-Air-Source) | DLCURAH24ABK | ADP |  | H,GG34936 | *96VTN0401712A* | 23400 | 16 | 8.5 | 24200 | 23200 | 95.87% | 1.94 | 0 | 10 |  |  |  |  | R-410A | 1.95 | Residential & Commercial | USHP | Ducted CEE Tier 1
215292674 | Central HP <5.4 tons | AIRQUEST | HRCU-A-CB (Split System: Heat Pump with Remote Outdoor Unit-Air-Source) | DLCURAH24ABK | ADP |  | H,GG81936 | *96VTN0401712A* | 23400 | 16 | 8.5 | 24200 | 23200 | 95.87% | 1.94 | 0 | 10 |  |  |  |  | R-410A | 1.95 | Residential & Commercial | USHP | Ducted CEE Tier 1
215292692 | Central HP <5.4 tons | AIRQUEST | HRCU-A-CB (Split System: Heat Pump with Remote Outdoor Unit-Air-Source) | DLCURAH24ABK | ADP |  | HE32936 | *96VTN0401712B* | 23400 | 16 | 8.5 | 25400 | 25800 | 101.6% | 2.18 | 0 | 9.5 |  |  |  |  | R-410A | 1.95 | Residential & Commercial | USHP
215292715 | Central HP <5.4 tons | AIRQUEST | HRCU-A-CB (Split System: Heat Pump with Remote Outdoor Unit-Air-Source) | DLCURAH24ABK | ADP |  | HG8J936 | *96VTN0401712B* | 23200 | 16 | 8.5 | 24600 | 23800 | 96.75% | 2 | 0 | 10 |  |  |  |  | R-410A | 1.9333 | Residential & Commercial | USHP | Ducted CEE Tier 1
215292717 | Central HP <5.4 tons | AIRQUEST | HRCU-A-CB (Split System: Heat Pump with Remote Outdoor Unit-Air-Source) | DLCURAH24ABK | ADP |  | HE8J936 | *96VTN0401712B* | 23200 | 16 | 8.5 | 24600 | 23800 | 96.75% | 2 | 0 | 10 |  |  |  |  | R-410A | 1.9333 | Residential & Commercial | USHP | Ducted CEE Tier 1
215293544 | Central HP <5.4 tons | AIRQUEST | HRCU-A-CB (Split System: Heat Pump with Remote Outdoor Unit-Air-Source) | DLCURAH30ABK | ADP |  | H,GG80936 | *92MSN0801716A* | 29800 | 15.2 | 8.1 | 32400 | 27200 | 83.95% | 1.8 | 0 | 9 |  |  |  |  | R-410A | 2.4833 | Residential & Commercial | USHP
215292726 | Central HP <5.4 tons | AIRQUEST | HRCU-A-CB (Split System: Heat Pump with Remote Outdoor Unit-Air-Source) | DLCURAH24ABK | ADP |  | HG81936 | *96VTN0401712B* | 23400 | 16 | 8.5 | 24600 | 23800 | 96.75% | 2 | 0 | 10 |  |  |  |  | R-410A | 1.95 | Residential & Commercial | USHP | Ducted CEE Tier 1
215292749 | Central HP <5.4 tons | AIRQUEST | HRCU-A-CB (Split System: Heat Pump with Remote Outdoor Unit-Air-Source) | DLCURAH24ABK | ADP |  | HG34936 | *96VTN0601412A* | 23600 | 16 | 8.5 | 24200 | 23000 | 95.04% | 1.94 | 0 | 10 |  |  |  |  | R-410A | 1.9667 | Residential & Commercial | USHP | Ducted CEE Tier 1
215292751 | Central HP <5.4 tons | AIRQUEST | HRCU-A-CB (Split System: Heat Pump with Remote Outdoor Unit-Air-Source) | DLCURAH24ABK | ADP |  | HE34936 | *96VTN0601412A* | 23600 | 16 | 8.5 | 24200 | 23000 | 95.04% | 1.94 | 0 | 10 |  |  |  |  | R-410A | 1.9667 | Residential & Commercial | USHP | Ducted CEE Tier 1
215292760 | Central HP <5.4 tons | AIRQUEST | HRCU-A-CB (Split System: Heat Pump with Remote Outdoor Unit-Air-Source) | DLCURAH24ABK | ADP |  | HG7J924 | *96VTN0601412A* | 23200 | 16 | 8.5 | 24800 | 24200 | 97.58% | 2.04 | 0 | 10 |  |  |  |  | R-410A | 1.9333 | Residential & Commercial | USHP | Ducted CEE Tier 1
215293553 | Central HP <5.4 tons | AIRQUEST | HRCU-A-CB (Split System: Heat Pump with Remote Outdoor Unit-Air-Source) | DLCURAH30ABK | ADP |  | H,GE24936 | *92MSN0802120A* | 29200 | 15.2 | 8.1 | 32800 | 27600 | 84.15% | 1.78 | 0 | 8.5 |  |  |  |  | R-410A | 2.4333 | Residential & Commercial | USHP
215293562 | Central HP <5.4 tons | AIRQUEST | HRCU-A-CB (Split System: Heat Pump with Remote Outdoor Unit-Air-Source) | DLCURAH30ABK | ADP |  | H,GE32936 | *92MSN0802120A* | 29600 | 15.2 | 8.1 | 32800 | 27600 | 84.15% | 1.78 | 0 | 8.5 |  |  |  |  | R-410A | 2.4667 | Residential & Commercial | USHP
215293592 | Central HP <5.4 tons | AIRQUEST | HRCU-A-CB (Split System: Heat Pump with Remote Outdoor Unit-Air-Source) | DLCURAH30ABK | ADP |  | H,GE1K936 | *92MSN0802120A* | 30200 | 15.2 | 8.1 | 32600 | 27000 | 82.82% | 1.8 | 0 | 9 |  |  |  |  | R-410A | 2.5167 | Residential & Commercial | USHP
215293628 | Central HP <5.4 tons | AIRQUEST | HRCU-A-CB (Split System: Heat Pump with Remote Outdoor Unit-Air-Source) | DLCURAH30ABK | ADP |  | H,GG48936 | *92MSN1002120A* | 30000 | 16 | 8.5 | 33400 | 26400 | 79.04% | 1.86 | 0 | 8.5 |  |  |  |  | R-410A | 2.5 | Residential & Commercial | USHP
215292765 | Central HP <5.4 tons | AIRQUEST | HRCU-A-CB (Split System: Heat Pump with Remote Outdoor Unit-Air-Source) | DLCURAH24ABK | ADP |  | H,GE8J936 | *96VTN0601412A* | 23400 | 16 | 8.5 | 24200 | 23000 | 95.04% | 1.94 | 0 | 10 |  |  |  |  | R-410A | 1.95 | Residential & Commercial | USHP | Ducted CEE Tier 1
215292785 | Central HP <5.4 tons | AIRQUEST | HRCU-A-CB (Split System: Heat Pump with Remote Outdoor Unit-Air-Source) | DLCURAH24ABK | ADP |  | H,GG32930 | *96VTN0601412B* | 23200 | 16 | 8.5 | 25200 | 26600 | 105.6% | 2.3 | 0 | 10 |  |  |  |  | R-410A | 1.9333 | Residential & Commercial | USHP | Ducted CEE Tier 1
215294466 | Central HP <5.4 tons | AIRQUEST | HRCU-A-CB (Split System: Heat Pump with Remote Outdoor Unit-Air-Source) | DLCURAH30ABK | ADP |  | HG7J936 | *96VTN1002122B* | 29600 | 15.2 | 8.1 | 32600 | 27600 | 84.66% | 1.78 | 0 | 9 |  |  |  |  | R-410A | 2.4667 | Residential & Commercial | USHP
215294468 | Central HP <5.4 tons | AIRQUEST | HRCU-A-CB (Split System: Heat Pump with Remote Outdoor Unit-Air-Source) | DLCURAH30ABK | ADP |  | HE7J936 | *96VTN1002122B* | 29600 | 15.2 | 8.1 | 32600 | 27600 | 84.66% | 1.78 | 0 | 9 |  |  |  |  | R-410A | 2.4667 | Residential & Commercial | USHP
215293312 | Central HP <5.4 tons | AIRQUEST | HRCU-A-CB (Split System: Heat Pump with Remote Outdoor Unit-Air-Source) | DLCURAH24ABK | ADP |  | H,GG9J936 | *96VTN1002122B* | 23800 | 17 | 8.5 | 24800 | 23400 | 94.35% | 1.98 | 0 | 10.5 |  |  |  |  | R-410A | 1.9833 | Residential & Commercial | USHP | Ducted CEE Tier 1
215292376 | Central HP <5.4 tons | AIRQUEST | HRCU-A-CB (Split System: Heat Pump with Remote Outdoor Unit-Air-Source) | DLCURAH24ABK | ADP |  | H,GE24936 | *96MSN0601716A* | 23000 | 17 | 9 | 24200 | 23200 | 95.87% | 1.96 | 0 | 9.5 |  |  |  |  | R-410A | 1.9167 | Residential & Commercial | USHP
215292396 | Central HP <5.4 tons | AIRQUEST | HRCU-A-CB (Split System: Heat Pump with Remote Outdoor Unit-Air-Source) | DLCURAH24ABK | ADP |  | HG34936 | *96MSN0601716A* | 23400 | 17 | 9 | 24200 | 23200 | 95.87% | 1.96 | 0 | 10 |  |  |  |  | R-410A | 1.95 | Residential & Commercial | USHP | Ducted CEE Tier 1
215292411 | Central HP <5.4 tons | AIRQUEST | HRCU-A-CB (Split System: Heat Pump with Remote Outdoor Unit-Air-Source) | DLCURAH24ABK | ADP |  | H,GE7J936 | *96MSN0601716A* | 23000 | 17 | 9 | 24200 | 23200 | 95.87% | 1.96 | 0 | 9.5 |  |  |  |  | R-410A | 1.9167 | Residential & Commercial | USHP
215292413 | Central HP <5.4 tons | AIRQUEST | HRCU-A-CB (Split System: Heat Pump with Remote Outdoor Unit-Air-Source) | DLCURAH24ABK | ADP |  | HG8J936 | *96MSN0601716A* | 23400 | 17 | 9 | 24200 | 23200 | 95.87% | 1.96 | 0 | 10 |  |  |  |  | R-410A | 1.95 | Residential & Commercial | USHP | Ducted CEE Tier 1
215292426 | Central HP <5.4 tons | AIRQUEST | HRCU-A-CB (Split System: Heat Pump with Remote Outdoor Unit-Air-Source) | DLCURAH24ABK | ADP |  | H,GE23936 | *96MSN0801716A* | 21800 | 17 | 8.8 | 27600 | 24800 | 89.86% | 2.06 | 0 | 9 |  |  |  |  | R-410A | 1.8167 | Residential & Commercial | USHP
215293644 | Central HP <5.4 tons | AIRQUEST | HRCU-A-CB (Split System: Heat Pump with Remote Outdoor Unit-Air-Source) | DLCURAH30ABK | ADP |  | H,GG81936 | *92MSN1002120A* | 29600 | 16 | 8.5 | 33400 | 26400 | 79.04% | 1.86 | 0 | 8.5 |  |  |  |  | R-410A | 2.4667 | Residential & Commercial | USHP
215293646 | Central HP <5.4 tons | AIRQUEST | HRCU-A-CB (Split System: Heat Pump with Remote Outdoor Unit-Air-Source) | DLCURAH30ABK | ADP |  | HG82936 | *92MSN1002120A* | 30000 | 16 | 8.5 | 33400 | 26400 | 79.04% | 1.86 | 0 | 8.5 |  |  |  |  | R-410A | 2.5 | Residential & Commercial | USHP
215292815 | Central HP <5.4 tons | AIRQUEST | HRCU-A-CB (Split System: Heat Pump with Remote Outdoor Unit-Air-Source) | DLCURAH24ABK | ADP |  | H,GE8J936 | *96VTN0601412B* | 23400 | 17 | 8.5 | 24600 | 23600 | 95.93% | 2 | 0 | 10 |  |  |  |  | R-410A | 1.95 | Residential & Commercial | USHP | Ducted CEE Tier 1
215292826 | Central HP <5.4 tons | AIRQUEST | HRCU-A-CB (Split System: Heat Pump with Remote Outdoor Unit-Air-Source) | DLCURAH24ABK | ADP |  | H,GE22936 | *96VTN0601714A* | 22400 | 16 | 8.5 | 24600 | 23000 | 93.5% | 1.92 | 0 | 9.5 |  |  |  |  | R-410A | 1.8667 | Residential & Commercial | USHP
215292430 | Central HP <5.4 tons | AIRQUEST | HRCU-A-CB (Split System: Heat Pump with Remote Outdoor Unit-Air-Source) | DLCURAH24ABK | ADP |  | H,GG31930 | *96MSN0801716A* | 21800 | 17 | 8.85 | 27600 | 24800 | 89.86% | 2.08 | 0 | 9 |  |  |  |  | R-410A | 1.8167 | Residential & Commercial | USHP
215292443 | Central HP <5.4 tons | AIRQUEST | HRCU-A-CB (Split System: Heat Pump with Remote Outdoor Unit-Air-Source) | DLCURAH24ABK | ADP |  | H,GG33936 | *96MSN0801716A* | 23400 | 17 | 8.5 | 24800 | 23800 | 95.97% | 2.02 | 0 | 10 |  |  |  |  | R-410A | 1.95 | Residential & Commercial | USHP | Ducted CEE Tier 1
215292444 | Central HP <5.4 tons | AIRQUEST | HRCU-A-CB (Split System: Heat Pump with Remote Outdoor Unit-Air-Source) | DLCURAH24ABK | ADP |  | HG33936 | *96MSN0801716A* | 23400 | 17 | 8.5 | 24800 | 23800 | 95.97% | 2.02 | 0 | 10 |  |  |  |  | R-410A | 1.95 | Residential & Commercial | USHP | Ducted CEE Tier 1
215292445 | Central HP <5.4 tons | AIRQUEST | HRCU-A-CB (Split System: Heat Pump with Remote Outdoor Unit-Air-Source) | DLCURAH24ABK | ADP |  | H,GE33936 | *96MSN0801716A* | 23400 | 17 | 8.5 | 24800 | 23600 | 95.16% | 2 | 0 | 10 |  |  |  |  | R-410A | 1.95 | Residential & Commercial | USHP | Ducted CEE Tier 1
215292478 | Central HP <5.4 tons | AIRQUEST | HRCU-A-CB (Split System: Heat Pump with Remote Outdoor Unit-Air-Source) | DLCURAH24ABK | ADP |  | H,GE23936 | *96MSN0802120A* | 22600 | 16 | 8.5 | 24800 | 23800 | 95.97% | 2.02 | 0 | 10 |  |  |  |  | R-410A | 1.8833 | Residential & Commercial | USHP | Ducted CEE Tier 1
215292480 | Central HP <5.4 tons | AIRQUEST | HRCU-A-CB (Split System: Heat Pump with Remote Outdoor Unit-Air-Source) | DLCURAH24ABK | ADP |  | H,GE24936 | *96MSN0802120A* | 23000 | 17 | 8.5 | 24800 | 23800 | 95.97% | 2.02 | 0 | 10 |  |  |  |  | R-410A | 1.9167 | Residential & Commercial | USHP | Ducted CEE Tier 1
215292610 | Central HP <5.4 tons | AIRQUEST | HRCU-A-CB (Split System: Heat Pump with Remote Outdoor Unit-Air-Source) | DLCURAH24ABK | ADP |  | HE30924 | *96VTN0401410B* | 22400 | 15.2 | 8.5 | 25400 | 24600 | 96.85% | 2.06 | 0 | 9.5 |  |  |  |  | R-410A | 1.8667 | Residential & Commercial | USHP
215292611 | Central HP <5.4 tons | AIRQUEST | HRCU-A-CB (Split System: Heat Pump with Remote Outdoor Unit-Air-Source) | DLCURAH24ABK | ADP |  | HG7J924 | *96VTN0401410B* | 23000 | 16 | 8.5 | 25400 | 26600 | 104.7% | 2.28 | 0 | 9.5 |  |  |  |  | R-410A | 1.9167 | Residential & Commercial | USHP
215292851 | Central HP <5.4 tons | AIRQUEST | HRCU-A-CB (Split System: Heat Pump with Remote Outdoor Unit-Air-Source) | DLCURAH24ABK | ADP |  | H,GG35936 | *96VTN0601714A* | 24000 | 16 | 8.5 | 24400 | 22400 | 91.8% | 1.88 | 0 | 10 |  |  |  |  | R-410A | 2 | Residential & Commercial | USHP | Ducted CEE Tier 1
215292876 | Central HP <5.4 tons | AIRQUEST | HRCU-A-CB (Split System: Heat Pump with Remote Outdoor Unit-Air-Source) | DLCURAH24ABK | ADP |  | H,GE24936 | *96VTN0601716B* | 23400 | 16 | 9 | 24400 | 22800 | 93.44% | 1.92 | 0 | 10 |  |  |  |  | R-410A | 1.95 | Residential & Commercial | USHP | Ducted CEE Tier 1
215293894 | Central HP <5.4 tons | AIRQUEST | HRCU-A-CB (Split System: Heat Pump with Remote Outdoor Unit-Air-Source) | DLCURAH30ABK | ADP |  | HG48936 | *96MSN0802120A* | 29800 | 15.2 | 8.1 | 32600 | 27200 | 83.44% | 1.8 | 0 | 9 |  |  |  |  | R-410A | 2.4833 | Residential & Commercial | USHP
215293896 | Central HP <5.4 tons | AIRQUEST | HRCU-A-CB (Split System: Heat Pump with Remote Outdoor Unit-Air-Source) | DLCURAH30ABK | ADP |  | H,GE7J936 | *96MSN0802120A* | 29000 | 15.2 | 8.1 | 32600 | 27200 | 83.44% | 1.8 | 0 | 8.5 |  |  |  |  | R-410A | 2.4167 | Residential & Commercial | USHP
215292890 | Central HP <5.4 tons | AIRQUEST | HRCU-A-CB (Split System: Heat Pump with Remote Outdoor Unit-Air-Source) | DLCURAH24ABK | ADP |  | HE32936 | *96VTN0601716B* | 23400 | 16 | 9 | 24400 | 22800 | 93.44% | 1.92 | 0 | 10 |  |  |  |  | R-410A | 1.95 | Residential & Commercial | USHP | Ducted CEE Tier 1
215292901 | Central HP <5.4 tons | AIRQUEST | HRCU-A-CB (Split System: Heat Pump with Remote Outdoor Unit-Air-Source) | DLCURAH24ABK | ADP |  | H,GE35936 | *96VTN0601716B* | 24000 | 16 | 9 | 24400 | 22800 | 93.44% | 1.92 | 0 | 10.5 |  |  |  |  | R-410A | 2 | Residential & Commercial | USHP | Ducted CEE Tier 1
215292613 | Central HP <5.4 tons | AIRQUEST | HRCU-A-CB (Split System: Heat Pump with Remote Outdoor Unit-Air-Source) | DLCURAH24ABK | ADP |  | H,GE7J924 | *96VTN0401410B* | 23000 | 16 | 8.5 | 24800 | 24400 | 98.39% | 2.06 | 0 | 9.5 |  |  |  |  | R-410A | 1.9167 | Residential & Commercial | USHP
215292627 | Central HP <5.4 tons | AIRQUEST | HRCU-A-CB (Split System: Heat Pump with Remote Outdoor Unit-Air-Source) | DLCURAH24ABK | ADP |  | HG81936 | *96VTN0401410B* | 23400 | 16 | 8.5 | 24800 | 24400 | 98.39% | 2.06 | 0 | 10 |  |  |  |  | R-410A | 1.95 | Residential & Commercial | USHP | Ducted CEE Tier 1
215292660 | Central HP <5.4 tons | AIRQUEST | HRCU-A-CB (Split System: Heat Pump with Remote Outdoor Unit-Air-Source) | DLCURAH24ABK | ADP |  | HE30924 | *96VTN0401712A* | 22200 | 15.2 | 8.5 | 24800 | 25600 | 103.2% | 2.18 | 0 | 9 |  |  |  |  | R-410A | 1.85 | Residential & Commercial | USHP
215292714 | Central HP <5.4 tons | AIRQUEST | HRCU-A-CB (Split System: Heat Pump with Remote Outdoor Unit-Air-Source) | DLCURAH24ABK | ADP |  | HE7J936 | *96VTN0401712B* | 23400 | 16 | 8.5 | 25400 | 25800 | 101.6% | 2.18 | 0 | 9.5 |  |  |  |  | R-410A | 1.95 | Residential & Commercial | USHP
215292730 | Central HP <5.4 tons | AIRQUEST | HRCU-A-CB (Split System: Heat Pump with Remote Outdoor Unit-Air-Source) | DLCURAH24ABK | ADP |  | H,GE24936 | *96VTN0601412A* | 23200 | 16 | 8.5 | 24800 | 25200 | 101.6% | 2.14 | 0 | 10 |  |  |  |  | R-410A | 1.9333 | Residential & Commercial | USHP | Ducted CEE Tier 1
215292763 | Central HP <5.4 tons | AIRQUEST | HRCU-A-CB (Split System: Heat Pump with Remote Outdoor Unit-Air-Source) | DLCURAH24ABK | ADP |  | HE7J936 | *96VTN0601412A* | 23200 | 16 | 8.5 | 24800 | 24200 | 97.58% | 2.04 | 0 | 10 |  |  |  |  | R-410A | 1.9333 | Residential & Commercial | USHP | Ducted CEE Tier 1
215292780 | Central HP <5.4 tons | AIRQUEST | HRCU-A-CB (Split System: Heat Pump with Remote Outdoor Unit-Air-Source) | DLCURAH24ABK | ADP |  | HG31930 | *96VTN0601412B* | 22800 | 16 | 8.5 | 25200 | 26600 | 105.6% | 2.3 | 0 | 9.5 |  |  |  |  | R-410A | 1.9 | Residential & Commercial | USHP
215292812 | Central HP <5.4 tons | AIRQUEST | HRCU-A-CB (Split System: Heat Pump with Remote Outdoor Unit-Air-Source) | DLCURAH24ABK | ADP |  | H,GE7J936 | *96VTN0601412B* | 23000 | 17 | 8.5 | 24600 | 23600 | 95.93% | 2 | 0 | 9.5 |  |  |  |  | R-410A | 1.9167 | Residential & Commercial | USHP
215293944 | Central HP <5.4 tons | AIRQUEST | HRCU-A-CB (Split System: Heat Pump with Remote Outdoor Unit-Air-Source) | DLCURAH30ABK | ADP |  | HG7J936 | *96MSN1002120A* | 29600 | 15.2 | 8.5 | 32400 | 27000 | 83.33% | 1.8 | 0 | 8.5 |  |  |  |  | R-410A | 2.4667 | Residential & Commercial | USHP
215293955 | Central HP <5.4 tons | AIRQUEST | HRCU-A-CB (Split System: Heat Pump with Remote Outdoor Unit-Air-Source) | DLCURAH30ABK | ADP |  | H,GG80936 | *96MSN1002120A* | 30200 | 15.2 | 8.5 | 32400 | 27000 | 83.33% | 1.8 | 0 | 9 |  |  |  |  | R-410A | 2.5167 | Residential & Commercial | USHP
215292910 | Central HP <5.4 tons | AIRQUEST | HRCU-A-CB (Split System: Heat Pump with Remote Outdoor Unit-Air-Source) | DLCURAH24ABK | ADP |  | H,GE7J924 | *96VTN0601716B* | 23600 | 16 | 9 | 24400 | 22800 | 93.44% | 1.92 | 0 | 10 |  |  |  |  | R-410A | 1.9667 | Residential & Commercial | USHP | Ducted CEE Tier 1
215292958 | Central HP <5.4 tons | AIRQUEST | HRCU-A-CB (Split System: Heat Pump with Remote Outdoor Unit-Air-Source) | DLCURAH24ABK | ADP |  | HG7J924 | *96VTN0801716A* | 24200 | 16 | 8.5 | 24600 | 22000 | 89.43% | 1.86 | 0 | 10 |  |  |  |  | R-410A | 2.0167 | Residential & Commercial | USHP | Ducted CEE Tier 1
215293980 | Central HP <5.4 tons | AIRQUEST | HRCU-A-CB (Split System: Heat Pump with Remote Outdoor Unit-Air-Source) | DLCURAH30ABK | ADP |  | HG34936 | *96MSN1202422A* | 29800 | 15.2 | 8.1 | 32600 | 27200 | 83.44% | 1.8 | 0 | 9 |  |  |  |  | R-410A | 2.4833 | Residential & Commercial | USHP
215293985 | Central HP <5.4 tons | AIRQUEST | HRCU-A-CB (Split System: Heat Pump with Remote Outdoor Unit-Air-Source) | DLCURAH30ABK | ADP |  | H,GE35936 | *96MSN1202422A* | 30000 | 15.2 | 8.1 | 32600 | 27200 | 83.44% | 1.8 | 0 | 9 |  |  |  |  | R-410A | 2.5 | Residential & Commercial | USHP
215292814 | Central HP <5.4 tons | AIRQUEST | HRCU-A-CB (Split System: Heat Pump with Remote Outdoor Unit-Air-Source) | DLCURAH24ABK | ADP |  | HG8J936 | *96VTN0601412B* | 23400 | 17 | 8.5 | 24600 | 23600 | 95.93% | 2 | 0 | 10 |  |  |  |  | R-410A | 1.95 | Residential & Commercial | USHP | Ducted CEE Tier 1
215292830 | Central HP <5.4 tons | AIRQUEST | HRCU-A-CB (Split System: Heat Pump with Remote Outdoor Unit-Air-Source) | DLCURAH24ABK | ADP |  | H,GG31924 | *96VTN0601714A* | 23400 | 16 | 8.5 | 25200 | 24000 | 95.24% | 2.02 | 0 | 10 |  |  |  |  | R-410A | 1.95 | Residential & Commercial | USHP | Ducted CEE Tier 1
215292864 | Central HP <5.4 tons | AIRQUEST | HRCU-A-CB (Split System: Heat Pump with Remote Outdoor Unit-Air-Source) | DLCURAH24ABK | ADP |  | H,GE8J936 | *96VTN0601714A* | 24000 | 16 | 8.5 | 24400 | 22400 | 91.8% | 1.88 | 0 | 10 |  |  |  |  | R-410A | 2 | Residential & Commercial | USHP | Ducted CEE Tier 1
215292894 | Central HP <5.4 tons | AIRQUEST | HRCU-A-CB (Split System: Heat Pump with Remote Outdoor Unit-Air-Source) | DLCURAH24ABK | ADP |  | HE33936 | *96VTN0601716B* | 23800 | 16 | 9 | 24400 | 22800 | 93.44% | 1.92 | 0 | 10.5 |  |  |  |  | R-410A | 1.9833 | Residential & Commercial | USHP | Ducted CEE Tier 1
215292911 | Central HP <5.4 tons | AIRQUEST | HRCU-A-CB (Split System: Heat Pump with Remote Outdoor Unit-Air-Source) | DLCURAH24ABK | ADP |  | H,GE7J936 | *96VTN0601716B* | 23600 | 16 | 9 | 24400 | 22800 | 93.44% | 1.92 | 0 | 10 |  |  |  |  | R-410A | 1.9667 | Residential & Commercial | USHP | Ducted CEE Tier 1
215292914 | Central HP <5.4 tons | AIRQUEST | HRCU-A-CB (Split System: Heat Pump with Remote Outdoor Unit-Air-Source) | DLCURAH24ABK | ADP |  | H,GE8J936 | *96VTN0601716B* | 24000 | 16 | 9 | 24400 | 22800 | 93.44% | 1.92 | 0 | 10.5 |  |  |  |  | R-410A | 2 | Residential & Commercial | USHP | Ducted CEE Tier 1
215292931 | Central HP <5.4 tons | AIRQUEST | HRCU-A-CB (Split System: Heat Pump with Remote Outdoor Unit-Air-Source) | DLCURAH24ABK | ADP |  | H,GE31924 | *96VTN0801716A* | 23600 | 16 | 8.5 | 25200 | 23600 | 93.65% | 1.98 | 0 | 10 |  |  |  |  | R-410A | 1.9667 | Residential & Commercial | USHP | Ducted CEE Tier 1
215292964 | Central HP <5.4 tons | AIRQUEST | HRCU-A-CB (Split System: Heat Pump with Remote Outdoor Unit-Air-Source) | DLCURAH24ABK | ADP |  | HE8J936 | *96VTN0801716A* | 24200 | 16 | 8.1 | 24600 | 22600 | 91.87% | 1.9 | 0 | 10.5 |  |  |  |  | R-410A | 2.0167 | Residential & Commercial | USHP | Ducted CEE Tier 1
215292992 | Central HP <5.4 tons | AIRQUEST | HRCU-A-CB (Split System: Heat Pump with Remote Outdoor Unit-Air-Source) | DLCURAH24ABK | ADP |  | H,GE33936 | *96VTN0801716B* | 23200 | 17 | 8.5 | 24600 | 23600 | 95.93% | 2 | 0 | 9.5 |  |  |  |  | R-410A | 1.9333 | Residential & Commercial | USHP
215293019 | Central HP <5.4 tons | AIRQUEST | HRCU-A-CB (Split System: Heat Pump with Remote Outdoor Unit-Air-Source) | DLCURAH24ABK | ADP |  | H,GE1K936 | *96VTN0801716B* | 23600 | 17 | 8.5 | 24600 | 23600 | 95.93% | 2 | 0 | 10 |  |  |  |  | R-410A | 1.9667 | Residential & Commercial | USHP | Ducted CEE Tier 1
215294214 | Central HP <5.4 tons | AIRQUEST | HRCU-A-CB (Split System: Heat Pump with Remote Outdoor Unit-Air-Source) | DLCURAH30ABK | ADP |  | HE35936 | *96VTN0802120A* | 29600 | 15.2 | 8.1 | 32000 | 27000 | 84.38% | 1.78 | 0 | 9 |  |  |  |  | R-410A | 2.4667 | Residential & Commercial | USHP
215294221 | Central HP <5.4 tons | AIRQUEST | HRCU-A-CB (Split System: Heat Pump with Remote Outdoor Unit-Air-Source) | DLCURAH30ABK | ADP |  | HG7J936 | *96VTN0802120A* | 28800 | 15.2 | 8.1 | 32000 | 27000 | 84.38% | 1.78 | 0 | 8.5 |  |  |  |  | R-410A | 2.4 | Residential & Commercial | USHP
215293033 | Central HP <5.4 tons | AIRQUEST | HRCU-A-CB (Split System: Heat Pump with Remote Outdoor Unit-Air-Source) | DLCURAH24ABK | ADP |  | HE31930 | *96VTN0802120A* | 22600 | 16 | 8.1 | 24200 | 23400 | 96.69% | 1.98 | 0 | 10 |  |  |  |  | R-410A | 1.8833 | Residential & Commercial | USHP | Ducted CEE Tier 1
215293083 | Central HP <5.4 tons | AIRQUEST | HRCU-A-CB (Split System: Heat Pump with Remote Outdoor Unit-Air-Source) | DLCURAH24ABK | ADP |  | H,GG32936 | *96VTN0802120B* | 23200 | 17 | 8.5 | 24800 | 23600 | 95.16% | 1.98 | 0 | 10 |  |  |  |  | R-410A | 1.9333 | Residential & Commercial | USHP | Ducted CEE Tier 1
215292980 | Central HP <5.4 tons | AIRQUEST | HRCU-A-CB (Split System: Heat Pump with Remote Outdoor Unit-Air-Source) | DLCURAH24ABK | ADP |  | H,GE31930 | *96VTN0801716B* | 23200 | 16 | 8.5 | 25400 | 25200 | 99.21% | 2.14 | 0 | 9.5 |  |  |  |  | R-410A | 1.9333 | Residential & Commercial | USHP
215293013 | Central HP <5.4 tons | AIRQUEST | HRCU-A-CB (Split System: Heat Pump with Remote Outdoor Unit-Air-Source) | DLCURAH24ABK | ADP |  | H,GE8J936 | *96VTN0801716B* | 23400 | 17 | 8.5 | 24600 | 23600 | 95.93% | 2 | 0 | 10 |  |  |  |  | R-410A | 1.95 | Residential & Commercial | USHP | Ducted CEE Tier 1
215293029 | Central HP <5.4 tons | AIRQUEST | HRCU-A-CB (Split System: Heat Pump with Remote Outdoor Unit-Air-Source) | DLCURAH24ABK | ADP |  | H,GG31930 | *96VTN0802120A* | 22600 | 16 | 8.1 | 24200 | 23400 | 96.69% | 1.98 | 0 | 10 |  |  |  |  | R-410A | 1.8833 | Residential & Commercial | USHP | Ducted CEE Tier 1
215293030 | Central HP <5.4 tons | AIRQUEST | HRCU-A-CB (Split System: Heat Pump with Remote Outdoor Unit-Air-Source) | DLCURAH24ABK | ADP |  | H,GE31924 | *96VTN0802120A* | 22600 | 16 | 8.1 | 24200 | 23400 | 96.69% | 1.98 | 0 | 10 |  |  |  |  | R-410A | 1.8833 | Residential & Commercial | USHP | Ducted CEE Tier 1
215293046 | Central HP <5.4 tons | AIRQUEST | HRCU-A-CB (Split System: Heat Pump with Remote Outdoor Unit-Air-Source) | DLCURAH24ABK | ADP |  | HG34936 | *96VTN0802120A* | 23600 | 17 | 8.1 | 24200 | 23400 | 96.69% | 1.98 | 0 | 10.5 |  |  |  |  | R-410A | 1.9667 | Residential & Commercial | USHP | Ducted CEE Tier 1
215293048 | Central HP <5.4 tons | AIRQUEST | HRCU-A-CB (Split System: Heat Pump with Remote Outdoor Unit-Air-Source) | DLCURAH24ABK | ADP |  | HE34936 | *96VTN0802120A* | 23600 | 17 | 8.1 | 24200 | 23400 | 96.69% | 1.98 | 0 | 10.5 |  |  |  |  | R-410A | 1.9667 | Residential & Commercial | USHP | Ducted CEE Tier 1
215293079 | Central HP <5.4 tons | AIRQUEST | HRCU-A-CB (Split System: Heat Pump with Remote Outdoor Unit-Air-Source) | DLCURAH24ABK | ADP |  | H,GE31930 | *96VTN0802120B* | 22800 | 16 | 8.5 | 24800 | 23600 | 95.16% | 1.98 | 0 | 10 |  |  |  |  | R-410A | 1.9 | Residential & Commercial | USHP | Ducted CEE Tier 1
215293146 | Central HP <5.4 tons | AIRQUEST | HRCU-A-CB (Split System: Heat Pump with Remote Outdoor Unit-Air-Source) | DLCURAH24ABK | ADP |  | H,GE34936 | *96VTN1002120A* | 24000 | 17 | 8.5 | 24400 | 22400 | 91.8% | 1.9 | 0 | 10 |  |  |  |  | R-410A | 2 | Residential & Commercial | USHP | Ducted CEE Tier 1
215294344 | Central HP <5.4 tons | AIRQUEST | HRCU-A-CB (Split System: Heat Pump with Remote Outdoor Unit-Air-Source) | DLCURAH30ABK | ADP |  | H,GG32930 | *96VTN1002120B* | 29400 | 15.2 | 8.5 | 32600 | 27200 | 83.44% | 1.8 | 0 | 8.5 |  |  |  |  | R-410A | 2.45 | Residential & Commercial | USHP
215294346 | Central HP <5.4 tons | AIRQUEST | HRCU-A-CB (Split System: Heat Pump with Remote Outdoor Unit-Air-Source) | DLCURAH30ABK | ADP |  | HG32936 | *96VTN1002120B* | 29400 | 15.2 | 8.5 | 32600 | 27200 | 83.44% | 1.8 | 0 | 8.5 |  |  |  |  | R-410A | 2.45 | Residential & Commercial | USHP
215293094 | Central HP <5.4 tons | AIRQUEST | HRCU-A-CB (Split System: Heat Pump with Remote Outdoor Unit-Air-Source) | DLCURAH24ABK | ADP |  | HG34936 | *96VTN0802120B* | 23800 | 17 | 8.5 | 24800 | 23600 | 95.16% | 1.98 | 0 | 10.5 |  |  |  |  | R-410A | 1.9833 | Residential & Commercial | USHP | Ducted CEE Tier 1
215293126 | Central HP <5.4 tons | AIRQUEST | HRCU-A-CB (Split System: Heat Pump with Remote Outdoor Unit-Air-Source) | DLCURAH24ABK | ADP |  | H,GE24936 | *96VTN1002120A* | 23400 | 17 | 8.5 | 24400 | 22400 | 91.8% | 1.9 | 0 | 9.5 |  |  |  |  | R-410A | 1.95 | Residential & Commercial | USHP
215294353 | Central HP <5.4 tons | AIRQUEST | HRCU-A-CB (Split System: Heat Pump with Remote Outdoor Unit-Air-Source) | DLCURAH30ABK | ADP |  | HE33936 | *96VTN1002120B* | 29800 | 15.2 | 8.5 | 32600 | 27200 | 83.44% | 1.8 | 0 | 8.5 |  |  |  |  | R-410A | 2.4833 | Residential & Commercial | USHP
215294355 | Central HP <5.4 tons | AIRQUEST | HRCU-A-CB (Split System: Heat Pump with Remote Outdoor Unit-Air-Source) | DLCURAH30ABK | ADP |  | HG34936 | *96VTN1002120B* | 30200 | 15.2 | 8.5 | 32600 | 27200 | 83.44% | 1.8 | 0 | 9 |  |  |  |  | R-410A | 2.5167 | Residential & Commercial | USHP
215294364 | Central HP <5.4 tons | AIRQUEST | HRCU-A-CB (Split System: Heat Pump with Remote Outdoor Unit-Air-Source) | DLCURAH30ABK | ADP |  | HE36936 | *96VTN1002120B* | 30200 | 15.2 | 8.5 | 32600 | 27200 | 83.44% | 1.8 | 0 | 9 |  |  |  |  | R-410A | 2.5167 | Residential & Commercial | USHP
215294369 | Central HP <5.4 tons | AIRQUEST | HRCU-A-CB (Split System: Heat Pump with Remote Outdoor Unit-Air-Source) | DLCURAH30ABK | ADP |  | H,GE7J936 | *96VTN1002120B* | 29600 | 15.2 | 8.5 | 32600 | 27200 | 83.44% | 1.8 | 0 | 8.5 |  |  |  |  | R-410A | 2.4667 | Residential & Commercial | USHP
215293144 | Central HP <5.4 tons | AIRQUEST | HRCU-A-CB (Split System: Heat Pump with Remote Outdoor Unit-Air-Source) | DLCURAH24ABK | ADP |  | H,GG34936 | *96VTN1002120A* | 24000 | 17 | 8.5 | 24400 | 22400 | 91.8% | 1.9 | 0 | 10 |  |  |  |  | R-410A | 2 | Residential & Commercial | USHP | Ducted CEE Tier 1
215293158 | Central HP <5.4 tons | AIRQUEST | HRCU-A-CB (Split System: Heat Pump with Remote Outdoor Unit-Air-Source) | DLCURAH24ABK | ADP |  | H,GE7J936 | *96VTN1002120A* | 23600 | 17 | 8.5 | 24400 | 22400 | 91.8% | 1.9 | 0 | 9.5 |  |  |  |  | R-410A | 1.9667 | Residential & Commercial | USHP
215294371 | Central HP <5.4 tons | AIRQUEST | HRCU-A-CB (Split System: Heat Pump with Remote Outdoor Unit-Air-Source) | DLCURAH30ABK | ADP |  | HG8J936 | *96VTN1002120B* | 30000 | 15.2 | 8.5 | 32600 | 27200 | 83.44% | 1.8 | 0 | 9 |  |  |  |  | R-410A | 2.5 | Residential & Commercial | USHP
215294396 | Central HP <5.4 tons | AIRQUEST | HRCU-A-CB (Split System: Heat Pump with Remote Outdoor Unit-Air-Source) | DLCURAH30ABK | ADP |  | H,GE32930 | *96VTN1002122A* | 29000 | 15.2 | 8.1 | 32200 | 27400 | 85.09% | 1.76 | 0 | 8.5 |  |  |  |  | R-410A | 2.4167 | Residential & Commercial | USHP
215294414 | Central HP <5.4 tons | AIRQUEST | HRCU-A-CB (Split System: Heat Pump with Remote Outdoor Unit-Air-Source) | DLCURAH30ABK | ADP |  | H,GG37936 | *96VTN1002122A* | 30000 | 15.2 | 8.1 | 32400 | 26800 | 82.72% | 1.8 | 0 | 9 |  |  |  |  | R-410A | 2.5 | Residential & Commercial | USHP
215294471 | Central HP <5.4 tons | AIRQUEST | HRCU-A-CB (Split System: Heat Pump with Remote Outdoor Unit-Air-Source) | DLCURAH30ABK | ADP |  | HE8J936 | *96VTN1002122B* | 29800 | 15.2 | 8.1 | 32600 | 27200 | 83.44% | 1.8 | 0 | 9 |  |  |  |  | R-410A | 2.4833 | Residential & Commercial | USHP
215293160 | Central HP <5.4 tons | AIRQUEST | HRCU-A-CB (Split System: Heat Pump with Remote Outdoor Unit-Air-Source) | DLCURAH24ABK | ADP |  | HG8J936 | *96VTN1002120A* | 23800 | 17 | 8.5 | 24400 | 22400 | 91.8% | 1.9 | 0 | 10 |  |  |  |  | R-410A | 1.9833 | Residential & Commercial | USHP | Ducted CEE Tier 1
215293178 | Central HP <5.4 tons | AIRQUEST | HRCU-A-CB (Split System: Heat Pump with Remote Outdoor Unit-Air-Source) | DLCURAH24ABK | ADP |  | H,GE31930 | *96VTN1002120B* | 22600 | 17 | 8.5 | 24600 | 23400 | 95.12% | 1.98 | 0 | 9.5 |  |  |  |  | R-410A | 1.8833 | Residential & Commercial | USHP
210599919 | Central HP <5.4 tons | TEMPSTAR | HRCU-A-CB (Split System: Heat Pump with Remote Outdoor Unit-Air-Source) | TVH825GKA2* |  |  | EA*4X48L24A*+WALLCON | *97CMN1202422A* | 24000 | 16.5 | 8.1 | 21000 | 16600 | 79.05% | 2.02 | 0 | 11 |  |  |  |  | R-410A | 2 | Residential & Commercial | USHP | Ducted CEE Tier 1
210599920 | Central HP <5.4 tons | TEMPSTAR | HRCU-A-CB (Split System: Heat Pump with Remote Outdoor Unit-Air-Source) | TVH825GKA2* |  |  | EHD4X42AAL+WALLCON | *80CSU0401712A* | 24200 | 16.5 | 8.1 | 21400 | 16600 | 77.57% | 2 | 0 | 11 |  |  |  |  | R-410A | 2.0167 | Residential & Commercial | USHP | Ducted CEE Tier 1
210599951 | Central HP <5.4 tons | TEMPSTAR | HRCU-A-CB (Split System: Heat Pump with Remote Outdoor Unit-Air-Source) | TVH825GKA2* |  |  | EHD4X48AAL+WALLCON | *96CTN0601714A* | 24200 | 16 | 8.1 | 21400 | 16700 | 78.04% | 2 | 0 | 10.5 |  |  |  |  | R-410A | 2.0167 | Residential & Commercial | USHP | Ducted CEE Tier 1
210599952 | Central HP <5.4 tons | TEMPSTAR | HRCU-A-CB (Split System: Heat Pump with Remote Outdoor Unit-Air-Source) | TVH825GKA2* |  |  | EHD4X48AAL+WALLCON | *96CTN0801714A* | 24200 | 16 | 8.1 | 21400 | 16700 | 78.04% | 2 | 0 | 10.5 |  |  |  |  | R-410A | 2.0167 | Residential & Commercial | USHP | Ducted CEE Tier 1
211259909 | Central HP <5.4 tons | DAY & NIGHT | HRCU-A-CB (Split System: Heat Pump with Remote Outdoor Unit-Air-Source) | DLCURAH18ABK |  |  | EA*4X19L17A* | *80ES(N,L)0451712A* | 19100 | 16 | 9 | 19100 | 17400 | 91.1% | 2.14 | 0 | 11 |  |  |  |  | R-410A | 1.5917 | Residential & Commercial | USHP | Ducted CEE Tier 1
211260061 | Central HP <5.4 tons | DAY & NIGHT | HRCU-A-CB (Split System: Heat Pump with Remote Outdoor Unit-Air-Source) | DLCURAH18ABK |  |  | EA*4X19L17A* | OMV112K14A | 18600 | 15.5 | 8.5 | 18700 | 17500 | 93.58% | 2.12 | 0 | 10.5 |  |  |  |  | R-410A | 1.55 | Residential & Commercial | USHP | Ducted CEE Tier 1
210598288 | Central HP <5.4 tons | HEIL | HRCU-A-CB (Split System: Heat Pump with Remote Outdoor Unit-Air-Source) | HVH825GKA2* |  |  | EHD4X48AAL+WALLCON | *96CTN1002122A* | 24200 | 16 | 8.1 | 21200 | 16700 | 78.77% | 2.04 | 0 | 11 |  |  |  |  | R-410A | 2.0167 | Residential & Commercial | USHP | Ducted CEE Tier 1
216981673 | Central HP <5.4 tons | BRYANT HEATING AND COOLING SYSTEMS | HRCU-A-CB (Split System: Heat Pump with Remote Outdoor Unit-Air-Source) | 291VAN054**AA* | ADP |  | C48A***L18*+TXV | 986TD66100C21*** | 49000 | 19 | 10.5 | 50500 | 53000 | 105% | 1.96 | 0 | 11 |  |  |  |  | R-454B | 4.0833 | Residential & Commercial | USHP | Ducted CEE Tier 1
216981255 | Central HP <5.4 tons | BRYANT HEATING AND COOLING SYSTEMS | HRCU-A-CB (Split System: Heat Pump with Remote Outdoor Unit-Air-Source) | 290VAN036**AA* | ADP |  | V,C36H175P14*+TXV | 986TD42080C17*** | 33000 | 18 | 9 | 33600 | 24800 | 73.81% | 1.88 | 0 | 9 |  |  |  |  | R-454B | 2.75 | Residential & Commercial | USHP
216981676 | Central HP <5.4 tons | BRYANT HEATING AND COOLING SYSTEMS | HRCU-A-CB (Split System: Heat Pump with Remote Outdoor Unit-Air-Source) | 291VAN054**AA* | ADP |  | V,C60H245P76*+TXV | 986TD66120C24*** | 48500 | 19 | 10.5 | 50500 | 53000 | 105% | 1.96 | 0 | 11 |  |  |  |  | R-454B | 4.0417 | Residential & Commercial | USHP | Ducted CEE Tier 1
216981689 | Central HP <5.4 tons | BRYANT HEATING AND COOLING SYSTEMS | HRCU-A-CB (Split System: Heat Pump with Remote Outdoor Unit-Air-Source) | 291VAN054**AA* | ADP |  | V,C60H210P29*+TXV | 987MC60080C21*** | 48000 | 19 | 10.5 | 50500 | 52000 | 103% | 2 | 0 | 10.5 |  |  |  |  | R-454B | 4 | Residential & Commercial | USHP | Ducted CEE Tier 1
216981322 | Central HP <5.4 tons | BRYANT HEATING AND COOLING SYSTEMS | HRCU-A-CB (Split System: Heat Pump with Remote Outdoor Unit-Air-Source) | 290VAN048**AA* | ADP |  | C48A***L18*+TXV | 935CB60080C21*** | 45000 | 17 | 9 | 45500 | 33200 | 72.97% | 2.08 | 0 | 9.5 |  |  |  |  | R-454B | 3.75 | Residential & Commercial | USHP
216981325 | Central HP <5.4 tons | BRYANT HEATING AND COOLING SYSTEMS | HRCU-A-CB (Split System: Heat Pump with Remote Outdoor Unit-Air-Source) | 290VAN048**AA* | ADP |  | PL60H210P29*+TXV | 935CB66100C21*** | 44500 | 18 | 9 | 45500 | 33000 | 72.53% | 2.08 | 0 | 9.5 |  |  |  |  | R-454B | 3.7083 | Residential & Commercial | USHP
215293147 | Central HP <5.4 tons | AIRQUEST | HRCU-A-CB (Split System: Heat Pump with Remote Outdoor Unit-Air-Source) | DLCURAH24ABK | ADP |  | HE34936 | *96VTN1002120A* | 24000 | 17 | 8.5 | 24400 | 22400 | 91.8% | 1.9 | 0 | 10 |  |  |  |  | R-410A | 2 | Residential & Commercial | USHP | Ducted CEE Tier 1
215293164 | Central HP <5.4 tons | AIRQUEST | HRCU-A-CB (Split System: Heat Pump with Remote Outdoor Unit-Air-Source) | DLCURAH24ABK | ADP |  | H,GE9J936 | *96VTN1002120A* | 24000 | 17 | 8.5 | 24400 | 22400 | 91.8% | 1.9 | 0 | 10 |  |  |  |  | R-410A | 2 | Residential & Commercial | USHP | Ducted CEE Tier 1
215295219 | Central HP <5.4 tons | AIRQUEST | HRCU-A-CB (Split System: Heat Pump with Remote Outdoor Unit-Air-Source) | DLCURAH36ABK | ADP |  | H,GG32936 | *96MSN1402422A* | 33600 | 16 | 8.5 | 36200 | 34200 | 94.48% | 2.02 | 0 | 9.5 |  |  |  |  | R-410A | 2.8 | Residential & Commercial | USHP
215295251 | Central HP <5.4 tons | AIRQUEST | HRCU-A-CB (Split System: Heat Pump with Remote Outdoor Unit-Air-Source) | DLCURAH36ABK | ADP |  | H,GE1K936 | *96MSN1402422A* | 35200 | 16 | 8.5 | 36200 | 34200 | 94.48% | 2.02 | 0 | 9.5 |  |  |  |  | R-410A | 2.9333 | Residential & Commercial | USHP
212973183 | Central HP <5.4 tons | BRYANT HEATING AND COOLING SYSTEMS | HRCU-A-CB (Split System: Heat Pump with Remote Outdoor Unit-Air-Source) | 38MURAQ24AB3* |  |  | CAP**2417AL* | 926SB36040V17*** | 23400 | 16 | 8.5 | 27000 | 26200 | 97.04% | 2.18 | 0 | 9.5 |  |  |  |  | R-410A | 1.95 | Residential & Commercial | USHP
212973203 | Central HP <5.4 tons | BRYANT HEATING AND COOLING SYSTEMS | HRCU-A-CB (Split System: Heat Pump with Remote Outdoor Unit-Air-Source) | 38MURAQ24AB3* |  |  | CAP**3017AL* | 926SB36040V17*** | 23200 | 16 | 8.5 | 26400 | 25200 | 95.45% | 2.08 | 0 | 10 |  |  |  |  | R-410A | 1.9333 | Residential & Commercial | USHP | Ducted CEE Tier 1
212973603 | Central HP <5.4 tons | BRYANT HEATING AND COOLING SYSTEMS | HRCU-A-CB (Split System: Heat Pump with Remote Outdoor Unit-Air-Source) | 38MURAQ24AB3* |  |  | CNPV*2417AL* | 926SB36060V14*** | 23200 | 16.5 | 8.5 | 26800 | 25400 | 94.78% | 2.12 | 0 | 10 |  |  |  |  | R-410A | 1.9333 | Residential & Commercial | USHP | Ducted CEE Tier 1
212974323 | Central HP <5.4 tons | BRYANT HEATING AND COOLING SYSTEMS | HRCU-A-CB (Split System: Heat Pump with Remote Outdoor Unit-Air-Source) | 38MURAQ24AB3* |  |  | CAP**3721AL* | 926SB60100V21*** | 24800 | 17.5 | 8.5 | 25600 | 21200 | 82.81% | 1.8 | 0 | 10.5 |  |  |  |  | R-410A | 2.0667 | Residential & Commercial | USHP | Ducted CEE Tier 1
212974939 | Central HP <5.4 tons | BRYANT HEATING AND COOLING SYSTEMS | HRCU-A-CB (Split System: Heat Pump with Remote Outdoor Unit-Air-Source) | 38MURAQ24AB3* |  |  | CAP**2517AL* | 926TC30040V14*** | 24000 | 16 | 8.1 | 25200 | 22000 | 87.3% | 1.82 | 0 | 10 |  |  |  |  | R-410A | 2 | Residential & Commercial | USHP | Ducted CEE Tier 1
212975030 | Central HP <5.4 tons | BRYANT HEATING AND COOLING SYSTEMS | HRCU-A-CB (Split System: Heat Pump with Remote Outdoor Unit-Air-Source) | 38MURAQ24AB3* |  |  | CNPV*3014AL* | 926TC30040V14*** | 23200 | 15.5 | 8.1 | 25800 | 24200 | 93.8% | 2 | 0 | 10 |  |  |  |  | R-410A | 1.9333 | Residential & Commercial | USHP | Ducted CEE Tier 1
213781026 | Central HP <5.4 tons | BRYANT HEATING AND COOLING SYSTEMS | HRCU-A-CB (Split System: Heat Pump with Remote Outdoor Unit-Air-Source) | 288BNV037*0**B* |  |  | CAP**4221AL*+UI | 987MC42060C17*** | 31600 | 16.5 | 8.1 | 33200 | 24600 | 74.1% | 1.84 | 0 | 10.5 |  |  |  |  | R-410A | 2.6333 | Residential & Commercial | USHP | Ducted CEE Tier 1
213781296 | Central HP <5.4 tons | BRYANT HEATING AND COOLING SYSTEMS | HRCU-A-CB (Split System: Heat Pump with Remote Outdoor Unit-Air-Source) | 288BNV037*0**B* |  |  | CAP**4821AL*+UI | 88*TB48090C17*** | 32400 | 17 | 8.1 | 32600 | 25000 | 76.69% | 1.96 | 0 | 11 |  |  |  |  | R-410A | 2.7 | Residential & Commercial | USHP | Ducted CEE Tier 1
213781346 | Central HP <5.4 tons | BRYANT HEATING AND COOLING SYSTEMS | HRCU-A-CB (Split System: Heat Pump with Remote Outdoor Unit-Air-Source) | 288BNV037*0**B* |  |  | CAP**4821AL*+UI | 987MC42080C17*** | 32200 | 17 | 8.1 | 32600 | 25000 | 76.69% | 1.94 | 0 | 11 |  |  |  |  | R-410A | 2.6833 | Residential & Commercial | USHP | Ducted CEE Tier 1
213781396 | Central HP <5.4 tons | BRYANT HEATING AND COOLING SYSTEMS | HRCU-A-CB (Split System: Heat Pump with Remote Outdoor Unit-Air-Source) | 288BNV037*0**B* |  |  | CAP**4824AL*+UI | 88*TB60090C21*** | 32400 | 17 | 8.5 | 32200 | 24800 | 77.02% | 1.98 | 0 | 11.5 |  |  |  |  | R-410A | 2.7 | Residential & Commercial | USHP | Ducted CEE Tier 1
212973903 | Central HP <5.4 tons | BRYANT HEATING AND COOLING SYSTEMS | HRCU-A-CB (Split System: Heat Pump with Remote Outdoor Unit-Air-Source) | 38MURAQ24AB3* |  |  | CNPV*3017AL* | 926SB48080V17*** | 23400 | 16.5 | 8.1 | 25800 | 24200 | 93.8% | 2 | 0 | 10 |  |  |  |  | R-410A | 1.95 | Residential & Commercial | USHP | Ducted CEE Tier 1
216981401 | Central HP <5.4 tons | BRYANT HEATING AND COOLING SYSTEMS | HRCU-A-CB (Split System: Heat Pump with Remote Outdoor Unit-Air-Source) | 290VAN048**AA* | ADP |  | V,C48H210P75*+TXV | 987MC66100C21*** | 43000 | 18 | 8.95 | 45500 | 33200 | 72.97% | 2.04 | 0 | 9 |  |  |  |  | R-454B | 3.5833 | Residential & Commercial | USHP
216981410 | Central HP <5.4 tons | BRYANT HEATING AND COOLING SYSTEMS | HRCU-A-CB (Split System: Heat Pump with Remote Outdoor Unit-Air-Source) | 290VAN048**AA* | ADP |  | V,C60H245P76*+TXV | 987MC66120C24*** | 44000 | 17 | 9 | 45500 | 33200 | 72.97% | 2.06 | 0 | 9.5 |  |  |  |  | R-454B | 3.6667 | Residential & Commercial | USHP
216981278 | Central HP <5.4 tons | BRYANT HEATING AND COOLING SYSTEMS | HRCU-A-CB (Split System: Heat Pump with Remote Outdoor Unit-Air-Source) | 290VAN036**AA* | ADP |  | C36A***L53*+TXV | 987MC42060C17*** | 33800 | 18 | 9 | 33000 | 24800 | 75.15% | 1.9 | 0 | 9.5 |  |  |  |  | R-454B | 2.8167 | Residential & Commercial | USHP
216981837 | Central HP <5.4 tons | BRYANT HEATING AND COOLING SYSTEMS | HRCU-A-CB (Split System: Heat Pump with Remote Outdoor Unit-Air-Source) | 293VAN048**AA* | ADP |  | PL60H210P17*+TXV | 986TD60080C21*** | 44500 | 21 | 9.5 | 46500 | 36200 | 77.85% | 2 | 0 | 11 |  |  |  |  | R-454B | 3.7083 | Residential & Commercial | USHP | Ducted CEE Tier 1
216981853 | Central HP <5.4 tons | BRYANT HEATING AND COOLING SYSTEMS | HRCU-A-CB (Split System: Heat Pump with Remote Outdoor Unit-Air-Source) | 293VAN048**AA* | ADP |  | C48A***L18*+TXV | 986TD66100C21*** | 44500 | 21 | 9.5 | 46500 | 36400 | 78.28% | 2 | 0 | 10.5 |  |  |  |  | R-454B | 3.7083 | Residential & Commercial | USHP | Ducted CEE Tier 1
216981855 | Central HP <5.4 tons | BRYANT HEATING AND COOLING SYSTEMS | HRCU-A-CB (Split System: Heat Pump with Remote Outdoor Unit-Air-Source) | 293VAN048**AA* | ADP |  | C60A***L19*+TXV | 986TD66100C21*** | 45000 | 21 | 9.5 | 46500 | 36400 | 78.28% | 2 | 0 | 10.5 |  |  |  |  | R-454B | 3.75 | Residential & Commercial | USHP | Ducted CEE Tier 1
216981878 | Central HP <5.4 tons | BRYANT HEATING AND COOLING SYSTEMS | HRCU-A-CB (Split System: Heat Pump with Remote Outdoor Unit-Air-Source) | 293VAN048**AA* | ADP |  | C48A***L16*+TXV | 987MC60080C21*** | 43500 | 20 | 9.5 | 46000 | 36200 | 78.7% | 2 | 0 | 10.5 |  |  |  |  | R-454B | 3.625 | Residential & Commercial | USHP | Ducted CEE Tier 1
216976498 | Central HP <5.4 tons | BRYANT HEATING AND COOLING SYSTEMS | HRCU-A-CB (Split System: Heat Pump with Remote Outdoor Unit-Air-Source) | 37MURAQ24AA3 | ADP |  | V,C36H***P21*+TXV | 82*TB36070V14*** | 23800 | 15.2 | 8.5 | 22400 | 19000 | 84.82% | 1.92 | 0 | 10 |  |  |  |  | R-454B | 1.9833 | Residential & Commercial | USHP | Ducted CEE Tier 1
212971365 | Central HP <5.4 tons | BRYANT HEATING AND COOLING SYSTEMS | HRCU-A-CB (Split System: Heat Pump with Remote Outdoor Unit-Air-Source) | 38MURAQ18AB3* |  |  | CNPV*2417AL* | 82*TB36045V14*** | 17600 | 16.5 | 8.5 | 18500 | 19100 | 103.2% | 2.3 | 0 | 11 |  |  |  |  | R-410A | 1.4667 | Residential & Commercial | USHP | Ducted CEE Tier 1
212971490 | Central HP <5.4 tons | BRYANT HEATING AND COOLING SYSTEMS | HRCU-A-CB (Split System: Heat Pump with Remote Outdoor Unit-Air-Source) | 38MURAQ18AB3* |  |  | CNPV*3017AL* | 82*TB48070V17*** | 17700 | 16 | 8.1 | 18200 | 18600 | 102.2% | 2.24 | 0 | 11 |  |  |  |  | R-410A | 1.475 | Residential & Commercial | USHP | Ducted CEE Tier 1
212971908 | Central HP <5.4 tons | BRYANT HEATING AND COOLING SYSTEMS | HRCU-A-CB (Split System: Heat Pump with Remote Outdoor Unit-Air-Source) | 38MURAQ18AB3* |  |  | CAP**1917AL* | 82*TB48090V17*** | 18000 | 16.5 | 8.5 | 18000 | 17800 | 98.89% | 2.14 | 0 | 11 |  |  |  |  | R-410A | 1.5 | Residential & Commercial | USHP | Ducted CEE Tier 1
216981257 | Central HP <5.4 tons | BRYANT HEATING AND COOLING SYSTEMS | HRCU-A-CB (Split System: Heat Pump with Remote Outdoor Unit-Air-Source) | 290VAN036**AA* | ADP |  | V,C36H175P15*+TXV | 986TD42080C17*** | 33600 | 18 | 9 | 33600 | 24800 | 73.81% | 1.88 | 0 | 9.5 |  |  |  |  | R-454B | 2.8 | Residential & Commercial | USHP
216981355 | Central HP <5.4 tons | BRYANT HEATING AND COOLING SYSTEMS | HRCU-A-CB (Split System: Heat Pump with Remote Outdoor Unit-Air-Source) | 290VAN048**AA* | ADP |  | A60VHA*+TXV | 986TD66100C21*** | 45000 | 18 | 9 | 45500 | 33200 | 72.97% | 2.06 | 0 | 10 |  |  |  |  | R-454B | 3.75 | Residential & Commercial | USHP | Ducted CEE Tier 1
216981372 | Central HP <5.4 tons | BRYANT HEATING AND COOLING SYSTEMS | HRCU-A-CB (Split System: Heat Pump with Remote Outdoor Unit-Air-Source) | 290VAN048**AA* | ADP |  | PL48H210P75*+TXV | 987MC60060C21*** | 44000 | 17 | 9 | 47000 | 34200 | 72.77% | 2.04 | 0 | 9.5 |  |  |  |  | R-454B | 3.6667 | Residential & Commercial | USHP
216981373 | Central HP <5.4 tons | BRYANT HEATING AND COOLING SYSTEMS | HRCU-A-CB (Split System: Heat Pump with Remote Outdoor Unit-Air-Source) | 290VAN048**AA* | ADP |  | V,C48H210P75*+TXV | 987MC60060C21*** | 44000 | 17 | 9 | 47000 | 34200 | 72.77% | 2.04 | 0 | 9.5 |  |  |  |  | R-454B | 3.6667 | Residential & Commercial | USHP
216981374 | Central HP <5.4 tons | BRYANT HEATING AND COOLING SYSTEMS | HRCU-A-CB (Split System: Heat Pump with Remote Outdoor Unit-Air-Source) | 290VAN048**AA* | ADP |  | V,C48H210P16*+TXV | 987MC60060C21*** | 44000 | 17 | 9 | 47000 | 34200 | 72.77% | 2.04 | 0 | 9.5 |  |  |  |  | R-454B | 3.6667 | Residential & Commercial | USHP
216981790 | Central HP <5.4 tons | BRYANT HEATING AND COOLING SYSTEMS | HRCU-A-CB (Split System: Heat Pump with Remote Outdoor Unit-Air-Source) | 293VAN048**AA* | ADP |  | V,C48H175P15*+TXV | 935CB48060C17*** | 42000 | 20 | 9.45 | 47000 | 36200 | 77.02% | 2 | 0 | 10 |  |  |  |  | R-454B | 3.5 | Residential & Commercial | USHP | Ducted CEE Tier 1
216981807 | Central HP <5.4 tons | BRYANT HEATING AND COOLING SYSTEMS | HRCU-A-CB (Split System: Heat Pump with Remote Outdoor Unit-Air-Source) | 293VAN048**AA* | ADP |  | C48A***L16*+TXV | 935CB60080C21*** | 43500 | 21 | 9.5 | 46500 | 36200 | 77.85% | 2 | 0 | 10.5 |  |  |  |  | R-454B | 3.625 | Residential & Commercial | USHP | Ducted CEE Tier 1
216981823 | Central HP <5.4 tons | BRYANT HEATING AND COOLING SYSTEMS | HRCU-A-CB (Split System: Heat Pump with Remote Outdoor Unit-Air-Source) | 293VAN048**AA* | ADP |  | PL60H210P17*+TXV | 935CB66100C21*** | 44500 | 21 | 9.5 | 46500 | 36200 | 77.85% | 2 | 0 | 11 |  |  |  |  | R-454B | 3.7083 | Residential & Commercial | USHP | Ducted CEE Tier 1
216981824 | Central HP <5.4 tons | BRYANT HEATING AND COOLING SYSTEMS | HRCU-A-CB (Split System: Heat Pump with Remote Outdoor Unit-Air-Source) | 293VAN048**AA* | ADP |  | V,C60H210P17*+TXV | 935CB66100C21*** | 44500 | 21 | 9.5 | 46500 | 36200 | 77.85% | 2 | 0 | 11 |  |  |  |  | R-454B | 3.7083 | Residential & Commercial | USHP | Ducted CEE Tier 1
216981422 | Central HP <5.4 tons | BRYANT HEATING AND COOLING SYSTEMS | HRCU-A-CB (Split System: Heat Pump with Remote Outdoor Unit-Air-Source) | 290VAN060**AA* | ADP |  | C60A***L16*+TXV | 935CB66100C21*** | 54000 | 18 | 8.9 | 57500 | 41000 | 71.3% | 2 | 0 | 8.5 |  |  |  |  | R-454B | 4.5 | Residential & Commercial | USHP
216981423 | Central HP <5.4 tons | BRYANT HEATING AND COOLING SYSTEMS | HRCU-A-CB (Split System: Heat Pump with Remote Outdoor Unit-Air-Source) | 290VAN060**AA* | ADP |  | PL60H210P17*+TXV | 935CB66100C21*** | 55000 | 18 | 8.5 | 57000 | 41000 | 71.93% | 2.04 | 0 | 9 |  |  |  |  | R-454B | 4.5833 | Residential & Commercial | USHP
216981442 | Central HP <5.4 tons | BRYANT HEATING AND COOLING SYSTEMS | HRCU-A-CB (Split System: Heat Pump with Remote Outdoor Unit-Air-Source) | 290VAN060**AA* | ADP |  | C60A***L19*+TXV | 986TD66100C21*** | 55500 | 18 | 9 | 58000 | 41500 | 71.55% | 2.02 | 0 | 9 |  |  |  |  | R-454B | 4.625 | Residential & Commercial | USHP
216981455 | Central HP <5.4 tons | BRYANT HEATING AND COOLING SYSTEMS | HRCU-A-CB (Split System: Heat Pump with Remote Outdoor Unit-Air-Source) | 290VAN060**AA* | ADP |  | C60A***L16*+TXV | 987MC60080C21*** | 53500 | 18 | 8.9 | 58000 | 41500 | 71.55% | 2 | 0 | 8.5 |  |  |  |  | R-454B | 4.4583 | Residential & Commercial | USHP
216976505 | Central HP <5.4 tons | BRYANT HEATING AND COOLING SYSTEMS | HRCU-A-CB (Split System: Heat Pump with Remote Outdoor Unit-Air-Source) | 37MURAQ24AA3 | ADP |  | PL36H175P15*+TXV | 83*CA36040C17*** | 24600 | 16 | 9 | 23000 | 19200 | 83.48% | 2.02 | 0 | 10 |  |  |  |  | R-454B | 2.05 | Residential & Commercial | USHP | Ducted CEE Tier 1
212979953 | Central HP <5.4 tons | CARRIER | HRCU-A-CB (Split System: Heat Pump with Remote Outdoor Unit-Air-Source) | 38MURAQ18AB3* |  |  | CAP**2417AL* | 58S(B,C)*B090M17**14 | 17500 | 16 | 8.5 | 18500 | 19400 | 104.9% | 2.34 | 0 | 10.5 |  |  |  |  | R-410A | 1.4583 | Residential & Commercial | USHP | Ducted CEE Tier 1
215292810 | Central HP <5.4 tons | AIRQUEST | HRCU-A-CB (Split System: Heat Pump with Remote Outdoor Unit-Air-Source) | DLCURAH24ABK | ADP |  | HG7J936 | *96VTN0601412B* | 23000 | 17 | 8.5 | 24600 | 23600 | 95.93% | 2 | 0 | 9.5 |  |  |  |  | R-410A | 1.9167 | Residential & Commercial | USHP
215292883 | Central HP <5.4 tons | AIRQUEST | HRCU-A-CB (Split System: Heat Pump with Remote Outdoor Unit-Air-Source) | DLCURAH24ABK | ADP |  | HE31930 | *96VTN0601716B* | 23000 | 16 | 9 | 24400 | 22800 | 93.44% | 1.92 | 0 | 10 |  |  |  |  | R-410A | 1.9167 | Residential & Commercial | USHP | Ducted CEE Tier 1
215292892 | Central HP <5.4 tons | AIRQUEST | HRCU-A-CB (Split System: Heat Pump with Remote Outdoor Unit-Air-Source) | DLCURAH24ABK | ADP |  | HG33936 | *96VTN0601716B* | 23800 | 16 | 9 | 24400 | 22800 | 93.44% | 1.92 | 0 | 10.5 |  |  |  |  | R-410A | 1.9833 | Residential & Commercial | USHP | Ducted CEE Tier 1
215292926 | Central HP <5.4 tons | AIRQUEST | HRCU-A-CB (Split System: Heat Pump with Remote Outdoor Unit-Air-Source) | DLCURAH24ABK | ADP |  | H,GE23936 | *96VTN0801716A* | 23200 | 16 | 8.1 | 24600 | 22600 | 91.87% | 1.9 | 0 | 10 |  |  |  |  | R-410A | 1.9333 | Residential & Commercial | USHP | Ducted CEE Tier 1
215292940 | Central HP <5.4 tons | AIRQUEST | HRCU-A-CB (Split System: Heat Pump with Remote Outdoor Unit-Air-Source) | DLCURAH24ABK | ADP |  | H,GE32936 | *96VTN0801716A* | 23800 | 16 | 8.5 | 25200 | 23000 | 91.27% | 1.92 | 0 | 10 |  |  |  |  | R-410A | 1.9833 | Residential & Commercial | USHP | Ducted CEE Tier 1
215292974 | Central HP <5.4 tons | AIRQUEST | HRCU-A-CB (Split System: Heat Pump with Remote Outdoor Unit-Air-Source) | DLCURAH24ABK | ADP |  | H,GG24936 | *96VTN0801716B* | 23000 | 17 | 8.5 | 24600 | 23600 | 95.93% | 2 | 0 | 9.5 |  |  |  |  | R-410A | 1.9167 | Residential & Commercial | USHP
210599939 | Central HP <5.4 tons | TEMPSTAR | HRCU-A-CB (Split System: Heat Pump with Remote Outdoor Unit-Air-Source) | TVH825GKA2* |  |  | EHD4X42AAL+WALLCON | *97CMN1202422A* | 24200 | 16 | 8.1 | 21400 | 16700 | 78.04% | 2 | 0 | 10.5 |  |  |  |  | R-410A | 2.0167 | Residential & Commercial | USHP | Ducted CEE Tier 1
210599966 | Central HP <5.4 tons | TEMPSTAR | HRCU-A-CB (Split System: Heat Pump with Remote Outdoor Unit-Air-Source) | TVH825GKA2* |  |  | EN(A,D)4X48L24**+WALLCON | *97CMN0602120A* | 24000 | 16.5 | 8.1 | 21400 | 16700 | 78.04% | 2 | 0 | 11 |  |  |  |  | R-410A | 2 | Residential & Commercial | USHP | Ducted CEE Tier 1
210599989 | Central HP <5.4 tons | TEMPSTAR | HRCU-A-CB (Split System: Heat Pump with Remote Outdoor Unit-Air-Source) | TVH825GKA2* |  |  | EN(A,D,W)4X48L21**+WALLCON | *80CTL0701716A* | 24200 | 17 | 8.1 | 21400 | 16600 | 77.57% | 2.02 | 0 | 11 |  |  |  |  | R-410A | 2.0167 | Residential & Commercial | USHP | Ducted CEE Tier 1
212983294 | Central HP <5.4 tons | CARRIER | HRCU-A-CB (Split System: Heat Pump with Remote Outdoor Unit-Air-Source) | 38MURAQ18AB3* |  |  | CNPV*2417AL* | 59SC2E040M17**12 | 17200 | 15.5 | 8.1 | 18300 | 19300 | 105.5% | 2.3 | 0 | 10.5 |  |  |  |  | R-410A | 1.4333 | Residential & Commercial | USHP | Ducted CEE Tier 1
212972893 | Central HP <5.4 tons | BRYANT HEATING AND COOLING SYSTEMS | HRCU-A-CB (Split System: Heat Pump with Remote Outdoor Unit-Air-Source) | 38MURAQ24AB3* |  |  | CAP**2414AL* | 926SB30040V14*** | 23200 | 16 | 8.5 | 27000 | 26800 | 99.26% | 2.26 | 0 | 9.5 |  |  |  |  | R-410A | 1.9333 | Residential & Commercial | USHP
212973913 | Central HP <5.4 tons | BRYANT HEATING AND COOLING SYSTEMS | HRCU-A-CB (Split System: Heat Pump with Remote Outdoor Unit-Air-Source) | 38MURAQ24AB3* |  |  | CNPV*3617AL* | 926SB48080V17*** | 23400 | 16.5 | 8.1 | 25800 | 24200 | 93.8% | 2 | 0 | 10 |  |  |  |  | R-410A | 1.95 | Residential & Commercial | USHP | Ducted CEE Tier 1
212973393 | Central HP <5.4 tons | BRYANT HEATING AND COOLING SYSTEMS | HRCU-A-CB (Split System: Heat Pump with Remote Outdoor Unit-Air-Source) | 38MURAQ18AB3* |  |  | CNPV*3017AL* | 926SB36060V14*** | 17500 | 16.5 | 8.1 | 18000 | 18700 | 103.9% | 2.24 | 0 | 11 |  |  |  |  | R-410A | 1.4583 | Residential & Commercial | USHP | Ducted CEE Tier 1
215292999 | Central HP <5.4 tons | AIRQUEST | HRCU-A-CB (Split System: Heat Pump with Remote Outdoor Unit-Air-Source) | DLCURAH24ABK | ADP |  | HG35936 | *96VTN0801716B* | 23600 | 17 | 8.5 | 24400 | 23800 | 97.54% | 2.02 | 0 | 10 |  |  |  |  | R-410A | 1.9667 | Residential & Commercial | USHP | Ducted CEE Tier 1
215293001 | Central HP <5.4 tons | AIRQUEST | HRCU-A-CB (Split System: Heat Pump with Remote Outdoor Unit-Air-Source) | DLCURAH24ABK | ADP |  | HE35936 | *96VTN0801716B* | 23600 | 17 | 8.5 | 24600 | 23600 | 95.93% | 2 | 0 | 10 |  |  |  |  | R-410A | 1.9667 | Residential & Commercial | USHP | Ducted CEE Tier 1
215293010 | Central HP <5.4 tons | AIRQUEST | HRCU-A-CB (Split System: Heat Pump with Remote Outdoor Unit-Air-Source) | DLCURAH24ABK | ADP |  | H,GE7J936 | *96VTN0801716B* | 23000 | 17 | 8.5 | 24600 | 23600 | 95.93% | 2 | 0 | 9.5 |  |  |  |  | R-410A | 1.9167 | Residential & Commercial | USHP
215293017 | Central HP <5.4 tons | AIRQUEST | HRCU-A-CB (Split System: Heat Pump with Remote Outdoor Unit-Air-Source) | DLCURAH24ABK | ADP |  | H,GE9J936 | *96VTN0801716B* | 23600 | 17 | 8.5 | 24600 | 23600 | 95.93% | 2 | 0 | 10 |  |  |  |  | R-410A | 1.9667 | Residential & Commercial | USHP | Ducted CEE Tier 1
215293051 | Central HP <5.4 tons | AIRQUEST | HRCU-A-CB (Split System: Heat Pump with Remote Outdoor Unit-Air-Source) | DLCURAH24ABK | ADP |  | HE35936 | *96VTN0802120A* | 23600 | 17 | 8.1 | 24200 | 23400 | 96.69% | 1.98 | 0 | 10.5 |  |  |  |  | R-410A | 1.9667 | Residential & Commercial | USHP | Ducted CEE Tier 1
215293060 | Central HP <5.4 tons | AIRQUEST | HRCU-A-CB (Split System: Heat Pump with Remote Outdoor Unit-Air-Source) | DLCURAH24ABK | ADP |  | HE7J936 | *96VTN0802120A* | 23000 | 17 | 8.1 | 24200 | 23400 | 96.69% | 1.98 | 0 | 10 |  |  |  |  | R-410A | 1.9167 | Residential & Commercial | USHP | Ducted CEE Tier 1
215293099 | Central HP <5.4 tons | AIRQUEST | HRCU-A-CB (Split System: Heat Pump with Remote Outdoor Unit-Air-Source) | DLCURAH24ABK | ADP |  | H,GE35936 | *96VTN0802120B* | 23800 | 17 | 8.5 | 24800 | 23600 | 95.16% | 1.98 | 0 | 10.5 |  |  |  |  | R-410A | 1.9833 | Residential & Commercial | USHP | Ducted CEE Tier 1
215293108 | Central HP <5.4 tons | AIRQUEST | HRCU-A-CB (Split System: Heat Pump with Remote Outdoor Unit-Air-Source) | DLCURAH24ABK | ADP |  | H,GE7J924 | *96VTN0802120B* | 23400 | 17 | 8.5 | 24800 | 23600 | 95.16% | 1.98 | 0 | 10 |  |  |  |  | R-410A | 1.95 | Residential & Commercial | USHP | Ducted CEE Tier 1
216981723 | Central HP <5.4 tons | BRYANT HEATING AND COOLING SYSTEMS | HRCU-A-CB (Split System: Heat Pump with Remote Outdoor Unit-Air-Source) | 293VAN036**AA* | ADP |  | V,C36H175P45*+TXV | 935CB48060C17*** | 33600 | 20 | 9 | 33200 | 26200 | 78.92% | 1.92 | 0 | 11 |  |  |  |  | R-454B | 2.8 | Residential & Commercial | USHP | Ducted CEE Tier 1
216981725 | Central HP <5.4 tons | BRYANT HEATING AND COOLING SYSTEMS | HRCU-A-CB (Split System: Heat Pump with Remote Outdoor Unit-Air-Source) | 293VAN036**AA* | ADP |  | PL36H210P74*+TXV | 935CB60080C21*** | 31600 | 19 | 9.35 | 32800 | 25600 | 78.05% | 2.02 | 0 | 11 |  |  |  |  | R-454B | 2.6333 | Residential & Commercial | USHP | Ducted CEE Tier 1
216981742 | Central HP <5.4 tons | BRYANT HEATING AND COOLING SYSTEMS | HRCU-A-CB (Split System: Heat Pump with Remote Outdoor Unit-Air-Source) | 293VAN036**AA* | ADP |  | C36A***L13*+TXV | 986TD42080C17*** | 32200 | 20 | 9.5 | 33200 | 26200 | 78.92% | 2.02 | 0 | 10.5 |  |  |  |  | R-454B | 2.6833 | Residential & Commercial | USHP | Ducted CEE Tier 1
216981757 | Central HP <5.4 tons | BRYANT HEATING AND COOLING SYSTEMS | HRCU-A-CB (Split System: Heat Pump with Remote Outdoor Unit-Air-Source) | 293VAN036**AA* | ADP |  | A36VCA*+TXV | 987MC42060C17*** | 32400 | 19 | 9.5 | 32400 | 25600 | 79.01% | 2.04 | 0 | 10.5 |  |  |  |  | R-454B | 2.7 | Residential & Commercial | USHP | Ducted CEE Tier 1
216981840 | Central HP <5.4 tons | BRYANT HEATING AND COOLING SYSTEMS | HRCU-A-CB (Split System: Heat Pump with Remote Outdoor Unit-Air-Source) | 293VAN048**AA* | ADP |  | C60A***L18*+TXV | 986TD60080C21*** | 44500 | 21 | 9.5 | 46500 | 36200 | 77.85% | 2 | 0 | 11 |  |  |  |  | R-454B | 3.7083 | Residential & Commercial | USHP | Ducted CEE Tier 1
211644152 | Central HP <5.4 tons | GREE | HRCU-A-C (Split System: Heat Pump with Remote Outdoor Unit with No Indoor Fan --Air Source) | GUD60W/A-D(U) |  |  | GCAT48*/NAA | 0 | 47000 | 15.2 | 8.5 | 48000 | 33600 | 70% | 1.8 | 0 | 10 |  |  |  |  | R-410A | 3.9167 | Residential & Commercial | USHP | Ducted CEE Tier 1
214188660 | Central HP <5.4 tons | LENNOX | HRCU-A-CB (Split System: Heat Pump with Remote Outdoor Unit-Air-Source) | EL22XPV-024-230A** | ADP |  | F,PE*G33930 | 0 | 22800 | 21 | 8.45 | 20600 | 15600 | 75.73% | 2.2 | 0 | 13 |  |  |  |  | R-410A | 1.9 | Residential & Commercial | USHP | Ducted CEE Tier 1
213781446 | Central HP <5.4 tons | BRYANT HEATING AND COOLING SYSTEMS | HRCU-A-CB (Split System: Heat Pump with Remote Outdoor Unit-Air-Source) | 288BNV037*0**B* |  |  | CAP**4824AL*+UI | 986TD66100C21*** | 32400 | 17 | 8.5 | 32200 | 24800 | 77.02% | 1.98 | 0 | 11 |  |  |  |  | R-410A | 2.7 | Residential & Commercial | USHP | Ducted CEE Tier 1
215295387 | Central HP <5.4 tons | AIRQUEST | HRCU-A-CB (Split System: Heat Pump with Remote Outdoor Unit-Air-Source) | DLCURAH36ABK | ADP |  | HE33936 | *96VTN0801716A* | 34800 | 15.2 | 8.1 | 36800 | 34600 | 94.02% | 1.86 | 0 | 9 |  |  |  |  | R-410A | 2.9 | Residential & Commercial | USHP
215295419 | Central HP <5.4 tons | AIRQUEST | HRCU-A-CB (Split System: Heat Pump with Remote Outdoor Unit-Air-Source) | DLCURAH36ABK | ADP |  | HG32936 | *96VTN0801716B* | 35000 | 15.2 | 8.1 | 37400 | 35000 | 93.58% | 1.82 | 0 | 9.5 |  |  |  |  | R-410A | 2.9167 | Residential & Commercial | USHP
215295421 | Central HP <5.4 tons | AIRQUEST | HRCU-A-CB (Split System: Heat Pump with Remote Outdoor Unit-Air-Source) | DLCURAH36ABK | ADP |  | HE32936 | *96VTN0801716B* | 35000 | 15.2 | 8.1 | 37400 | 35000 | 93.58% | 1.82 | 0 | 9.5 |  |  |  |  | R-410A | 2.9167 | Residential & Commercial | USHP
215295453 | Central HP <5.4 tons | AIRQUEST | HRCU-A-CB (Split System: Heat Pump with Remote Outdoor Unit-Air-Source) | DLCURAH36ABK | ADP |  | H,GE80936 | *96VTN0801716B* | 35400 | 16 | 8.1 | 36200 | 34400 | 95.03% | 2 | 0 | 10 |  |  |  |  | R-410A | 2.95 | Residential & Commercial | USHP | Ducted CEE Tier 1
210600080 | Central HP <5.4 tons | TEMPSTAR | HRCU-A-CB (Split System: Heat Pump with Remote Outdoor Unit-Air-Source) | TVH837GKA** |  |  | EA*4X42L21A*+WALLCON | *80CSU1002120A* | 31800 | 17 | 8.1 | 33200 | 24400 | 73.49% | 1.88 | 0 | 11 |  |  |  |  | R-410A | 2.65 | Residential & Commercial | USHP | Ducted CEE Tier 1
210600082 | Central HP <5.4 tons | TEMPSTAR | HRCU-A-CB (Split System: Heat Pump with Remote Outdoor Unit-Air-Source) | TVH837GKA** |  |  | EA*4X60L24A*+WALLCON | *80CSU1002120A* | 32800 | 17 | 8.1 | 32000 | 24800 | 77.5% | 1.96 | 0 | 11 |  |  |  |  | R-410A | 2.7333 | Residential & Commercial | USHP | Ducted CEE Tier 1
215424250 | Central HP <5.4 tons | LUXAIRE | HRCU-A-CB (Split System: Heat Pump with Remote Outdoor Unit-Air-Source) | HH836E2S11 | ADP |  | H,YE9J*36+TXV-BLEED | Z9ES080C16SMPS1 | 32800 | 17 | 8.5 | 29600 | 23400 | 79.05% | 2 | 0 | 10.5 |  |  |  |  | R-454B | 2.7333 | Residential & Commercial | USHP | Ducted CEE Tier 1
216981318 | Central HP <5.4 tons | BRYANT HEATING AND COOLING SYSTEMS | HRCU-A-CB (Split System: Heat Pump with Remote Outdoor Unit-Air-Source) | 290VAN048**AA* | ADP |  | C48A***L16*+TXV | 935CB60080C21*** | 44000 | 17 | 9 | 46500 | 33800 | 72.69% | 2.06 | 0 | 9.5 |  |  |  |  | R-454B | 3.6667 | Residential & Commercial | USHP
216626005 | Central HP <5.4 tons | GREE | HRCU-A-CB (Split System: Heat Pump with Remote Outdoor Unit-Air-Source) | GUD36W2/NXF-D(U) |  |  | GUD24AH2/F-D(U) | 0 | 24000 | 18 | 10 | 24000 | 24000 | 100% | 2 | 0 | 12 |  |  |  |  | R-454B | 2 | Residential & Commercial | USHP | Ducted CEE Tier 1
212971924 | Central HP <5.4 tons | BRYANT HEATING AND COOLING SYSTEMS | HRCU-A-CB (Split System: Heat Pump with Remote Outdoor Unit-Air-Source) | 38MURAQ18AB3* |  |  | CNPV*2417AL* | 82*TB48090V17*** | 17500 | 16 | 8.5 | 18500 | 19200 | 103.8% | 2.3 | 0 | 10.5 |  |  |  |  | R-410A | 1.4583 | Residential & Commercial | USHP | Ducted CEE Tier 1
212975475 | Central HP <5.4 tons | BRYANT HEATING AND COOLING SYSTEMS | HRCU-A-CB (Split System: Heat Pump with Remote Outdoor Unit-Air-Source) | 38MURAQ18AB3* |  |  | CNPV*3014AL* | 926TC36060V14*** | 17400 | 16 | 8.1 | 18000 | 18700 | 103.9% | 2.24 | 0 | 11 |  |  |  |  | R-410A | 1.45 | Residential & Commercial | USHP | Ducted CEE Tier 1
212975123 | Central HP <5.4 tons | BRYANT HEATING AND COOLING SYSTEMS | HRCU-A-CB (Split System: Heat Pump with Remote Outdoor Unit-Air-Source) | 38MURAQ18AB3* |  |  | CNPV*3017AL* | 926TC36040V17*** | 17300 | 16 | 8.1 | 17900 | 18600 | 103.9% | 2.22 | 0 | 10.5 |  |  |  |  | R-410A | 1.4417 | Residential & Commercial | USHP | Ducted CEE Tier 1
215293119 | Central HP <5.4 tons | AIRQUEST | HRCU-A-CB (Split System: Heat Pump with Remote Outdoor Unit-Air-Source) | DLCURAH24ABK | ADP |  | H,GG80936 | *96VTN0802120B* | 23800 | 17 | 8.5 | 24800 | 23600 | 95.16% | 1.98 | 0 | 10.5 |  |  |  |  | R-410A | 1.9833 | Residential & Commercial | USHP | Ducted CEE Tier 1
215293169 | Central HP <5.4 tons | AIRQUEST | HRCU-A-CB (Split System: Heat Pump with Remote Outdoor Unit-Air-Source) | DLCURAH24ABK | ADP |  | H,GG81936 | *96VTN1002120A* | 24000 | 17 | 8.5 | 24400 | 22400 | 91.8% | 1.9 | 0 | 10 |  |  |  |  | R-410A | 2 | Residential & Commercial | USHP | Ducted CEE Tier 1
215293176 | Central HP <5.4 tons | AIRQUEST | HRCU-A-CB (Split System: Heat Pump with Remote Outdoor Unit-Air-Source) | DLCURAH24ABK | ADP |  | HG31930 | *96VTN1002120B* | 22600 | 17 | 8.5 | 24600 | 23400 | 95.12% | 1.98 | 0 | 9.5 |  |  |  |  | R-410A | 1.8833 | Residential & Commercial | USHP
215293208 | Central HP <5.4 tons | AIRQUEST | HRCU-A-CB (Split System: Heat Pump with Remote Outdoor Unit-Air-Source) | DLCURAH24ABK | ADP |  | H,GE7J936 | *96VTN1002120B* | 23000 | 17 | 8.5 | 24600 | 24200 | 98.37% | 2.04 | 0 | 10 |  |  |  |  | R-410A | 1.9167 | Residential & Commercial | USHP | Ducted CEE Tier 1
215293244 | Central HP <5.4 tons | AIRQUEST | HRCU-A-CB (Split System: Heat Pump with Remote Outdoor Unit-Air-Source) | DLCURAH24ABK | ADP |  | HG34936 | *96VTN1002122A* | 23600 | 17 | 8.1 | 24200 | 23400 | 96.69% | 1.98 | 0 | 10.5 |  |  |  |  | R-410A | 1.9667 | Residential & Commercial | USHP | Ducted CEE Tier 1
215424711 | Central HP <5.4 tons | LUXAIRE | HRCU-A-CB (Split System: Heat Pump with Remote Outdoor Unit-Air-Source) | HH824E2S11 | ADP |  | H,YE7J*36+TXV-BLEED | TM8E080B12MP11 | 22400 | 17 | 8.8 | 21400 | 17500 | 81.78% | 1.96 | 0 | 11.5 |  |  |  |  | R-454B | 1.8667 | Residential & Commercial | USHP | Ducted CEE Tier 1
207436615 | Central HP <5.4 tons | LENNOX | HRCU-A-CB (Split System: Heat Pump with Remote Outdoor Unit-Air-Source) | SL25XPV-048-230A** |  |  | CX35-60C+TDR | SLP99UH110XV60C* | 46000 | 20 | 9.5 | 44000 | 36200 | 82.27% | 1.92 | 12.5 | 12.5 |  |  |  |  | R-410A | 3.8333 | Residential & Commercial | USHP | Ducted CEE Tier 1
216981860 | Central HP <5.4 tons | BRYANT HEATING AND COOLING SYSTEMS | HRCU-A-CB (Split System: Heat Pump with Remote Outdoor Unit-Air-Source) | 293VAN048**AA* | ADP |  | C48A***L15*+TXV | 987MC60060C21*** | 43000 | 20 | 9.5 | 46500 | 36800 | 79.14% | 1.88 | 0 | 10 |  |  |  |  | R-454B | 3.5833 | Residential & Commercial | USHP | Ducted CEE Tier 1
216981873 | Central HP <5.4 tons | BRYANT HEATING AND COOLING SYSTEMS | HRCU-A-CB (Split System: Heat Pump with Remote Outdoor Unit-Air-Source) | 293VAN048**AA* | ADP |  | A60VHA*+TXV | 987MC60080C21*** | 44500 | 21 | 9.5 | 46500 | 36600 | 78.71% | 2 | 0 | 10.5 |  |  |  |  | R-454B | 3.7083 | Residential & Commercial | USHP | Ducted CEE Tier 1
216981924 | Central HP <5.4 tons | BRYANT HEATING AND COOLING SYSTEMS | HRCU-A-CB (Split System: Heat Pump with Remote Outdoor Unit-Air-Source) | 293VAN060**AA* | ADP |  | V,C60H245P76*+TXV | 986TD66120C24*** | 54500 | 18 | 8.45 | 58500 | 46000 | 78.63% | 2 | 0 | 11 |  |  |  |  | R-454B | 4.5417 | Residential & Commercial | USHP | Ducted CEE Tier 1
211644153 | Central HP <5.4 tons | GREE | HRCU-A-C (Split System: Heat Pump with Remote Outdoor Unit with No Indoor Fan --Air Source) | GUD60W/A-D(U) |  |  | GCAT60*/NAA | 0 | 50500 | 15.2 | 8.5 | 53000 | 37200 | 70.19% | 1.8 | 0 | 9.5 |  |  |  |  | R-410A | 4.2083 | Residential & Commercial | USHP
213781646 | Central HP <5.4 tons | BRYANT HEATING AND COOLING SYSTEMS | HRCU-A-CB (Split System: Heat Pump with Remote Outdoor Unit-Air-Source) | 288BNV037*0**B* |  |  | CAP**6121AL*+UI | 986TD66100C21*** | 33200 | 17.5 | 8.5 | 32000 | 24800 | 77.5% | 1.98 | 0 | 11.7 |  |  |  |  | R-410A | 2.7667 | Residential & Commercial | USHP | Ducted CEE Tier 1
212978078 | Central HP <5.4 tons | CARRIER | HRCU-A-CB (Split System: Heat Pump with Remote Outdoor Unit-Air-Source) | 38MURAQ24AB3* |  |  | CAP**2414AL* | 58S(B,C)*B070M14**12 | 23200 | 17 | 9 | 26800 | 26800 | 100% | 2.28 | 0 | 10 |  |  |  |  | R-410A | 1.9333 | Residential & Commercial | USHP | Ducted CEE Tier 1
214228986 | Central HP <5.4 tons | DAY & NIGHT | HRCU-A-CB (Split System: Heat Pump with Remote Outdoor Unit-Air-Source) | DLCURAH18ABK |  |  | EA*4X24L17A* | *80MSU0601716A* | 17600 | 16.5 | 8.5 | 18600 | 19100 | 102.7% | 2.3 | 0 | 10.5 |  |  |  |  | R-410A | 1.4667 | Residential & Commercial | USHP | Ducted CEE Tier 1
215434206 | Central HP <5.4 tons | GOODMAN | HRCU-A-CB (Split System: Heat Pump with Remote Outdoor Unit-Air-Source) | GZV7SA3610A* |  |  | CA*EA4830*3A* | G*VT800804C*A* | 34800 | 18.5 | 8.5 | 35000 | 28400 | 81.14% | 2 | 0 | 10.5 |  |  |  |  | R-32 | 2.9 | Residential & Commercial | USHP | Ducted CEE Tier 1
213367333 | Central HP <5.4 tons | CARRIER | HRCU-A-CB (Split System: Heat Pump with Remote Outdoor Unit-Air-Source) | 38MURAQ18AB3* | ADP |  | H,PG9J936 | 59TP6C040V14**10 | 17200 | 16 | 8.5 | 16600 | 19000 | 114.5% | 2.34 | 0 | 10 |  |  |  |  | R-410A | 1.4333 | Residential & Commercial | USHP | Ducted CEE Tier 1
213367340 | Central HP <5.4 tons | CARRIER | HRCU-A-CB (Split System: Heat Pump with Remote Outdoor Unit-Air-Source) | 38MURAQ18AB3* | ADP |  | H,PG31930 | 59TP6C080V17**16 | 17100 | 15.2 | 8.5 | 17100 | 18700 | 109.4% | 2.3 | 0 | 10.5 |  |  |  |  | R-410A | 1.425 | Residential & Commercial | USHP | Ducted CEE Tier 1
210598372 | Central HP <5.4 tons | HEIL | HRCU-A-CB (Split System: Heat Pump with Remote Outdoor Unit-Air-Source) | HVH825GKA2* |  |  | EN(A,D)4X48L24**+WALLCON | *96CTN1002122A* | 24200 | 17 | 8.1 | 21400 | 16600 | 77.57% | 2.02 | 0 | 11.5 |  |  |  |  | R-410A | 2.0167 | Residential & Commercial | USHP | Ducted CEE Tier 1
216981706 | Central HP <5.4 tons | BRYANT HEATING AND COOLING SYSTEMS | HRCU-A-CB (Split System: Heat Pump with Remote Outdoor Unit-Air-Source) | 291VAN054**AA* | ADP |  | V,C60H210P17*+TXV | 987MC66100C21*** | 49000 | 19 | 10.5 | 50500 | 53000 | 105% | 1.96 | 0 | 11 |  |  |  |  | R-454B | 4.0833 | Residential & Commercial | USHP | Ducted CEE Tier 1
211260128 | Central HP <5.4 tons | DAY & NIGHT | HRCU-A-CB (Split System: Heat Pump with Remote Outdoor Unit-Air-Source) | DLCURAH18ABK |  |  | EA*4X24L14A* | *95ESN0401410A* | 17700 | 15.5 | 8.5 | 18700 | 19000 | 101.6% | 2.28 | 0 | 10.5 |  |  |  |  | R-410A | 1.475 | Residential & Commercial | USHP | Ducted CEE Tier 1
215292283 | Central HP <5.4 tons | AIRQUEST | HRCU-A-CB (Split System: Heat Pump with Remote Outdoor Unit-Air-Source) | DLCURAH24ABK | ADP |  | HG32936 | *96MSN0401712A* | 22600 | 16 | 8.5 | 24800 | 24600 | 99.19% | 2.08 | 0 | 9 |  |  |  |  | R-410A | 1.8833 | Residential & Commercial | USHP
215292290 | Central HP <5.4 tons | AIRQUEST | HRCU-A-CB (Split System: Heat Pump with Remote Outdoor Unit-Air-Source) | DLCURAH24ABK | ADP |  | HE33936 | *96MSN0401712A* | 23000 | 16 | 8.5 | 24600 | 24000 | 97.56% | 2 | 0 | 9 |  |  |  |  | R-410A | 1.9167 | Residential & Commercial | USHP
215292292 | Central HP <5.4 tons | AIRQUEST | HRCU-A-CB (Split System: Heat Pump with Remote Outdoor Unit-Air-Source) | DLCURAH24ABK | ADP |  | HG34936 | *96MSN0401712A* | 23200 | 16 | 8.5 | 24600 | 24000 | 97.56% | 2 | 0 | 9.5 |  |  |  |  | R-410A | 1.9333 | Residential & Commercial | USHP
215292342 | Central HP <5.4 tons | AIRQUEST | HRCU-A-CB (Split System: Heat Pump with Remote Outdoor Unit-Air-Source) | DLCURAH24ABK | ADP |  | HE33936 | *96MSN0601412A* | 23400 | 16 | 8.5 | 25400 | 26000 | 102.4% | 2.22 | 0 | 10 |  |  |  |  | R-410A | 1.95 | Residential & Commercial | USHP | Ducted CEE Tier 1
215292367 | Central HP <5.4 tons | AIRQUEST | HRCU-A-CB (Split System: Heat Pump with Remote Outdoor Unit-Air-Source) | DLCURAH24ABK | ADP |  | H,GG1K936 | *96MSN0601412A* | 23600 | 16 | 8.5 | 24600 | 23800 | 96.75% | 2 | 0 | 10 |  |  |  |  | R-410A | 1.9667 | Residential & Commercial | USHP | Ducted CEE Tier 1
213367338 | Central HP <5.4 tons | CARRIER | HRCU-A-CB (Split System: Heat Pump with Remote Outdoor Unit-Air-Source) | 38MURAQ18AB3* | ADP |  | H,PG31930 | 59TP6C060V17**16 | 16800 | 15.2 | 8.5 | 16800 | 19100 | 113.7% | 2.34 | 0 | 10 |  |  |  |  | R-410A | 1.4 | Residential & Commercial | USHP | Ducted CEE Tier 1
213249253 | Central HP <5.4 tons | HEIL | HRCU-A-CB (Split System: Heat Pump with Remote Outdoor Unit-Air-Source) | DLCURAH18ABK |  |  | FEVA0024**+NAVA43601CK | 0 | 18100 | 16.5 | 8.5 | 18300 | 17900 | 97.81% | 2.16 | 0 | 11 |  |  |  |  | R-410A | 1.5083 | Residential & Commercial | USHP | Ducted CEE Tier 1
212380538 | Central HP <5.4 tons | CARRIER | HRCU-A-CB (Split System: Heat Pump with Remote Outdoor Unit-Air-Source) | 25VNA424A*031* | ADP |  | PL36H175P159 | 58TN*A070C17**16 | 23400 | 20 | 8.5 | 25000 | 19400 | 77.6% | 2.46 | 0 | 13.5 |  |  |  |  | R-410A | 1.95 | Residential & Commercial | USHP | Ducted CEE Tier 1
212380556 | Central HP <5.4 tons | CARRIER | HRCU-A-CB (Split System: Heat Pump with Remote Outdoor Unit-Air-Source) | 25VNA424A*031* | ADP |  | V,C36H175P459 | 58TN*A090C17**16 | 24000 | 21 | 8.5 | 24800 | 19200 | 77.42% | 2.58 | 0 | 14 |  |  |  |  | R-410A | 2 | Residential & Commercial | USHP | Ducted CEE Tier 1
212380557 | Central HP <5.4 tons | CARRIER | HRCU-A-CB (Split System: Heat Pump with Remote Outdoor Unit-Air-Source) | 25VNA424A*031* | ADP |  | PL36H210P299 | 59MN7B060C17**14 | 23200 | 19 | 8.1 | 25200 | 19600 | 77.78% | 2.38 | 0 | 12.5 |  |  |  |  | R-410A | 1.9333 | Residential & Commercial | USHP | Ducted CEE Tier 1
212380588 | Central HP <5.4 tons | CARRIER | HRCU-A-CB (Split System: Heat Pump with Remote Outdoor Unit-Air-Source) | 25VNA424A*031* | ADP |  | PL36H175P149 | 59TN6B060C17**14 | 23400 | 20 | 8.1 | 25200 | 19600 | 77.78% | 2.42 | 0 | 13 |  |  |  |  | R-410A | 1.95 | Residential & Commercial | USHP | Ducted CEE Tier 1
212978477 | Central HP <5.4 tons | CARRIER | HRCU-A-CB (Split System: Heat Pump with Remote Outdoor Unit-Air-Source) | 38MURAQ36AB3* |  |  | CAP**4821AL* | 58S(B,C)*B070M17**12 | 35400 | 16.5 | 8.1 | 37800 | 34600 | 91.53% | 2 | 0 | 10 |  |  |  |  | R-410A | 2.95 | Residential & Commercial | USHP | Ducted CEE Tier 1
212980486 | Central HP <5.4 tons | CARRIER | HRCU-A-CB (Split System: Heat Pump with Remote Outdoor Unit-Air-Source) | 38MURAQ36AB3* |  |  | CAP**4824AL* | 58S(B,C)*B090M21**20 | 36000 | 16.5 | 8.5 | 37800 | 34600 | 91.53% | 2.04 | 0 | 10 |  |  |  |  | R-410A | 3 | Residential & Commercial | USHP | Ducted CEE Tier 1
215295485 | Central HP <5.4 tons | AIRQUEST | HRCU-A-CB (Split System: Heat Pump with Remote Outdoor Unit-Air-Source) | DLCURAH36ABK | ADP |  | HE8J936 | *96VTN0802120A* | 35000 | 16 | 8.1 | 36800 | 34600 | 94.02% | 1.86 | 0 | 9.5 |  |  |  |  | R-410A | 2.9167 | Residential & Commercial | USHP
215295520 | Central HP <5.4 tons | AIRQUEST | HRCU-A-CB (Split System: Heat Pump with Remote Outdoor Unit-Air-Source) | DLCURAH36ABK | ADP |  | HG48936 | *96VTN0802120B* | 36200 | 16 | 8.5 | 36400 | 34400 | 94.51% | 2.04 | 0 | 10 |  |  |  |  | R-410A | 3.0167 | Residential & Commercial | USHP | Ducted CEE Tier 1
215295570 | Central HP <5.4 tons | AIRQUEST | HRCU-A-CB (Split System: Heat Pump with Remote Outdoor Unit-Air-Source) | DLCURAH36ABK | ADP |  | H,GE1K936 | *96VTN1002120A* | 36200 | 15.2 | 8.5 | 36800 | 34400 | 93.48% | 2.08 | 0 | 10 |  |  |  |  | R-410A | 3.0167 | Residential & Commercial | USHP | Ducted CEE Tier 1
215295572 | Central HP <5.4 tons | AIRQUEST | HRCU-A-CB (Split System: Heat Pump with Remote Outdoor Unit-Air-Source) | DLCURAH36ABK | ADP |  | HG80936 | *96VTN1002120A* | 36400 | 15.2 | 8.5 | 36800 | 34400 | 93.48% | 2.08 | 0 | 10 |  |  |  |  | R-410A | 3.0333 | Residential & Commercial | USHP | Ducted CEE Tier 1
215424714 | Central HP <5.4 tons | LUXAIRE | HRCU-A-CB (Split System: Heat Pump with Remote Outdoor Unit-Air-Source) | HH824E2S11 | ADP |  | H,YE7J*36+TXV-BLEED | TM8Y080B12MP11 | 22400 | 17 | 8.8 | 21400 | 17200 | 80.37% | 1.96 | 0 | 11.5 |  |  |  |  | R-454B | 1.8667 | Residential & Commercial | USHP | Ducted CEE Tier 1
215424716 | Central HP <5.4 tons | LUXAIRE | HRCU-A-CB (Split System: Heat Pump with Remote Outdoor Unit-Air-Source) | HH824E2S11 | ADP |  | H,YE7J*36+TXV-BLEED | TM9E040A10MP12 | 22400 | 16 | 8.8 | 21400 | 17700 | 82.71% | 1.96 | 0 | 10.5 |  |  |  |  | R-454B | 1.8667 | Residential & Commercial | USHP | Ducted CEE Tier 1
215430648 | Central HP <5.4 tons | LUXAIRE | HRCU-A-CB (Split System: Heat Pump with Remote Outdoor Unit-Air-Source) | HH860E2S11 | ADP |  | H,YG48(1,2)60+TXV | TM9E080C16MP12 | 44500 | 18 | 8.5 | 43500 | 34000 | 78.16% | 2 | 0 | 11 |  |  |  |  | R-454B | 3.7083 | Residential & Commercial | USHP | Ducted CEE Tier 1
215424297 | Central HP <5.4 tons | LUXAIRE | HRCU-A-CB (Split System: Heat Pump with Remote Outdoor Unit-Air-Source) | HH860E2S11 | ADP |  | H,YE36*60+TXV-BLEED | TM9E100C20MP12 | 52000 | 18 | 8.3 | 53000 | 39500 | 74.53% | 1.96 | 0 | 10.5 |  |  |  |  | R-454B | 4.3333 | Residential & Commercial | USHP | Ducted CEE Tier 1
215424717 | Central HP <5.4 tons | LUXAIRE | HRCU-A-CB (Split System: Heat Pump with Remote Outdoor Unit-Air-Source) | HH824E2S11 | ADP |  | H,YE7J*36+TXV-BLEED | TM9E060A10MP12 | 22400 | 16 | 8.8 | 21400 | 17700 | 82.71% | 1.96 | 0 | 10.5 |  |  |  |  | R-454B | 1.8667 | Residential & Commercial | USHP | Ducted CEE Tier 1
215295602 | Central HP <5.4 tons | AIRQUEST | HRCU-A-CB (Split System: Heat Pump with Remote Outdoor Unit-Air-Source) | DLCURAH36ABK | ADP |  | HG7J936 | *96VTN1002120B* | 35200 | 16 | 8.1 | 36800 | 34800 | 94.57% | 1.82 | 0 | 10 |  |  |  |  | R-410A | 2.9333 | Residential & Commercial | USHP | Ducted CEE Tier 1
215295621 | Central HP <5.4 tons | AIRQUEST | HRCU-A-CB (Split System: Heat Pump with Remote Outdoor Unit-Air-Source) | DLCURAH36ABK | ADP |  | H,GG24936 | *96VTN1002122A* | 34200 | 16 | 8.1 | 36800 | 34800 | 94.57% | 1.82 | 0 | 9.5 |  |  |  |  | R-410A | 2.85 | Residential & Commercial | USHP
215295622 | Central HP <5.4 tons | AIRQUEST | HRCU-A-CB (Split System: Heat Pump with Remote Outdoor Unit-Air-Source) | DLCURAH36ABK | ADP |  | H,GE24936 | *96VTN1002122A* | 34200 | 16 | 8.1 | 36800 | 34800 | 94.57% | 1.82 | 0 | 9.5 |  |  |  |  | R-410A | 2.85 | Residential & Commercial | USHP
215295635 | Central HP <5.4 tons | AIRQUEST | HRCU-A-CB (Split System: Heat Pump with Remote Outdoor Unit-Air-Source) | DLCURAH36ABK | ADP |  | H,GG35936 | *96VTN1002122A* | 35400 | 16 | 8.1 | 36800 | 34600 | 94.02% | 1.88 | 0 | 10 |  |  |  |  | R-410A | 2.95 | Residential & Commercial | USHP | Ducted CEE Tier 1
215295636 | Central HP <5.4 tons | AIRQUEST | HRCU-A-CB (Split System: Heat Pump with Remote Outdoor Unit-Air-Source) | DLCURAH36ABK | ADP |  | H,GE35936 | *96VTN1002122A* | 35400 | 16 | 8.1 | 36800 | 34600 | 94.02% | 1.88 | 0 | 10 |  |  |  |  | R-410A | 2.95 | Residential & Commercial | USHP | Ducted CEE Tier 1
215295653 | Central HP <5.4 tons | AIRQUEST | HRCU-A-CB (Split System: Heat Pump with Remote Outdoor Unit-Air-Source) | DLCURAH36ABK | ADP |  | HG80936 | *96VTN1002122A* | 36000 | 16 | 8.5 | 36200 | 34200 | 94.48% | 2.06 | 0 | 10 |  |  |  |  | R-410A | 3 | Residential & Commercial | USHP | Ducted CEE Tier 1
215295672 | Central HP <5.4 tons | AIRQUEST | HRCU-A-CB (Split System: Heat Pump with Remote Outdoor Unit-Air-Source) | DLCURAH36ABK | ADP |  | HE34936 | *96VTN1002122B* | 35400 | 16 | 8.1 | 36800 | 34600 | 94.02% | 1.88 | 0 | 10 |  |  |  |  | R-410A | 2.95 | Residential & Commercial | USHP | Ducted CEE Tier 1
215295685 | Central HP <5.4 tons | AIRQUEST | HRCU-A-CB (Split System: Heat Pump with Remote Outdoor Unit-Air-Source) | DLCURAH36ABK | ADP |  | HE7J936 | *96VTN1002122B* | 35000 | 16 | 8.1 | 36800 | 34800 | 94.57% | 1.82 | 0 | 10 |  |  |  |  | R-410A | 2.9167 | Residential & Commercial | USHP | Ducted CEE Tier 1
207436506 | Central HP <5.4 tons | LENNOX | HRCU-A-CB (Split System: Heat Pump with Remote Outdoor Unit-Air-Source) | SL25XPV-036-230A** |  |  | CX35-50/60C+TDR | SL297UH080NV60C* | 33600 | 21 | 8.6 | 34400 | 26600 | 77.33% | 1.8 | 14 | 13.3 |  |  |  |  | R-410A | 2.8 | Residential & Commercial | USHP | Ducted CEE Tier 1
212975255 | Central HP <5.4 tons | BRYANT HEATING AND COOLING SYSTEMS | HRCU-A-CB (Split System: Heat Pump with Remote Outdoor Unit-Air-Source) | 38MURAQ24AB3* |  |  | CAP**2417AL* | 926TC36040V17*** | 23400 | 16 | 8.5 | 27000 | 26200 | 97.04% | 2.18 | 0 | 9.5 |  |  |  |  | R-410A | 1.95 | Residential & Commercial | USHP
212975673 | Central HP <5.4 tons | BRYANT HEATING AND COOLING SYSTEMS | HRCU-A-CB (Split System: Heat Pump with Remote Outdoor Unit-Air-Source) | 38MURAQ24AB3* |  |  | CAP**3017AL* | 926TC36060V14*** | 23400 | 16.5 | 8.5 | 26400 | 24800 | 93.94% | 2.06 | 0 | 10 |  |  |  |  | R-410A | 1.95 | Residential & Commercial | USHP | Ducted CEE Tier 1
215292381 | Central HP <5.4 tons | AIRQUEST | HRCU-A-CB (Split System: Heat Pump with Remote Outdoor Unit-Air-Source) | DLCURAH24ABK | ADP |  | H,GE31930 | *96MSN0601716A* | 23200 | 16 | 9.5 | 25000 | 24400 | 97.6% | 2.04 | 0 | 9.5 |  |  |  |  | R-410A | 1.9333 | Residential & Commercial | USHP
215292392 | Central HP <5.4 tons | AIRQUEST | HRCU-A-CB (Split System: Heat Pump with Remote Outdoor Unit-Air-Source) | DLCURAH24ABK | ADP |  | HG33936 | *96MSN0601716A* | 23200 | 17 | 9 | 24200 | 23200 | 95.87% | 1.96 | 0 | 9.5 |  |  |  |  | R-410A | 1.9333 | Residential & Commercial | USHP
215292467 | Central HP <5.4 tons | AIRQUEST | HRCU-A-CB (Split System: Heat Pump with Remote Outdoor Unit-Air-Source) | DLCURAH24ABK | ADP |  | HE8J936 | *96MSN0801716A* | 23600 | 17 | 8.5 | 24800 | 23600 | 95.16% | 1.98 | 0 | 10.5 |  |  |  |  | R-410A | 1.9667 | Residential & Commercial | USHP | Ducted CEE Tier 1
215292474 | Central HP <5.4 tons | AIRQUEST | HRCU-A-CB (Split System: Heat Pump with Remote Outdoor Unit-Air-Source) | DLCURAH24ABK | ADP |  | HG80936 | *96MSN0801716A* | 23800 | 17 | 8.5 | 24800 | 23600 | 95.16% | 2 | 0 | 10.5 |  |  |  |  | R-410A | 1.9833 | Residential & Commercial | USHP | Ducted CEE Tier 1
215292476 | Central HP <5.4 tons | AIRQUEST | HRCU-A-CB (Split System: Heat Pump with Remote Outdoor Unit-Air-Source) | DLCURAH24ABK | ADP |  | HG81936 | *96MSN0801716A* | 23800 | 17 | 8.5 | 24800 | 23600 | 95.16% | 2 | 0 | 10.5 |  |  |  |  | R-410A | 1.9833 | Residential & Commercial | USHP | Ducted CEE Tier 1
215292490 | Central HP <5.4 tons | AIRQUEST | HRCU-A-CB (Split System: Heat Pump with Remote Outdoor Unit-Air-Source) | DLCURAH24ABK | ADP |  | HG32924 | *96MSN0802120A* | 23000 | 17 | 8.5 | 24800 | 23800 | 95.97% | 2.02 | 0 | 10 |  |  |  |  | R-410A | 1.9167 | Residential & Commercial | USHP | Ducted CEE Tier 1
215292506 | Central HP <5.4 tons | AIRQUEST | HRCU-A-CB (Split System: Heat Pump with Remote Outdoor Unit-Air-Source) | DLCURAH24ABK | ADP |  | HE35936 | *96MSN0802120A* | 23600 | 17 | 8.5 | 24800 | 23800 | 95.97% | 2.02 | 0 | 10.5 |  |  |  |  | R-410A | 1.9667 | Residential & Commercial | USHP | Ducted CEE Tier 1
215292515 | Central HP <5.4 tons | AIRQUEST | HRCU-A-CB (Split System: Heat Pump with Remote Outdoor Unit-Air-Source) | DLCURAH24ABK | ADP |  | H,GE7J936 | *96MSN0802120A* | 23000 | 17 | 8.5 | 24800 | 23800 | 95.97% | 2.02 | 0 | 10 |  |  |  |  | R-410A | 1.9167 | Residential & Commercial | USHP | Ducted CEE Tier 1
210599170 | Central HP <5.4 tons | HEIL | HRCU-A-CB (Split System: Heat Pump with Remote Outdoor Unit-Air-Source) | HVH837GKA** |  |  | EA*4X60L24A*+WALLCON | *80CTL0902120A* | 32800 | 17.5 | 8.5 | 31800 | 24800 | 77.99% | 1.98 | 0 | 11.7 |  |  |  |  | R-410A | 2.7333 | Residential & Commercial | USHP | Ducted CEE Tier 1
215430837 | Central HP <5.4 tons | LUXAIRE | HRCU-A-CB (Split System: Heat Pump with Remote Outdoor Unit-Air-Source) | HH824E2S11 | ADP |  | H,YG80(1,2)36+TXV | Z8ET060A12LMPS1 | 23000 | 19 | 9 | 21400 | 17300 | 80.84% | 2 | 0 | 12 |  |  |  |  | R-454B | 1.9167 | Residential & Commercial | USHP | Ducted CEE Tier 1
215425871 | Central HP <5.4 tons | LUXAIRE | HRCU-A-CB (Split System: Heat Pump with Remote Outdoor Unit-Air-Source) | HH824E2S11 | ADP |  | H,YE32*30+TXV-BLEED | Z8ES060A12SMPS1 | 22200 | 17 | 8.65 | 20800 | 16900 | 81.25% | 1.94 | 0 | 11.5 |  |  |  |  | R-454B | 1.85 | Residential & Commercial | USHP | Ducted CEE Tier 1
210600125 | Central HP <5.4 tons | TEMPSTAR | HRCU-A-CB (Split System: Heat Pump with Remote Outdoor Unit-Air-Source) | TVH837GKA** |  |  | EHD4X60AAL+WALLCON | *80CSU0401712A* | 33000 | 17 | 8.1 | 32200 | 24800 | 77.02% | 1.98 | 0 | 11 |  |  |  |  | R-410A | 2.75 | Residential & Commercial | USHP | Ducted CEE Tier 1
216981279 | Central HP <5.4 tons | BRYANT HEATING AND COOLING SYSTEMS | HRCU-A-CB (Split System: Heat Pump with Remote Outdoor Unit-Air-Source) | 290VAN036**AA* | ADP |  | V,C36H175P45*+TXV | 987MC42060C17*** | 33800 | 18 | 9 | 33000 | 24800 | 75.15% | 1.9 | 0 | 9.5 |  |  |  |  | R-454B | 2.8167 | Residential & Commercial | USHP
216976514 | Central HP <5.4 tons | BRYANT HEATING AND COOLING SYSTEMS | HRCU-A-CB (Split System: Heat Pump with Remote Outdoor Unit-Air-Source) | 37MURAQ24AA3 | ADP |  | PL36H210P29*+TXV | 83*SB36040M17*** | 24400 | 16 | 8.5 | 21400 | 18600 | 86.92% | 1.94 | 0 | 10 |  |  |  |  | R-454B | 2.0333 | Residential & Commercial | USHP | Ducted CEE Tier 1
212971622 | Central HP <5.4 tons | BRYANT HEATING AND COOLING SYSTEMS | HRCU-A-CB (Split System: Heat Pump with Remote Outdoor Unit-Air-Source) | 38MURAQ24AB3* |  |  | CAP**2417AL* | 82*TB48070V17*** | 23400 | 17 | 8.5 | 27000 | 26200 | 97.04% | 2.22 | 0 | 10 |  |  |  |  | R-410A | 1.95 | Residential & Commercial | USHP | Ducted CEE Tier 1
212976414 | Central HP <5.4 tons | BRYANT HEATING AND COOLING SYSTEMS | HRCU-A-CB (Split System: Heat Pump with Remote Outdoor Unit-Air-Source) | 38MURAQ24AB3* |  |  | CNPV*3621AL* | 926TC60080V21*** | 23800 | 17 | 8.5 | 26400 | 24000 | 90.91% | 1.98 | 0 | 10.5 |  |  |  |  | R-410A | 1.9833 | Residential & Commercial | USHP | Ducted CEE Tier 1
215292662 | Central HP <5.4 tons | AIRQUEST | HRCU-A-CB (Split System: Heat Pump with Remote Outdoor Unit-Air-Source) | DLCURAH24ABK | ADP |  | H,GE7J924 | *96VTN0401712A* | 22800 | 16 | 8.5 | 24200 | 23200 | 95.87% | 1.94 | 0 | 9.5 |  |  |  |  | R-410A | 1.9 | Residential & Commercial | USHP
215292663 | Central HP <5.4 tons | AIRQUEST | HRCU-A-CB (Split System: Heat Pump with Remote Outdoor Unit-Air-Source) | DLCURAH24ABK | ADP |  | H,GE7J936 | *96VTN0401712A* | 22800 | 16 | 8.5 | 24200 | 23200 | 95.87% | 1.94 | 0 | 9.5 |  |  |  |  | R-410A | 1.9 | Residential & Commercial | USHP
215292664 | Central HP <5.4 tons | AIRQUEST | HRCU-A-CB (Split System: Heat Pump with Remote Outdoor Unit-Air-Source) | DLCURAH24ABK | ADP |  | HE7J936 | *96VTN0401712A* | 22800 | 16 | 8.5 | 24200 | 23200 | 95.87% | 1.94 | 0 | 9.5 |  |  |  |  | R-410A | 1.9 | Residential & Commercial | USHP
215292677 | Central HP <5.4 tons | AIRQUEST | HRCU-A-CB (Split System: Heat Pump with Remote Outdoor Unit-Air-Source) | DLCURAH24ABK | ADP |  | H,GG24936 | *96VTN0401712B* | 23400 | 16 | 8.5 | 25400 | 25800 | 101.6% | 2.18 | 0 | 9.5 |  |  |  |  | R-410A | 1.95 | Residential & Commercial | USHP
212974692 | Central HP <5.4 tons | BRYANT HEATING AND COOLING SYSTEMS | HRCU-A-CB (Split System: Heat Pump with Remote Outdoor Unit-Air-Source) | 38MURAQ18AB3* |  |  | CNPV*1814AL* | 926TC30040V14*** | 17100 | 15.5 | 8.1 | 18400 | 19800 | 107.6% | 2.38 | 0 | 10.5 |  |  |  |  | R-410A | 1.425 | Residential & Commercial | USHP | Ducted CEE Tier 1
215292694 | Central HP <5.4 tons | AIRQUEST | HRCU-A-CB (Split System: Heat Pump with Remote Outdoor Unit-Air-Source) | DLCURAH24ABK | ADP |  | HG33936 | *96VTN0401712B* | 23400 | 16 | 8.5 | 25400 | 25800 | 101.6% | 2.18 | 0 | 9.5 |  |  |  |  | R-410A | 1.95 | Residential & Commercial | USHP
215292695 | Central HP <5.4 tons | AIRQUEST | HRCU-A-CB (Split System: Heat Pump with Remote Outdoor Unit-Air-Source) | DLCURAH24ABK | ADP |  | H,GE33936 | *96VTN0401712B* | 23400 | 16 | 8.5 | 25400 | 25800 | 101.6% | 2.18 | 0 | 9.5 |  |  |  |  | R-410A | 1.95 | Residential & Commercial | USHP
215292731 | Central HP <5.4 tons | AIRQUEST | HRCU-A-CB (Split System: Heat Pump with Remote Outdoor Unit-Air-Source) | DLCURAH24ABK | ADP |  | H,GG31924 | *96VTN0601412A* | 22800 | 16 | 8.5 | 24800 | 25200 | 101.6% | 2.14 | 0 | 9.5 |  |  |  |  | R-410A | 1.9 | Residential & Commercial | USHP
215292745 | Central HP <5.4 tons | AIRQUEST | HRCU-A-CB (Split System: Heat Pump with Remote Outdoor Unit-Air-Source) | DLCURAH24ABK | ADP |  | HG33936 | *96VTN0601412A* | 23200 | 16 | 8.5 | 24800 | 25200 | 101.6% | 2.14 | 0 | 10 |  |  |  |  | R-410A | 1.9333 | Residential & Commercial | USHP | Ducted CEE Tier 1
215292761 | Central HP <5.4 tons | AIRQUEST | HRCU-A-CB (Split System: Heat Pump with Remote Outdoor Unit-Air-Source) | DLCURAH24ABK | ADP |  | H,GE7J924 | *96VTN0601412A* | 23200 | 16 | 8.5 | 24800 | 24200 | 97.58% | 2.04 | 0 | 10 |  |  |  |  | R-410A | 1.9333 | Residential & Commercial | USHP | Ducted CEE Tier 1
215292813 | Central HP <5.4 tons | AIRQUEST | HRCU-A-CB (Split System: Heat Pump with Remote Outdoor Unit-Air-Source) | DLCURAH24ABK | ADP |  | HE7J936 | *96VTN0601412B* | 23000 | 17 | 8.5 | 24600 | 23600 | 95.93% | 2 | 0 | 9.5 |  |  |  |  | R-410A | 1.9167 | Residential & Commercial | USHP
215292829 | Central HP <5.4 tons | AIRQUEST | HRCU-A-CB (Split System: Heat Pump with Remote Outdoor Unit-Air-Source) | DLCURAH24ABK | ADP |  | H,GE24936 | *96VTN0601714A* | 23600 | 16 | 8.5 | 25200 | 24000 | 95.24% | 2.02 | 0 | 10 |  |  |  |  | R-410A | 1.9667 | Residential & Commercial | USHP | Ducted CEE Tier 1
210600078 | Central HP <5.4 tons | TEMPSTAR | HRCU-A-CB (Split System: Heat Pump with Remote Outdoor Unit-Air-Source) | TVH837GKA** |  |  | EA*4X36L21A*+WALLCON | *95CSU1002122A* | 31600 | 17.5 | 8.1 | 33000 | 24200 | 73.33% | 1.86 | 0 | 11 |  |  |  |  | R-410A | 2.6333 | Residential & Commercial | USHP | Ducted CEE Tier 1
214272338 | Central HP <5.4 tons | CARRIER | HRCU-A-CB (Split System: Heat Pump with Remote Outdoor Unit-Air-Source) | 25VNA837A*030* | ADP |  | C36A***L539 | 59TN6C100C21**22 | 32400 | 18 | 8.5 | 30400 | 24400 | 80.26% | 2 | 0 | 11.5 |  |  |  |  | R-410A | 2.7 | Residential & Commercial | USHP | Ducted CEE Tier 1
215292897 | Central HP <5.4 tons | AIRQUEST | HRCU-A-CB (Split System: Heat Pump with Remote Outdoor Unit-Air-Source) | DLCURAH24ABK | ADP |  | H,GE34936 | *96VTN0601716B* | 24000 | 16 | 9 | 24400 | 22800 | 93.44% | 1.92 | 0 | 10.5 |  |  |  |  | R-410A | 2 | Residential & Commercial | USHP | Ducted CEE Tier 1
215292912 | Central HP <5.4 tons | AIRQUEST | HRCU-A-CB (Split System: Heat Pump with Remote Outdoor Unit-Air-Source) | DLCURAH24ABK | ADP |  | HE7J936 | *96VTN0601716B* | 23600 | 16 | 9 | 24400 | 22800 | 93.44% | 1.92 | 0 | 10 |  |  |  |  | R-410A | 1.9667 | Residential & Commercial | USHP | Ducted CEE Tier 1
215292913 | Central HP <5.4 tons | AIRQUEST | HRCU-A-CB (Split System: Heat Pump with Remote Outdoor Unit-Air-Source) | DLCURAH24ABK | ADP |  | HG8J936 | *96VTN0601716B* | 24000 | 16 | 9 | 24400 | 22800 | 93.44% | 1.92 | 0 | 10.5 |  |  |  |  | R-410A | 2 | Residential & Commercial | USHP | Ducted CEE Tier 1
215292945 | Central HP <5.4 tons | AIRQUEST | HRCU-A-CB (Split System: Heat Pump with Remote Outdoor Unit-Air-Source) | DLCURAH24ABK | ADP |  | HE33936 | *96VTN0801716A* | 24000 | 16 | 8.1 | 24600 | 22600 | 91.87% | 1.9 | 0 | 10.5 |  |  |  |  | R-410A | 2 | Residential & Commercial | USHP | Ducted CEE Tier 1
215292947 | Central HP <5.4 tons | AIRQUEST | HRCU-A-CB (Split System: Heat Pump with Remote Outdoor Unit-Air-Source) | DLCURAH24ABK | ADP |  | HG34936 | *96VTN0801716A* | 24200 | 16 | 8.1 | 24600 | 22600 | 91.87% | 1.9 | 0 | 10.5 |  |  |  |  | R-410A | 2.0167 | Residential & Commercial | USHP | Ducted CEE Tier 1
215292962 | Central HP <5.4 tons | AIRQUEST | HRCU-A-CB (Split System: Heat Pump with Remote Outdoor Unit-Air-Source) | DLCURAH24ABK | ADP |  | HG8J936 | *96VTN0801716A* | 24200 | 16 | 8.1 | 24600 | 22600 | 91.87% | 1.9 | 0 | 10.5 |  |  |  |  | R-410A | 2.0167 | Residential & Commercial | USHP | Ducted CEE Tier 1
215292963 | Central HP <5.4 tons | AIRQUEST | HRCU-A-CB (Split System: Heat Pump with Remote Outdoor Unit-Air-Source) | DLCURAH24ABK | ADP |  | H,GE8J936 | *96VTN0801716A* | 24200 | 16 | 8.1 | 24600 | 22600 | 91.87% | 1.9 | 0 | 10.5 |  |  |  |  | R-410A | 2.0167 | Residential & Commercial | USHP | Ducted CEE Tier 1
210599953 | Central HP <5.4 tons | TEMPSTAR | HRCU-A-CB (Split System: Heat Pump with Remote Outdoor Unit-Air-Source) | TVH825GKA2* |  |  | EHD4X48AAL+WALLCON | *96CTN1002122A* | 24200 | 16 | 8.1 | 21200 | 16700 | 78.77% | 2.04 | 0 | 11 |  |  |  |  | R-410A | 2.0167 | Residential & Commercial | USHP | Ducted CEE Tier 1
210599967 | Central HP <5.4 tons | TEMPSTAR | HRCU-A-CB (Split System: Heat Pump with Remote Outdoor Unit-Air-Source) | TVH825GKA2* |  |  | EN(A,D)4X48L24**+WALLCON | *97CMN1002122A* | 24200 | 17 | 8.1 | 21400 | 16600 | 77.57% | 2.02 | 0 | 11.5 |  |  |  |  | R-410A | 2.0167 | Residential & Commercial | USHP | Ducted CEE Tier 1
210600085 | Central HP <5.4 tons | TEMPSTAR | HRCU-A-CB (Split System: Heat Pump with Remote Outdoor Unit-Air-Source) | TVH837GKA** |  |  | EA*4X60L24A*+WALLCON | *80CTL1352422A* | 32800 | 18 | 8.5 | 31800 | 24800 | 77.99% | 2 | 0 | 12 |  |  |  |  | R-410A | 2.7333 | Residential & Commercial | USHP | Ducted CEE Tier 1
210600103 | Central HP <5.4 tons | TEMPSTAR | HRCU-A-CB (Split System: Heat Pump with Remote Outdoor Unit-Air-Source) | TVH837GKA** |  |  | EA*4X61L21A*+WALLCON | *95CSU1002122A* | 33200 | 18 | 8.5 | 32000 | 24800 | 77.5% | 2 | 0 | 11.5 |  |  |  |  | R-410A | 2.7667 | Residential & Commercial | USHP | Ducted CEE Tier 1
210600163 | Central HP <5.4 tons | TEMPSTAR | HRCU-A-CB (Split System: Heat Pump with Remote Outdoor Unit-Air-Source) | TVH837GKA** |  |  | EN(A,D,W)4X60L24**+WALLCON | *80CTL1352422A* | 32800 | 18 | 8.1 | 32200 | 24600 | 76.4% | 1.98 | 0 | 12 |  |  |  |  | R-410A | 2.7333 | Residential & Commercial | USHP | Ducted CEE Tier 1
216981691 | Central HP <5.4 tons | BRYANT HEATING AND COOLING SYSTEMS | HRCU-A-CB (Split System: Heat Pump with Remote Outdoor Unit-Air-Source) | 291VAN054**AA* | ADP |  | V,C48H210P16*+TXV | 987MC60080C21*** | 48000 | 19 | 10.5 | 50500 | 52000 | 103% | 2 | 0 | 10.5 |  |  |  |  | R-454B | 4 | Residential & Commercial | USHP | Ducted CEE Tier 1
216981415 | Central HP <5.4 tons | BRYANT HEATING AND COOLING SYSTEMS | HRCU-A-CB (Split System: Heat Pump with Remote Outdoor Unit-Air-Source) | 290VAN060**AA* | ADP |  | PL60H210P17*+TXV | 935CB60080C21*** | 54500 | 18 | 8.5 | 57500 | 41500 | 72.17% | 1.9 | 0 | 8.5 |  |  |  |  | R-454B | 4.5417 | Residential & Commercial | USHP
216981417 | Central HP <5.4 tons | BRYANT HEATING AND COOLING SYSTEMS | HRCU-A-CB (Split System: Heat Pump with Remote Outdoor Unit-Air-Source) | 290VAN060**AA* | ADP |  | C60A***L18*+TXV | 935CB60080C21*** | 54500 | 18 | 8.5 | 57500 | 41500 | 72.17% | 1.9 | 0 | 8.5 |  |  |  |  | R-454B | 4.5417 | Residential & Commercial | USHP
216981450 | Central HP <5.4 tons | BRYANT HEATING AND COOLING SYSTEMS | HRCU-A-CB (Split System: Heat Pump with Remote Outdoor Unit-Air-Source) | 290VAN060**AA* | ADP |  | C60A***L18*+TXV | 987MC60060C21*** | 54000 | 17 | 8.5 | 58500 | 42000 | 71.79% | 1.86 | 0 | 8 |  |  |  |  | R-454B | 4.5 | Residential & Commercial | USHP
216981465 | Central HP <5.4 tons | BRYANT HEATING AND COOLING SYSTEMS | HRCU-A-CB (Split System: Heat Pump with Remote Outdoor Unit-Air-Source) | 290VAN060**AA* | ADP |  | V,C60H210P17*+TXV | 987MC66100C21*** | 55000 | 18 | 8.5 | 57500 | 41000 | 71.3% | 1.9 | 0 | 9 |  |  |  |  | R-454B | 4.5833 | Residential & Commercial | USHP
216981714 | Central HP <5.4 tons | BRYANT HEATING AND COOLING SYSTEMS | HRCU-A-CB (Split System: Heat Pump with Remote Outdoor Unit-Air-Source) | 293VAN036**AA* | ADP |  | PL36H175P14*+TXV | 935CB48060C17*** | 32400 | 19 | 9.5 | 33800 | 26800 | 79.29% | 2 | 0 | 11 |  |  |  |  | R-454B | 2.7 | Residential & Commercial | USHP | Ducted CEE Tier 1
212973663 | Central HP <5.4 tons | BRYANT HEATING AND COOLING SYSTEMS | HRCU-A-CB (Split System: Heat Pump with Remote Outdoor Unit-Air-Source) | 38MURAQ18AB3* |  |  | CAP**2417AL* | 926SB48080V17*** | 17200 | 16 | 8.5 | 18200 | 19400 | 106.6% | 2.34 | 0 | 10.5 |  |  |  |  | R-410A | 1.4333 | Residential & Commercial | USHP | Ducted CEE Tier 1
216976441 | Central HP <5.4 tons | BRYANT HEATING AND COOLING SYSTEMS | HRCU-A-CB (Split System: Heat Pump with Remote Outdoor Unit-Air-Source) | 37MUHAQ18AA3 | ADP |  | V,C36H175P13*+TXV | 83*SB36040M17*** | 17700 | 15.2 | 10 | 19000 | 18100 | 95.26% | 1.98 | 0 | 11 |  |  |  |  | R-454B | 1.475 | Residential & Commercial | USHP | Ducted CEE Tier 1
212973053 | Central HP <5.4 tons | BRYANT HEATING AND COOLING SYSTEMS | HRCU-A-CB (Split System: Heat Pump with Remote Outdoor Unit-Air-Source) | 38MURAQ18AB3* |  |  | CNPV*2417AL* | 926SB36040V17*** | 17500 | 15.5 | 8.5 | 18600 | 19200 | 103.2% | 2.3 | 0 | 10.5 |  |  |  |  | R-410A | 1.4583 | Residential & Commercial | USHP | Ducted CEE Tier 1
212973303 | Central HP <5.4 tons | BRYANT HEATING AND COOLING SYSTEMS | HRCU-A-CB (Split System: Heat Pump with Remote Outdoor Unit-Air-Source) | 38MURAQ18AB3* |  |  | CAP**2414AL* | 926SB36060V14*** | 17200 | 16 | 8.5 | 18100 | 19400 | 107.2% | 2.34 | 0 | 10.5 |  |  |  |  | R-410A | 1.4333 | Residential & Commercial | USHP | Ducted CEE Tier 1
212973353 | Central HP <5.4 tons | BRYANT HEATING AND COOLING SYSTEMS | HRCU-A-CB (Split System: Heat Pump with Remote Outdoor Unit-Air-Source) | 38MURAQ18AB3* |  |  | CNPV*1814AL* | 926SB36060V14*** | 17300 | 16 | 8.5 | 18500 | 19800 | 107% | 2.38 | 0 | 10.5 |  |  |  |  | R-410A | 1.4417 | Residential & Commercial | USHP | Ducted CEE Tier 1
212973703 | Central HP <5.4 tons | BRYANT HEATING AND COOLING SYSTEMS | HRCU-A-CB (Split System: Heat Pump with Remote Outdoor Unit-Air-Source) | 38MURAQ18AB3* |  |  | CNPV*3017AL* | 926SB48080V17*** | 17500 | 16 | 8.1 | 18000 | 18700 | 103.9% | 2.24 | 0 | 11 |  |  |  |  | R-410A | 1.4583 | Residential & Commercial | USHP | Ducted CEE Tier 1
207252288 | Central HP <5.4 tons | AMERICAN STANDARD | HRCU-A-CB (Split System: Heat Pump with Remote Outdoor Unit-Air-Source) | 4A6C7048A3 |  |  | 4TXCC009DS3 | L8V1C100U5VSA | 48000 | 17 | 8.1 | 48500 | 48000 | 98.97% | 3.6 | 12.5 | 12 |  |  |  |  | R-410A | 4 | Residential & Commercial | USHP | Ducted CEE Tier 1
213608985 | Central HP <5.4 tons | GE | HRCU-A-CB (Split System: Heat Pump with Remote Outdoor Unit-Air-Source) | NS22H24MA4-**A | ADP |  | H,TG81936 | NF95X040S3B | 23800 | 19 | 8.2 | 21200 | 15000 | 70.75% | 1.96 | 0 | 13 |  |  |  |  | R-410A | 1.9833 | Residential & Commercial | USHP | Ducted CEE Tier 1
215792880 | Central HP <5.4 tons | CARRIER | HRCU-A-CB (Split System: Heat Pump with Remote Outdoor Unit-Air-Source) | 38MURAQ36AB3* | ADP |  | CDP36A20P | 59TP6C060V17**16 | 34600 | 15.2 | 8.5 | 36800 | 34600 | 94.02% | 1.94 | 0 | 9.5 |  |  |  |  | R-410A | 2.8833 | Residential & Commercial | USHP
216981438 | Central HP <5.4 tons | BRYANT HEATING AND COOLING SYSTEMS | HRCU-A-CB (Split System: Heat Pump with Remote Outdoor Unit-Air-Source) | 290VAN060**AA* | ADP |  | C60A***L16*+TXV | 986TD66100C21*** | 53500 | 18 | 8.9 | 58000 | 41500 | 71.55% | 2 | 0 | 8.5 |  |  |  |  | R-454B | 4.4583 | Residential & Commercial | USHP
215292542 | Central HP <5.4 tons | AIRQUEST | HRCU-A-CB (Split System: Heat Pump with Remote Outdoor Unit-Air-Source) | DLCURAH24ABK | ADP |  | HG32936 | *96VTN0401410A* | 22600 | 16 | 8.5 | 24200 | 23800 | 98.35% | 2.02 | 0 | 9.5 |  |  |  |  | R-410A | 1.8833 | Residential & Commercial | USHP
215292574 | Central HP <5.4 tons | AIRQUEST | HRCU-A-CB (Split System: Heat Pump with Remote Outdoor Unit-Air-Source) | DLCURAH24ABK | ADP |  | HG80936 | *96VTN0401410A* | 23400 | 16 | 8.5 | 24000 | 23400 | 97.5% | 1.96 | 0 | 10 |  |  |  |  | R-410A | 1.95 | Residential & Commercial | USHP | Ducted CEE Tier 1
215292601 | Central HP <5.4 tons | AIRQUEST | HRCU-A-CB (Split System: Heat Pump with Remote Outdoor Unit-Air-Source) | DLCURAH24ABK | ADP |  | HE34936 | *96VTN0401410B* | 23400 | 16 | 8.5 | 24800 | 24400 | 98.39% | 2.06 | 0 | 10 |  |  |  |  | R-410A | 1.95 | Residential & Commercial | USHP | Ducted CEE Tier 1
215292683 | Central HP <5.4 tons | AIRQUEST | HRCU-A-CB (Split System: Heat Pump with Remote Outdoor Unit-Air-Source) | DLCURAH24ABK | ADP |  | H,GE31930 | *96VTN0401712B* | 22200 | 16 | 8.5 | 24600 | 23800 | 96.75% | 2 | 0 | 9.5 |  |  |  |  | R-410A | 1.85 | Residential & Commercial | USHP
215292690 | Central HP <5.4 tons | AIRQUEST | HRCU-A-CB (Split System: Heat Pump with Remote Outdoor Unit-Air-Source) | DLCURAH24ABK | ADP |  | H,GE32930 | *96VTN0401712B* | 23400 | 16 | 8.5 | 25400 | 25800 | 101.6% | 2.18 | 0 | 9.5 |  |  |  |  | R-410A | 1.95 | Residential & Commercial | USHP
215292706 | Central HP <5.4 tons | AIRQUEST | HRCU-A-CB (Split System: Heat Pump with Remote Outdoor Unit-Air-Source) | DLCURAH24ABK | ADP |  | H,GG37936 | *96VTN0401712B* | 23400 | 16 | 8.5 | 24600 | 24000 | 97.56% | 2.02 | 0 | 10 |  |  |  |  | R-410A | 1.95 | Residential & Commercial | USHP | Ducted CEE Tier 1
215292708 | Central HP <5.4 tons | AIRQUEST | HRCU-A-CB (Split System: Heat Pump with Remote Outdoor Unit-Air-Source) | DLCURAH24ABK | ADP |  | H,GE30924 | *96VTN0401712B* | 22600 | 16 | 8.5 | 25400 | 25800 | 101.6% | 2.18 | 0 | 9 |  |  |  |  | R-410A | 1.8833 | Residential & Commercial | USHP
212977719 | Central HP <5.4 tons | BRYANT HEATING AND COOLING SYSTEMS | HRCU-A-CB (Split System: Heat Pump with Remote Outdoor Unit-Air-Source) | 38MURAQ18AB3* |  |  | CAP**2414AL* | 8(0,1)*SB36045M14*** | 17500 | 16.5 | 8.5 | 18400 | 19500 | 106% | 2.34 | 0 | 10.5 |  |  |  |  | R-410A | 1.4583 | Residential & Commercial | USHP | Ducted CEE Tier 1
215293012 | Central HP <5.4 tons | AIRQUEST | HRCU-A-CB (Split System: Heat Pump with Remote Outdoor Unit-Air-Source) | DLCURAH24ABK | ADP |  | HG8J936 | *96VTN0801716B* | 23400 | 17 | 8.5 | 24600 | 23600 | 95.93% | 2 | 0 | 10 |  |  |  |  | R-410A | 1.95 | Residential & Commercial | USHP | Ducted CEE Tier 1
215293015 | Central HP <5.4 tons | AIRQUEST | HRCU-A-CB (Split System: Heat Pump with Remote Outdoor Unit-Air-Source) | DLCURAH24ABK | ADP |  | H,GG9J936 | *96VTN0801716B* | 23600 | 17 | 8.5 | 24600 | 23600 | 95.93% | 2 | 0 | 10 |  |  |  |  | R-410A | 1.9667 | Residential & Commercial | USHP | Ducted CEE Tier 1
215293045 | Central HP <5.4 tons | AIRQUEST | HRCU-A-CB (Split System: Heat Pump with Remote Outdoor Unit-Air-Source) | DLCURAH24ABK | ADP |  | H,GG34936 | *96VTN0802120A* | 23600 | 17 | 8.1 | 24200 | 23400 | 96.69% | 1.98 | 0 | 10.5 |  |  |  |  | R-410A | 1.9667 | Residential & Commercial | USHP | Ducted CEE Tier 1
215293078 | Central HP <5.4 tons | AIRQUEST | HRCU-A-CB (Split System: Heat Pump with Remote Outdoor Unit-Air-Source) | DLCURAH24ABK | ADP |  | H,GE31924 | *96VTN0802120B* | 22800 | 16 | 8.5 | 24800 | 23600 | 95.16% | 1.98 | 0 | 10 |  |  |  |  | R-410A | 1.9 | Residential & Commercial | USHP | Ducted CEE Tier 1
212977767 | Central HP <5.4 tons | BRYANT HEATING AND COOLING SYSTEMS | HRCU-A-CB (Split System: Heat Pump with Remote Outdoor Unit-Air-Source) | 38MURAQ18AB3* |  |  | CAP**3017AL* | 8(0,1)*SB36045M14*** | 17700 | 16.5 | 8.5 | 18200 | 18800 | 103.3% | 2.26 | 0 | 10.5 |  |  |  |  | R-410A | 1.475 | Residential & Commercial | USHP | Ducted CEE Tier 1
216977284 | Central HP <5.4 tons | BRYANT HEATING AND COOLING SYSTEMS | HRCU-A-CB (Split System: Heat Pump with Remote Outdoor Unit-Air-Source) | 37MUHAQ24AA3 | ADP |  | C36A***L13*+TXV | 82*TB36045V14*** | 22000 | 16 | 8.5 | 19400 | 18700 | 96.39% | 1.96 | 0 | 10.5 |  |  |  |  | R-454B | 1.8333 | Residential & Commercial | USHP | Ducted CEE Tier 1
212974705 | Central HP <5.4 tons | BRYANT HEATING AND COOLING SYSTEMS | HRCU-A-CB (Split System: Heat Pump with Remote Outdoor Unit-Air-Source) | 38MURAQ18AB3* |  |  | CNPV*2414AL* | 926TC30040V14*** | 17300 | 15.5 | 8.5 | 18400 | 19200 | 104.3% | 2.3 | 0 | 10.5 |  |  |  |  | R-410A | 1.4417 | Residential & Commercial | USHP | Ducted CEE Tier 1
212975825 | Central HP <5.4 tons | BRYANT HEATING AND COOLING SYSTEMS | HRCU-A-CB (Split System: Heat Pump with Remote Outdoor Unit-Air-Source) | 38MURAQ18AB3* |  |  | CNPV*2417AL* | 926TC48080V17*** | 17700 | 16 | 8.5 | 18700 | 19100 | 102.1% | 2.3 | 0 | 11 |  |  |  |  | R-410A | 1.475 | Residential & Commercial | USHP | Ducted CEE Tier 1
212983662 | Central HP <5.4 tons | DAY & NIGHT | HRCU-A-CB (Split System: Heat Pump with Remote Outdoor Unit-Air-Source) | DLCURAH18ABK |  |  | EA*4X25L17A* | *92MSN0601412A* | 17700 | 16.5 | 8.1 | 17700 | 17800 | 100.6% | 2.14 | 0 | 10.5 |  |  |  |  | R-410A | 1.475 | Residential & Commercial | USHP | Ducted CEE Tier 1
216981445 | Central HP <5.4 tons | BRYANT HEATING AND COOLING SYSTEMS | HRCU-A-CB (Split System: Heat Pump with Remote Outdoor Unit-Air-Source) | 290VAN060**AA* | ADP |  | V,C60H210P29*+TXV | 987MC60060C21*** | 53000 | 17 | 8.5 | 58500 | 42000 | 71.79% | 1.86 | 0 | 8 |  |  |  |  | R-454B | 4.4167 | Residential & Commercial | USHP
216981722 | Central HP <5.4 tons | BRYANT HEATING AND COOLING SYSTEMS | HRCU-A-CB (Split System: Heat Pump with Remote Outdoor Unit-Air-Source) | 293VAN036**AA* | ADP |  | C36A***L53*+TXV | 935CB48060C17*** | 33600 | 20 | 9 | 33200 | 26200 | 78.92% | 1.92 | 0 | 11 |  |  |  |  | R-454B | 2.8 | Residential & Commercial | USHP | Ducted CEE Tier 1
216981729 | Central HP <5.4 tons | BRYANT HEATING AND COOLING SYSTEMS | HRCU-A-CB (Split System: Heat Pump with Remote Outdoor Unit-Air-Source) | 293VAN036**AA* | ADP |  | C36A***L13*+TXV | 986TD42060C17*** | 32400 | 19 | 9.5 | 32600 | 26000 | 79.75% | 2.02 | 0 | 10.5 |  |  |  |  | R-454B | 2.7 | Residential & Commercial | USHP | Ducted CEE Tier 1
216981752 | Central HP <5.4 tons | BRYANT HEATING AND COOLING SYSTEMS | HRCU-A-CB (Split System: Heat Pump with Remote Outdoor Unit-Air-Source) | 293VAN036**AA* | ADP |  | V,C36H175P45*+TXV | 986TD42080C17*** | 33200 | 20 | 9.5 | 33200 | 26200 | 78.92% | 2.02 | 0 | 11 |  |  |  |  | R-454B | 2.7667 | Residential & Commercial | USHP | Ducted CEE Tier 1
216981761 | Central HP <5.4 tons | BRYANT HEATING AND COOLING SYSTEMS | HRCU-A-CB (Split System: Heat Pump with Remote Outdoor Unit-Air-Source) | 293VAN036**AA* | ADP |  | PL36H175P15*+TXV | 987MC42060C17*** | 33000 | 19 | 9.5 | 32400 | 25600 | 79.01% | 2.04 | 0 | 11 |  |  |  |  | R-454B | 2.75 | Residential & Commercial | USHP | Ducted CEE Tier 1
216981813 | Central HP <5.4 tons | BRYANT HEATING AND COOLING SYSTEMS | HRCU-A-CB (Split System: Heat Pump with Remote Outdoor Unit-Air-Source) | 293VAN048**AA* | ADP |  | C60A***L19*+TXV | 935CB60080C21*** | 44500 | 21 | 9.5 | 46500 | 36200 | 77.85% | 2 | 0 | 11 |  |  |  |  | R-454B | 3.7083 | Residential & Commercial | USHP | Ducted CEE Tier 1
216981717 | Central HP <5.4 tons | BRYANT HEATING AND COOLING SYSTEMS | HRCU-A-CB (Split System: Heat Pump with Remote Outdoor Unit-Air-Source) | 293VAN036**AA* | ADP |  | V,C36H175P15*+TXV | 935CB48060C17*** | 33200 | 19 | 9.5 | 33400 | 26400 | 79.04% | 2.02 | 0 | 11 |  |  |  |  | R-454B | 2.7667 | Residential & Commercial | USHP | Ducted CEE Tier 1
216981731 | Central HP <5.4 tons | BRYANT HEATING AND COOLING SYSTEMS | HRCU-A-CB (Split System: Heat Pump with Remote Outdoor Unit-Air-Source) | 293VAN036**AA* | ADP |  | V,C36H175P14*+TXV | 986TD42060C17*** | 32400 | 19 | 9.5 | 32800 | 25800 | 78.66% | 2.05 | 0 | 10.5 |  |  |  |  | R-454B | 2.7 | Residential & Commercial | USHP | Ducted CEE Tier 1
216981732 | Central HP <5.4 tons | BRYANT HEATING AND COOLING SYSTEMS | HRCU-A-CB (Split System: Heat Pump with Remote Outdoor Unit-Air-Source) | 293VAN036**AA* | ADP |  | PL36H175P15*+TXV | 986TD42060C17*** | 33000 | 19 | 9.5 | 32400 | 25600 | 79.01% | 2.04 | 0 | 11 |  |  |  |  | R-454B | 2.75 | Residential & Commercial | USHP | Ducted CEE Tier 1
216981800 | Central HP <5.4 tons | BRYANT HEATING AND COOLING SYSTEMS | HRCU-A-CB (Split System: Heat Pump with Remote Outdoor Unit-Air-Source) | 293VAN048**AA* | ADP |  | PL60H210P29*+TXV | 935CB60080C21*** | 44000 | 21 | 9.5 | 46500 | 36200 | 77.85% | 2 | 0 | 10.5 |  |  |  |  | R-454B | 3.6667 | Residential & Commercial | USHP | Ducted CEE Tier 1
216981815 | Central HP <5.4 tons | BRYANT HEATING AND COOLING SYSTEMS | HRCU-A-CB (Split System: Heat Pump with Remote Outdoor Unit-Air-Source) | 293VAN048**AA* | ADP |  | V,C60H210P29*+TXV | 935CB66100C21*** | 44000 | 21 | 9.5 | 46000 | 35800 | 77.83% | 2 | 0 | 11 |  |  |  |  | R-454B | 3.6667 | Residential & Commercial | USHP | Ducted CEE Tier 1
211207013 | Central HP <5.4 tons | YORK | HRCU-A-CB (Split System: Heat Pump with Remote Outdoor Unit-Air-Source) | YZV36B21 |  |  | XAMC36DE2N1+CC | TM9V100C16MP12 | 33000 | 18 | 8.5 | 34000 | 29200 | 85.88% | 1.96 | 0 | 12 |  |  |  |  | R-410A | 2.75 | Residential & Commercial | USHP | Ducted CEE Tier 1
212972399 | Central HP <5.4 tons | BRYANT HEATING AND COOLING SYSTEMS | HRCU-A-CB (Split System: Heat Pump with Remote Outdoor Unit-Air-Source) | 38MURAQ24AB3* |  |  | CAP**3621AL* | 82*TB66110V21*** | 24000 | 17.5 | 8.5 | 26400 | 23200 | 87.88% | 1.94 | 0 | 10 |  |  |  |  | R-410A | 2 | Residential & Commercial | USHP | Ducted CEE Tier 1
212973253 | Central HP <5.4 tons | BRYANT HEATING AND COOLING SYSTEMS | HRCU-A-CB (Split System: Heat Pump with Remote Outdoor Unit-Air-Source) | 38MURAQ24AB3* |  |  | CNPV*2417AL* | 926SB36040V17*** | 23200 | 15.5 | 8.5 | 27000 | 25000 | 92.59% | 2.06 | 0 | 10 |  |  |  |  | R-410A | 1.9333 | Residential & Commercial | USHP | Ducted CEE Tier 1
213770591 | Central HP <5.4 tons | DAY & NIGHT | HRCU-A-CB (Split System: Heat Pump with Remote Outdoor Unit-Air-Source) | CVH825GKA2* |  |  | EA*4X25L17A*+WALLCON | *80CTL0451712B* | 24200 | 16.5 | 8.1 | 21400 | 16800 | 78.5% | 2 | 0 | 11 |  |  |  |  | R-410A | 2.0167 | Residential & Commercial | USHP | Ducted CEE Tier 1
216981882 | Central HP <5.4 tons | BRYANT HEATING AND COOLING SYSTEMS | HRCU-A-CB (Split System: Heat Pump with Remote Outdoor Unit-Air-Source) | 293VAN048**AA* | ADP |  | C48A***L18*+TXV | 987MC60080C21*** | 44000 | 21 | 9.5 | 46500 | 36600 | 78.71% | 2 | 0 | 10.5 |  |  |  |  | R-454B | 3.6667 | Residential & Commercial | USHP | Ducted CEE Tier 1
216981883 | Central HP <5.4 tons | BRYANT HEATING AND COOLING SYSTEMS | HRCU-A-CB (Split System: Heat Pump with Remote Outdoor Unit-Air-Source) | 293VAN048**AA* | ADP |  | C60A***L18*+TXV | 987MC60080C21*** | 44000 | 21 | 9.5 | 46500 | 36600 | 78.71% | 2 | 0 | 10.5 |  |  |  |  | R-454B | 3.6667 | Residential & Commercial | USHP | Ducted CEE Tier 1
216981647 | Central HP <5.4 tons | BRYANT HEATING AND COOLING SYSTEMS | HRCU-A-CB (Split System: Heat Pump with Remote Outdoor Unit-Air-Source) | 291VAN054**AA* | ADP |  | C48A***L16*+TXV | 935CB66100C21*** | 48500 | 19 | 10.5 | 50000 | 52500 | 105% | 1.98 | 0 | 11 |  |  |  |  | R-454B | 4.0417 | Residential & Commercial | USHP | Ducted CEE Tier 1
216981651 | Central HP <5.4 tons | BRYANT HEATING AND COOLING SYSTEMS | HRCU-A-CB (Split System: Heat Pump with Remote Outdoor Unit-Air-Source) | 291VAN054**AA* | ADP |  | C48A***L18*+TXV | 935CB66100C21*** | 49500 | 19 | 10.5 | 50000 | 52500 | 105% | 1.98 | 0 | 11.5 |  |  |  |  | R-454B | 4.125 | Residential & Commercial | USHP | Ducted CEE Tier 1
215293185 | Central HP <5.4 tons | AIRQUEST | HRCU-A-CB (Split System: Heat Pump with Remote Outdoor Unit-Air-Source) | DLCURAH24ABK | ADP |  | H,GE32930 | *96VTN1002120B* | 22800 | 17 | 8.5 | 24600 | 23400 | 95.12% | 1.98 | 0 | 9.5 |  |  |  |  | R-410A | 1.9 | Residential & Commercial | USHP
215293199 | Central HP <5.4 tons | AIRQUEST | HRCU-A-CB (Split System: Heat Pump with Remote Outdoor Unit-Air-Source) | DLCURAH24ABK | ADP |  | HE35936 | *96VTN1002120B* | 23600 | 17 | 8.5 | 24600 | 24200 | 98.37% | 2.04 | 0 | 10.5 |  |  |  |  | R-410A | 1.9667 | Residential & Commercial | USHP | Ducted CEE Tier 1
215293203 | Central HP <5.4 tons | AIRQUEST | HRCU-A-CB (Split System: Heat Pump with Remote Outdoor Unit-Air-Source) | DLCURAH24ABK | ADP |  | H,GE30924 | *96VTN1002120B* | 22200 | 17 | 8.5 | 24600 | 23400 | 95.12% | 1.98 | 0 | 9.5 |  |  |  |  | R-410A | 1.85 | Residential & Commercial | USHP
215293217 | Central HP <5.4 tons | AIRQUEST | HRCU-A-CB (Split System: Heat Pump with Remote Outdoor Unit-Air-Source) | DLCURAH24ABK | ADP |  | H,GE1K936 | *96VTN1002120B* | 23600 | 17 | 8.5 | 24600 | 24200 | 98.37% | 2.04 | 0 | 10.5 |  |  |  |  | R-410A | 1.9667 | Residential & Commercial | USHP | Ducted CEE Tier 1
215293235 | Central HP <5.4 tons | AIRQUEST | HRCU-A-CB (Split System: Heat Pump with Remote Outdoor Unit-Air-Source) | DLCURAH24ABK | ADP |  | HG32936 | *96VTN1002122A* | 23200 | 17 | 8.5 | 24200 | 22800 | 94.21% | 1.92 | 0 | 9.5 |  |  |  |  | R-410A | 1.9333 | Residential & Commercial | USHP
215293269 | Central HP <5.4 tons | AIRQUEST | HRCU-A-CB (Split System: Heat Pump with Remote Outdoor Unit-Air-Source) | DLCURAH24ABK | ADP |  | H,GE22936 | *96VTN1002122B* | 22600 | 17 | 8.45 | 24800 | 22800 | 91.94% | 1.92 | 0 | 9 |  |  |  |  | R-410A | 1.8833 | Residential & Commercial | USHP
215295389 | Central HP <5.4 tons | AIRQUEST | HRCU-A-CB (Split System: Heat Pump with Remote Outdoor Unit-Air-Source) | DLCURAH36ABK | ADP |  | HG34936 | *96VTN0801716A* | 35200 | 15.2 | 8.1 | 36800 | 34600 | 94.02% | 1.86 | 0 | 9.5 |  |  |  |  | R-410A | 2.9333 | Residential & Commercial | USHP
215295434 | Central HP <5.4 tons | AIRQUEST | HRCU-A-CB (Split System: Heat Pump with Remote Outdoor Unit-Air-Source) | DLCURAH36ABK | ADP |  | H,GG36936 | *96VTN0801716B* | 35200 | 16 | 8.1 | 36200 | 34400 | 95.03% | 2 | 0 | 10 |  |  |  |  | R-410A | 2.9333 | Residential & Commercial | USHP | Ducted CEE Tier 1
216981827 | Central HP <5.4 tons | BRYANT HEATING AND COOLING SYSTEMS | HRCU-A-CB (Split System: Heat Pump with Remote Outdoor Unit-Air-Source) | 293VAN048**AA* | ADP |  | C60A***L19*+TXV | 935CB66100C21*** | 45000 | 21 | 9.5 | 46500 | 36200 | 77.85% | 2 | 0 | 11 |  |  |  |  | R-454B | 3.75 | Residential & Commercial | USHP | Ducted CEE Tier 1
216981836 | Central HP <5.4 tons | BRYANT HEATING AND COOLING SYSTEMS | HRCU-A-CB (Split System: Heat Pump with Remote Outdoor Unit-Air-Source) | 293VAN048**AA* | ADP |  | C60A***L16*+TXV | 986TD60080C21*** | 43500 | 21 | 9.5 | 46500 | 36200 | 77.85% | 2 | 0 | 10.5 |  |  |  |  | R-454B | 3.625 | Residential & Commercial | USHP | Ducted CEE Tier 1
216981838 | Central HP <5.4 tons | BRYANT HEATING AND COOLING SYSTEMS | HRCU-A-CB (Split System: Heat Pump with Remote Outdoor Unit-Air-Source) | 293VAN048**AA* | ADP |  | V,C60H210P17*+TXV | 986TD60080C21*** | 44500 | 21 | 9.5 | 46500 | 36200 | 77.85% | 2 | 0 | 11 |  |  |  |  | R-454B | 3.7083 | Residential & Commercial | USHP | Ducted CEE Tier 1
216981877 | Central HP <5.4 tons | BRYANT HEATING AND COOLING SYSTEMS | HRCU-A-CB (Split System: Heat Pump with Remote Outdoor Unit-Air-Source) | 293VAN048**AA* | ADP |  | V,C48H210P16*+TXV | 987MC60080C21*** | 43500 | 20 | 9.5 | 46000 | 36200 | 78.7% | 2 | 0 | 10.5 |  |  |  |  | R-454B | 3.625 | Residential & Commercial | USHP | Ducted CEE Tier 1
216976490 | Central HP <5.4 tons | BRYANT HEATING AND COOLING SYSTEMS | HRCU-A-CB (Split System: Heat Pump with Remote Outdoor Unit-Air-Source) | 37MURAQ24AA3 | ADP |  | PL36H***P44*+TXV | 82*TB36045V14*** | 23600 | 15.2 | 8.5 | 22400 | 18900 | 84.38% | 1.92 | 0 | 9.5 |  |  |  |  | R-454B | 1.9667 | Residential & Commercial | USHP
210600083 | Central HP <5.4 tons | TEMPSTAR | HRCU-A-CB (Split System: Heat Pump with Remote Outdoor Unit-Air-Source) | TVH837GKA** |  |  | EA*4X60L24A*+WALLCON | *80CTL0902120A* | 32800 | 17.5 | 8.5 | 31800 | 24800 | 77.99% | 1.98 | 0 | 11.7 |  |  |  |  | R-410A | 2.7333 | Residential & Commercial | USHP | Ducted CEE Tier 1
212974103 | Central HP <5.4 tons | BRYANT HEATING AND COOLING SYSTEMS | HRCU-A-CB (Split System: Heat Pump with Remote Outdoor Unit-Air-Source) | 38MURAQ24AB3* |  |  | CAP**3721AL* | 926SB60080V21*** | 24400 | 17 | 8.5 | 25200 | 21400 | 84.92% | 1.8 | 0 | 10.5 |  |  |  |  | R-410A | 2.0333 | Residential & Commercial | USHP | Ducted CEE Tier 1
212976111 | Central HP <5.4 tons | BRYANT HEATING AND COOLING SYSTEMS | HRCU-A-CB (Split System: Heat Pump with Remote Outdoor Unit-Air-Source) | 38MURAQ24AB3* |  |  | CNPV*3617AL* | 926TC48080V17*** | 23400 | 16.5 | 8.1 | 25800 | 24200 | 93.8% | 2 | 0 | 10 |  |  |  |  | R-410A | 1.95 | Residential & Commercial | USHP | Ducted CEE Tier 1
216976516 | Central HP <5.4 tons | BRYANT HEATING AND COOLING SYSTEMS | HRCU-A-CB (Split System: Heat Pump with Remote Outdoor Unit-Air-Source) | 37MURAQ24AA3 | ADP |  | C36A***L13*+TXV | 83*SB36040M17*** | 23400 | 15.2 | 9 | 23000 | 19200 | 83.48% | 2 | 0 | 9.5 |  |  |  |  | R-454B | 1.95 | Residential & Commercial | USHP
216981664 | Central HP <5.4 tons | BRYANT HEATING AND COOLING SYSTEMS | HRCU-A-CB (Split System: Heat Pump with Remote Outdoor Unit-Air-Source) | 291VAN054**AA* | ADP |  | C60A***L19*+TXV | 986TD60080C21*** | 49000 | 19 | 10.5 | 50500 | 53000 | 105% | 1.94 | 0 | 11 |  |  |  |  | R-454B | 4.0833 | Residential & Commercial | USHP | Ducted CEE Tier 1
216981666 | Central HP <5.4 tons | BRYANT HEATING AND COOLING SYSTEMS | HRCU-A-CB (Split System: Heat Pump with Remote Outdoor Unit-Air-Source) | 291VAN054**AA* | ADP |  | V,C60H210P29*+TXV | 986TD66100C21*** | 48000 | 19 | 10.5 | 50500 | 53000 | 105% | 1.96 | 0 | 10.5 |  |  |  |  | R-454B | 4 | Residential & Commercial | USHP | Ducted CEE Tier 1
216981682 | Central HP <5.4 tons | BRYANT HEATING AND COOLING SYSTEMS | HRCU-A-CB (Split System: Heat Pump with Remote Outdoor Unit-Air-Source) | 291VAN054**AA* | ADP |  | C60A***L16*+TXV | 987MC60060C21*** | 47000 | 18 | 10.9 | 51500 | 53000 | 102.9% | 1.88 | 0 | 10 |  |  |  |  | R-454B | 3.9167 | Residential & Commercial | USHP | Ducted CEE Tier 1
216976517 | Central HP <5.4 tons | BRYANT HEATING AND COOLING SYSTEMS | HRCU-A-CB (Split System: Heat Pump with Remote Outdoor Unit-Air-Source) | 37MURAQ24AA3 | ADP |  | PL36H175P14*+TXV | 83*SB36040M17*** | 23800 | 15.2 | 8.5 | 22400 | 18900 | 84.38% | 1.92 | 0 | 10 |  |  |  |  | R-454B | 1.9833 | Residential & Commercial | USHP | Ducted CEE Tier 1
211260246 | Central HP <5.4 tons | DAY & NIGHT | HRCU-A-CB (Split System: Heat Pump with Remote Outdoor Unit-Air-Source) | DLCURAH18ABK |  |  | EA*4X24L17A* | *80VSL0451412A* | 17700 | 16 | 8.5 | 18600 | 19100 | 102.7% | 2.28 | 0 | 10.5 |  |  |  |  | R-410A | 1.475 | Residential & Commercial | USHP | Ducted CEE Tier 1
213770741 | Central HP <5.4 tons | DAY & NIGHT | HRCU-A-CB (Split System: Heat Pump with Remote Outdoor Unit-Air-Source) | CVH825GKA2* |  |  | EA*4X30L17A*+WALLCON | *80CTL0901716B* | 23600 | 16.5 | 8.1 | 21400 | 16700 | 78.04% | 1.92 | 0 | 11 |  |  |  |  | R-410A | 1.9667 | Residential & Commercial | USHP | Ducted CEE Tier 1
213771111 | Central HP <5.4 tons | DAY & NIGHT | HRCU-A-CB (Split System: Heat Pump with Remote Outdoor Unit-Air-Source) | CVH825GKA2* |  |  | EA*4X37L17A*+WALLCON | *96CTN0601714B* | 24000 | 16 | 8.1 | 21400 | 16800 | 78.5% | 1.98 | 0 | 11 |  |  |  |  | R-410A | 2 | Residential & Commercial | USHP | Ducted CEE Tier 1
216976497 | Central HP <5.4 tons | BRYANT HEATING AND COOLING SYSTEMS | HRCU-A-CB (Split System: Heat Pump with Remote Outdoor Unit-Air-Source) | 37MURAQ24AA3 | ADP |  | C36A***L15*+TXV | 82*TB36070V14*** | 24000 | 15.2 | 8.5 | 22200 | 18900 | 85.14% | 1.92 | 0 | 10 |  |  |  |  | R-454B | 2 | Residential & Commercial | USHP | Ducted CEE Tier 1
216976499 | Central HP <5.4 tons | BRYANT HEATING AND COOLING SYSTEMS | HRCU-A-CB (Split System: Heat Pump with Remote Outdoor Unit-Air-Source) | 37MURAQ24AA3 | ADP |  | PL36H***P44*+TXV | 82*TB36070V14*** | 24000 | 15.2 | 8.5 | 22200 | 18900 | 85.14% | 1.92 | 0 | 10 |  |  |  |  | R-454B | 2 | Residential & Commercial | USHP | Ducted CEE Tier 1
216779050 | Central HP <5.4 tons | BRYANT HEATING AND COOLING SYSTEMS | HRCU-A-CB (Split System: Heat Pump with Remote Outdoor Unit-Air-Source) | 38MURAQ30AB3* | ADP |  | H,PG9J936 | 927TA66100V21*** | 33200 | 17 | 10 | 36400 | 37600 | 103.3% | 2.24 | 0 | 11 |  |  |  |  | R-410A | 2.7667 | Residential & Commercial | USHP | Ducted CEE Tier 1
212982108 | Central HP <5.4 tons | CARRIER | HRCU-A-CB (Split System: Heat Pump with Remote Outdoor Unit-Air-Source) | 38MURAQ30AB3* |  |  | CAP**3617AL* | 58SU*B060M17**16 | 29400 | 15.2 | 8.1 | 34000 | 27800 | 81.76% | 1.76 | 0 | 9 |  |  |  |  | R-410A | 2.45 | Residential & Commercial | USHP
216981733 | Central HP <5.4 tons | BRYANT HEATING AND COOLING SYSTEMS | HRCU-A-CB (Split System: Heat Pump with Remote Outdoor Unit-Air-Source) | 293VAN036**AA* | ADP |  | V,C36H175P15*+TXV | 986TD42060C17*** | 33000 | 19 | 9.5 | 32400 | 25600 | 79.01% | 2.04 | 0 | 11 |  |  |  |  | R-454B | 2.75 | Residential & Commercial | USHP | Ducted CEE Tier 1
216981767 | Central HP <5.4 tons | BRYANT HEATING AND COOLING SYSTEMS | HRCU-A-CB (Split System: Heat Pump with Remote Outdoor Unit-Air-Source) | 293VAN036**AA* | ADP |  | C36A***L53*+TXV | 987MC42060C17*** | 33800 | 19 | 9.5 | 32600 | 25800 | 79.14% | 2.06 | 0 | 11 |  |  |  |  | R-454B | 2.8167 | Residential & Commercial | USHP | Ducted CEE Tier 1
216981899 | Central HP <5.4 tons | BRYANT HEATING AND COOLING SYSTEMS | HRCU-A-CB (Split System: Heat Pump with Remote Outdoor Unit-Air-Source) | 293VAN048**AA* | ADP |  | V,C60H245P76*+TXV | 987MC66120C24*** | 44000 | 20 | 9 | 46500 | 36200 | 77.85% | 1.82 | 0 | 10.5 |  |  |  |  | R-454B | 3.6667 | Residential & Commercial | USHP | Ducted CEE Tier 1
216976420 | Central HP <5.4 tons | BRYANT HEATING AND COOLING SYSTEMS | HRCU-A-CB (Split System: Heat Pump with Remote Outdoor Unit-Air-Source) | 37MUHAQ18AA3 | ADP |  | PL36H210P29*+TXV | 83*CA36040C17*** | 18500 | 15.2 | 10.5 | 18400 | 17400 | 94.57% | 2 | 0 | 11.7 |  |  |  |  | R-454B | 1.5417 | Residential & Commercial | USHP | Ducted CEE Tier 1
211717297 | Central HP <5.4 tons | GREE | HRCU-A-C (Split System: Heat Pump with Remote Outdoor Unit with No Indoor Fan --Air Source) | FLEXX36HP230V1AO |  |  | FLEXX24C | 0 | 23000 | 15.2 | 8.5 | 24000 | 21600 | 90% | 1.8 | 0 | 11 |  |  |  |  | R-410A | 1.9167 | Residential & Commercial | USHP | Ducted CEE Tier 1
211717298 | Central HP <5.4 tons | GREE | HRCU-A-C (Split System: Heat Pump with Remote Outdoor Unit with No Indoor Fan --Air Source) | FLEXX36HP230V1AO |  |  | FLEXX36C | 0 | 32000 | 15.2 | 8.5 | 36000 | 26000 | 72.22% | 1.8 | 0 | 9.5 |  |  |  |  | R-410A | 2.6667 | Residential & Commercial | USHP
210600081 | Central HP <5.4 tons | TEMPSTAR | HRCU-A-CB (Split System: Heat Pump with Remote Outdoor Unit-Air-Source) | TVH837GKA** |  |  | EA*4X42L21A*+WALLCON | *95CSU0802120A* | 31800 | 17.5 | 8.1 | 33000 | 24400 | 73.94% | 1.9 | 0 | 11 |  |  |  |  | R-410A | 2.65 | Residential & Commercial | USHP | Ducted CEE Tier 1
216494169 | Central HP <5.4 tons | BRYANT HEATING AND COOLING SYSTEMS | HRCU-A-CB (Split System: Heat Pump with Remote Outdoor Unit-Air-Source) | 290VAN024**AA* | ADP |  | CE(P,V)3621G34*+TXV | 986TD42060C17*** | 23000 | 17 | 9 | 22400 | 16300 | 72.77% | 1.96 | 0 | 10 |  |  |  |  | R-454B | 1.9167 | Residential & Commercial | USHP | Ducted CEE Tier 1
210600097 | Central HP <5.4 tons | TEMPSTAR | HRCU-A-CB (Split System: Heat Pump with Remote Outdoor Unit-Air-Source) | TVH837GKA** |  |  | EA*4X61L21A*+WALLCON | *80CSU1002120A* | 33200 | 17 | 8.1 | 32200 | 24800 | 77.02% | 1.98 | 0 | 11.5 |  |  |  |  | R-410A | 2.7667 | Residential & Commercial | USHP | Ducted CEE Tier 1
212383122 | Central HP <5.4 tons | CARRIER | HRCU-A-CB (Split System: Heat Pump with Remote Outdoor Unit-Air-Source) | 38MURAQ36AB3* |  |  | CAP**3621AL* | 59SP6A100V21**20 | 35200 | 16 | 8.1 | 39000 | 35200 | 90.26% | 1.82 | 0 | 9.5 |  |  |  |  | R-410A | 2.9333 | Residential & Commercial | USHP
215792882 | Central HP <5.4 tons | CARRIER | HRCU-A-CB (Split System: Heat Pump with Remote Outdoor Unit-Air-Source) | 38MURAQ36AB3* | ADP |  | H,PE34936 | 59TP6C060V17**16 | 34600 | 15.2 | 8.5 | 36800 | 34600 | 94.02% | 1.94 | 0 | 9.5 |  |  |  |  | R-410A | 2.8833 | Residential & Commercial | USHP
215293535 | Central HP <5.4 tons | AIRQUEST | HRCU-A-CB (Split System: Heat Pump with Remote Outdoor Unit-Air-Source) | DLCURAH30ABK | ADP |  | HE7J936 | *92MSN0801716A* | 29400 | 15.2 | 8.1 | 32400 | 27600 | 85.19% | 1.78 | 0 | 9 |  |  |  |  | R-410A | 2.45 | Residential & Commercial | USHP
215293567 | Central HP <5.4 tons | AIRQUEST | HRCU-A-CB (Split System: Heat Pump with Remote Outdoor Unit-Air-Source) | DLCURAH30ABK | ADP |  | HE33936 | *92MSN0802120A* | 30000 | 15.2 | 8.1 | 32800 | 27600 | 84.15% | 1.78 | 0 | 9 |  |  |  |  | R-410A | 2.5 | Residential & Commercial | USHP
215293594 | Central HP <5.4 tons | AIRQUEST | HRCU-A-CB (Split System: Heat Pump with Remote Outdoor Unit-Air-Source) | DLCURAH30ABK | ADP |  | HG80936 | *92MSN0802120A* | 30200 | 15.2 | 8.1 | 32600 | 27000 | 82.82% | 1.8 | 0 | 9 |  |  |  |  | R-410A | 2.5167 | Residential & Commercial | USHP
215293601 | Central HP <5.4 tons | AIRQUEST | HRCU-A-CB (Split System: Heat Pump with Remote Outdoor Unit-Air-Source) | DLCURAH30ABK | ADP |  | H,GE24936 | *92MSN1002120A* | 29200 | 15.2 | 8.1 | 32800 | 27600 | 84.15% | 1.78 | 0 | 8.5 |  |  |  |  | R-410A | 2.4333 | Residential & Commercial | USHP
215293603 | Central HP <5.4 tons | AIRQUEST | HRCU-A-CB (Split System: Heat Pump with Remote Outdoor Unit-Air-Source) | DLCURAH30ABK | ADP |  | HG31930 | *92MSN1002120A* | 29000 | 15.2 | 8.1 | 32800 | 27600 | 84.15% | 1.78 | 0 | 8.5 |  |  |  |  | R-410A | 2.4167 | Residential & Commercial | USHP
215293610 | Central HP <5.4 tons | AIRQUEST | HRCU-A-CB (Split System: Heat Pump with Remote Outdoor Unit-Air-Source) | DLCURAH30ABK | ADP |  | H,GE32936 | *92MSN1002120A* | 29600 | 15.2 | 8.1 | 32800 | 27600 | 84.15% | 1.78 | 0 | 8.5 |  |  |  |  | R-410A | 2.4667 | Residential & Commercial | USHP
215293671 | Central HP <5.4 tons | AIRQUEST | HRCU-A-CB (Split System: Heat Pump with Remote Outdoor Unit-Air-Source) | DLCURAH30ABK | ADP |  | H,GE35936 | *92MSN1202420A* | 30000 | 15.2 | 8.1 | 32600 | 27200 | 83.44% | 1.8 | 0 | 9 |  |  |  |  | R-410A | 2.5 | Residential & Commercial | USHP
212977803 | Central HP <5.4 tons | BRYANT HEATING AND COOLING SYSTEMS | HRCU-A-CB (Split System: Heat Pump with Remote Outdoor Unit-Air-Source) | 38MURAQ18AB3* |  |  | CNPV*2417AL* | 8(0,1)*SB36045M14*** | 17500 | 16.5 | 8.5 | 18400 | 19200 | 104.3% | 2.3 | 0 | 11 |  |  |  |  | R-410A | 1.4583 | Residential & Commercial | USHP | Ducted CEE Tier 1
215293080 | Central HP <5.4 tons | AIRQUEST | HRCU-A-CB (Split System: Heat Pump with Remote Outdoor Unit-Air-Source) | DLCURAH24ABK | ADP |  | HE31924 | *96VTN0802120B* | 22800 | 16 | 8.5 | 24800 | 23600 | 95.16% | 1.98 | 0 | 10 |  |  |  |  | R-410A | 1.9 | Residential & Commercial | USHP | Ducted CEE Tier 1
215293098 | Central HP <5.4 tons | AIRQUEST | HRCU-A-CB (Split System: Heat Pump with Remote Outdoor Unit-Air-Source) | DLCURAH24ABK | ADP |  | HG35936 | *96VTN0802120B* | 23800 | 17 | 8.5 | 24800 | 23600 | 95.16% | 1.98 | 0 | 10.5 |  |  |  |  | R-410A | 1.9833 | Residential & Commercial | USHP | Ducted CEE Tier 1
215293113 | Central HP <5.4 tons | AIRQUEST | HRCU-A-CB (Split System: Heat Pump with Remote Outdoor Unit-Air-Source) | DLCURAH24ABK | ADP |  | HE8J936 | *96VTN0802120B* | 23600 | 17 | 8.5 | 24800 | 23600 | 95.16% | 1.98 | 0 | 10.5 |  |  |  |  | R-410A | 1.9667 | Residential & Commercial | USHP | Ducted CEE Tier 1
215293132 | Central HP <5.4 tons | AIRQUEST | HRCU-A-CB (Split System: Heat Pump with Remote Outdoor Unit-Air-Source) | DLCURAH24ABK | ADP |  | HE31930 | *96VTN1002120A* | 22800 | 16 | 8.1 | 24400 | 23000 | 94.26% | 1.94 | 0 | 10 |  |  |  |  | R-410A | 1.9 | Residential & Commercial | USHP | Ducted CEE Tier 1
215293179 | Central HP <5.4 tons | AIRQUEST | HRCU-A-CB (Split System: Heat Pump with Remote Outdoor Unit-Air-Source) | DLCURAH24ABK | ADP |  | HE31924 | *96VTN1002120B* | 22600 | 17 | 8.5 | 24600 | 23400 | 95.12% | 1.98 | 0 | 9.5 |  |  |  |  | R-410A | 1.8833 | Residential & Commercial | USHP
215293182 | Central HP <5.4 tons | AIRQUEST | HRCU-A-CB (Split System: Heat Pump with Remote Outdoor Unit-Air-Source) | DLCURAH24ABK | ADP |  | H,GG32936 | *96VTN1002120B* | 22800 | 17 | 8.5 | 24600 | 23400 | 95.12% | 1.98 | 0 | 9.5 |  |  |  |  | R-410A | 1.9 | Residential & Commercial | USHP
215293232 | Central HP <5.4 tons | AIRQUEST | HRCU-A-CB (Split System: Heat Pump with Remote Outdoor Unit-Air-Source) | DLCURAH24ABK | ADP |  | H,GG32930 | *96VTN1002122A* | 23200 | 17 | 8.5 | 24200 | 22800 | 94.21% | 1.92 | 0 | 9.5 |  |  |  |  | R-410A | 1.9333 | Residential & Commercial | USHP
215293263 | Central HP <5.4 tons | AIRQUEST | HRCU-A-CB (Split System: Heat Pump with Remote Outdoor Unit-Air-Source) | DLCURAH24ABK | ADP |  | H,GE9J936 | *96VTN1002122A* | 23600 | 17 | 8.1 | 24200 | 23400 | 96.69% | 1.98 | 0 | 10.5 |  |  |  |  | R-410A | 1.9667 | Residential & Commercial | USHP | Ducted CEE Tier 1
215293265 | Central HP <5.4 tons | AIRQUEST | HRCU-A-CB (Split System: Heat Pump with Remote Outdoor Unit-Air-Source) | DLCURAH24ABK | ADP |  | H,GE1K936 | *96VTN1002122A* | 23600 | 17 | 8.1 | 24200 | 23400 | 96.69% | 1.98 | 0 | 10.5 |  |  |  |  | R-410A | 1.9667 | Residential & Commercial | USHP | Ducted CEE Tier 1
215293282 | Central HP <5.4 tons | AIRQUEST | HRCU-A-CB (Split System: Heat Pump with Remote Outdoor Unit-Air-Source) | DLCURAH24ABK | ADP |  | HG32924 | *96VTN1002122B* | 23200 | 17 | 8.5 | 24800 | 23400 | 94.35% | 1.98 | 0 | 10 |  |  |  |  | R-410A | 1.9333 | Residential & Commercial | USHP | Ducted CEE Tier 1
216981709 | Central HP <5.4 tons | BRYANT HEATING AND COOLING SYSTEMS | HRCU-A-CB (Split System: Heat Pump with Remote Outdoor Unit-Air-Source) | 291VAN054**AA* | ADP |  | C60A***L19*+TXV | 987MC66100C21*** | 49000 | 19 | 10.5 | 50500 | 53000 | 105% | 1.96 | 0 | 11 |  |  |  |  | R-454B | 4.0833 | Residential & Commercial | USHP | Ducted CEE Tier 1
216976426 | Central HP <5.4 tons | BRYANT HEATING AND COOLING SYSTEMS | HRCU-A-CB (Split System: Heat Pump with Remote Outdoor Unit-Air-Source) | 37MUHAQ18AA3 | ADP |  | V,C36H175P15*+TXV | 83*CA36040C17*** | 17900 | 15.2 | 10.5 | 18400 | 17400 | 94.57% | 2 | 0 | 11 |  |  |  |  | R-454B | 1.4917 | Residential & Commercial | USHP | Ducted CEE Tier 1
213607638 | Central HP <5.4 tons | DAY & NIGHT | HRCU-A-CB (Split System: Heat Pump with Remote Outdoor Unit-Air-Source) | DLCURAH24ABK |  |  | FTMA4B36L0C* | 0 | 24600 | 17.5 | 9 | 25800 | 22400 | 86.82% | 1.86 | 0 | 10.5 |  |  |  |  | R-410A | 2.05 | Residential & Commercial | USHP | Ducted CEE Tier 1
210473697 | Central HP <5.4 tons | HEIL | HRCU-A-CB (Split System: Heat Pump with Remote Outdoor Unit-Air-Source) | HVH825GKA3* |  |  | END4X42L17**+WALLCON | *80CTL0901716A* | 24000 | 17 | 8.1 | 21400 | 16600 | 77.57% | 2 | 0 | 11.5 |  |  |  |  | R-410A | 2 | Residential & Commercial | USHP | Ducted CEE Tier 1
210473415 | Central HP <5.4 tons | HEIL | HRCU-A-CB (Split System: Heat Pump with Remote Outdoor Unit-Air-Source) | HVH825GKA3* |  |  | EA*4X48L21A*+WALLCON | *80CTL0901716A* | 24200 | 17.5 | 8.1 | 20800 | 16500 | 79.33% | 2.04 | 0 | 11.5 |  |  |  |  | R-410A | 2.0167 | Residential & Commercial | USHP | Ducted CEE Tier 1
216981784 | Central HP <5.4 tons | BRYANT HEATING AND COOLING SYSTEMS | HRCU-A-CB (Split System: Heat Pump with Remote Outdoor Unit-Air-Source) | 293VAN036**AA* | ADP |  | C36A***L53*+TXV | 987MC60060C21*** | 33800 | 20 | 9 | 33000 | 26000 | 78.79% | 1.92 | 0 | 11.5 |  |  |  |  | R-454B | 2.8167 | Residential & Commercial | USHP | Ducted CEE Tier 1
211207025 | Central HP <5.4 tons | YORK | HRCU-A-CB (Split System: Heat Pump with Remote Outdoor Unit-Air-Source) | YZV60B21 |  |  | XAMC60HE4N1+CC | TM9V100C20MP12 | 52000 | 18 | 8.5 | 55000 | 42000 | 76.36% | 2.16 | 0 | 11 |  |  |  |  | R-410A | 4.3333 | Residential & Commercial | USHP | Ducted CEE Tier 1
210474115 | Central HP <5.4 tons | HEIL | HRCU-A-CB (Split System: Heat Pump with Remote Outdoor Unit-Air-Source) | HVH825GKA3* |  |  | EN(A,D)4X48L24**+WALLCON | *97CMN1002122A* | 24200 | 17 | 8.1 | 21400 | 16600 | 77.57% | 2.02 | 0 | 11.5 |  |  |  |  | R-410A | 2.0167 | Residential & Commercial | USHP | Ducted CEE Tier 1
216981327 | Central HP <5.4 tons | BRYANT HEATING AND COOLING SYSTEMS | HRCU-A-CB (Split System: Heat Pump with Remote Outdoor Unit-Air-Source) | 290VAN048**AA* | ADP |  | A60VHA*+TXV | 935CB66100C21*** | 45000 | 18 | 9 | 45500 | 33000 | 72.53% | 2.08 | 0 | 10 |  |  |  |  | R-454B | 3.75 | Residential & Commercial | USHP | Ducted CEE Tier 1
216981329 | Central HP <5.4 tons | BRYANT HEATING AND COOLING SYSTEMS | HRCU-A-CB (Split System: Heat Pump with Remote Outdoor Unit-Air-Source) | 290VAN048**AA* | ADP |  | PL48H210P75*+TXV | 935CB66100C21*** | 43500 | 17 | 9 | 45500 | 33000 | 72.53% | 2.08 | 0 | 9.5 |  |  |  |  | R-454B | 3.625 | Residential & Commercial | USHP
216981343 | Central HP <5.4 tons | BRYANT HEATING AND COOLING SYSTEMS | HRCU-A-CB (Split System: Heat Pump with Remote Outdoor Unit-Air-Source) | 290VAN048**AA* | ADP |  | PL48H210P75*+TXV | 986TD60080C21*** | 44000 | 17 | 9 | 46500 | 33800 | 72.69% | 2.06 | 0 | 9.5 |  |  |  |  | R-454B | 3.6667 | Residential & Commercial | USHP
216981359 | Central HP <5.4 tons | BRYANT HEATING AND COOLING SYSTEMS | HRCU-A-CB (Split System: Heat Pump with Remote Outdoor Unit-Air-Source) | 290VAN048**AA* | ADP |  | V,C48H210P16*+TXV | 986TD66100C21*** | 44000 | 18 | 9 | 45500 | 33200 | 72.97% | 2.06 | 0 | 9.5 |  |  |  |  | R-454B | 3.6667 | Residential & Commercial | USHP
212981742 | Central HP <5.4 tons | DAY & NIGHT | HRCU-A-CB (Split System: Heat Pump with Remote Outdoor Unit-Air-Source) | DLCURAH24ABK |  |  | EA*4X36L21A* | *80MSU1002120A* | 23600 | 17 | 8.5 | 26200 | 24000 | 91.6% | 2 | 0 | 10 |  |  |  |  | R-410A | 1.9667 | Residential & Commercial | USHP | Ducted CEE Tier 1
214333171 | Central HP <5.4 tons | GREE | HRCU-A-C (Split System: Heat Pump with Remote Outdoor Unit with No Indoor Fan --Air Source) | FLEXX24HP230V1AO |  |  | FLEXX24C | 0 | 23000 | 15.2 | 8.5 | 24000 | 19500 | 81.25% | 1.8 | 0 | 11 |  |  |  |  | R-410A | 1.9167 | Residential & Commercial | USHP | Ducted CEE Tier 1
212982726 | Central HP <5.4 tons | DAY & NIGHT | HRCU-A-CB (Split System: Heat Pump with Remote Outdoor Unit-Air-Source) | DLCURAH24ABK |  |  | EN(A,D)4X36L21** | *80MSU0601716A* | 23600 | 17 | 8.5 | 25600 | 24000 | 93.75% | 2 | 0 | 10.5 |  |  |  |  | R-410A | 1.9667 | Residential & Commercial | USHP | Ducted CEE Tier 1
212983146 | Central HP <5.4 tons | DAY & NIGHT | HRCU-A-CB (Split System: Heat Pump with Remote Outdoor Unit-Air-Source) | DLCURAH24ABK |  |  | EA*4X25L17A* | *92MSN0401712A* | 24000 | 16 | 8.1 | 25200 | 22000 | 87.3% | 1.82 | 0 | 10 |  |  |  |  | R-410A | 2 | Residential & Commercial | USHP | Ducted CEE Tier 1
212983512 | Central HP <5.4 tons | DAY & NIGHT | HRCU-A-CB (Split System: Heat Pump with Remote Outdoor Unit-Air-Source) | DLCURAH24ABK |  |  | EA*4X24L14A* | *92MSN0601412A* | 23600 | 16.5 | 8.5 | 27000 | 25600 | 94.81% | 2.14 | 0 | 10 |  |  |  |  | R-410A | 1.9667 | Residential & Commercial | USHP | Ducted CEE Tier 1
212983562 | Central HP <5.4 tons | DAY & NIGHT | HRCU-A-CB (Split System: Heat Pump with Remote Outdoor Unit-Air-Source) | DLCURAH24ABK |  |  | EA*4X36L17A* | *92MSN0601412A* | 24000 | 17 | 8.5 | 26400 | 23400 | 88.64% | 1.94 | 0 | 10 |  |  |  |  | R-410A | 2 | Residential & Commercial | USHP | Ducted CEE Tier 1
212984091 | Central HP <5.4 tons | DAY & NIGHT | HRCU-A-CB (Split System: Heat Pump with Remote Outdoor Unit-Air-Source) | DLCURAH24ABK |  |  | EA*4X37L17A* | *92MSN0601714A* | 24000 | 17 | 8.5 | 25600 | 22400 | 87.5% | 1.88 | 0 | 10 |  |  |  |  | R-410A | 2 | Residential & Commercial | USHP | Ducted CEE Tier 1
212973606 | Central HP <5.4 tons | COMFORTMAKER | HRCU-A-CB (Split System: Heat Pump with Remote Outdoor Unit-Air-Source) | DLCURAH24ABK |  |  | EN(A,D)4X24L17** | *96VSN0601412B* | 23200 | 16.5 | 8.5 | 26800 | 25400 | 94.78% | 2.12 | 0 | 10 |  |  |  |  | R-410A | 1.9333 | Residential & Commercial | USHP | Ducted CEE Tier 1
216981645 | Central HP <5.4 tons | BRYANT HEATING AND COOLING SYSTEMS | HRCU-A-CB (Split System: Heat Pump with Remote Outdoor Unit-Air-Source) | 291VAN054**AA* | ADP |  | A60VHA*+TXV | 935CB66100C21*** | 49500 | 19 | 10.5 | 50000 | 52500 | 105% | 1.98 | 0 | 11.5 |  |  |  |  | R-454B | 4.125 | Residential & Commercial | USHP | Ducted CEE Tier 1
216981652 | Central HP <5.4 tons | BRYANT HEATING AND COOLING SYSTEMS | HRCU-A-CB (Split System: Heat Pump with Remote Outdoor Unit-Air-Source) | 291VAN054**AA* | ADP |  | C60A***L18*+TXV | 935CB66100C21*** | 49500 | 19 | 10.5 | 50000 | 52500 | 105% | 1.98 | 0 | 11.5 |  |  |  |  | R-454B | 4.125 | Residential & Commercial | USHP | Ducted CEE Tier 1
216981663 | Central HP <5.4 tons | BRYANT HEATING AND COOLING SYSTEMS | HRCU-A-CB (Split System: Heat Pump with Remote Outdoor Unit-Air-Source) | 291VAN054**AA* | ADP |  | C60A***L18*+TXV | 986TD60080C21*** | 49000 | 19 | 10.5 | 50500 | 53000 | 105% | 1.94 | 0 | 11 |  |  |  |  | R-454B | 4.0833 | Residential & Commercial | USHP | Ducted CEE Tier 1
216981429 | Central HP <5.4 tons | BRYANT HEATING AND COOLING SYSTEMS | HRCU-A-CB (Split System: Heat Pump with Remote Outdoor Unit-Air-Source) | 290VAN060**AA* | ADP |  | A60VHA*+TXV | 986TD60080C21*** | 55500 | 18 | 9 | 58000 | 41500 | 71.55% | 2.02 | 0 | 9 |  |  |  |  | R-454B | 4.625 | Residential & Commercial | USHP
216981463 | Central HP <5.4 tons | BRYANT HEATING AND COOLING SYSTEMS | HRCU-A-CB (Split System: Heat Pump with Remote Outdoor Unit-Air-Source) | 290VAN060**AA* | ADP |  | C60A***L16*+TXV | 987MC66100C21*** | 53500 | 18 | 8.9 | 58000 | 41500 | 71.55% | 2 | 0 | 8.5 |  |  |  |  | R-454B | 4.4583 | Residential & Commercial | USHP
216981668 | Central HP <5.4 tons | BRYANT HEATING AND COOLING SYSTEMS | HRCU-A-CB (Split System: Heat Pump with Remote Outdoor Unit-Air-Source) | 291VAN054**AA* | ADP |  | V,C48H210P16*+TXV | 986TD66100C21*** | 48000 | 19 | 10.5 | 50500 | 53000 | 105% | 1.96 | 0 | 10.5 |  |  |  |  | R-454B | 4 | Residential & Commercial | USHP | Ducted CEE Tier 1
210600112 | Central HP <5.4 tons | TEMPSTAR | HRCU-A-CB (Split System: Heat Pump with Remote Outdoor Unit-Air-Source) | TVH837GKA** |  |  | EA*4X61L24A*+WALLCON | *95CSU0802120A* | 33200 | 18 | 8.5 | 32000 | 24800 | 77.5% | 2 | 0 | 11.5 |  |  |  |  | R-410A | 2.7667 | Residential & Commercial | USHP | Ducted CEE Tier 1
212979179 | Central HP <5.4 tons | CARRIER | HRCU-A-CB (Split System: Heat Pump with Remote Outdoor Unit-Air-Source) | 38MURAQ24AB3* |  |  | CAP**3717AL* | 58S(B,C)*B070M17**16 | 24000 | 17 | 8.5 | 25200 | 22200 | 88.1% | 1.86 | 0 | 10 |  |  |  |  | R-410A | 2 | Residential & Commercial | USHP | Ducted CEE Tier 1
212980200 | Central HP <5.4 tons | CARRIER | HRCU-A-CB (Split System: Heat Pump with Remote Outdoor Unit-Air-Source) | 38MURAQ30AB3* |  |  | CAP**4221AL* | 58S(B,C)*B090M21**16 | 29600 | 15.2 | 8.1 | 33800 | 27600 | 81.66% | 1.78 | 0 | 9 |  |  |  |  | R-410A | 2.4667 | Residential & Commercial | USHP
214610240 | Central HP <5.4 tons | GREE | HRCU-A-CB (Split System: Heat Pump with Remote Outdoor Unit-Air-Source) | GUD24W2/NHE-D(U) |  |  | GUD24AH2/E-D(U) | 0 | 24000 | 18 | 10 | 25000 | 25000 | 100% | 2 | 0 | 12.5 |  |  |  |  | R-32 | 2 | Residential & Commercial | USHP | Ducted CEE Tier 1
212972683 | Central HP <5.4 tons | BRYANT HEATING AND COOLING SYSTEMS | HRCU-A-CB (Split System: Heat Pump with Remote Outdoor Unit-Air-Source) | 38MURAQ18AB3* |  |  | CAP**2417AL* | 926SB30040V14*** | 17200 | 17.5 | 8.5 | 18200 | 19400 | 106.6% | 2.34 | 0 | 10.5 |  |  |  |  | R-410A | 1.4333 | Residential & Commercial | USHP | Ducted CEE Tier 1
212972733 | Central HP <5.4 tons | BRYANT HEATING AND COOLING SYSTEMS | HRCU-A-CB (Split System: Heat Pump with Remote Outdoor Unit-Air-Source) | 38MURAQ18AB3* |  |  | CNPV*2414AL* | 926SB30040V14*** | 17400 | 15.5 | 8.5 | 18500 | 19200 | 103.8% | 2.3 | 0 | 10.5 |  |  |  |  | R-410A | 1.45 | Residential & Commercial | USHP | Ducted CEE Tier 1
211207045 | Central HP <5.4 tons | YORK | HRCU-A-CB (Split System: Heat Pump with Remote Outdoor Unit-Air-Source) | YZV48B21 |  |  | XAMC48HE3N1+CC | TM8V080C16MP12 | 43500 | 19 | 9 | 44500 | 36200 | 81.35% | 2.14 | 0 | 12 |  |  |  |  | R-410A | 3.625 | Residential & Commercial | USHP | Ducted CEE Tier 1
216981688 | Central HP <5.4 tons | BRYANT HEATING AND COOLING SYSTEMS | HRCU-A-CB (Split System: Heat Pump with Remote Outdoor Unit-Air-Source) | 291VAN054**AA* | ADP |  | PL60H210P29*+TXV | 987MC60080C21*** | 48000 | 19 | 10.5 | 50500 | 52000 | 103% | 2 | 0 | 10.5 |  |  |  |  | R-454B | 4 | Residential & Commercial | USHP | Ducted CEE Tier 1
216981468 | Central HP <5.4 tons | BRYANT HEATING AND COOLING SYSTEMS | HRCU-A-CB (Split System: Heat Pump with Remote Outdoor Unit-Air-Source) | 290VAN060**AA* | ADP |  | V,C60H245P76*+TXV | 987MC66120C24*** | 53500 | 18 | 8.9 | 58000 | 41500 | 71.55% | 1.98 | 0 | 8.5 |  |  |  |  | R-454B | 4.4583 | Residential & Commercial | USHP
216981718 | Central HP <5.4 tons | BRYANT HEATING AND COOLING SYSTEMS | HRCU-A-CB (Split System: Heat Pump with Remote Outdoor Unit-Air-Source) | 293VAN036**AA* | ADP |  | PL36H210P74*+TXV | 935CB48060C17*** | 32400 | 19 | 9.5 | 33800 | 26800 | 79.29% | 2 | 0 | 11 |  |  |  |  | R-454B | 2.7 | Residential & Commercial | USHP | Ducted CEE Tier 1
216981736 | Central HP <5.4 tons | BRYANT HEATING AND COOLING SYSTEMS | HRCU-A-CB (Split System: Heat Pump with Remote Outdoor Unit-Air-Source) | 293VAN036**AA* | ADP |  | PL36H***P44*+TXV | 986TD42060C17*** | 33000 | 19 | 9.5 | 32400 | 25600 | 79.01% | 2.04 | 0 | 11 |  |  |  |  | R-454B | 2.75 | Residential & Commercial | USHP | Ducted CEE Tier 1
216981754 | Central HP <5.4 tons | BRYANT HEATING AND COOLING SYSTEMS | HRCU-A-CB (Split System: Heat Pump with Remote Outdoor Unit-Air-Source) | 293VAN036**AA* | ADP |  | PL36H210P74*+TXV | 986TD60080C21*** | 32800 | 20 | 9.5 | 33000 | 26000 | 78.79% | 2.04 | 0 | 11 |  |  |  |  | R-454B | 2.7333 | Residential & Commercial | USHP | Ducted CEE Tier 1
216981763 | Central HP <5.4 tons | BRYANT HEATING AND COOLING SYSTEMS | HRCU-A-CB (Split System: Heat Pump with Remote Outdoor Unit-Air-Source) | 293VAN036**AA* | ADP |  | PL36H210P74*+TXV | 987MC42060C17*** | 32400 | 19 | 9.5 | 32400 | 25600 | 79.01% | 2.04 | 0 | 10.5 |  |  |  |  | R-454B | 2.7 | Residential & Commercial | USHP | Ducted CEE Tier 1
216981786 | Central HP <5.4 tons | BRYANT HEATING AND COOLING SYSTEMS | HRCU-A-CB (Split System: Heat Pump with Remote Outdoor Unit-Air-Source) | 293VAN036**AA* | ADP |  | PL36H210P74*+TXV | 987MC60080C21*** | 32800 | 20 | 9.5 | 33000 | 26000 | 78.79% | 2.02 | 0 | 11 |  |  |  |  | R-454B | 2.7333 | Residential & Commercial | USHP | Ducted CEE Tier 1
210474148 | Central HP <5.4 tons | HEIL | HRCU-A-CB (Split System: Heat Pump with Remote Outdoor Unit-Air-Source) | HVH825GKA3* |  |  | EN(A,D)4X48L24**+WALLCON | *97CMN0602120A* | 24000 | 16.5 | 8.1 | 21400 | 16700 | 78.04% | 2 | 0 | 11 |  |  |  |  | R-410A | 2 | Residential & Commercial | USHP | Ducted CEE Tier 1
212981688 | Central HP <5.4 tons | CARRIER | HRCU-A-CB (Split System: Heat Pump with Remote Outdoor Unit-Air-Source) | 38MURAQ24AB3* |  |  | CAP**2417AL* | 58SU*B040M17**12 | 23400 | 16.5 | 8.5 | 26400 | 25400 | 96.21% | 2.14 | 0 | 10 |  |  |  |  | R-410A | 1.95 | Residential & Commercial | USHP | Ducted CEE Tier 1
210473129 | Central HP <5.4 tons | HEIL | HRCU-A-CB (Split System: Heat Pump with Remote Outdoor Unit-Air-Source) | HVH825GKA3* |  |  | EA*4X43L21A*+WALLCON | *80CSU0601716A* | 24400 | 17 | 8.1 | 21200 | 16600 | 78.3% | 2.02 | 0 | 11 |  |  |  |  | R-410A | 2.0333 | Residential & Commercial | USHP | Ducted CEE Tier 1
215292345 | Central HP <5.4 tons | AIRQUEST | HRCU-A-CB (Split System: Heat Pump with Remote Outdoor Unit-Air-Source) | DLCURAH24ABK | ADP |  | H,GE34936 | *96MSN0601412A* | 23600 | 16 | 8.5 | 24600 | 23400 | 95.12% | 1.98 | 0 | 10 |  |  |  |  | R-410A | 1.9667 | Residential & Commercial | USHP | Ducted CEE Tier 1
215292346 | Central HP <5.4 tons | AIRQUEST | HRCU-A-CB (Split System: Heat Pump with Remote Outdoor Unit-Air-Source) | DLCURAH24ABK | ADP |  | HE34936 | *96MSN0601412A* | 23600 | 16 | 8.5 | 24600 | 23400 | 95.12% | 1.98 | 0 | 10 |  |  |  |  | R-410A | 1.9667 | Residential & Commercial | USHP | Ducted CEE Tier 1
215292377 | Central HP <5.4 tons | AIRQUEST | HRCU-A-CB (Split System: Heat Pump with Remote Outdoor Unit-Air-Source) | DLCURAH24ABK | ADP |  | H,GG31924 | *96MSN0601716A* | 23200 | 16 | 9.5 | 25000 | 24400 | 97.6% | 2.04 | 0 | 9.5 |  |  |  |  | R-410A | 1.9333 | Residential & Commercial | USHP
215292395 | Central HP <5.4 tons | AIRQUEST | HRCU-A-CB (Split System: Heat Pump with Remote Outdoor Unit-Air-Source) | DLCURAH24ABK | ADP |  | H,GG34936 | *96MSN0601716A* | 23400 | 17 | 9 | 24200 | 23200 | 95.87% | 1.96 | 0 | 10 |  |  |  |  | R-410A | 1.95 | Residential & Commercial | USHP | Ducted CEE Tier 1
215292428 | Central HP <5.4 tons | AIRQUEST | HRCU-A-CB (Split System: Heat Pump with Remote Outdoor Unit-Air-Source) | DLCURAH24ABK | ADP |  | H,GE24936 | *96MSN0801716A* | 23200 | 17 | 8.5 | 24800 | 23600 | 95.16% | 2 | 0 | 10 |  |  |  |  | R-410A | 1.9333 | Residential & Commercial | USHP | Ducted CEE Tier 1
215292429 | Central HP <5.4 tons | AIRQUEST | HRCU-A-CB (Split System: Heat Pump with Remote Outdoor Unit-Air-Source) | DLCURAH24ABK | ADP |  | H,GG31924 | *96MSN0801716A* | 21800 | 17 | 8.85 | 27600 | 24800 | 89.86% | 2.08 | 0 | 9 |  |  |  |  | R-410A | 1.8167 | Residential & Commercial | USHP
215292477 | Central HP <5.4 tons | AIRQUEST | HRCU-A-CB (Split System: Heat Pump with Remote Outdoor Unit-Air-Source) | DLCURAH24ABK | ADP |  | H,GE22936 | *96MSN0802120A* | 22000 | 16 | 8.45 | 24800 | 23800 | 95.97% | 2.02 | 0 | 9.5 |  |  |  |  | R-410A | 1.8333 | Residential & Commercial | USHP
215292497 | Central HP <5.4 tons | AIRQUEST | HRCU-A-CB (Split System: Heat Pump with Remote Outdoor Unit-Air-Source) | DLCURAH24ABK | ADP |  | H,GE33936 | *96MSN0802120A* | 23200 | 17 | 8.5 | 24800 | 23800 | 95.97% | 2.02 | 0 | 10 |  |  |  |  | R-410A | 1.9333 | Residential & Commercial | USHP | Ducted CEE Tier 1
215292512 | Central HP <5.4 tons | AIRQUEST | HRCU-A-CB (Split System: Heat Pump with Remote Outdoor Unit-Air-Source) | DLCURAH24ABK | ADP |  | HG7J924 | *96MSN0802120A* | 23000 | 17 | 8.5 | 24800 | 23800 | 95.97% | 2.02 | 0 | 10 |  |  |  |  | R-410A | 1.9167 | Residential & Commercial | USHP | Ducted CEE Tier 1
215292547 | Central HP <5.4 tons | AIRQUEST | HRCU-A-CB (Split System: Heat Pump with Remote Outdoor Unit-Air-Source) | DLCURAH24ABK | ADP |  | HG33936 | *96VTN0401410A* | 23000 | 16 | 8.5 | 24000 | 23400 | 97.5% | 1.96 | 0 | 9.5 |  |  |  |  | R-410A | 1.9167 | Residential & Commercial | USHP
215294633 | Central HP <5.4 tons | AIRQUEST | HRCU-A-CB (Split System: Heat Pump with Remote Outdoor Unit-Air-Source) | DLCURAH36ABK | ADP |  | HG33936 | *92MSN0601714A* | 35000 | 16 | 8.1 | 36800 | 34800 | 94.57% | 1.82 | 0 | 9.5 |  |  |  |  | R-410A | 2.9167 | Residential & Commercial | USHP
212977683 | Central HP <5.4 tons | BRYANT HEATING AND COOLING SYSTEMS | HRCU-A-CB (Split System: Heat Pump with Remote Outdoor Unit-Air-Source) | 38MURAQ24AB3* |  |  | CNPV*3017AL* | 8(0,1)*SB36045M14*** | 23600 | 17 | 8.5 | 26400 | 24200 | 91.67% | 2 | 0 | 10.5 |  |  |  |  | R-410A | 1.9667 | Residential & Commercial | USHP | Ducted CEE Tier 1
210600108 | Central HP <5.4 tons | TEMPSTAR | HRCU-A-CB (Split System: Heat Pump with Remote Outdoor Unit-Air-Source) | TVH837GKA** |  |  | EA*4X61L24A*+WALLCON | *80CSU1002120A* | 33200 | 17.5 | 8.1 | 32000 | 24800 | 77.5% | 1.98 | 0 | 11.5 |  |  |  |  | R-410A | 2.7667 | Residential & Commercial | USHP | Ducted CEE Tier 1
210600124 | Central HP <5.4 tons | TEMPSTAR | HRCU-A-CB (Split System: Heat Pump with Remote Outdoor Unit-Air-Source) | TVH837GKA** |  |  | EHD4X36AAL+WALLCON | *95CSU0802120A* | 32200 | 16.5 | 8.1 | 33200 | 24600 | 74.1% | 1.94 | 0 | 11 |  |  |  |  | R-410A | 2.6833 | Residential & Commercial | USHP | Ducted CEE Tier 1
210600158 | Central HP <5.4 tons | TEMPSTAR | HRCU-A-CB (Split System: Heat Pump with Remote Outdoor Unit-Air-Source) | TVH837GKA** |  |  | EN(A,D,W)4X48L21**+WALLCON | *80CSU0401712A* | 32400 | 17.5 | 8.1 | 33000 | 24800 | 75.15% | 1.94 | 0 | 11.7 |  |  |  |  | R-410A | 2.7 | Residential & Commercial | USHP | Ducted CEE Tier 1
213367365 | Central HP <5.4 tons | CARRIER | HRCU-A-CB (Split System: Heat Pump with Remote Outdoor Unit-Air-Source) | 38MURAQ24AB3* | ADP |  | H,PG31930 | 59TP6B080V21**20 | 22600 | 16 | 8.1 | 24200 | 23400 | 96.69% | 1.98 | 0 | 10 |  |  |  |  | R-410A | 1.8833 | Residential & Commercial | USHP | Ducted CEE Tier 1
210599922 | Central HP <5.4 tons | TEMPSTAR | HRCU-A-CB (Split System: Heat Pump with Remote Outdoor Unit-Air-Source) | TVH825GKA2* |  |  | EHD4X42AAL+WALLCON | *80CSU1002120A* | 24200 | 16 | 8.1 | 21400 | 16700 | 78.04% | 2 | 0 | 10.5 |  |  |  |  | R-410A | 2.0167 | Residential & Commercial | USHP | Ducted CEE Tier 1
216982033 | Central HP <5.4 tons | BRYANT HEATING AND COOLING SYSTEMS | HRCU-A-CB (Split System: Heat Pump with Remote Outdoor Unit-Air-Source) | 290VAN024**AA* | ADP |  | C36A***L15*+TXV | 986TD30040C14*** | 22600 | 16 | 8.5 | 22600 | 16600 | 73.45% | 1.84 | 0 | 9.5 |  |  |  |  | R-454B | 1.8833 | Residential & Commercial | USHP
210599861 | Central HP <5.4 tons | TEMPSTAR | HRCU-A-CB (Split System: Heat Pump with Remote Outdoor Unit-Air-Source) | TVH825GKA2* |  |  | EA*4X42L21A*+WALLCON | *95CSU0802120A* | 23800 | 16.5 | 8.1 | 21400 | 16600 | 77.57% | 1.96 | 0 | 11 |  |  |  |  | R-410A | 1.9833 | Residential & Commercial | USHP | Ducted CEE Tier 1
210599875 | Central HP <5.4 tons | TEMPSTAR | HRCU-A-CB (Split System: Heat Pump with Remote Outdoor Unit-Air-Source) | TVH825GKA2* |  |  | EA*4X42L24A*+WALLCON | *96CTN1202422A* | 23800 | 17 | 8.1 | 21400 | 16600 | 77.57% | 1.96 | 0 | 11 |  |  |  |  | R-410A | 1.9833 | Residential & Commercial | USHP | Ducted CEE Tier 1
210599910 | Central HP <5.4 tons | TEMPSTAR | HRCU-A-CB (Split System: Heat Pump with Remote Outdoor Unit-Air-Source) | TVH825GKA2* |  |  | EA*4X48L21A*+WALLCON | *97CMN1002122A* | 24000 | 16.5 | 8.1 | 21000 | 16500 | 78.57% | 2.02 | 0 | 11 |  |  |  |  | R-410A | 2 | Residential & Commercial | USHP | Ducted CEE Tier 1
210599912 | Central HP <5.4 tons | TEMPSTAR | HRCU-A-CB (Split System: Heat Pump with Remote Outdoor Unit-Air-Source) | TVH825GKA2* |  |  | EA*4X48L24A*+WALLCON | *80CTL1352422A* | 24200 | 17 | 8.1 | 21000 | 16500 | 78.57% | 2.02 | 0 | 11 |  |  |  |  | R-410A | 2.0167 | Residential & Commercial | USHP | Ducted CEE Tier 1
210599926 | Central HP <5.4 tons | TEMPSTAR | HRCU-A-CB (Split System: Heat Pump with Remote Outdoor Unit-Air-Source) | TVH825GKA2* |  |  | EHD4X42AAL+WALLCON | *80CTL0901716A* | 24200 | 16.5 | 8.1 | 21200 | 16500 | 77.83% | 2.02 | 0 | 11 |  |  |  |  | R-410A | 2.0167 | Residential & Commercial | USHP | Ducted CEE Tier 1
212985889 | Central HP <5.4 tons | DAY & NIGHT | HRCU-A-CB (Split System: Heat Pump with Remote Outdoor Unit-Air-Source) | DLCURAH18ABK |  |  | EA*4X24L14A* | *96MSN0261410A* | 17300 | 16 | 8.5 | 18200 | 19400 | 106.6% | 2.34 | 0 | 10.5 |  |  |  |  | R-410A | 1.4417 | Residential & Commercial | USHP | Ducted CEE Tier 1
216981649 | Central HP <5.4 tons | BRYANT HEATING AND COOLING SYSTEMS | HRCU-A-CB (Split System: Heat Pump with Remote Outdoor Unit-Air-Source) | 291VAN054**AA* | ADP |  | PL60H210P17*+TXV | 935CB66100C21*** | 49500 | 19 | 10.5 | 50000 | 52500 | 105% | 1.98 | 0 | 11.5 |  |  |  |  | R-454B | 4.125 | Residential & Commercial | USHP | Ducted CEE Tier 1
216981414 | Central HP <5.4 tons | BRYANT HEATING AND COOLING SYSTEMS | HRCU-A-CB (Split System: Heat Pump with Remote Outdoor Unit-Air-Source) | 290VAN060**AA* | ADP |  | C60A***L16*+TXV | 935CB60080C21*** | 53500 | 18 | 8.5 | 57500 | 41500 | 72.17% | 1.9 | 0 | 8 |  |  |  |  | R-454B | 4.4583 | Residential & Commercial | USHP
216981433 | Central HP <5.4 tons | BRYANT HEATING AND COOLING SYSTEMS | HRCU-A-CB (Split System: Heat Pump with Remote Outdoor Unit-Air-Source) | 290VAN060**AA* | ADP |  | C60A***L18*+TXV | 986TD60080C21*** | 55000 | 18 | 9 | 58000 | 41500 | 71.55% | 2.02 | 0 | 8.5 |  |  |  |  | R-454B | 4.5833 | Residential & Commercial | USHP
216981448 | Central HP <5.4 tons | BRYANT HEATING AND COOLING SYSTEMS | HRCU-A-CB (Split System: Heat Pump with Remote Outdoor Unit-Air-Source) | 290VAN060**AA* | ADP |  | PL60H210P17*+TXV | 987MC60060C21*** | 54000 | 17 | 8.5 | 58500 | 42000 | 71.79% | 1.86 | 0 | 8 |  |  |  |  | R-454B | 4.5 | Residential & Commercial | USHP
216981698 | Central HP <5.4 tons | BRYANT HEATING AND COOLING SYSTEMS | HRCU-A-CB (Split System: Heat Pump with Remote Outdoor Unit-Air-Source) | 291VAN054**AA* | ADP |  | C60A***L19*+TXV | 987MC60080C21*** | 49500 | 19 | 10.5 | 51000 | 52000 | 102% | 1.92 | 0 | 11 |  |  |  |  | R-454B | 4.125 | Residential & Commercial | USHP | Ducted CEE Tier 1
215293676 | Central HP <5.4 tons | AIRQUEST | HRCU-A-CB (Split System: Heat Pump with Remote Outdoor Unit-Air-Source) | DLCURAH30ABK | ADP |  | H,GG37936 | *92MSN1202420A* | 30000 | 15.2 | 8.1 | 32600 | 27200 | 83.44% | 1.8 | 0 | 9 |  |  |  |  | R-410A | 2.5 | Residential & Commercial | USHP
215293678 | Central HP <5.4 tons | AIRQUEST | HRCU-A-CB (Split System: Heat Pump with Remote Outdoor Unit-Air-Source) | DLCURAH30ABK | ADP |  | HG48936 | *92MSN1202420A* | 30000 | 15.2 | 8.1 | 32600 | 27200 | 83.44% | 1.8 | 0 | 9 |  |  |  |  | R-410A | 2.5 | Residential & Commercial | USHP
215293903 | Central HP <5.4 tons | AIRQUEST | HRCU-A-CB (Split System: Heat Pump with Remote Outdoor Unit-Air-Source) | DLCURAH30ABK | ADP |  | H,GE9J936 | *96MSN0802120A* | 29800 | 15.2 | 8.1 | 32600 | 27200 | 83.44% | 1.8 | 0 | 9 |  |  |  |  | R-410A | 2.4833 | Residential & Commercial | USHP
215293928 | Central HP <5.4 tons | AIRQUEST | HRCU-A-CB (Split System: Heat Pump with Remote Outdoor Unit-Air-Source) | DLCURAH30ABK | ADP |  | H,GE33936 | *96MSN1002120A* | 29800 | 15.2 | 8.5 | 32400 | 27000 | 83.33% | 1.8 | 0 | 8.5 |  |  |  |  | R-410A | 2.4833 | Residential & Commercial | USHP
215293937 | Central HP <5.4 tons | AIRQUEST | HRCU-A-CB (Split System: Heat Pump with Remote Outdoor Unit-Air-Source) | DLCURAH30ABK | ADP |  | HE35936 | *96MSN1002120A* | 30200 | 15.2 | 8.5 | 32400 | 27000 | 83.33% | 1.8 | 0 | 9 |  |  |  |  | R-410A | 2.5167 | Residential & Commercial | USHP
215293978 | Central HP <5.4 tons | AIRQUEST | HRCU-A-CB (Split System: Heat Pump with Remote Outdoor Unit-Air-Source) | DLCURAH30ABK | ADP |  | HE33936 | *96MSN1202422A* | 29400 | 15.2 | 8.1 | 32600 | 27200 | 83.44% | 1.8 | 0 | 8.5 |  |  |  |  | R-410A | 2.45 | Residential & Commercial | USHP
215293996 | Central HP <5.4 tons | AIRQUEST | HRCU-A-CB (Split System: Heat Pump with Remote Outdoor Unit-Air-Source) | DLCURAH30ABK | ADP |  | HG8J936 | *96MSN1202422A* | 29800 | 15.2 | 8.1 | 32600 | 27200 | 83.44% | 1.8 | 0 | 9 |  |  |  |  | R-410A | 2.4833 | Residential & Commercial | USHP
215294219 | Central HP <5.4 tons | AIRQUEST | HRCU-A-CB (Split System: Heat Pump with Remote Outdoor Unit-Air-Source) | DLCURAH30ABK | ADP |  | H,GG48936 | *96VTN0802120A* | 29600 | 15.2 | 8.1 | 32000 | 27000 | 84.38% | 1.78 | 0 | 9 |  |  |  |  | R-410A | 2.4667 | Residential & Commercial | USHP
210599956 | Central HP <5.4 tons | TEMPSTAR | HRCU-A-CB (Split System: Heat Pump with Remote Outdoor Unit-Air-Source) | TVH825GKA2* |  |  | EHD4X48AAL+WALLCON | *97CMN0602120A* | 24200 | 16 | 8.1 | 21400 | 16700 | 78.04% | 2 | 0 | 10.5 |  |  |  |  | R-410A | 2.0167 | Residential & Commercial | USHP | Ducted CEE Tier 1
210599958 | Central HP <5.4 tons | TEMPSTAR | HRCU-A-CB (Split System: Heat Pump with Remote Outdoor Unit-Air-Source) | TVH825GKA2* |  |  | EHD4X48AAL+WALLCON | *97CMN1002122A* | 24200 | 16 | 8.1 | 21200 | 16700 | 78.77% | 2.04 | 0 | 11 |  |  |  |  | R-410A | 2.0167 | Residential & Commercial | USHP | Ducted CEE Tier 1
210599965 | Central HP <5.4 tons | TEMPSTAR | HRCU-A-CB (Split System: Heat Pump with Remote Outdoor Unit-Air-Source) | TVH825GKA2* |  |  | EN(A,D)4X48L24**+WALLCON | *96CTN1202422A* | 24200 | 17 | 8.1 | 21200 | 16600 | 78.3% | 2.02 | 0 | 11.5 |  |  |  |  | R-410A | 2.0167 | Residential & Commercial | USHP | Ducted CEE Tier 1
210599988 | Central HP <5.4 tons | TEMPSTAR | HRCU-A-CB (Split System: Heat Pump with Remote Outdoor Unit-Air-Source) | TVH825GKA2* |  |  | EN(A,D,W)4X48L21**+WALLCON | *80CTL0451712A* | 24000 | 16.5 | 8.1 | 21400 | 16700 | 78.04% | 2 | 0 | 11 |  |  |  |  | R-410A | 2 | Residential & Commercial | USHP | Ducted CEE Tier 1
210599999 | Central HP <5.4 tons | TEMPSTAR | HRCU-A-CB (Split System: Heat Pump with Remote Outdoor Unit-Air-Source) | TVH825GKA2* |  |  | EN(A,D,W)4X48L21**+WALLCON | *97CMN0801714A* | 24000 | 16.5 | 8.1 | 21400 | 16700 | 78.04% | 2 | 0 | 11 |  |  |  |  | R-410A | 2 | Residential & Commercial | USHP | Ducted CEE Tier 1
210599854 | Central HP <5.4 tons | TEMPSTAR | HRCU-A-CB (Split System: Heat Pump with Remote Outdoor Unit-Air-Source) | TVH825GKA2* |  |  | EA*4X42L21A*+WALLCON | *80CSU0401712A* | 23800 | 17 | 8.1 | 21400 | 16600 | 77.57% | 1.96 | 0 | 11 |  |  |  |  | R-410A | 1.9833 | Residential & Commercial | USHP | Ducted CEE Tier 1
210599881 | Central HP <5.4 tons | TEMPSTAR | HRCU-A-CB (Split System: Heat Pump with Remote Outdoor Unit-Air-Source) | TVH825GKA2* |  |  | EA*4X43L21A*+WALLCON | *80CSU1002120A* | 24400 | 16.5 | 8.1 | 21200 | 16700 | 78.77% | 2.02 | 0 | 11 |  |  |  |  | R-410A | 2.0333 | Residential & Commercial | USHP | Ducted CEE Tier 1
216981795 | Central HP <5.4 tons | BRYANT HEATING AND COOLING SYSTEMS | HRCU-A-CB (Split System: Heat Pump with Remote Outdoor Unit-Air-Source) | 293VAN048**AA* | ADP |  | C48A***L16*+TXV | 935CB48060C17*** | 42500 | 20 | 9.5 | 47000 | 36200 | 77.02% | 2 | 0 | 10.5 |  |  |  |  | R-454B | 3.5417 | Residential & Commercial | USHP | Ducted CEE Tier 1
216981829 | Central HP <5.4 tons | BRYANT HEATING AND COOLING SYSTEMS | HRCU-A-CB (Split System: Heat Pump with Remote Outdoor Unit-Air-Source) | 293VAN048**AA* | ADP |  | V,C60H210P29*+TXV | 986TD60080C21*** | 44000 | 21 | 9.5 | 46500 | 36200 | 77.85% | 2 | 0 | 10.5 |  |  |  |  | R-454B | 3.6667 | Residential & Commercial | USHP | Ducted CEE Tier 1
216981852 | Central HP <5.4 tons | BRYANT HEATING AND COOLING SYSTEMS | HRCU-A-CB (Split System: Heat Pump with Remote Outdoor Unit-Air-Source) | 293VAN048**AA* | ADP |  | V,C60H210P17*+TXV | 986TD66100C21*** | 44500 | 21 | 9.5 | 46500 | 36400 | 78.28% | 2 | 0 | 10.5 |  |  |  |  | R-454B | 3.7083 | Residential & Commercial | USHP | Ducted CEE Tier 1
216981863 | Central HP <5.4 tons | BRYANT HEATING AND COOLING SYSTEMS | HRCU-A-CB (Split System: Heat Pump with Remote Outdoor Unit-Air-Source) | 293VAN048**AA* | ADP |  | V,C48H210P16*+TXV | 987MC60060C21*** | 43000 | 20 | 9.5 | 46500 | 36800 | 79.14% | 1.88 | 0 | 10 |  |  |  |  | R-454B | 3.5833 | Residential & Commercial | USHP | Ducted CEE Tier 1
216981697 | Central HP <5.4 tons | BRYANT HEATING AND COOLING SYSTEMS | HRCU-A-CB (Split System: Heat Pump with Remote Outdoor Unit-Air-Source) | 291VAN054**AA* | ADP |  | C60A***L18*+TXV | 987MC60080C21*** | 49000 | 19 | 10.5 | 50500 | 52000 | 103% | 2 | 0 | 11 |  |  |  |  | R-454B | 4.0833 | Residential & Commercial | USHP | Ducted CEE Tier 1
207252297 | Central HP <5.4 tons | AMERICAN STANDARD | HRCU-A-CB (Split System: Heat Pump with Remote Outdoor Unit-Air-Source) | 4A6C7048A4 |  |  | 4TXCD008DS3 | L8V1C100U5VSA | 45500 | 17 | 8.1 | 47500 | 45500 | 95.79% | 3.4 | 12.5 | 12 |  |  |  |  | R-410A | 3.7917 | Residential & Commercial | USHP | Ducted CEE Tier 1
214303507 | Central HP <5.4 tons | GREE | HRCU-A-C (Split System: Heat Pump with Remote Outdoor Unit with No Indoor Fan --Air Source) | GUD24W/A-D(U) |  |  | GCAT24*/NAA | 0 | 23000 | 15.2 | 8.5 | 24000 | 19500 | 81.25% | 1.8 | 0 | 11 |  |  |  |  | R-410A | 1.9167 | Residential & Commercial | USHP | Ducted CEE Tier 1
211245381 | Central HP <5.4 tons | DAY & NIGHT | HRCU-A-CB (Split System: Heat Pump with Remote Outdoor Unit-Air-Source) | DLCURAH24ABK |  |  | EN(A,D)4X36L21** | *96VTN1002122A* | 23600 | 17 | 8.1 | 25800 | 23800 | 92.25% | 1.98 | 0 | 10.5 |  |  |  |  | R-410A | 1.9667 | Residential & Commercial | USHP | Ducted CEE Tier 1
211245601 | Central HP <5.4 tons | DAY & NIGHT | HRCU-A-CB (Split System: Heat Pump with Remote Outdoor Unit-Air-Source) | DLCURAH24ABK |  |  | EN(A,D)4X36L21** | *80ES(N,L)0701712A* | 24400 | 16.5 | 8.1 | 26400 | 22600 | 85.61% | 1.88 | 0 | 10.5 |  |  |  |  | R-410A | 2.0333 | Residential & Commercial | USHP | Ducted CEE Tier 1
211245649 | Central HP <5.4 tons | DAY & NIGHT | HRCU-A-CB (Split System: Heat Pump with Remote Outdoor Unit-Air-Source) | DLCURAH24ABK |  |  | EN(A,D)4X36L21** | *80ES(N,L)1102120A* | 24800 | 16 | 8.5 | 26800 | 22200 | 82.84% | 1.82 | 0 | 10.5 |  |  |  |  | R-410A | 2.0667 | Residential & Commercial | USHP | Ducted CEE Tier 1
215424215 | Central HP <5.4 tons | LUXAIRE | HRCU-A-CB (Split System: Heat Pump with Remote Outdoor Unit-Air-Source) | HH836E2S11 | ADP |  | H,YE9J*36+TXV-BLEED | TM8E120C16MP11 | 32600 | 18 | 8.5 | 29400 | 23800 | 80.95% | 2 | 0 | 10.5 |  |  |  |  | R-454B | 2.7167 | Residential & Commercial | USHP | Ducted CEE Tier 1
215424233 | Central HP <5.4 tons | LUXAIRE | HRCU-A-CB (Split System: Heat Pump with Remote Outdoor Unit-Air-Source) | HH836E2S11 | ADP |  | H,YE9J*36+TXV-BLEED | TM9V080C16MP12 | 33400 | 17 | 8.5 | 29800 | 25000 | 83.89% | 2 | 0 | 11 |  |  |  |  | R-454B | 2.7833 | Residential & Commercial | USHP | Ducted CEE Tier 1
215294230 | Central HP <5.4 tons | AIRQUEST | HRCU-A-CB (Split System: Heat Pump with Remote Outdoor Unit-Air-Source) | DLCURAH30ABK | ADP |  | H,GG1K936 | *96VTN0802120A* | 29600 | 15.2 | 8.1 | 32000 | 27000 | 84.38% | 1.78 | 0 | 9 |  |  |  |  | R-410A | 2.4667 | Residential & Commercial | USHP
215294269 | Central HP <5.4 tons | AIRQUEST | HRCU-A-CB (Split System: Heat Pump with Remote Outdoor Unit-Air-Source) | DLCURAH30ABK | ADP |  | HG48936 | *96VTN0802120B* | 29800 | 15.2 | 8.5 | 31800 | 26000 | 81.76% | 1.86 | 0 | 8.5 |  |  |  |  | R-410A | 2.4833 | Residential & Commercial | USHP
215294398 | Central HP <5.4 tons | AIRQUEST | HRCU-A-CB (Split System: Heat Pump with Remote Outdoor Unit-Air-Source) | DLCURAH30ABK | ADP |  | HE32936 | *96VTN1002122A* | 29000 | 15.2 | 8.1 | 32200 | 27400 | 85.09% | 1.76 | 0 | 8.5 |  |  |  |  | R-410A | 2.4167 | Residential & Commercial | USHP
215294430 | Central HP <5.4 tons | AIRQUEST | HRCU-A-CB (Split System: Heat Pump with Remote Outdoor Unit-Air-Source) | DLCURAH30ABK | ADP |  | H,GE80936 | *96VTN1002122A* | 30000 | 15.2 | 8.1 | 32400 | 26800 | 82.72% | 1.8 | 0 | 9 |  |  |  |  | R-410A | 2.5 | Residential & Commercial | USHP
215294446 | Central HP <5.4 tons | AIRQUEST | HRCU-A-CB (Split System: Heat Pump with Remote Outdoor Unit-Air-Source) | DLCURAH30ABK | ADP |  | H,GE32936 | *96VTN1002122B* | 29400 | 15.2 | 8.1 | 32600 | 27600 | 84.66% | 1.78 | 0 | 8.5 |  |  |  |  | R-410A | 2.45 | Residential & Commercial | USHP
215294455 | Central HP <5.4 tons | AIRQUEST | HRCU-A-CB (Split System: Heat Pump with Remote Outdoor Unit-Air-Source) | DLCURAH30ABK | ADP |  | HE34936 | *96VTN1002122B* | 29800 | 15.2 | 8.1 | 32600 | 27200 | 83.44% | 1.8 | 0 | 9 |  |  |  |  | R-410A | 2.4833 | Residential & Commercial | USHP
210600098 | Central HP <5.4 tons | TEMPSTAR | HRCU-A-CB (Split System: Heat Pump with Remote Outdoor Unit-Air-Source) | TVH837GKA** |  |  | EA*4X61L21A*+WALLCON | *80CTL0701716A* | 33200 | 17.5 | 8.5 | 32200 | 25000 | 77.64% | 1.98 | 0 | 11.7 |  |  |  |  | R-410A | 2.7667 | Residential & Commercial | USHP | Ducted CEE Tier 1
210600105 | Central HP <5.4 tons | TEMPSTAR | HRCU-A-CB (Split System: Heat Pump with Remote Outdoor Unit-Air-Source) | TVH837GKA** |  |  | EA*4X61L21A*+WALLCON | *96CTN1002122A* | 33200 | 17.5 | 8.5 | 32000 | 24800 | 77.5% | 2 | 0 | 12 |  |  |  |  | R-410A | 2.7667 | Residential & Commercial | USHP | Ducted CEE Tier 1
210600113 | Central HP <5.4 tons | TEMPSTAR | HRCU-A-CB (Split System: Heat Pump with Remote Outdoor Unit-Air-Source) | TVH837GKA** |  |  | EA*4X61L24A*+WALLCON | *95CSU1002122A* | 33200 | 18 | 8.5 | 32000 | 24800 | 77.5% | 2.02 | 0 | 11.5 |  |  |  |  | R-410A | 2.7667 | Residential & Commercial | USHP | Ducted CEE Tier 1
210600131 | Central HP <5.4 tons | TEMPSTAR | HRCU-A-CB (Split System: Heat Pump with Remote Outdoor Unit-Air-Source) | TVH837GKA** |  |  | EHD4X60AAL+WALLCON | *80CTL0902120A* | 33000 | 17 | 8.1 | 32200 | 25000 | 77.64% | 2 | 0 | 11.5 |  |  |  |  | R-410A | 2.75 | Residential & Commercial | USHP | Ducted CEE Tier 1
210600140 | Central HP <5.4 tons | TEMPSTAR | HRCU-A-CB (Split System: Heat Pump with Remote Outdoor Unit-Air-Source) | TVH837GKA** |  |  | EHD4X60AAL+WALLCON | *97CMN0602120A* | 32800 | 16.5 | 8.1 | 32400 | 25200 | 77.78% | 1.98 | 0 | 11 |  |  |  |  | R-410A | 2.7333 | Residential & Commercial | USHP | Ducted CEE Tier 1
212987801 | Central HP <5.4 tons | DAY & NIGHT | HRCU-A-CB (Split System: Heat Pump with Remote Outdoor Unit-Air-Source) | DLCURAH24ABK |  |  | EA*4X36L21A* | *96MSN0802120A* | 23800 | 17 | 8.5 | 26200 | 23600 | 90.08% | 1.96 | 0 | 10 |  |  |  |  | R-410A | 1.9833 | Residential & Commercial | USHP | Ducted CEE Tier 1
212982642 | Central HP <5.4 tons | DAY & NIGHT | HRCU-A-CB (Split System: Heat Pump with Remote Outdoor Unit-Air-Source) | DLCURAH30ABK |  |  | EA*4X42L21A* | *80MSU0601716A* | 29800 | 15.2 | 8.1 | 33800 | 27400 | 81.07% | 1.8 | 0 | 9 |  |  |  |  | R-410A | 2.4833 | Residential & Commercial | USHP
212982930 | Central HP <5.4 tons | DAY & NIGHT | HRCU-A-CB (Split System: Heat Pump with Remote Outdoor Unit-Air-Source) | DLCURAH30ABK |  |  | EA*4X36L21A* | *80MSU0802120A* | 29400 | 15.2 | 8.5 | 33800 | 28000 | 82.84% | 1.76 | 0 | 9 |  |  |  |  | R-410A | 2.45 | Residential & Commercial | USHP
212988335 | Central HP <5.4 tons | DAY & NIGHT | HRCU-A-CB (Split System: Heat Pump with Remote Outdoor Unit-Air-Source) | DLCURAH30ABK |  |  | EA*4X42L24A* | *96MSN1202422A* | 30000 | 15.2 | 8.1 | 34200 | 27600 | 80.7% | 1.8 | 0 | 9 |  |  |  |  | R-410A | 2.5 | Residential & Commercial | USHP
210599871 | Central HP <5.4 tons | TEMPSTAR | HRCU-A-CB (Split System: Heat Pump with Remote Outdoor Unit-Air-Source) | TVH825GKA2* |  |  | EA*4X42L24A*+WALLCON | *80CTL1352422A* | 23800 | 16.5 | 8.1 | 21400 | 16600 | 77.57% | 1.96 | 0 | 11 |  |  |  |  | R-410A | 1.9833 | Residential & Commercial | USHP | Ducted CEE Tier 1
210599873 | Central HP <5.4 tons | TEMPSTAR | HRCU-A-CB (Split System: Heat Pump with Remote Outdoor Unit-Air-Source) | TVH825GKA2* |  |  | EA*4X42L24A*+WALLCON | *95CSU1002122A* | 23800 | 17 | 8.1 | 21400 | 16600 | 77.57% | 1.96 | 0 | 11 |  |  |  |  | R-410A | 1.9833 | Residential & Commercial | USHP | Ducted CEE Tier 1
216981724 | Central HP <5.4 tons | BRYANT HEATING AND COOLING SYSTEMS | HRCU-A-CB (Split System: Heat Pump with Remote Outdoor Unit-Air-Source) | 293VAN036**AA* | ADP |  | PL36H210P29*+TXV | 935CB60080C21*** | 33400 | 20 | 9.5 | 32800 | 25600 | 78.05% | 2.06 | 0 | 11.7 |  |  |  |  | R-454B | 2.7833 | Residential & Commercial | USHP | Ducted CEE Tier 1
215792881 | Central HP <5.4 tons | CARRIER | HRCU-A-CB (Split System: Heat Pump with Remote Outdoor Unit-Air-Source) | 38MURAQ36AB3* | ADP |  | CDP36C15P | 59TP6C060V17**16 | 34600 | 15.2 | 8.5 | 36800 | 34600 | 94.02% | 1.94 | 0 | 9.5 |  |  |  |  | R-410A | 2.8833 | Residential & Commercial | USHP
215293515 | Central HP <5.4 tons | AIRQUEST | HRCU-A-CB (Split System: Heat Pump with Remote Outdoor Unit-Air-Source) | DLCURAH30ABK | ADP |  | H,GG33936 | *92MSN0801716A* | 29400 | 15.2 | 8.1 | 32400 | 27600 | 85.19% | 1.78 | 0 | 9 |  |  |  |  | R-410A | 2.45 | Residential & Commercial | USHP
215292560 | Central HP <5.4 tons | AIRQUEST | HRCU-A-CB (Split System: Heat Pump with Remote Outdoor Unit-Air-Source) | DLCURAH24ABK | ADP |  | H,GE30924 | *96VTN0401410A* | 22800 | 15.2 | 8.5 | 25200 | 24400 | 96.83% | 2.04 | 0 | 9.5 |  |  |  |  | R-410A | 1.9 | Residential & Commercial | USHP
215292614 | Central HP <5.4 tons | AIRQUEST | HRCU-A-CB (Split System: Heat Pump with Remote Outdoor Unit-Air-Source) | DLCURAH24ABK | ADP |  | H,GE7J936 | *96VTN0401410B* | 23000 | 16 | 8.5 | 24800 | 24400 | 98.39% | 2.06 | 0 | 9.5 |  |  |  |  | R-410A | 1.9167 | Residential & Commercial | USHP
210599885 | Central HP <5.4 tons | TEMPSTAR | HRCU-A-CB (Split System: Heat Pump with Remote Outdoor Unit-Air-Source) | TVH825GKA2* |  |  | EA*4X43L21A*+WALLCON | *95CSU0601716A* | 24400 | 16.5 | 8.1 | 21200 | 16700 | 78.77% | 2.02 | 0 | 10.5 |  |  |  |  | R-410A | 2.0333 | Residential & Commercial | USHP | Ducted CEE Tier 1
216981699 | Central HP <5.4 tons | BRYANT HEATING AND COOLING SYSTEMS | HRCU-A-CB (Split System: Heat Pump with Remote Outdoor Unit-Air-Source) | 291VAN054**AA* | ADP |  | PL60H210P29*+TXV | 987MC66100C21*** | 48000 | 19 | 10.5 | 50500 | 53000 | 105% | 1.96 | 0 | 10.5 |  |  |  |  | R-454B | 4 | Residential & Commercial | USHP | Ducted CEE Tier 1
216981464 | Central HP <5.4 tons | BRYANT HEATING AND COOLING SYSTEMS | HRCU-A-CB (Split System: Heat Pump with Remote Outdoor Unit-Air-Source) | 290VAN060**AA* | ADP |  | PL60H210P17*+TXV | 987MC66100C21*** | 55000 | 18 | 8.5 | 57500 | 41000 | 71.3% | 1.9 | 0 | 9 |  |  |  |  | R-454B | 4.5833 | Residential & Commercial | USHP
216981466 | Central HP <5.4 tons | BRYANT HEATING AND COOLING SYSTEMS | HRCU-A-CB (Split System: Heat Pump with Remote Outdoor Unit-Air-Source) | 290VAN060**AA* | ADP |  | C60A***L18*+TXV | 987MC66100C21*** | 55000 | 18 | 8.5 | 57500 | 41000 | 71.3% | 1.9 | 0 | 9 |  |  |  |  | R-454B | 4.5833 | Residential & Commercial | USHP
216981715 | Central HP <5.4 tons | BRYANT HEATING AND COOLING SYSTEMS | HRCU-A-CB (Split System: Heat Pump with Remote Outdoor Unit-Air-Source) | 293VAN036**AA* | ADP |  | V,C36H175P14*+TXV | 935CB48060C17*** | 32400 | 19 | 9.5 | 33800 | 26800 | 79.29% | 2 | 0 | 11 |  |  |  |  | R-454B | 2.7 | Residential & Commercial | USHP | Ducted CEE Tier 1
216981716 | Central HP <5.4 tons | BRYANT HEATING AND COOLING SYSTEMS | HRCU-A-CB (Split System: Heat Pump with Remote Outdoor Unit-Air-Source) | 293VAN036**AA* | ADP |  | PL36H175P15*+TXV | 935CB48060C17*** | 33200 | 19 | 9.5 | 33400 | 26400 | 79.04% | 2.02 | 0 | 11 |  |  |  |  | R-454B | 2.7667 | Residential & Commercial | USHP | Ducted CEE Tier 1
216779078 | Central HP <5.4 tons | BRYANT HEATING AND COOLING SYSTEMS | HRCU-A-CB (Split System: Heat Pump with Remote Outdoor Unit-Air-Source) | 288BNV025*0**C* | ADP |  | H,PG9J*36+TXV | 987MC66100C21*** | 23800 | 16 | 8.1 | 19800 | 16200 | 81.82% | 1.96 | 0 | 11 |  |  |  |  | R-410A | 1.9833 | Residential & Commercial | USHP | Ducted CEE Tier 1
216982034 | Central HP <5.4 tons | BRYANT HEATING AND COOLING SYSTEMS | HRCU-A-CB (Split System: Heat Pump with Remote Outdoor Unit-Air-Source) | 290VAN024**AA* | ADP |  | V,C36H***P21*+TXV | 986TD30040C14*** | 22600 | 16 | 8.5 | 22600 | 16600 | 73.45% | 1.84 | 0 | 9.5 |  |  |  |  | R-454B | 1.8833 | Residential & Commercial | USHP
211245876 | Central HP <5.4 tons | DAY & NIGHT | HRCU-A-CB (Split System: Heat Pump with Remote Outdoor Unit-Air-Source) | DLCURAH24ABK |  |  | FMA4P30**AL* | 0 | 25200 | 15.2 | 9 | 27800 | 21600 | 77.7% | 1.78 | 0 | 10 |  |  |  |  | R-410A | 2.1 | Residential & Commercial | USHP | Ducted CEE Tier 1
206136013 | Central HP <5.4 tons | TEMPSTAR | HRCU-A-CB (Split System: Heat Pump with Remote Outdoor Unit-Air-Source) | TVH837GKA** |  |  | EHD4X48AAL+WALLCON | *80CSU0401712A* | 32600 | 16.5 | 8.1 | 33000 | 24800 | 75.15% | 1.96 | 11.5 | 11 |  |  |  |  | R-410A | 2.7167 | Residential & Commercial | USHP | Ducted CEE Tier 1
212976484 | Central HP <5.4 tons | BRYANT HEATING AND COOLING SYSTEMS | HRCU-A-CB (Split System: Heat Pump with Remote Outdoor Unit-Air-Source) | 38MURAQ30AB3* |  |  | CAP**4321AL* | 926TC60080V21*** | 30600 | 15.2 | 8.1 | 33400 | 26400 | 79.04% | 1.86 | 0 | 9 |  |  |  |  | R-410A | 2.55 | Residential & Commercial | USHP
216977298 | Central HP <5.4 tons | BRYANT HEATING AND COOLING SYSTEMS | HRCU-A-CB (Split System: Heat Pump with Remote Outdoor Unit-Air-Source) | 37MUHAQ24AA3 | ADP |  | PL36H***P44*+TXV | 82*TB36070V14*** | 22600 | 16 | 8.5 | 19200 | 18300 | 95.31% | 1.96 | 0 | 11 |  |  |  |  | R-454B | 1.8833 | Residential & Commercial | USHP | Ducted CEE Tier 1
216983398 | Central HP <5.4 tons | BRYANT HEATING AND COOLING SYSTEMS | HRCU-A-CB (Split System: Heat Pump with Remote Outdoor Unit-Air-Source) | 37MUHAQ24AA3 | ADP |  | C36A***L13*+TXV | 916SA30026M14*** | 22000 | 15.2 | 8.5 | 19600 | 18800 | 95.92% | 1.98 | 0 | 10.5 |  |  |  |  | R-454B | 1.8333 | Residential & Commercial | USHP | Ducted CEE Tier 1
210599879 | Central HP <5.4 tons | TEMPSTAR | HRCU-A-CB (Split System: Heat Pump with Remote Outdoor Unit-Air-Source) | TVH825GKA2* |  |  | EA*4X43L21A*+WALLCON | *80CSU0401712A* | 24400 | 17 | 8.5 | 21200 | 16600 | 78.3% | 2.04 | 0 | 11 |  |  |  |  | R-410A | 2.0333 | Residential & Commercial | USHP | Ducted CEE Tier 1
210599890 | Central HP <5.4 tons | TEMPSTAR | HRCU-A-CB (Split System: Heat Pump with Remote Outdoor Unit-Air-Source) | TVH825GKA2* |  |  | EA*4X43L21A*+WALLCON | *96CTN1002122A* | 24400 | 16.5 | 8.5 | 21200 | 16600 | 78.3% | 2.04 | 0 | 11 |  |  |  |  | R-410A | 2.0333 | Residential & Commercial | USHP | Ducted CEE Tier 1
210599899 | Central HP <5.4 tons | TEMPSTAR | HRCU-A-CB (Split System: Heat Pump with Remote Outdoor Unit-Air-Source) | TVH825GKA2* |  |  | EA*4X48L21A*+WALLCON | *80CTL0701716A* | 24000 | 17 | 8.1 | 21000 | 16600 | 79.05% | 2.02 | 0 | 11 |  |  |  |  | R-410A | 2 | Residential & Commercial | USHP | Ducted CEE Tier 1
206249118 | Central HP <5.4 tons | GREE | HRCU-A-CB (Split System: Heat Pump with Remote Outdoor Unit-Air-Source) | GUD60W/A-D(U) |  |  | GUD60AH2/A-D(U) | 0 | 54000 | 16 | 9 | 54000 | 41000 | 75.93% | 1.8 | 10.5 | 10 |  |  |  |  | R-410A | 4.5 | Residential & Commercial | USHP | Ducted CEE Tier 1
216981684 | Central HP <5.4 tons | BRYANT HEATING AND COOLING SYSTEMS | HRCU-A-CB (Split System: Heat Pump with Remote Outdoor Unit-Air-Source) | 291VAN054**AA* | ADP |  | V,C60H210P17*+TXV | 987MC60060C21*** | 48000 | 18 | 11 | 51500 | 53000 | 102.9% | 1.9 | 0 | 10 |  |  |  |  | R-454B | 4 | Residential & Commercial | USHP | Ducted CEE Tier 1
210599886 | Central HP <5.4 tons | TEMPSTAR | HRCU-A-CB (Split System: Heat Pump with Remote Outdoor Unit-Air-Source) | TVH825GKA2* |  |  | EA*4X43L21A*+WALLCON | *95CSU0802120A* | 24400 | 17 | 8.5 | 21200 | 16600 | 78.3% | 2.04 | 0 | 11 |  |  |  |  | R-410A | 2.0333 | Residential & Commercial | USHP | Ducted CEE Tier 1
215294635 | Central HP <5.4 tons | AIRQUEST | HRCU-A-CB (Split System: Heat Pump with Remote Outdoor Unit-Air-Source) | DLCURAH36ABK | ADP |  | HE33936 | *92MSN0601714A* | 35000 | 16 | 8.1 | 36800 | 34800 | 94.57% | 1.82 | 0 | 9.5 |  |  |  |  | R-410A | 2.9167 | Residential & Commercial | USHP
215294650 | Central HP <5.4 tons | AIRQUEST | HRCU-A-CB (Split System: Heat Pump with Remote Outdoor Unit-Air-Source) | DLCURAH36ABK | ADP |  | HG7J936 | *92MSN0601714A* | 35000 | 16 | 8.1 | 36800 | 34800 | 94.57% | 1.82 | 0 | 9.5 |  |  |  |  | R-410A | 2.9167 | Residential & Commercial | USHP
210600086 | Central HP <5.4 tons | TEMPSTAR | HRCU-A-CB (Split System: Heat Pump with Remote Outdoor Unit-Air-Source) | TVH837GKA** |  |  | EA*4X60L24A*+WALLCON | *95CSU0802120A* | 32800 | 17.5 | 8.5 | 31800 | 24800 | 77.99% | 2 | 0 | 11.5 |  |  |  |  | R-410A | 2.7333 | Residential & Commercial | USHP | Ducted CEE Tier 1
215294651 | Central HP <5.4 tons | AIRQUEST | HRCU-A-CB (Split System: Heat Pump with Remote Outdoor Unit-Air-Source) | DLCURAH36ABK | ADP |  | H,GE7J936 | *92MSN0601714A* | 35000 | 16 | 8.1 | 36800 | 34800 | 94.57% | 1.82 | 0 | 9.5 |  |  |  |  | R-410A | 2.9167 | Residential & Commercial | USHP
215294683 | Central HP <5.4 tons | AIRQUEST | HRCU-A-CB (Split System: Heat Pump with Remote Outdoor Unit-Air-Source) | DLCURAH36ABK | ADP |  | H,GG35936 | *92MSN0801716A* | 35400 | 16 | 8.1 | 36800 | 34600 | 94.02% | 1.88 | 0 | 10 |  |  |  |  | R-410A | 2.95 | Residential & Commercial | USHP | Ducted CEE Tier 1
215292645 | Central HP <5.4 tons | AIRQUEST | HRCU-A-CB (Split System: Heat Pump with Remote Outdoor Unit-Air-Source) | DLCURAH24ABK | ADP |  | H,GG33936 | *96VTN0401712A* | 23000 | 16 | 8.5 | 24200 | 23800 | 98.35% | 2 | 0 | 10 |  |  |  |  | R-410A | 1.9167 | Residential & Commercial | USHP | Ducted CEE Tier 1
210473316 | Central HP <5.4 tons | HEIL | HRCU-A-CB (Split System: Heat Pump with Remote Outdoor Unit-Air-Source) | HVH825GKA3* |  |  | EA*4X48L21A*+WALLCON | *80CSU1002120A* | 24000 | 16.5 | 8.1 | 21000 | 16600 | 79.05% | 2 | 0 | 10.5 |  |  |  |  | R-410A | 2 | Residential & Commercial | USHP | Ducted CEE Tier 1
210473525 | Central HP <5.4 tons | HEIL | HRCU-A-CB (Split System: Heat Pump with Remote Outdoor Unit-Air-Source) | HVH825GKA3* |  |  | EA*4X48L24A*+WALLCON | *97CMN0602120A* | 24000 | 16.5 | 8.1 | 21000 | 16600 | 79.05% | 2 | 0 | 11 |  |  |  |  | R-410A | 2 | Residential & Commercial | USHP | Ducted CEE Tier 1
216981636 | Central HP <5.4 tons | BRYANT HEATING AND COOLING SYSTEMS | HRCU-A-CB (Split System: Heat Pump with Remote Outdoor Unit-Air-Source) | 291VAN054**AA* | ADP |  | V,C48H210P16*+TXV | 935CB60080C21*** | 49000 | 18 | 10.5 | 50500 | 52000 | 103% | 1.96 | 0 | 11 |  |  |  |  | R-454B | 4.0833 | Residential & Commercial | USHP | Ducted CEE Tier 1
216981643 | Central HP <5.4 tons | BRYANT HEATING AND COOLING SYSTEMS | HRCU-A-CB (Split System: Heat Pump with Remote Outdoor Unit-Air-Source) | 291VAN054**AA* | ADP |  | PL60H210P29*+TXV | 935CB66100C21*** | 48500 | 19 | 10.5 | 50000 | 52500 | 105% | 1.98 | 0 | 11 |  |  |  |  | R-454B | 4.0417 | Residential & Commercial | USHP | Ducted CEE Tier 1
210473686 | Central HP <5.4 tons | HEIL | HRCU-A-CB (Split System: Heat Pump with Remote Outdoor Unit-Air-Source) | HVH825GKA3* |  |  | END4X42L17**+WALLCON | *80CTL0701412A* | 24000 | 17 | 8.1 | 21400 | 16600 | 77.57% | 2 | 0 | 11 |  |  |  |  | R-410A | 2 | Residential & Commercial | USHP | Ducted CEE Tier 1
210473961 | Central HP <5.4 tons | HEIL | HRCU-A-CB (Split System: Heat Pump with Remote Outdoor Unit-Air-Source) | HVH825GKA3* |  |  | EN(A,D,W)4X48L21**+WALLCON | *80CTL0701716A* | 24200 | 17 | 8.1 | 21400 | 16600 | 77.57% | 2.02 | 0 | 11 |  |  |  |  | R-410A | 2.0167 | Residential & Commercial | USHP | Ducted CEE Tier 1
212980272 | Central HP <5.4 tons | DAY & NIGHT | HRCU-A-CB (Split System: Heat Pump with Remote Outdoor Unit-Air-Source) | DLCURAH24ABK |  |  | EA*4X37L21A* | *80MS(N,L)0902116A* | 24400 | 17.5 | 8.5 | 25200 | 21200 | 84.13% | 1.8 | 0 | 10.5 |  |  |  |  | R-410A | 2.0333 | Residential & Commercial | USHP | Ducted CEE Tier 1
213771161 | Central HP <5.4 tons | DAY & NIGHT | HRCU-A-CB (Split System: Heat Pump with Remote Outdoor Unit-Air-Source) | CVH825GKA2* |  |  | EA*4X37L21A*+WALLCON | *80CTL0902120B* | 24400 | 16.5 | 8.5 | 21200 | 16600 | 78.3% | 2.04 | 0 | 11 |  |  |  |  | R-410A | 2.0333 | Residential & Commercial | USHP | Ducted CEE Tier 1
213778981 | Central HP <5.4 tons | DAY & NIGHT | HRCU-A-CB (Split System: Heat Pump with Remote Outdoor Unit-Air-Source) | CVH837GKA** |  |  | EA*4X37L21A*+WALLCON | *80CTL1102120B* | 33000 | 17 | 8.5 | 32800 | 25000 | 76.22% | 1.98 | 0 | 11.5 |  |  |  |  | R-410A | 2.75 | Residential & Commercial | USHP | Ducted CEE Tier 1
213779581 | Central HP <5.4 tons | DAY & NIGHT | HRCU-A-CB (Split System: Heat Pump with Remote Outdoor Unit-Air-Source) | CVH837GKA** |  |  | EA*4X60L24A*+WALLCON | *80CTL1352422B* | 32800 | 17.5 | 8.1 | 31800 | 24600 | 77.36% | 1.98 | 0 | 11.5 |  |  |  |  | R-410A | 2.7333 | Residential & Commercial | USHP | Ducted CEE Tier 1
213779651 | Central HP <5.4 tons | DAY & NIGHT | HRCU-A-CB (Split System: Heat Pump with Remote Outdoor Unit-Air-Source) | CVH837GKA** |  |  | EA*4X61L21A*+WALLCON | *80CTL0901716B* | 33200 | 17.5 | 8.1 | 32000 | 24800 | 77.5% | 1.98 | 0 | 11.5 |  |  |  |  | R-410A | 2.7667 | Residential & Commercial | USHP | Ducted CEE Tier 1
213779731 | Central HP <5.4 tons | DAY & NIGHT | HRCU-A-CB (Split System: Heat Pump with Remote Outdoor Unit-Air-Source) | CVH837GKA** |  |  | EA*4X61L21A*+WALLCON | *96CTN0801714B* | 33000 | 17 | 8.1 | 32000 | 25000 | 78.12% | 1.96 | 0 | 11 |  |  |  |  | R-410A | 2.75 | Residential & Commercial | USHP | Ducted CEE Tier 1
213780201 | Central HP <5.4 tons | DAY & NIGHT | HRCU-A-CB (Split System: Heat Pump with Remote Outdoor Unit-Air-Source) | CVH837GKA** |  |  | EHD4X48AAL+WALLCON | *80CTL1352422B* | 32600 | 16.5 | 8.1 | 32600 | 24800 | 76.07% | 1.96 | 0 | 11 |  |  |  |  | R-410A | 2.7167 | Residential & Commercial | USHP | Ducted CEE Tier 1
215292801 | Central HP <5.4 tons | AIRQUEST | HRCU-A-CB (Split System: Heat Pump with Remote Outdoor Unit-Air-Source) | DLCURAH24ABK | ADP |  | HG35936 | *96VTN0601412B* | 23600 | 17 | 8.5 | 24600 | 23600 | 95.93% | 2 | 0 | 10 |  |  |  |  | R-410A | 1.9667 | Residential & Commercial | USHP | Ducted CEE Tier 1
215293303 | Central HP <5.4 tons | AIRQUEST | HRCU-A-CB (Split System: Heat Pump with Remote Outdoor Unit-Air-Source) | DLCURAH24ABK | ADP |  | HE30924 | *96VTN1002122B* | 23000 | 17 | 8.5 | 24800 | 22800 | 91.94% | 1.92 | 0 | 9.5 |  |  |  |  | R-410A | 1.9167 | Residential & Commercial | USHP
215293308 | Central HP <5.4 tons | AIRQUEST | HRCU-A-CB (Split System: Heat Pump with Remote Outdoor Unit-Air-Source) | DLCURAH24ABK | ADP |  | HE7J936 | *96VTN1002122B* | 23400 | 17 | 8.5 | 24800 | 23400 | 94.35% | 1.98 | 0 | 10 |  |  |  |  | R-410A | 1.95 | Residential & Commercial | USHP | Ducted CEE Tier 1
215293317 | Central HP <5.4 tons | AIRQUEST | HRCU-A-CB (Split System: Heat Pump with Remote Outdoor Unit-Air-Source) | DLCURAH24ABK | ADP |  | H,GG80936 | *96VTN1002122B* | 23800 | 17 | 8.5 | 24800 | 23400 | 94.35% | 1.98 | 0 | 10.5 |  |  |  |  | R-410A | 1.9833 | Residential & Commercial | USHP | Ducted CEE Tier 1
211644151 | Central HP <5.4 tons | GREE | HRCU-A-C (Split System: Heat Pump with Remote Outdoor Unit with No Indoor Fan --Air Source) | GUD36W/A-D(U) |  |  | GCAT36*/NAA | 0 | 32000 | 15.2 | 8.5 | 36000 | 26000 | 72.22% | 1.8 | 0 | 9.5 |  |  |  |  | R-410A | 2.6667 | Residential & Commercial | USHP
215294589 | Central HP <5.4 tons | AIRQUEST | HRCU-A-CB (Split System: Heat Pump with Remote Outdoor Unit-Air-Source) | DLCURAH36ABK | ADP |  | H,GG33936 | *92MSN0601412A* | 35000 | 15.2 | 8.1 | 36800 | 34800 | 94.57% | 1.82 | 0 | 9.5 |  |  |  |  | R-410A | 2.9167 | Residential & Commercial | USHP
215294648 | Central HP <5.4 tons | AIRQUEST | HRCU-A-CB (Split System: Heat Pump with Remote Outdoor Unit-Air-Source) | DLCURAH36ABK | ADP |  | H,GG48936 | *92MSN0601714A* | 35600 | 16 | 8.5 | 36200 | 34400 | 95.03% | 2.02 | 0 | 10 |  |  |  |  | R-410A | 2.9667 | Residential & Commercial | USHP | Ducted CEE Tier 1
215294662 | Central HP <5.4 tons | AIRQUEST | HRCU-A-CB (Split System: Heat Pump with Remote Outdoor Unit-Air-Source) | DLCURAH36ABK | ADP |  | HG80936 | *92MSN0601714A* | 35600 | 16 | 8.5 | 36200 | 34400 | 95.03% | 2.02 | 0 | 10 |  |  |  |  | R-410A | 2.9667 | Residential & Commercial | USHP | Ducted CEE Tier 1
215294680 | Central HP <5.4 tons | AIRQUEST | HRCU-A-CB (Split System: Heat Pump with Remote Outdoor Unit-Air-Source) | DLCURAH36ABK | ADP |  | HG34936 | *92MSN0801716A* | 35400 | 16 | 8.1 | 36800 | 34600 | 94.02% | 1.88 | 0 | 10 |  |  |  |  | R-410A | 2.95 | Residential & Commercial | USHP | Ducted CEE Tier 1
215294687 | Central HP <5.4 tons | AIRQUEST | HRCU-A-CB (Split System: Heat Pump with Remote Outdoor Unit-Air-Source) | DLCURAH36ABK | ADP |  | H,GG36936 | *92MSN0801716A* | 35600 | 16 | 8.5 | 36200 | 34200 | 94.48% | 2.02 | 0 | 10 |  |  |  |  | R-410A | 2.9667 | Residential & Commercial | USHP | Ducted CEE Tier 1
215294721 | Central HP <5.4 tons | AIRQUEST | HRCU-A-CB (Split System: Heat Pump with Remote Outdoor Unit-Air-Source) | DLCURAH36ABK | ADP |  | H,GE23936 | *92MSN0802120A* | 33400 | 16 | 8.1 | 36800 | 34800 | 94.57% | 1.82 | 0 | 9 |  |  |  |  | R-410A | 2.7833 | Residential & Commercial | USHP
215294771 | Central HP <5.4 tons | AIRQUEST | HRCU-A-CB (Split System: Heat Pump with Remote Outdoor Unit-Air-Source) | DLCURAH36ABK | ADP |  | H,GE8J936 | *92MSN0802120A* | 35200 | 16 | 8.1 | 36800 | 34600 | 94.02% | 1.88 | 0 | 10 |  |  |  |  | R-410A | 2.9333 | Residential & Commercial | USHP | Ducted CEE Tier 1
215294780 | Central HP <5.4 tons | AIRQUEST | HRCU-A-CB (Split System: Heat Pump with Remote Outdoor Unit-Air-Source) | DLCURAH36ABK | ADP |  | HG80936 | *92MSN0802120A* | 35800 | 16 | 8.5 | 36200 | 34200 | 94.48% | 2.02 | 0 | 10 |  |  |  |  | R-410A | 2.9833 | Residential & Commercial | USHP | Ducted CEE Tier 1
215294782 | Central HP <5.4 tons | AIRQUEST | HRCU-A-CB (Split System: Heat Pump with Remote Outdoor Unit-Air-Source) | DLCURAH36ABK | ADP |  | H,GG81936 | *92MSN0802120A* | 35800 | 16 | 8.5 | 36200 | 34200 | 94.48% | 2.02 | 0 | 10 |  |  |  |  | R-410A | 2.9833 | Residential & Commercial | USHP | Ducted CEE Tier 1
213164372 | Central HP <5.4 tons | YORK | HRCU-A-CB (Split System: Heat Pump with Remote Outdoor Unit-Air-Source) | HMH72B341 | ADP |  | CV363B9+AEF48BXP* | 0 | 33200 | 18 | 8.5 | 31400 | 22800 | 72.61% | 1.96 | 0 | 10 |  |  |  |  | R-410A | 2.7667 | Residential & Commercial | USHP | Ducted CEE Tier 1
216981315 | Central HP <5.4 tons | BRYANT HEATING AND COOLING SYSTEMS | HRCU-A-CB (Split System: Heat Pump with Remote Outdoor Unit-Air-Source) | 290VAN048**AA* | ADP |  | PL48H210P75*+TXV | 935CB60080C21*** | 44000 | 17 | 9 | 46500 | 33800 | 72.69% | 2.06 | 0 | 9.5 |  |  |  |  | R-454B | 3.6667 | Residential & Commercial | USHP
216981349 | Central HP <5.4 tons | BRYANT HEATING AND COOLING SYSTEMS | HRCU-A-CB (Split System: Heat Pump with Remote Outdoor Unit-Air-Source) | 290VAN048**AA* | ADP |  | V,C60H210P17*+TXV | 986TD60080C21*** | 45000 | 18 | 9 | 45500 | 33200 | 72.97% | 2.06 | 0 | 10 |  |  |  |  | R-454B | 3.75 | Residential & Commercial | USHP | Ducted CEE Tier 1
216981350 | Central HP <5.4 tons | BRYANT HEATING AND COOLING SYSTEMS | HRCU-A-CB (Split System: Heat Pump with Remote Outdoor Unit-Air-Source) | 290VAN048**AA* | ADP |  | C48A***L18*+TXV | 986TD60080C21*** | 45000 | 18 | 9 | 45500 | 33200 | 72.97% | 2.06 | 0 | 10 |  |  |  |  | R-454B | 3.75 | Residential & Commercial | USHP | Ducted CEE Tier 1
216981367 | Central HP <5.4 tons | BRYANT HEATING AND COOLING SYSTEMS | HRCU-A-CB (Split System: Heat Pump with Remote Outdoor Unit-Air-Source) | 290VAN048**AA* | ADP |  | V,C60H245P76*+TXV | 986TD66120C24*** | 43500 | 18 | 9 | 45500 | 33200 | 72.97% | 2.06 | 0 | 9.5 |  |  |  |  | R-454B | 3.625 | Residential & Commercial | USHP
211239258 | Central HP <5.4 tons | YORK | HRCU-A-CB (Split System: Heat Pump with Remote Outdoor Unit-Air-Source) | YZV48B21 |  |  | JHVVD48HE3C2N1+CC | 0 | 43500 | 19.5 | 9 | 44500 | 36000 | 80.9% | 2.16 | 0 | 12 |  |  |  |  | R-410A | 3.625 | Residential & Commercial | USHP | Ducted CEE Tier 1
212973553 | Central HP <5.4 tons | BRYANT HEATING AND COOLING SYSTEMS | HRCU-A-CB (Split System: Heat Pump with Remote Outdoor Unit-Air-Source) | 38MURAQ24AB3* |  |  | CAP**3014AL* | 926SB36060V14*** | 23400 | 16.5 | 8.5 | 26200 | 25000 | 95.42% | 2.08 | 0 | 10 |  |  |  |  | R-410A | 1.95 | Residential & Commercial | USHP | Ducted CEE Tier 1
215294796 | Central HP <5.4 tons | AIRQUEST | HRCU-A-CB (Split System: Heat Pump with Remote Outdoor Unit-Air-Source) | DLCURAH36ABK | ADP |  | HE33936 | *92MSN1002120A* | 35200 | 16 | 8.1 | 36800 | 34600 | 94.02% | 1.88 | 0 | 10 |  |  |  |  | R-410A | 2.9333 | Residential & Commercial | USHP | Ducted CEE Tier 1
215294805 | Central HP <5.4 tons | AIRQUEST | HRCU-A-CB (Split System: Heat Pump with Remote Outdoor Unit-Air-Source) | DLCURAH36ABK | ADP |  | H,GG36936 | *92MSN1002120A* | 35600 | 16 | 8.5 | 36200 | 34200 | 94.48% | 2.02 | 0 | 10 |  |  |  |  | R-410A | 2.9667 | Residential & Commercial | USHP | Ducted CEE Tier 1
213779621 | Central HP <5.4 tons | DAY & NIGHT | HRCU-A-CB (Split System: Heat Pump with Remote Outdoor Unit-Air-Source) | CVH837GKA** |  |  | EA*4X60L24A*+WALLCON | *96CTN1202422B* | 32800 | 17.5 | 8.1 | 31800 | 24600 | 77.36% | 1.98 | 0 | 11.5 |  |  |  |  | R-410A | 2.7333 | Residential & Commercial | USHP | Ducted CEE Tier 1
213779671 | Central HP <5.4 tons | DAY & NIGHT | HRCU-A-CB (Split System: Heat Pump with Remote Outdoor Unit-Air-Source) | CVH837GKA** |  |  | EA*4X61L21A*+WALLCON | *80CTL1102120B* | 33200 | 17.5 | 8.5 | 32000 | 24800 | 77.5% | 1.98 | 0 | 11.5 |  |  |  |  | R-410A | 2.7667 | Residential & Commercial | USHP | Ducted CEE Tier 1
213548637 | Central HP <5.4 tons | LENNOX | HRCU-A-CB (Split System: Heat Pump with Remote Outdoor Unit-Air-Source) | SL25XPV-036-230A** | ADP |  | L*35/36U9 | SLP98UH090XV36C* | 34000 | 22 | 8.8 | 34000 | 27200 | 80% | 1.82 | 0 | 13 |  |  |  |  | R-410A | 2.8333 | Residential & Commercial | USHP | Ducted CEE Tier 1
215294473 | Central HP <5.4 tons | AIRQUEST | HRCU-A-CB (Split System: Heat Pump with Remote Outdoor Unit-Air-Source) | DLCURAH30ABK | ADP |  | HG9J936 | *96VTN1002122B* | 30000 | 15.2 | 8.1 | 32600 | 27200 | 83.44% | 1.8 | 0 | 9 |  |  |  |  | R-410A | 2.5 | Residential & Commercial | USHP
216976522 | Central HP <5.4 tons | BRYANT HEATING AND COOLING SYSTEMS | HRCU-A-CB (Split System: Heat Pump with Remote Outdoor Unit-Air-Source) | 37MURAQ24AA3 | ADP |  | C36A***L15*+TXV | 83*SB36040M17*** | 24000 | 15.2 | 8.5 | 22000 | 18900 | 85.91% | 1.94 | 0 | 10 |  |  |  |  | R-454B | 2 | Residential & Commercial | USHP | Ducted CEE Tier 1
216981870 | Central HP <5.4 tons | BRYANT HEATING AND COOLING SYSTEMS | HRCU-A-CB (Split System: Heat Pump with Remote Outdoor Unit-Air-Source) | 293VAN048**AA* | ADP |  | C60A***L19*+TXV | 987MC60060C21*** | 44000 | 20 | 9.5 | 46500 | 37000 | 79.57% | 2 | 0 | 10 |  |  |  |  | R-454B | 3.6667 | Residential & Commercial | USHP | Ducted CEE Tier 1
216976440 | Central HP <5.4 tons | BRYANT HEATING AND COOLING SYSTEMS | HRCU-A-CB (Split System: Heat Pump with Remote Outdoor Unit-Air-Source) | 37MUHAQ18AA3 | ADP |  | PL36H***P44*+TXV | 83*SB36040M17*** | 17700 | 15.2 | 10 | 19000 | 18100 | 95.26% | 1.98 | 0 | 11 |  |  |  |  | R-454B | 1.475 | Residential & Commercial | USHP | Ducted CEE Tier 1
207590819 | Central HP <5.4 tons | AMERICAN STANDARD | HRCU-A-CB (Split System: Heat Pump with Remote Outdoor Unit-Air-Source) | 4A6V8X60A1 |  |  | 4TXCD010DS3 | *UHMD120ACV5 | 53500 | 18 | 8.2 | 51000 | 39000 | 76.47% | 1.8 | 11.75 | 11.7 |  |  |  |  | R-410A | 4.4583 | Residential & Commercial | USHP | Ducted CEE Tier 1
215294480 | Central HP <5.4 tons | AIRQUEST | HRCU-A-CB (Split System: Heat Pump with Remote Outdoor Unit-Air-Source) | DLCURAH30ABK | ADP |  | H,GG81936 | *96VTN1002122B* | 30000 | 15.2 | 8.1 | 32600 | 27200 | 83.44% | 1.8 | 0 | 9 |  |  |  |  | R-410A | 2.5 | Residential & Commercial | USHP
215424245 | Central HP <5.4 tons | LUXAIRE | HRCU-A-CB (Split System: Heat Pump with Remote Outdoor Unit-Air-Source) | HH836E2S11 | ADP |  | H,YE9J*36+TXV-BLEED | Z8ES100C16SMPS1 | 34000 | 18 | 8.5 | 29800 | 24800 | 83.22% | 2 | 0 | 11.7 |  |  |  |  | R-454B | 2.8333 | Residential & Commercial | USHP | Ducted CEE Tier 1
211377903 | Central HP <5.4 tons | YORK | HRCU-A-CB (Split System: Heat Pump with Remote Outdoor Unit-Air-Source) | HMH72B341 |  |  | XAFB30CXXN1+TXV | TM9E080B12MP12 | 32800 | 17.5 | 8.1 | 33600 | 23600 | 70.24% | 2.02 | 0 | 9.5 |  |  |  |  | R-410A | 2.7333 | Residential & Commercial | USHP
211377939 | Central HP <5.4 tons | YORK | HRCU-A-CB (Split System: Heat Pump with Remote Outdoor Unit-Air-Source) | HMH72B341 |  |  | XAUB36DXXN1+TXV | TM9E060B12MP12 | 34000 | 17.5 | 8.1 | 34000 | 24200 | 71.18% | 2.04 | 0 | 9.5 |  |  |  |  | R-410A | 2.8333 | Residential & Commercial | USHP
211377996 | Central HP <5.4 tons | YORK | HRCU-A-CB (Split System: Heat Pump with Remote Outdoor Unit-Air-Source) | HMH72B341 |  |  | XAFC36DXXN1+TXV | TM8Y120C20MP11 | 34000 | 17.5 | 8.5 | 33800 | 23800 | 70.41% | 2.1 | 0 | 10 |  |  |  |  | R-410A | 2.8333 | Residential & Commercial | USHP | Ducted CEE Tier 1
212984055 | Central HP <5.4 tons | DAY & NIGHT | HRCU-A-CB (Split System: Heat Pump with Remote Outdoor Unit-Air-Source) | DLCURAH24ABK |  |  | EA*4X30L17A* | *92MSN0601714A* | 23600 | 17 | 8.5 | 26400 | 24600 | 93.18% | 2.04 | 0 | 10 |  |  |  |  | R-410A | 1.9667 | Residential & Commercial | USHP | Ducted CEE Tier 1
212984607 | Central HP <5.4 tons | DAY & NIGHT | HRCU-A-CB (Split System: Heat Pump with Remote Outdoor Unit-Air-Source) | DLCURAH24ABK |  |  | EA*4X36L17A* | *92MSN0801716A* | 23600 | 17.5 | 8.5 | 26200 | 24000 | 91.6% | 2 | 0 | 10 |  |  |  |  | R-410A | 1.9667 | Residential & Commercial | USHP | Ducted CEE Tier 1
212984691 | Central HP <5.4 tons | DAY & NIGHT | HRCU-A-CB (Split System: Heat Pump with Remote Outdoor Unit-Air-Source) | DLCURAH24ABK |  |  | EN(A,D)4X36L21** | *92MSN0801716A* | 23600 | 17.5 | 8.5 | 26200 | 24600 | 93.89% | 2.04 | 0 | 10.5 |  |  |  |  | R-410A | 1.9667 | Residential & Commercial | USHP | Ducted CEE Tier 1
212984439 | Central HP <5.4 tons | DAY & NIGHT | HRCU-A-CB (Split System: Heat Pump with Remote Outdoor Unit-Air-Source) | DLCURAH30ABK |  |  | EA*4X36L17A* | *92MSN0801716A* | 29400 | 15.2 | 8.1 | 34000 | 28000 | 82.35% | 1.76 | 0 | 9 |  |  |  |  | R-410A | 2.45 | Residential & Commercial | USHP
211207037 | Central HP <5.4 tons | YORK | HRCU-A-CB (Split System: Heat Pump with Remote Outdoor Unit-Air-Source) | YZV48B21 |  |  | XAMC48HE3N1+CC | TM8V120C20MP12 | 43500 | 19 | 9 | 44500 | 36200 | 81.35% | 2.14 | 0 | 12 |  |  |  |  | R-410A | 3.625 | Residential & Commercial | USHP | Ducted CEE Tier 1
213780351 | Central HP <5.4 tons | DAY & NIGHT | HRCU-A-CB (Split System: Heat Pump with Remote Outdoor Unit-Air-Source) | CVH837GKA** |  |  | EHD4X60AAL+WALLCON | *80CTL1102120B* | 33000 | 16.5 | 8.1 | 32200 | 25400 | 78.88% | 2.04 | 0 | 11.5 |  |  |  |  | R-410A | 2.75 | Residential & Commercial | USHP | Ducted CEE Tier 1
213353816 | Central HP <5.4 tons | TEMPSTAR | HRCU-A-CB (Split System: Heat Pump with Remote Outdoor Unit-Air-Source) | DLCURAH30ABK |  |  | F5MA4*30L*B* | 0 | 30000 | 15.2 | 8.5 | 33600 | 27200 | 80.95% | 1.8 | 0 | 9 |  |  |  |  | R-410A | 2.5 | Residential & Commercial | USHP
216983412 | Central HP <5.4 tons | BRYANT HEATING AND COOLING SYSTEMS | HRCU-A-CB (Split System: Heat Pump with Remote Outdoor Unit-Air-Source) | 37MUHAQ24AA3 | ADP |  | PL36H***P44*+TXV | 916SA30040M14*** | 22000 | 15.2 | 8.1 | 19200 | 18100 | 94.27% | 1.9 | 0 | 10 |  |  |  |  | R-454B | 1.8333 | Residential & Commercial | USHP | Ducted CEE Tier 1
216779037 | Central HP <5.4 tons | BRYANT HEATING AND COOLING SYSTEMS | HRCU-A-CB (Split System: Heat Pump with Remote Outdoor Unit-Air-Source) | 38MURAQ30AA3* | ADP |  | H,PG1K936 | 927TA60100V21*** | 31000 | 16 | 10 | 32200 | 22600 | 70.19% | 2.42 | 0 | 10.5 |  |  |  |  | R-410A | 2.5833 | Residential & Commercial | USHP | Ducted CEE Tier 1
216976495 | Central HP <5.4 tons | BRYANT HEATING AND COOLING SYSTEMS | HRCU-A-CB (Split System: Heat Pump with Remote Outdoor Unit-Air-Source) | 37MURAQ24AA3 | ADP |  | PL36H175P14*+TXV | 82*TB36070V14*** | 23800 | 15.2 | 8.5 | 22400 | 19000 | 84.82% | 1.92 | 0 | 10 |  |  |  |  | R-454B | 1.9833 | Residential & Commercial | USHP | Ducted CEE Tier 1
213779116 | Central HP <5.4 tons | BRYANT HEATING AND COOLING SYSTEMS | HRCU-A-CB (Split System: Heat Pump with Remote Outdoor Unit-Air-Source) | 288BNV037*0**A* |  |  | CAP**4221AL*+UI | 987MC42060C17*** | 31600 | 16.5 | 8.1 | 33200 | 24600 | 74.1% | 1.84 | 0 | 10.5 |  |  |  |  | R-410A | 2.6333 | Residential & Commercial | USHP | Ducted CEE Tier 1
216975417 | Central HP <5.4 tons | BRYANT HEATING AND COOLING SYSTEMS | HRCU-A-CB (Split System: Heat Pump with Remote Outdoor Unit-Air-Source) | 290VAN024**AA* | ADP |  | C36A***L15*+TXV | 83*CA36040C17*** | 23400 | 17 | 9 | 21800 | 16100 | 73.85% | 2 | 0 | 10 |  |  |  |  | R-454B | 1.95 | Residential & Commercial | USHP | Ducted CEE Tier 1
210599944 | Central HP <5.4 tons | TEMPSTAR | HRCU-A-CB (Split System: Heat Pump with Remote Outdoor Unit-Air-Source) | TVH825GKA2* |  |  | EHD4X48AAL+WALLCON | *80CTL0701412A* | 24400 | 17 | 8.1 | 21200 | 16500 | 77.83% | 2.02 | 0 | 11 |  |  |  |  | R-410A | 2.0333 | Residential & Commercial | USHP | Ducted CEE Tier 1
210599945 | Central HP <5.4 tons | TEMPSTAR | HRCU-A-CB (Split System: Heat Pump with Remote Outdoor Unit-Air-Source) | TVH825GKA2* |  |  | EHD4X48AAL+WALLCON | *80CTL0701716A* | 24200 | 16.5 | 8.1 | 21200 | 16600 | 78.3% | 2.02 | 0 | 10.5 |  |  |  |  | R-410A | 2.0167 | Residential & Commercial | USHP | Ducted CEE Tier 1
210599994 | Central HP <5.4 tons | TEMPSTAR | HRCU-A-CB (Split System: Heat Pump with Remote Outdoor Unit-Air-Source) | TVH825GKA2* |  |  | EN(A,D,W)4X48L21**+WALLCON | *96CTN0601714A* | 24000 | 16.5 | 8.1 | 21400 | 16700 | 78.04% | 2 | 0 | 11 |  |  |  |  | R-410A | 2 | Residential & Commercial | USHP | Ducted CEE Tier 1
210599995 | Central HP <5.4 tons | TEMPSTAR | HRCU-A-CB (Split System: Heat Pump with Remote Outdoor Unit-Air-Source) | TVH825GKA2* |  |  | EN(A,D,W)4X48L21**+WALLCON | *96CTN0801714A* | 24000 | 16.5 | 8.1 | 21400 | 16600 | 77.57% | 2 | 0 | 11 |  |  |  |  | R-410A | 2 | Residential & Commercial | USHP | Ducted CEE Tier 1
212980519 | Central HP <5.4 tons | CARRIER | HRCU-A-CB (Split System: Heat Pump with Remote Outdoor Unit-Air-Source) | 38MURAQ30AB3* |  |  | CAP**4221AL* | 58S(B,C)*B090M21**20 | 30200 | 15.2 | 8.1 | 34400 | 27400 | 79.65% | 1.8 | 0 | 9 |  |  |  |  | R-410A | 2.5167 | Residential & Commercial | USHP
212980970 | Central HP <5.4 tons | CARRIER | HRCU-A-CB (Split System: Heat Pump with Remote Outdoor Unit-Air-Source) | 38MURAQ30AB3* |  |  | CNPV*4221AL* | 58S(B,C)*B110M21**20 | 30200 | 15.2 | 8.1 | 34400 | 27600 | 80.23% | 1.8 | 0 | 9 |  |  |  |  | R-410A | 2.5167 | Residential & Commercial | USHP
214570641 | Central HP <5.4 tons | AIRQUEST | HRCU-A-CB (Split System: Heat Pump with Remote Outdoor Unit-Air-Source) | HVH825GKA3* |  |  | EA*4X43L21A*+WALLCON | *97CMN0602120B* | 24400 | 16.5 | 8.5 | 21200 | 16700 | 78.77% | 2.02 | 0 | 11 |  |  |  |  | R-410A | 2.0333 | Residential & Commercial | USHP | Ducted CEE Tier 1
210599968 | Central HP <5.4 tons | TEMPSTAR | HRCU-A-CB (Split System: Heat Pump with Remote Outdoor Unit-Air-Source) | TVH825GKA2* |  |  | EN(A,D)4X48L24**+WALLCON | *97CMN1202422A* | 24200 | 16.5 | 8.1 | 21400 | 16600 | 77.57% | 2 | 0 | 11 |  |  |  |  | R-410A | 2.0167 | Residential & Commercial | USHP | Ducted CEE Tier 1
216779068 | Central HP <5.4 tons | BRYANT HEATING AND COOLING SYSTEMS | HRCU-A-CB (Split System: Heat Pump with Remote Outdoor Unit-Air-Source) | 288BNV025*0**C* | ADP |  | H,PG9J*36+TXV | 987MB66120C24*** | 23800 | 16 | 8.1 | 19800 | 16300 | 82.32% | 1.96 | 0 | 11 |  |  |  |  | R-410A | 1.9833 | Residential & Commercial | USHP | Ducted CEE Tier 1
210599904 | Central HP <5.4 tons | TEMPSTAR | HRCU-A-CB (Split System: Heat Pump with Remote Outdoor Unit-Air-Source) | TVH825GKA2* |  |  | EA*4X48L21A*+WALLCON | *96CTN0601714A* | 24000 | 16.5 | 8.1 | 21000 | 16600 | 79.05% | 2 | 0 | 11 |  |  |  |  | R-410A | 2 | Residential & Commercial | USHP | Ducted CEE Tier 1
213367399 | Central HP <5.4 tons | CARRIER | HRCU-A-CB (Split System: Heat Pump with Remote Outdoor Unit-Air-Source) | 38MURAQ30AB3* | ADP |  | H,PG9J936 | 59TP6C100V21**22 | 30000 | 15.2 | 8.1 | 32600 | 27200 | 83.44% | 1.8 | 0 | 9 |  |  |  |  | R-410A | 2.5 | Residential & Commercial | USHP
210599898 | Central HP <5.4 tons | TEMPSTAR | HRCU-A-CB (Split System: Heat Pump with Remote Outdoor Unit-Air-Source) | TVH825GKA2* |  |  | EA*4X48L21A*+WALLCON | *80CTL0451712A* | 24000 | 16.5 | 8.1 | 21000 | 16700 | 79.52% | 2 | 0 | 11 |  |  |  |  | R-410A | 2 | Residential & Commercial | USHP | Ducted CEE Tier 1
210599907 | Central HP <5.4 tons | TEMPSTAR | HRCU-A-CB (Split System: Heat Pump with Remote Outdoor Unit-Air-Source) | TVH825GKA2* |  |  | EA*4X48L21A*+WALLCON | *97CMN0601714A* | 24000 | 16.5 | 8.1 | 21000 | 16700 | 79.52% | 2 | 0 | 11 |  |  |  |  | R-410A | 2 | Residential & Commercial | USHP | Ducted CEE Tier 1
211378082 | Central HP <5.4 tons | YORK | HRCU-A-CB (Split System: Heat Pump with Remote Outdoor Unit-Air-Source) | HMH72B341 |  |  | XAUB36DXXN1+TXV | TM8Y080B12MP11 | 34000 | 18 | 8.1 | 33400 | 23600 | 70.66% | 2.04 | 0 | 10 |  |  |  |  | R-410A | 2.8333 | Residential & Commercial | USHP | Ducted CEE Tier 1
211378157 | Central HP <5.4 tons | YORK | HRCU-A-CB (Split System: Heat Pump with Remote Outdoor Unit-Air-Source) | HMH72B341 |  |  | XAHC30CXXN1+TXV | TMLV100C16MP12 | 32400 | 17 | 8.1 | 32400 | 22800 | 70.37% | 2 | 0 | 9.5 |  |  |  |  | R-410A | 2.7 | Residential & Commercial | USHP
211378212 | Central HP <5.4 tons | YORK | HRCU-A-CB (Split System: Heat Pump with Remote Outdoor Unit-Air-Source) | HMH72B341 |  |  | XAFC30CXXN1+TXV | TM8V100C16MP12 | 33000 | 17.5 | 8.5 | 33000 | 23200 | 70.3% | 2.04 | 0 | 9.5 |  |  |  |  | R-410A | 2.75 | Residential & Commercial | USHP
211378305 | Central HP <5.4 tons | YORK | HRCU-A-CB (Split System: Heat Pump with Remote Outdoor Unit-Air-Source) | HMH72B341 |  |  | XAFC30CXXN1+TXV | TM8V080B12MP12 | 32400 | 17 | 8.1 | 34000 | 23800 | 70% | 2 | 0 | 9.5 |  |  |  |  | R-410A | 2.7 | Residential & Commercial | USHP
210599855 | Central HP <5.4 tons | TEMPSTAR | HRCU-A-CB (Split System: Heat Pump with Remote Outdoor Unit-Air-Source) | TVH825GKA2* |  |  | EA*4X42L21A*+WALLCON | *80CSU0601716A* | 23800 | 16.5 | 8.1 | 21400 | 16600 | 77.57% | 1.96 | 0 | 10.5 |  |  |  |  | R-410A | 1.9833 | Residential & Commercial | USHP | Ducted CEE Tier 1
210599862 | Central HP <5.4 tons | TEMPSTAR | HRCU-A-CB (Split System: Heat Pump with Remote Outdoor Unit-Air-Source) | TVH825GKA2* |  |  | EA*4X42L21A*+WALLCON | *95CSU1002122A* | 23800 | 16.5 | 8.1 | 21400 | 16600 | 77.57% | 1.96 | 0 | 11 |  |  |  |  | R-410A | 1.9833 | Residential & Commercial | USHP | Ducted CEE Tier 1
214570691 | Central HP <5.4 tons | AIRQUEST | HRCU-A-CB (Split System: Heat Pump with Remote Outdoor Unit-Air-Source) | HVH825GKA3* |  |  | EA*4X48L21A*+WALLCON | *95CSU1002122B* | 24000 | 17 | 8.5 | 21000 | 16500 | 78.57% | 2.02 | 0 | 11 |  |  |  |  | R-410A | 2 | Residential & Commercial | USHP | Ducted CEE Tier 1
214570741 | Central HP <5.4 tons | AIRQUEST | HRCU-A-CB (Split System: Heat Pump with Remote Outdoor Unit-Air-Source) | HVH825GKA3* |  |  | EA*4X48L24A*+WALLCON | *95CSU0802120B* | 24000 | 16.5 | 8.5 | 21000 | 16600 | 79.05% | 2.02 | 0 | 11 |  |  |  |  | R-410A | 2 | Residential & Commercial | USHP | Ducted CEE Tier 1
214571091 | Central HP <5.4 tons | AIRQUEST | HRCU-A-CB (Split System: Heat Pump with Remote Outdoor Unit-Air-Source) | HVH825GKA3* |  |  | EN(A,D)4X36L21**+WALLCON | *80CTL0702120B* | 23400 | 16.5 | 8.1 | 21600 | 16700 | 77.31% | 1.92 | 0 | 11 |  |  |  |  | R-410A | 1.95 | Residential & Commercial | USHP | Ducted CEE Tier 1
212969837 | Central HP <5.4 tons | BRYANT HEATING AND COOLING SYSTEMS | HRCU-A-CB (Split System: Heat Pump with Remote Outdoor Unit-Air-Source) | 38MURAQ24AB3* |  |  | CNPV*3617AL* | 82*SB36045V14*** | 23600 | 17 | 8.5 | 26200 | 24600 | 93.89% | 2.04 | 0 | 10.5 |  |  |  |  | R-410A | 1.9667 | Residential & Commercial | USHP | Ducted CEE Tier 1
216768112 | Central HP <5.4 tons | GREE | HRCU-A-C (Split System: Heat Pump with Remote Outdoor Unit with No Indoor Fan --Air Source) | GUD60W2/NXF-D(U) |  |  | GCAC48H/NXA | 0 | 48000 | 15.2 | 8.5 | 48000 | 36000 | 75% | 1.8 | 0 | 9.5 |  |  |  |  | R-454B | 4 | Residential & Commercial | USHP
216981377 | Central HP <5.4 tons | BRYANT HEATING AND COOLING SYSTEMS | HRCU-A-CB (Split System: Heat Pump with Remote Outdoor Unit-Air-Source) | 290VAN048**AA* | ADP |  | PL60H210P17*+TXV | 987MC60060C21*** | 45000 | 17 | 9 | 45500 | 33600 | 73.85% | 2.06 | 0 | 9.5 |  |  |  |  | R-454B | 3.75 | Residential & Commercial | USHP
216981379 | Central HP <5.4 tons | BRYANT HEATING AND COOLING SYSTEMS | HRCU-A-CB (Split System: Heat Pump with Remote Outdoor Unit-Air-Source) | 290VAN048**AA* | ADP |  | C48A***L18*+TXV | 987MC60060C21*** | 45000 | 17 | 9 | 45500 | 33600 | 73.85% | 2.06 | 0 | 9.5 |  |  |  |  | R-454B | 3.75 | Residential & Commercial | USHP
216975411 | Central HP <5.4 tons | BRYANT HEATING AND COOLING SYSTEMS | HRCU-A-CB (Split System: Heat Pump with Remote Outdoor Unit-Air-Source) | 290VAN024**AA* | ADP |  | C36A***L13*+TXV | 83*CA36040C17*** | 23200 | 17 | 9 | 22000 | 16200 | 73.64% | 1.98 | 0 | 10 |  |  |  |  | R-454B | 1.9333 | Residential & Commercial | USHP | Ducted CEE Tier 1
216975413 | Central HP <5.4 tons | BRYANT HEATING AND COOLING SYSTEMS | HRCU-A-CB (Split System: Heat Pump with Remote Outdoor Unit-Air-Source) | 290VAN024**AA* | ADP |  | V,C36H175P14*+TXV | 83*CA36040C17*** | 23200 | 17 | 9 | 22000 | 16200 | 73.64% | 1.98 | 0 | 10 |  |  |  |  | R-454B | 1.9333 | Residential & Commercial | USHP | Ducted CEE Tier 1
216983401 | Central HP <5.4 tons | BRYANT HEATING AND COOLING SYSTEMS | HRCU-A-CB (Split System: Heat Pump with Remote Outdoor Unit-Air-Source) | 37MUHAQ24AA3 | ADP |  | C36A***L15*+TXV | 916SA30026M14*** | 22000 | 15.2 | 8.5 | 19600 | 18800 | 95.92% | 1.98 | 0 | 10.5 |  |  |  |  | R-454B | 1.8333 | Residential & Commercial | USHP | Ducted CEE Tier 1
216983410 | Central HP <5.4 tons | BRYANT HEATING AND COOLING SYSTEMS | HRCU-A-CB (Split System: Heat Pump with Remote Outdoor Unit-Air-Source) | 37MUHAQ24AA3 | ADP |  | C36A***L15*+TXV | 916SA30040M14*** | 22000 | 15.2 | 8.1 | 19200 | 18100 | 94.27% | 1.9 | 0 | 10 |  |  |  |  | R-454B | 1.8333 | Residential & Commercial | USHP | Ducted CEE Tier 1
216983435 | Central HP <5.4 tons | BRYANT HEATING AND COOLING SYSTEMS | HRCU-A-CB (Split System: Heat Pump with Remote Outdoor Unit-Air-Source) | 37MUHAQ24AA3 | ADP |  | A24VBA*+TXV | 986TD30040C14*** | 21800 | 15.2 | 8.5 | 19600 | 18900 | 96.43% | 1.96 | 0 | 10 |  |  |  |  | R-454B | 1.8167 | Residential & Commercial | USHP | Ducted CEE Tier 1
216983440 | Central HP <5.4 tons | BRYANT HEATING AND COOLING SYSTEMS | HRCU-A-CB (Split System: Heat Pump with Remote Outdoor Unit-Air-Source) | 37MUHAQ24AA3 | ADP |  | V,C36H***P21*+TXV | 986TD30040C14*** | 22000 | 15.2 | 8.1 | 19400 | 18500 | 95.36% | 1.85 | 0 | 10.5 |  |  |  |  | R-454B | 1.8333 | Residential & Commercial | USHP | Ducted CEE Tier 1
216977281 | Central HP <5.4 tons | BRYANT HEATING AND COOLING SYSTEMS | HRCU-A-CB (Split System: Heat Pump with Remote Outdoor Unit-Air-Source) | 37MUHAQ24AA3 | ADP |  | V,C36H***P03*+TXV | 82*TB36045V14*** | 21000 | 16 | 8.1 | 19200 | 18300 | 95.31% | 1.85 | 0 | 10 |  |  |  |  | R-454B | 1.75 | Residential & Commercial | USHP | Ducted CEE Tier 1
215292661 | Central HP <5.4 tons | AIRQUEST | HRCU-A-CB (Split System: Heat Pump with Remote Outdoor Unit-Air-Source) | DLCURAH24ABK | ADP |  | HG7J924 | *96VTN0401712A* | 22800 | 16 | 8.5 | 24200 | 23800 | 98.35% | 2 | 0 | 9.5 |  |  |  |  | R-410A | 1.9 | Residential & Commercial | USHP
215294703 | Central HP <5.4 tons | AIRQUEST | HRCU-A-CB (Split System: Heat Pump with Remote Outdoor Unit-Air-Source) | DLCURAH36ABK | ADP |  | HG9J936 | *92MSN0801716A* | 35400 | 16 | 8.1 | 36800 | 34600 | 94.02% | 1.88 | 0 | 10 |  |  |  |  | R-410A | 2.95 | Residential & Commercial | USHP | Ducted CEE Tier 1
215294766 | Central HP <5.4 tons | AIRQUEST | HRCU-A-CB (Split System: Heat Pump with Remote Outdoor Unit-Air-Source) | DLCURAH36ABK | ADP |  | H,GE7J936 | *92MSN0802120A* | 34200 | 16 | 8.5 | 36200 | 34200 | 94.48% | 2.02 | 0 | 9.5 |  |  |  |  | R-410A | 2.85 | Residential & Commercial | USHP
215294802 | Central HP <5.4 tons | AIRQUEST | HRCU-A-CB (Split System: Heat Pump with Remote Outdoor Unit-Air-Source) | DLCURAH36ABK | ADP |  | HG35936 | *92MSN1002120A* | 35400 | 16 | 8.1 | 36800 | 34600 | 94.02% | 1.88 | 0 | 10 |  |  |  |  | R-410A | 2.95 | Residential & Commercial | USHP | Ducted CEE Tier 1
215294803 | Central HP <5.4 tons | AIRQUEST | HRCU-A-CB (Split System: Heat Pump with Remote Outdoor Unit-Air-Source) | DLCURAH36ABK | ADP |  | H,GE35936 | *92MSN1002120A* | 35400 | 16 | 8.1 | 36800 | 34600 | 94.02% | 1.88 | 0 | 10 |  |  |  |  | R-410A | 2.95 | Residential & Commercial | USHP | Ducted CEE Tier 1
215294853 | Central HP <5.4 tons | AIRQUEST | HRCU-A-CB (Split System: Heat Pump with Remote Outdoor Unit-Air-Source) | DLCURAH36ABK | ADP |  | HG48936 | *92MSN1002122A* | 36000 | 16 | 8.1 | 36800 | 34600 | 94.02% | 2 | 0 | 10.5 |  |  |  |  | R-410A | 3 | Residential & Commercial | USHP | Ducted CEE Tier 1
215294900 | Central HP <5.4 tons | AIRQUEST | HRCU-A-CB (Split System: Heat Pump with Remote Outdoor Unit-Air-Source) | DLCURAH36ABK | ADP |  | HE7J936 | *92MSN1202420A* | 35600 | 16 | 8.1 | 36800 | 34800 | 94.57% | 1.9 | 0 | 10 |  |  |  |  | R-410A | 2.9667 | Residential & Commercial | USHP | Ducted CEE Tier 1
215294901 | Central HP <5.4 tons | AIRQUEST | HRCU-A-CB (Split System: Heat Pump with Remote Outdoor Unit-Air-Source) | DLCURAH36ABK | ADP |  | HG8J936 | *92MSN1202420A* | 35800 | 16 | 8.1 | 36800 | 34800 | 94.57% | 1.9 | 0 | 10 |  |  |  |  | R-410A | 2.9833 | Residential & Commercial | USHP | Ducted CEE Tier 1
215294970 | Central HP <5.4 tons | AIRQUEST | HRCU-A-CB (Split System: Heat Pump with Remote Outdoor Unit-Air-Source) | DLCURAH36ABK | ADP |  | HG34936 | *96MSN0601716A* | 35200 | 15.2 | 8.5 | 36800 | 34800 | 94.57% | 1.88 | 0 | 9.5 |  |  |  |  | R-410A | 2.9333 | Residential & Commercial | USHP
215295020 | Central HP <5.4 tons | AIRQUEST | HRCU-A-CB (Split System: Heat Pump with Remote Outdoor Unit-Air-Source) | DLCURAH36ABK | ADP |  | H,GG36936 | *96MSN0801716A* | 34800 | 16 | 8.1 | 36800 | 34600 | 94.02% | 1.98 | 0 | 9.5 |  |  |  |  | R-410A | 2.9 | Residential & Commercial | USHP
215295037 | Central HP <5.4 tons | AIRQUEST | HRCU-A-CB (Split System: Heat Pump with Remote Outdoor Unit-Air-Source) | DLCURAH36ABK | ADP |  | H,GG80936 | *96MSN0801716A* | 35000 | 16 | 8.1 | 36800 | 34600 | 94.02% | 1.98 | 0 | 9.5 |  |  |  |  | R-410A | 2.9167 | Residential & Commercial | USHP
215295070 | Central HP <5.4 tons | AIRQUEST | HRCU-A-CB (Split System: Heat Pump with Remote Outdoor Unit-Air-Source) | DLCURAH36ABK | ADP |  | H,GE7J936 | *96MSN0802120A* | 35200 | 16 | 8.1 | 36800 | 34800 | 94.57% | 1.9 | 0 | 9.5 |  |  |  |  | R-410A | 2.9333 | Residential & Commercial | USHP
215295084 | Central HP <5.4 tons | AIRQUEST | HRCU-A-CB (Split System: Heat Pump with Remote Outdoor Unit-Air-Source) | DLCURAH36ABK | ADP |  | HG81936 | *96MSN0802120A* | 36000 | 16 | 8.5 | 36400 | 34400 | 94.51% | 2.04 | 0 | 10 |  |  |  |  | R-410A | 3 | Residential & Commercial | USHP | Ducted CEE Tier 1
215295117 | Central HP <5.4 tons | AIRQUEST | HRCU-A-CB (Split System: Heat Pump with Remote Outdoor Unit-Air-Source) | DLCURAH36ABK | ADP |  | HE8J936 | *96MSN1002120A* | 35400 | 16 | 8.1 | 36800 | 34600 | 94.02% | 1.88 | 0 | 10 |  |  |  |  | R-410A | 2.95 | Residential & Commercial | USHP | Ducted CEE Tier 1
215295151 | Central HP <5.4 tons | AIRQUEST | HRCU-A-CB (Split System: Heat Pump with Remote Outdoor Unit-Air-Source) | DLCURAH36ABK | ADP |  | HE36936 | *96MSN1002122A* | 35600 | 16 | 8.5 | 36200 | 34200 | 94.48% | 2.06 | 0 | 10 |  |  |  |  | R-410A | 2.9667 | Residential & Commercial | USHP | Ducted CEE Tier 1
215295167 | Central HP <5.4 tons | AIRQUEST | HRCU-A-CB (Split System: Heat Pump with Remote Outdoor Unit-Air-Source) | DLCURAH36ABK | ADP |  | HG80936 | *96MSN1002122A* | 35800 | 16 | 8.5 | 36200 | 34200 | 94.48% | 2.06 | 0 | 10 |  |  |  |  | R-410A | 2.9833 | Residential & Commercial | USHP | Ducted CEE Tier 1
216981380 | Central HP <5.4 tons | BRYANT HEATING AND COOLING SYSTEMS | HRCU-A-CB (Split System: Heat Pump with Remote Outdoor Unit-Air-Source) | 290VAN048**AA* | ADP |  | C60A***L18*+TXV | 987MC60060C21*** | 45000 | 17 | 9 | 45500 | 33600 | 73.85% | 2.06 | 0 | 9.5 |  |  |  |  | R-454B | 3.75 | Residential & Commercial | USHP
216981382 | Central HP <5.4 tons | BRYANT HEATING AND COOLING SYSTEMS | HRCU-A-CB (Split System: Heat Pump with Remote Outdoor Unit-Air-Source) | 290VAN048**AA* | ADP |  | PL60H210P29*+TXV | 987MC60080C21*** | 44500 | 18 | 9 | 45500 | 33200 | 72.97% | 2.06 | 0 | 9.5 |  |  |  |  | R-454B | 3.7083 | Residential & Commercial | USHP
210599993 | Central HP <5.4 tons | TEMPSTAR | HRCU-A-CB (Split System: Heat Pump with Remote Outdoor Unit-Air-Source) | TVH825GKA2* |  |  | EN(A,D,W)4X48L21**+WALLCON | *95CSU1002122A* | 24200 | 17 | 8.1 | 21200 | 16600 | 78.3% | 2.02 | 0 | 11.5 |  |  |  |  | R-410A | 2.0167 | Residential & Commercial | USHP | Ducted CEE Tier 1
216982035 | Central HP <5.4 tons | BRYANT HEATING AND COOLING SYSTEMS | HRCU-A-CB (Split System: Heat Pump with Remote Outdoor Unit-Air-Source) | 290VAN024**AA* | ADP |  | PL36H***P44*+TXV | 986TD30040C14*** | 22600 | 16 | 8.5 | 22600 | 16600 | 73.45% | 1.84 | 0 | 9.5 |  |  |  |  | R-454B | 1.8833 | Residential & Commercial | USHP
216981407 | Central HP <5.4 tons | BRYANT HEATING AND COOLING SYSTEMS | HRCU-A-CB (Split System: Heat Pump with Remote Outdoor Unit-Air-Source) | 290VAN048**AA* | ADP |  | C48A***L18*+TXV | 987MC66100C21*** | 45000 | 18 | 9 | 45500 | 33200 | 72.97% | 2.06 | 0 | 10 |  |  |  |  | R-454B | 3.75 | Residential & Commercial | USHP | Ducted CEE Tier 1
216977296 | Central HP <5.4 tons | BRYANT HEATING AND COOLING SYSTEMS | HRCU-A-CB (Split System: Heat Pump with Remote Outdoor Unit-Air-Source) | 37MUHAQ24AA3 | ADP |  | C36A***L15*+TXV | 82*TB36070V14*** | 22600 | 16 | 8.5 | 19200 | 18300 | 95.31% | 1.96 | 0 | 11 |  |  |  |  | R-454B | 1.8833 | Residential & Commercial | USHP | Ducted CEE Tier 1
213780166 | Central HP <5.4 tons | BRYANT HEATING AND COOLING SYSTEMS | HRCU-A-CB (Split System: Heat Pump with Remote Outdoor Unit-Air-Source) | 288BNV037*0**A* |  |  | CSPH*4812AL*+UI | 88*TB48090C17*** | 32400 | 16.5 | 8.1 | 33000 | 24800 | 75.15% | 1.96 | 0 | 11 |  |  |  |  | R-410A | 2.7 | Residential & Commercial | USHP | Ducted CEE Tier 1
213780366 | Central HP <5.4 tons | BRYANT HEATING AND COOLING SYSTEMS | HRCU-A-CB (Split System: Heat Pump with Remote Outdoor Unit-Air-Source) | 288BNV037*0**A* |  |  | CSPH*6012AL*+UI | 935CB48060C17*** | 32800 | 16.5 | 8.1 | 32200 | 25000 | 77.64% | 1.96 | 0 | 11 |  |  |  |  | R-410A | 2.7333 | Residential & Commercial | USHP | Ducted CEE Tier 1
212979047 | Central HP <5.4 tons | CARRIER | HRCU-A-CB (Split System: Heat Pump with Remote Outdoor Unit-Air-Source) | 38MURAQ30AB3* |  |  | CAP**4321AL* | 58S(B,C)*B070M17**16 | 30600 | 15.2 | 8.5 | 33600 | 26400 | 78.57% | 1.86 | 0 | 9 |  |  |  |  | R-410A | 2.55 | Residential & Commercial | USHP
211207039 | Central HP <5.4 tons | YORK | HRCU-A-CB (Split System: Heat Pump with Remote Outdoor Unit-Air-Source) | YZV48B21 |  |  | XAMC48HE3N1+CC | TMLV120C20MP12 | 43500 | 19 | 9 | 44500 | 36200 | 81.35% | 2.14 | 0 | 12 |  |  |  |  | R-410A | 3.625 | Residential & Commercial | USHP | Ducted CEE Tier 1
211207040 | Central HP <5.4 tons | YORK | HRCU-A-CB (Split System: Heat Pump with Remote Outdoor Unit-Air-Source) | YZV48B21 |  |  | XAMC48HE3N1+CC | TPLC100C20MP13 | 43500 | 19 | 9 | 44500 | 36200 | 81.35% | 2.14 | 0 | 12 |  |  |  |  | R-410A | 3.625 | Residential & Commercial | USHP | Ducted CEE Tier 1
212380590 | Central HP <5.4 tons | CARRIER | HRCU-A-CB (Split System: Heat Pump with Remote Outdoor Unit-Air-Source) | 25VNA424A*031* | ADP |  | V,C36H175P159 | 59TN6B060C17**14 | 23400 | 20 | 8.1 | 25200 | 19600 | 77.78% | 2.42 | 0 | 13 |  |  |  |  | R-410A | 1.95 | Residential & Commercial | USHP | Ducted CEE Tier 1
215295185 | Central HP <5.4 tons | AIRQUEST | HRCU-A-CB (Split System: Heat Pump with Remote Outdoor Unit-Air-Source) | DLCURAH36ABK | ADP |  | HG34936 | *96MSN1202422A* | 35200 | 16 | 8.1 | 36800 | 34600 | 94.02% | 1.88 | 0 | 10 |  |  |  |  | R-410A | 2.9333 | Residential & Commercial | USHP | Ducted CEE Tier 1
210599887 | Central HP <5.4 tons | TEMPSTAR | HRCU-A-CB (Split System: Heat Pump with Remote Outdoor Unit-Air-Source) | TVH825GKA2* |  |  | EA*4X43L21A*+WALLCON | *95CSU1002122A* | 24400 | 17 | 8.5 | 21200 | 16600 | 78.3% | 2.04 | 0 | 11 |  |  |  |  | R-410A | 2.0333 | Residential & Commercial | USHP | Ducted CEE Tier 1
210599900 | Central HP <5.4 tons | TEMPSTAR | HRCU-A-CB (Split System: Heat Pump with Remote Outdoor Unit-Air-Source) | TVH825GKA2* |  |  | EA*4X48L21A*+WALLCON | *80CTL0901716A* | 24200 | 17.5 | 8.1 | 20800 | 16500 | 79.33% | 2.04 | 0 | 11.5 |  |  |  |  | R-410A | 2.0167 | Residential & Commercial | USHP | Ducted CEE Tier 1
215294469 | Central HP <5.4 tons | AIRQUEST | HRCU-A-CB (Split System: Heat Pump with Remote Outdoor Unit-Air-Source) | DLCURAH30ABK | ADP |  | HG8J936 | *96VTN1002122B* | 29800 | 15.2 | 8.1 | 32600 | 27600 | 84.66% | 1.78 | 0 | 9 |  |  |  |  | R-410A | 2.4833 | Residential & Commercial | USHP
215293546 | Central HP <5.4 tons | AIRQUEST | HRCU-A-CB (Split System: Heat Pump with Remote Outdoor Unit-Air-Source) | DLCURAH30ABK | ADP |  | H,GE80936 | *92MSN0801716A* | 29800 | 15.2 | 8.1 | 32400 | 27200 | 83.95% | 1.8 | 0 | 9 |  |  |  |  | R-410A | 2.4833 | Residential & Commercial | USHP
215295186 | Central HP <5.4 tons | AIRQUEST | HRCU-A-CB (Split System: Heat Pump with Remote Outdoor Unit-Air-Source) | DLCURAH36ABK | ADP |  | H,GE34936 | *96MSN1202422A* | 35200 | 16 | 8.1 | 36800 | 34600 | 94.02% | 1.88 | 0 | 10 |  |  |  |  | R-410A | 2.9333 | Residential & Commercial | USHP | Ducted CEE Tier 1
215295201 | Central HP <5.4 tons | AIRQUEST | HRCU-A-CB (Split System: Heat Pump with Remote Outdoor Unit-Air-Source) | DLCURAH36ABK | ADP |  | HG8J936 | *96MSN1202422A* | 35200 | 16 | 8.1 | 36800 | 34600 | 94.02% | 1.88 | 0 | 10 |  |  |  |  | R-410A | 2.9333 | Residential & Commercial | USHP | Ducted CEE Tier 1
215295236 | Central HP <5.4 tons | AIRQUEST | HRCU-A-CB (Split System: Heat Pump with Remote Outdoor Unit-Air-Source) | DLCURAH36ABK | ADP |  | H,GE36936 | *96MSN1402422A* | 35400 | 16 | 8.5 | 36200 | 34200 | 94.48% | 2.02 | 0 | 10 |  |  |  |  | R-410A | 2.95 | Residential & Commercial | USHP | Ducted CEE Tier 1
215295237 | Central HP <5.4 tons | AIRQUEST | HRCU-A-CB (Split System: Heat Pump with Remote Outdoor Unit-Air-Source) | DLCURAH36ABK | ADP |  | HE36936 | *96MSN1402422A* | 35400 | 16 | 8.5 | 36200 | 34200 | 94.48% | 2.02 | 0 | 10 |  |  |  |  | R-410A | 2.95 | Residential & Commercial | USHP | Ducted CEE Tier 1
210599901 | Central HP <5.4 tons | TEMPSTAR | HRCU-A-CB (Split System: Heat Pump with Remote Outdoor Unit-Air-Source) | TVH825GKA2* |  |  | EA*4X48L21A*+WALLCON | *95CSU0601716A* | 24000 | 16.5 | 8.1 | 21000 | 16600 | 79.05% | 2 | 0 | 10.5 |  |  |  |  | R-410A | 2 | Residential & Commercial | USHP | Ducted CEE Tier 1
210599917 | Central HP <5.4 tons | TEMPSTAR | HRCU-A-CB (Split System: Heat Pump with Remote Outdoor Unit-Air-Source) | TVH825GKA2* |  |  | EA*4X48L24A*+WALLCON | *97CMN0602120A* | 24000 | 16.5 | 8.1 | 21000 | 16600 | 79.05% | 2 | 0 | 11 |  |  |  |  | R-410A | 2 | Residential & Commercial | USHP | Ducted CEE Tier 1
210599986 | Central HP <5.4 tons | TEMPSTAR | HRCU-A-CB (Split System: Heat Pump with Remote Outdoor Unit-Air-Source) | TVH825GKA2* |  |  | EN(A,D,W)4X48L21**+WALLCON | *80CSU0601716A* | 24200 | 17 | 8.1 | 21400 | 16600 | 77.57% | 2.02 | 0 | 11 |  |  |  |  | R-410A | 2.0167 | Residential & Commercial | USHP | Ducted CEE Tier 1
210600000 | Central HP <5.4 tons | TEMPSTAR | HRCU-A-CB (Split System: Heat Pump with Remote Outdoor Unit-Air-Source) | TVH825GKA2* |  |  | EN(A,D,W)4X48L21**+WALLCON | *97CMN1002122A* | 24200 | 17 | 8.1 | 21400 | 16600 | 77.57% | 2.02 | 0 | 11.5 |  |  |  |  | R-410A | 2.0167 | Residential & Commercial | USHP | Ducted CEE Tier 1
215295254 | Central HP <5.4 tons | AIRQUEST | HRCU-A-CB (Split System: Heat Pump with Remote Outdoor Unit-Air-Source) | DLCURAH36ABK | ADP |  | H,GE80936 | *96MSN1402422A* | 35600 | 16 | 8.5 | 36200 | 34200 | 94.48% | 2.02 | 0 | 10 |  |  |  |  | R-410A | 2.9667 | Residential & Commercial | USHP | Ducted CEE Tier 1
215295385 | Central HP <5.4 tons | AIRQUEST | HRCU-A-CB (Split System: Heat Pump with Remote Outdoor Unit-Air-Source) | DLCURAH36ABK | ADP |  | HG33936 | *96VTN0801716A* | 34800 | 15.2 | 8.1 | 36800 | 34600 | 94.02% | 1.86 | 0 | 9 |  |  |  |  | R-410A | 2.9 | Residential & Commercial | USHP
215295401 | Central HP <5.4 tons | AIRQUEST | HRCU-A-CB (Split System: Heat Pump with Remote Outdoor Unit-Air-Source) | DLCURAH36ABK | ADP |  | HE7J936 | *96VTN0801716A* | 34800 | 15.2 | 8.1 | 36800 | 34600 | 94.02% | 1.86 | 0 | 9 |  |  |  |  | R-410A | 2.9 | Residential & Commercial | USHP
215295404 | Central HP <5.4 tons | AIRQUEST | HRCU-A-CB (Split System: Heat Pump with Remote Outdoor Unit-Air-Source) | DLCURAH36ABK | ADP |  | HE8J936 | *96VTN0801716A* | 35200 | 15.2 | 8.1 | 36800 | 34600 | 94.02% | 1.86 | 0 | 9.5 |  |  |  |  | R-410A | 2.9333 | Residential & Commercial | USHP
215293549 | Central HP <5.4 tons | AIRQUEST | HRCU-A-CB (Split System: Heat Pump with Remote Outdoor Unit-Air-Source) | DLCURAH30ABK | ADP |  | HG82936 | *92MSN0801716A* | 30000 | 15.2 | 8.1 | 32400 | 26800 | 82.72% | 1.82 | 0 | 9 |  |  |  |  | R-410A | 2.5 | Residential & Commercial | USHP
215293565 | Central HP <5.4 tons | AIRQUEST | HRCU-A-CB (Split System: Heat Pump with Remote Outdoor Unit-Air-Source) | DLCURAH30ABK | ADP |  | HG33936 | *92MSN0802120A* | 30000 | 15.2 | 8.1 | 32800 | 27600 | 84.15% | 1.78 | 0 | 9 |  |  |  |  | R-410A | 2.5 | Residential & Commercial | USHP
215293582 | Central HP <5.4 tons | AIRQUEST | HRCU-A-CB (Split System: Heat Pump with Remote Outdoor Unit-Air-Source) | DLCURAH30ABK | ADP |  | HG7J936 | *92MSN0802120A* | 29800 | 15.2 | 8.1 | 32800 | 27600 | 84.15% | 1.78 | 0 | 9 |  |  |  |  | R-410A | 2.4833 | Residential & Commercial | USHP
215293683 | Central HP <5.4 tons | AIRQUEST | HRCU-A-CB (Split System: Heat Pump with Remote Outdoor Unit-Air-Source) | DLCURAH30ABK | ADP |  | H,GE8J936 | *92MSN1202420A* | 29800 | 15.2 | 8.1 | 32600 | 27200 | 83.44% | 1.8 | 0 | 9 |  |  |  |  | R-410A | 2.4833 | Residential & Commercial | USHP
215293880 | Central HP <5.4 tons | AIRQUEST | HRCU-A-CB (Split System: Heat Pump with Remote Outdoor Unit-Air-Source) | DLCURAH30ABK | ADP |  | HE33936 | *96MSN0802120A* | 29200 | 15.2 | 8.1 | 32600 | 27200 | 83.44% | 1.8 | 0 | 8.5 |  |  |  |  | R-410A | 2.4333 | Residential & Commercial | USHP
215293881 | Central HP <5.4 tons | AIRQUEST | HRCU-A-CB (Split System: Heat Pump with Remote Outdoor Unit-Air-Source) | DLCURAH30ABK | ADP |  | H,GG34936 | *96MSN0802120A* | 29600 | 15.2 | 8.1 | 32600 | 27200 | 83.44% | 1.8 | 0 | 9 |  |  |  |  | R-410A | 2.4667 | Residential & Commercial | USHP
215293882 | Central HP <5.4 tons | AIRQUEST | HRCU-A-CB (Split System: Heat Pump with Remote Outdoor Unit-Air-Source) | DLCURAH30ABK | ADP |  | HG34936 | *96MSN0802120A* | 29600 | 15.2 | 8.1 | 32600 | 27200 | 83.44% | 1.8 | 0 | 9 |  |  |  |  | R-410A | 2.4667 | Residential & Commercial | USHP
215293931 | Central HP <5.4 tons | AIRQUEST | HRCU-A-CB (Split System: Heat Pump with Remote Outdoor Unit-Air-Source) | DLCURAH30ABK | ADP |  | HG34936 | *96MSN1002120A* | 30200 | 15.2 | 8.5 | 32400 | 27000 | 83.33% | 1.8 | 0 | 9 |  |  |  |  | R-410A | 2.5167 | Residential & Commercial | USHP
215293999 | Central HP <5.4 tons | AIRQUEST | HRCU-A-CB (Split System: Heat Pump with Remote Outdoor Unit-Air-Source) | DLCURAH30ABK | ADP |  | H,GG9J936 | *96MSN1202422A* | 30000 | 15.2 | 8.1 | 32600 | 27200 | 83.44% | 1.8 | 0 | 9 |  |  |  |  | R-410A | 2.5 | Residential & Commercial | USHP
215294217 | Central HP <5.4 tons | AIRQUEST | HRCU-A-CB (Split System: Heat Pump with Remote Outdoor Unit-Air-Source) | DLCURAH30ABK | ADP |  | HE36936 | *96VTN0802120A* | 29600 | 15.2 | 8.1 | 32000 | 27000 | 84.38% | 1.78 | 0 | 9 |  |  |  |  | R-410A | 2.4667 | Residential & Commercial | USHP
215294348 | Central HP <5.4 tons | AIRQUEST | HRCU-A-CB (Split System: Heat Pump with Remote Outdoor Unit-Air-Source) | DLCURAH30ABK | ADP |  | H,GE32936 | *96VTN1002120B* | 29400 | 15.2 | 8.5 | 32600 | 27200 | 83.44% | 1.8 | 0 | 8.5 |  |  |  |  | R-410A | 2.45 | Residential & Commercial | USHP
215294384 | Central HP <5.4 tons | AIRQUEST | HRCU-A-CB (Split System: Heat Pump with Remote Outdoor Unit-Air-Source) | DLCURAH30ABK | ADP |  | HG82936 | *96VTN1002120B* | 30200 | 15.2 | 8.5 | 32600 | 27200 | 83.44% | 1.8 | 0 | 9 |  |  |  |  | R-410A | 2.5167 | Residential & Commercial | USHP
215294432 | Central HP <5.4 tons | AIRQUEST | HRCU-A-CB (Split System: Heat Pump with Remote Outdoor Unit-Air-Source) | DLCURAH30ABK | ADP |  | HG81936 | *96VTN1002122A* | 30000 | 15.2 | 8.1 | 32400 | 26800 | 82.72% | 1.8 | 0 | 9 |  |  |  |  | R-410A | 2.5 | Residential & Commercial | USHP
215294450 | Central HP <5.4 tons | AIRQUEST | HRCU-A-CB (Split System: Heat Pump with Remote Outdoor Unit-Air-Source) | DLCURAH30ABK | ADP |  | H,GE33936 | *96VTN1002122B* | 29800 | 15.2 | 8.1 | 32600 | 27600 | 84.66% | 1.78 | 0 | 9 |  |  |  |  | R-410A | 2.4833 | Residential & Commercial | USHP
215294451 | Central HP <5.4 tons | AIRQUEST | HRCU-A-CB (Split System: Heat Pump with Remote Outdoor Unit-Air-Source) | DLCURAH30ABK | ADP |  | HE33936 | *96VTN1002122B* | 29800 | 15.2 | 8.1 | 32600 | 27600 | 84.66% | 1.78 | 0 | 9 |  |  |  |  | R-410A | 2.4833 | Residential & Commercial | USHP
215294467 | Central HP <5.4 tons | AIRQUEST | HRCU-A-CB (Split System: Heat Pump with Remote Outdoor Unit-Air-Source) | DLCURAH30ABK | ADP |  | H,GE7J936 | *96VTN1002122B* | 29600 | 15.2 | 8.1 | 32600 | 27600 | 84.66% | 1.78 | 0 | 9 |  |  |  |  | R-410A | 2.4667 | Residential & Commercial | USHP
216779036 | Central HP <5.4 tons | BRYANT HEATING AND COOLING SYSTEMS | HRCU-A-CB (Split System: Heat Pump with Remote Outdoor Unit-Air-Source) | 38MURAQ30AA3* | ADP |  | H,PG9J936 | 927TA60100V21*** | 31000 | 16 | 10 | 32200 | 22600 | 70.19% | 2.42 | 0 | 10.5 |  |  |  |  | R-410A | 2.5833 | Residential & Commercial | USHP | Ducted CEE Tier 1
215424338 | Central HP <5.4 tons | LUXAIRE | HRCU-A-CB (Split System: Heat Pump with Remote Outdoor Unit-Air-Source) | HH860E2S11 | ADP |  | H,YE48*60+TXV-BLEED | Z9ES100C20SMPS1 | 45500 | 18 | 8.5 | 45000 | 33600 | 74.67% | 2 | 0 | 11.7 |  |  |  |  | R-454B | 3.7917 | Residential & Commercial | USHP | Ducted CEE Tier 1
212380547 | Central HP <5.4 tons | CARRIER | HRCU-A-CB (Split System: Heat Pump with Remote Outdoor Unit-Air-Source) | 25VNA424A*031* | ADP |  | C36A***L139 | 58TN*A090C17**16 | 23400 | 21 | 8.5 | 24800 | 19300 | 77.82% | 2.48 | 0 | 13.5 |  |  |  |  | R-410A | 1.95 | Residential & Commercial | USHP | Ducted CEE Tier 1
215293481 | Central HP <5.4 tons | AIRQUEST | HRCU-A-CB (Split System: Heat Pump with Remote Outdoor Unit-Air-Source) | DLCURAH30ABK | ADP |  | H,GG37936 | *92MSN0601714A* | 29400 | 15.2 | 8.1 | 31800 | 26000 | 81.76% | 1.84 | 0 | 8.5 |  |  |  |  | R-410A | 2.45 | Residential & Commercial | USHP
215293514 | Central HP <5.4 tons | AIRQUEST | HRCU-A-CB (Split System: Heat Pump with Remote Outdoor Unit-Air-Source) | DLCURAH30ABK | ADP |  | HE32936 | *92MSN0801716A* | 29000 | 15.2 | 8.1 | 32400 | 27600 | 85.19% | 1.78 | 0 | 8.5 |  |  |  |  | R-410A | 2.4167 | Residential & Commercial | USHP
215293516 | Central HP <5.4 tons | AIRQUEST | HRCU-A-CB (Split System: Heat Pump with Remote Outdoor Unit-Air-Source) | DLCURAH30ABK | ADP |  | HG33936 | *92MSN0801716A* | 29400 | 15.2 | 8.1 | 32400 | 27600 | 85.19% | 1.78 | 0 | 9 |  |  |  |  | R-410A | 2.45 | Residential & Commercial | USHP
215293563 | Central HP <5.4 tons | AIRQUEST | HRCU-A-CB (Split System: Heat Pump with Remote Outdoor Unit-Air-Source) | DLCURAH30ABK | ADP |  | HE32936 | *92MSN0802120A* | 29600 | 15.2 | 8.1 | 32800 | 27600 | 84.15% | 1.78 | 0 | 8.5 |  |  |  |  | R-410A | 2.4667 | Residential & Commercial | USHP
215293564 | Central HP <5.4 tons | AIRQUEST | HRCU-A-CB (Split System: Heat Pump with Remote Outdoor Unit-Air-Source) | DLCURAH30ABK | ADP |  | H,GG33936 | *92MSN0802120A* | 30000 | 15.2 | 8.1 | 32800 | 27600 | 84.15% | 1.78 | 0 | 9 |  |  |  |  | R-410A | 2.5 | Residential & Commercial | USHP
215293599 | Central HP <5.4 tons | AIRQUEST | HRCU-A-CB (Split System: Heat Pump with Remote Outdoor Unit-Air-Source) | DLCURAH30ABK | ADP |  | H,GE23936 | *92MSN1002120A* | 27200 | 15.2 | 8.25 | 33200 | 26400 | 79.52% | 1.82 | 0 | 8 |  |  |  |  | R-410A | 2.2667 | Residential & Commercial | USHP
215293615 | Central HP <5.4 tons | AIRQUEST | HRCU-A-CB (Split System: Heat Pump with Remote Outdoor Unit-Air-Source) | DLCURAH30ABK | ADP |  | HE33936 | *92MSN1002120A* | 30000 | 15.2 | 8.1 | 32800 | 27600 | 84.15% | 1.78 | 0 | 9 |  |  |  |  | R-410A | 2.5 | Residential & Commercial | USHP
215293664 | Central HP <5.4 tons | AIRQUEST | HRCU-A-CB (Split System: Heat Pump with Remote Outdoor Unit-Air-Source) | DLCURAH30ABK | ADP |  | HE33936 | *92MSN1202420A* | 29600 | 15.2 | 8.1 | 32600 | 27200 | 83.44% | 1.8 | 0 | 8.5 |  |  |  |  | R-410A | 2.4667 | Residential & Commercial | USHP
215293883 | Central HP <5.4 tons | AIRQUEST | HRCU-A-CB (Split System: Heat Pump with Remote Outdoor Unit-Air-Source) | DLCURAH30ABK | ADP |  | H,GE34936 | *96MSN0802120A* | 29600 | 15.2 | 8.1 | 32600 | 27200 | 83.44% | 1.8 | 0 | 9 |  |  |  |  | R-410A | 2.4667 | Residential & Commercial | USHP
215293897 | Central HP <5.4 tons | AIRQUEST | HRCU-A-CB (Split System: Heat Pump with Remote Outdoor Unit-Air-Source) | DLCURAH30ABK | ADP |  | HE7J936 | *96MSN0802120A* | 29000 | 15.2 | 8.1 | 32600 | 27200 | 83.44% | 1.8 | 0 | 8.5 |  |  |  |  | R-410A | 2.4167 | Residential & Commercial | USHP
215293899 | Central HP <5.4 tons | AIRQUEST | HRCU-A-CB (Split System: Heat Pump with Remote Outdoor Unit-Air-Source) | DLCURAH30ABK | ADP |  | H,GE8J936 | *96MSN0802120A* | 29400 | 15.2 | 8.1 | 32600 | 27200 | 83.44% | 1.8 | 0 | 8.5 |  |  |  |  | R-410A | 2.45 | Residential & Commercial | USHP
215293932 | Central HP <5.4 tons | AIRQUEST | HRCU-A-CB (Split System: Heat Pump with Remote Outdoor Unit-Air-Source) | DLCURAH30ABK | ADP |  | H,GE34936 | *96MSN1002120A* | 30200 | 15.2 | 8.5 | 32400 | 27000 | 83.33% | 1.8 | 0 | 9 |  |  |  |  | R-410A | 2.5167 | Residential & Commercial | USHP
215293949 | Central HP <5.4 tons | AIRQUEST | HRCU-A-CB (Split System: Heat Pump with Remote Outdoor Unit-Air-Source) | DLCURAH30ABK | ADP |  | HE8J936 | *96MSN1002120A* | 30000 | 15.2 | 8.5 | 32400 | 27000 | 83.33% | 1.8 | 0 | 9 |  |  |  |  | R-410A | 2.5 | Residential & Commercial | USHP
215293950 | Central HP <5.4 tons | AIRQUEST | HRCU-A-CB (Split System: Heat Pump with Remote Outdoor Unit-Air-Source) | DLCURAH30ABK | ADP |  | H,GG9J936 | *96MSN1002120A* | 30200 | 15.2 | 8.5 | 32400 | 27000 | 83.33% | 1.8 | 0 | 9 |  |  |  |  | R-410A | 2.5167 | Residential & Commercial | USHP
215293981 | Central HP <5.4 tons | AIRQUEST | HRCU-A-CB (Split System: Heat Pump with Remote Outdoor Unit-Air-Source) | DLCURAH30ABK | ADP |  | H,GE34936 | *96MSN1202422A* | 29800 | 15.2 | 8.1 | 32600 | 27200 | 83.44% | 1.8 | 0 | 9 |  |  |  |  | R-410A | 2.4833 | Residential & Commercial | USHP
210599866 | Central HP <5.4 tons | TEMPSTAR | HRCU-A-CB (Split System: Heat Pump with Remote Outdoor Unit-Air-Source) | TVH825GKA2* |  |  | EA*4X42L21A*+WALLCON | *97CMN0601714A* | 23600 | 16 | 8.1 | 21600 | 16800 | 77.78% | 1.94 | 0 | 10.5 |  |  |  |  | R-410A | 1.9667 | Residential & Commercial | USHP | Ducted CEE Tier 1
210599880 | Central HP <5.4 tons | TEMPSTAR | HRCU-A-CB (Split System: Heat Pump with Remote Outdoor Unit-Air-Source) | TVH825GKA2* |  |  | EA*4X43L21A*+WALLCON | *80CSU0601716A* | 24400 | 17 | 8.5 | 21200 | 16600 | 78.3% | 2.02 | 0 | 11 |  |  |  |  | R-410A | 2.0333 | Residential & Commercial | USHP | Ducted CEE Tier 1
210599957 | Central HP <5.4 tons | TEMPSTAR | HRCU-A-CB (Split System: Heat Pump with Remote Outdoor Unit-Air-Source) | TVH825GKA2* |  |  | EHD4X48AAL+WALLCON | *97CMN0801714A* | 24200 | 16 | 8.1 | 21400 | 16700 | 78.04% | 2 | 0 | 10.5 |  |  |  |  | R-410A | 2.0167 | Residential & Commercial | USHP | Ducted CEE Tier 1
210599964 | Central HP <5.4 tons | TEMPSTAR | HRCU-A-CB (Split System: Heat Pump with Remote Outdoor Unit-Air-Source) | TVH825GKA2* |  |  | EN(A,D)4X48L24**+WALLCON | *96CTN1002122A* | 24200 | 17 | 8.1 | 21400 | 16600 | 77.57% | 2.02 | 0 | 11.5 |  |  |  |  | R-410A | 2.0167 | Residential & Commercial | USHP | Ducted CEE Tier 1
211378341 | Central HP <5.4 tons | YORK | HRCU-A-CB (Split System: Heat Pump with Remote Outdoor Unit-Air-Source) | HMH72B341 |  |  | XAFB30CXXN1+TXV | TM8V080B12MP12 | 32400 | 17 | 8.1 | 33600 | 23600 | 70.24% | 2 | 0 | 9.5 |  |  |  |  | R-410A | 2.7 | Residential & Commercial | USHP
211378405 | Central HP <5.4 tons | YORK | HRCU-A-CB (Split System: Heat Pump with Remote Outdoor Unit-Air-Source) | HMH72B341 |  |  | XAFB36DXXN1+TXV | YPLC060A12MP13 | 34000 | 17.5 | 8.1 | 34000 | 24200 | 71.18% | 2.06 | 0 | 9.5 |  |  |  |  | R-410A | 2.8333 | Residential & Commercial | USHP
215294807 | Central HP <5.4 tons | AIRQUEST | HRCU-A-CB (Split System: Heat Pump with Remote Outdoor Unit-Air-Source) | DLCURAH36ABK | ADP |  | HE36936 | *92MSN1002120A* | 35600 | 16 | 8.5 | 36200 | 34200 | 94.48% | 2.02 | 0 | 10 |  |  |  |  | R-410A | 2.9667 | Residential & Commercial | USHP | Ducted CEE Tier 1
215293983 | Central HP <5.4 tons | AIRQUEST | HRCU-A-CB (Split System: Heat Pump with Remote Outdoor Unit-Air-Source) | DLCURAH30ABK | ADP |  | H,GG35936 | *96MSN1202422A* | 30000 | 15.2 | 8.1 | 32600 | 27200 | 83.44% | 1.8 | 0 | 9 |  |  |  |  | R-410A | 2.5 | Residential & Commercial | USHP
215293984 | Central HP <5.4 tons | AIRQUEST | HRCU-A-CB (Split System: Heat Pump with Remote Outdoor Unit-Air-Source) | DLCURAH30ABK | ADP |  | HG35936 | *96MSN1202422A* | 30000 | 15.2 | 8.1 | 32600 | 27200 | 83.44% | 1.8 | 0 | 9 |  |  |  |  | R-410A | 2.5 | Residential & Commercial | USHP
211240057 | Central HP <5.4 tons | CARRIER | HRCU-A-CB (Split System: Heat Pump with Remote Outdoor Unit-Air-Source) | 38MURAQ24AB3* |  |  | CNPV*3014AL* | 59SP6A060V14**12 | 23400 | 16.5 | 8.1 | 25800 | 24000 | 93.02% | 1.98 | 0 | 10 |  |  |  |  | R-410A | 1.95 | Residential & Commercial | USHP | Ducted CEE Tier 1
215294812 | Central HP <5.4 tons | AIRQUEST | HRCU-A-CB (Split System: Heat Pump with Remote Outdoor Unit-Air-Source) | DLCURAH36ABK | ADP |  | H,GE7J936 | *92MSN1002120A* | 34000 | 16 | 8.1 | 36800 | 34400 | 93.48% | 2 | 0 | 10 |  |  |  |  | R-410A | 2.8333 | Residential & Commercial | USHP | Ducted CEE Tier 1
211378423 | Central HP <5.4 tons | YORK | HRCU-A-CB (Split System: Heat Pump with Remote Outdoor Unit-Air-Source) | HMH72B341 |  |  | XAUB36DXXN1+TXV | TPLC060A12MP13 | 34000 | 17.5 | 8.1 | 34000 | 24200 | 71.18% | 2.06 | 0 | 9.5 |  |  |  |  | R-410A | 2.8333 | Residential & Commercial | USHP
211378432 | Central HP <5.4 tons | YORK | HRCU-A-CB (Split System: Heat Pump with Remote Outdoor Unit-Air-Source) | HMH72B341 |  |  | XAFB30CXXN1+TXV | TM8V060A12MP12 | 32800 | 17.5 | 8.1 | 33400 | 23400 | 70.06% | 2.02 | 0 | 9.5 |  |  |  |  | R-410A | 2.7333 | Residential & Commercial | USHP
211378564 | Central HP <5.4 tons | YORK | HRCU-A-CB (Split System: Heat Pump with Remote Outdoor Unit-Air-Source) | HMH72B341 |  |  | XAFC36DXXN1+TXV | TM8E100B12MP11 | 34000 | 18 | 8.1 | 33800 | 23800 | 70.41% | 2.06 | 0 | 10 |  |  |  |  | R-410A | 2.8333 | Residential & Commercial | USHP | Ducted CEE Tier 1
211378630 | Central HP <5.4 tons | YORK | HRCU-A-CB (Split System: Heat Pump with Remote Outdoor Unit-Air-Source) | HMH72B341 |  |  | XAFC36DXXN1+TXV | TMLE080C16MP11 | 34000 | 17 | 8.5 | 33600 | 23600 | 70.24% | 2.08 | 0 | 10 |  |  |  |  | R-410A | 2.8333 | Residential & Commercial | USHP | Ducted CEE Tier 1
215294864 | Central HP <5.4 tons | AIRQUEST | HRCU-A-CB (Split System: Heat Pump with Remote Outdoor Unit-Air-Source) | DLCURAH36ABK | ADP |  | H,GG1K936 | *92MSN1002122A* | 35800 | 16 | 8.5 | 36200 | 34200 | 94.48% | 2.04 | 0 | 10 |  |  |  |  | R-410A | 2.9833 | Residential & Commercial | USHP | Ducted CEE Tier 1
215294891 | Central HP <5.4 tons | AIRQUEST | HRCU-A-CB (Split System: Heat Pump with Remote Outdoor Unit-Air-Source) | DLCURAH36ABK | ADP |  | HE35936 | *92MSN1202420A* | 35800 | 16 | 8.1 | 36800 | 34800 | 94.57% | 1.9 | 0 | 10 |  |  |  |  | R-410A | 2.9833 | Residential & Commercial | USHP | Ducted CEE Tier 1
211378641 | Central HP <5.4 tons | YORK | HRCU-A-CB (Split System: Heat Pump with Remote Outdoor Unit-Air-Source) | HMH72B341 |  |  | XAFC30CXXN1+TXV | TMLE080C16MP11 | 33000 | 18 | 8.5 | 33000 | 23200 | 70.3% | 2.04 | 0 | 10 |  |  |  |  | R-410A | 2.75 | Residential & Commercial | USHP | Ducted CEE Tier 1
207256440 | Central HP <5.4 tons | GREE | HRCU-A-CB (Split System: Heat Pump with Remote Outdoor Unit-Air-Source) | FLEXX36HP230V1AO |  |  | FLEXX24HP230V1BH | 0 | 24000 | 17 | 9 | 24000 | 22000 | 91.67% | 1.8 | 12.5 | 12 |  |  |  |  | R-410A | 2 | Residential & Commercial | USHP | Ducted CEE Tier 1
207256441 | Central HP <5.4 tons | GREE | HRCU-A-CB (Split System: Heat Pump with Remote Outdoor Unit-Air-Source) | FLEXX36HP230V1AO |  |  | FLEXX36HP230V1BH | 0 | 34000 | 16 | 9 | 35000 | 28000 | 80% | 1.8 | 10 | 10 |  |  |  |  | R-410A | 2.8333 | Residential & Commercial | USHP | Ducted CEE Tier 1
216977308 | Central HP <5.4 tons | BRYANT HEATING AND COOLING SYSTEMS | HRCU-A-CB (Split System: Heat Pump with Remote Outdoor Unit-Air-Source) | 37MUHAQ24AA3 | ADP |  | PL36H***P44*+TXV | 83*CA36040C17*** | 23400 | 17 | 8.5 | 19600 | 18400 | 93.88% | 1.94 | 0 | 11 |  |  |  |  | R-454B | 1.95 | Residential & Commercial | USHP | Ducted CEE Tier 1
216981931 | Central HP <5.4 tons | BRYANT HEATING AND COOLING SYSTEMS | HRCU-A-CB (Split System: Heat Pump with Remote Outdoor Unit-Air-Source) | 293VAN060**AA* | ADP |  | C60A***L18*+TXV | 987MC60060C21*** | 54500 | 18 | 8.5 | 59000 | 47000 | 79.66% | 2 | 0 | 10 |  |  |  |  | R-454B | 4.5417 | Residential & Commercial | USHP | Ducted CEE Tier 1
216981947 | Central HP <5.4 tons | BRYANT HEATING AND COOLING SYSTEMS | HRCU-A-CB (Split System: Heat Pump with Remote Outdoor Unit-Air-Source) | 293VAN060**AA* | ADP |  | C60A***L18*+TXV | 987MC66100C21*** | 55500 | 18 | 8.5 | 58500 | 45500 | 77.78% | 2.06 | 0 | 11 |  |  |  |  | R-454B | 4.625 | Residential & Commercial | USHP | Ducted CEE Tier 1
211378748 | Central HP <5.4 tons | YORK | HRCU-A-CB (Split System: Heat Pump with Remote Outdoor Unit-Air-Source) | HMH72B341 |  |  | XAUB36DXXN1+TXV | TM8E060A12MP11 | 34000 | 18 | 8.1 | 33800 | 23800 | 70.41% | 2.06 | 0 | 10 |  |  |  |  | R-410A | 2.8333 | Residential & Commercial | USHP | Ducted CEE Tier 1
215294971 | Central HP <5.4 tons | AIRQUEST | HRCU-A-CB (Split System: Heat Pump with Remote Outdoor Unit-Air-Source) | DLCURAH36ABK | ADP |  | H,GE34936 | *96MSN0601716A* | 35200 | 15.2 | 8.5 | 36800 | 34800 | 94.57% | 1.88 | 0 | 9.5 |  |  |  |  | R-410A | 2.9333 | Residential & Commercial | USHP
215295016 | Central HP <5.4 tons | AIRQUEST | HRCU-A-CB (Split System: Heat Pump with Remote Outdoor Unit-Air-Source) | DLCURAH36ABK | ADP |  | H,GG35936 | *96MSN0801716A* | 34600 | 16 | 8.1 | 36800 | 34600 | 94.02% | 1.98 | 0 | 9.5 |  |  |  |  | R-410A | 2.8833 | Residential & Commercial | USHP
215295082 | Central HP <5.4 tons | AIRQUEST | HRCU-A-CB (Split System: Heat Pump with Remote Outdoor Unit-Air-Source) | DLCURAH36ABK | ADP |  | H,GE80936 | *96MSN0802120A* | 36000 | 16 | 8.5 | 36400 | 34400 | 94.51% | 2.04 | 0 | 10 |  |  |  |  | R-410A | 3 | Residential & Commercial | USHP | Ducted CEE Tier 1
215295091 | Central HP <5.4 tons | AIRQUEST | HRCU-A-CB (Split System: Heat Pump with Remote Outdoor Unit-Air-Source) | DLCURAH36ABK | ADP |  | HG32936 | *96MSN1002120A* | 34200 | 16 | 8.5 | 36200 | 34200 | 94.48% | 2.04 | 0 | 9.5 |  |  |  |  | R-410A | 2.85 | Residential & Commercial | USHP
211378775 | Central HP <5.4 tons | YORK | HRCU-A-CB (Split System: Heat Pump with Remote Outdoor Unit-Air-Source) | HMH72B341 |  |  | XAHB36DBCN1 | TMLE040A12MP11 | 33200 | 17.5 | 8.1 | 33000 | 23200 | 70.3% | 2.02 | 0 | 9.5 |  |  |  |  | R-410A | 2.7667 | Residential & Commercial | USHP
211378873 | Central HP <5.4 tons | YORK | HRCU-A-CB (Split System: Heat Pump with Remote Outdoor Unit-Air-Source) | HMH72B341 |  |  | XAUB36DXXN1+TXV | TL9E060B12UH11 | 33400 | 17.5 | 8.1 | 33000 | 23200 | 70.3% | 2.02 | 0 | 10 |  |  |  |  | R-410A | 2.7833 | Residential & Commercial | USHP | Ducted CEE Tier 1
215295098 | Central HP <5.4 tons | AIRQUEST | HRCU-A-CB (Split System: Heat Pump with Remote Outdoor Unit-Air-Source) | DLCURAH36ABK | ADP |  | H,GG34936 | *96MSN1002120A* | 35400 | 16 | 8.1 | 36800 | 34600 | 94.02% | 1.88 | 0 | 10 |  |  |  |  | R-410A | 2.95 | Residential & Commercial | USHP | Ducted CEE Tier 1
210599906 | Central HP <5.4 tons | TEMPSTAR | HRCU-A-CB (Split System: Heat Pump with Remote Outdoor Unit-Air-Source) | TVH825GKA2* |  |  | EA*4X48L21A*+WALLCON | *96CTN1002122A* | 24000 | 16.5 | 8.1 | 21000 | 16500 | 78.57% | 2.02 | 0 | 11 |  |  |  |  | R-410A | 2 | Residential & Commercial | USHP | Ducted CEE Tier 1
210600165 | Central HP <5.4 tons | TEMPSTAR | HRCU-A-CB (Split System: Heat Pump with Remote Outdoor Unit-Air-Source) | TVH837GKA** |  |  | EN(A,D,W)4X60L24**+WALLCON | *95CSU1002122A* | 32800 | 18 | 8.1 | 32200 | 24600 | 76.4% | 1.98 | 0 | 12 |  |  |  |  | R-410A | 2.7333 | Residential & Commercial | USHP | Ducted CEE Tier 1
212976729 | Central HP <5.4 tons | BRYANT HEATING AND COOLING SYSTEMS | HRCU-A-CB (Split System: Heat Pump with Remote Outdoor Unit-Air-Source) | 38MURAQ30AB3* |  |  | CAP**4221AL* | 926TC60100V21*** | 30200 | 15.2 | 8.5 | 34200 | 27600 | 80.7% | 1.8 | 0 | 9 |  |  |  |  | R-410A | 2.5167 | Residential & Commercial | USHP
212977029 | Central HP <5.4 tons | BRYANT HEATING AND COOLING SYSTEMS | HRCU-A-CB (Split System: Heat Pump with Remote Outdoor Unit-Air-Source) | 38MURAQ30AB3* |  |  | CAP**4221AL* | 926TC66100V21*** | 30000 | 15.2 | 8.1 | 34200 | 27600 | 80.7% | 1.8 | 0 | 9 |  |  |  |  | R-410A | 2.5 | Residential & Commercial | USHP
215295116 | Central HP <5.4 tons | AIRQUEST | HRCU-A-CB (Split System: Heat Pump with Remote Outdoor Unit-Air-Source) | DLCURAH36ABK | ADP |  | H,GE8J936 | *96MSN1002120A* | 35400 | 16 | 8.1 | 36800 | 34600 | 94.02% | 1.88 | 0 | 10 |  |  |  |  | R-410A | 2.95 | Residential & Commercial | USHP | Ducted CEE Tier 1
211379009 | Central HP <5.4 tons | YORK | HRCU-A-CB (Split System: Heat Pump with Remote Outdoor Unit-Air-Source) | HMH72B341 |  |  | XAUC48FXXN1+TXV | TM9Y100C16MP11 | 33800 | 17.5 | 8.5 | 32800 | 24200 | 73.78% | 2.06 | 0 | 9 |  |  |  |  | R-410A | 2.8167 | Residential & Commercial | USHP
211379098 | Central HP <5.4 tons | YORK | HRCU-A-CB (Split System: Heat Pump with Remote Outdoor Unit-Air-Source) | HMH72B341 |  |  | XAHD48FXXN1+TXV | TM9V100C20MP12 | 33600 | 16.5 | 8.5 | 32400 | 23800 | 73.46% | 2.06 | 0 | 9 |  |  |  |  | R-410A | 2.8 | Residential & Commercial | USHP
211379134 | Central HP <5.4 tons | YORK | HRCU-A-CB (Split System: Heat Pump with Remote Outdoor Unit-Air-Source) | HMH72B341 |  |  | XAFD48FXXN1+TXV | TM9V100C20MP12 | 34000 | 16.5 | 8.5 | 33000 | 24200 | 73.33% | 2.1 | 0 | 9 |  |  |  |  | R-410A | 2.8333 | Residential & Commercial | USHP
211377521 | Central HP <5.4 tons | YORK | HRCU-A-CB (Split System: Heat Pump with Remote Outdoor Unit-Air-Source) | HMH72B341 |  |  | XAFC36DBCN1 | TP9C100C16MP13 | 34000 | 17.5 | 8.5 | 34000 | 24000 | 70.59% | 2.1 | 0 | 10 |  |  |  |  | R-410A | 2.8333 | Residential & Commercial | USHP | Ducted CEE Tier 1
215295150 | Central HP <5.4 tons | AIRQUEST | HRCU-A-CB (Split System: Heat Pump with Remote Outdoor Unit-Air-Source) | DLCURAH36ABK | ADP |  | H,GE36936 | *96MSN1002122A* | 35600 | 16 | 8.5 | 36200 | 34200 | 94.48% | 2.06 | 0 | 10 |  |  |  |  | R-410A | 2.9667 | Residential & Commercial | USHP | Ducted CEE Tier 1
215295175 | Central HP <5.4 tons | AIRQUEST | HRCU-A-CB (Split System: Heat Pump with Remote Outdoor Unit-Air-Source) | DLCURAH36ABK | ADP |  | H,GE24936 | *96MSN1202422A* | 33000 | 16 | 8.45 | 36200 | 34200 | 94.48% | 2 | 0 | 9 |  |  |  |  | R-410A | 2.75 | Residential & Commercial | USHP
211377637 | Central HP <5.4 tons | YORK | HRCU-A-CB (Split System: Heat Pump with Remote Outdoor Unit-Air-Source) | HMH72B341 |  |  | XAFC36DBCN1 | TM9V080B12MP12 | 34000 | 17 | 8.1 | 34000 | 24400 | 71.76% | 2.06 | 0 | 9.5 |  |  |  |  | R-410A | 2.8333 | Residential & Commercial | USHP
211377846 | Central HP <5.4 tons | YORK | HRCU-A-CB (Split System: Heat Pump with Remote Outdoor Unit-Air-Source) | HMH72B341 |  |  | XAHC36DBCN1 | TM9E100C16MP12 | 33600 | 17.5 | 8.1 | 33000 | 23200 | 70.3% | 2.04 | 0 | 10 |  |  |  |  | R-410A | 2.8 | Residential & Commercial | USHP | Ducted CEE Tier 1
211377855 | Central HP <5.4 tons | YORK | HRCU-A-CB (Split System: Heat Pump with Remote Outdoor Unit-Air-Source) | HMH72B341 |  |  | XAFC36DBCN1 | TM9E100C16MP12 | 34000 | 18 | 8.1 | 33600 | 23800 | 70.83% | 2.08 | 0 | 10 |  |  |  |  | R-410A | 2.8333 | Residential & Commercial | USHP | Ducted CEE Tier 1
211377878 | Central HP <5.4 tons | YORK | HRCU-A-CB (Split System: Heat Pump with Remote Outdoor Unit-Air-Source) | HMH72B341 |  |  | XAHB36DBCN1 | TM9E080B12MP12 | 33200 | 17 | 8.1 | 33200 | 23400 | 70.48% | 2 | 0 | 9.5 |  |  |  |  | R-410A | 2.7667 | Residential & Commercial | USHP
215295180 | Central HP <5.4 tons | AIRQUEST | HRCU-A-CB (Split System: Heat Pump with Remote Outdoor Unit-Air-Source) | DLCURAH36ABK | ADP |  | H,GG33936 | *96MSN1202422A* | 34200 | 16 | 8.5 | 36200 | 34200 | 94.48% | 2.02 | 0 | 9.5 |  |  |  |  | R-410A | 2.85 | Residential & Commercial | USHP
215295182 | Central HP <5.4 tons | AIRQUEST | HRCU-A-CB (Split System: Heat Pump with Remote Outdoor Unit-Air-Source) | DLCURAH36ABK | ADP |  | H,GE33936 | *96MSN1202422A* | 34200 | 16 | 8.5 | 36200 | 34200 | 94.48% | 2.02 | 0 | 9.5 |  |  |  |  | R-410A | 2.85 | Residential & Commercial | USHP
215295198 | Central HP <5.4 tons | AIRQUEST | HRCU-A-CB (Split System: Heat Pump with Remote Outdoor Unit-Air-Source) | DLCURAH36ABK | ADP |  | HG7J936 | *96MSN1202422A* | 34000 | 16 | 8.5 | 36200 | 34200 | 94.48% | 2.02 | 0 | 9.5 |  |  |  |  | R-410A | 2.8333 | Residential & Commercial | USHP
215295200 | Central HP <5.4 tons | AIRQUEST | HRCU-A-CB (Split System: Heat Pump with Remote Outdoor Unit-Air-Source) | DLCURAH36ABK | ADP |  | HE7J936 | *96MSN1202422A* | 34000 | 16 | 8.5 | 36200 | 34200 | 94.48% | 2.02 | 0 | 9.5 |  |  |  |  | R-410A | 2.8333 | Residential & Commercial | USHP
215295230 | Central HP <5.4 tons | AIRQUEST | HRCU-A-CB (Split System: Heat Pump with Remote Outdoor Unit-Air-Source) | DLCURAH36ABK | ADP |  | HE34936 | *96MSN1402422A* | 34600 | 16 | 8.5 | 36200 | 34200 | 94.48% | 2.02 | 0 | 9.5 |  |  |  |  | R-410A | 2.8833 | Residential & Commercial | USHP
215295380 | Central HP <5.4 tons | AIRQUEST | HRCU-A-CB (Split System: Heat Pump with Remote Outdoor Unit-Air-Source) | DLCURAH36ABK | ADP |  | H,GG32936 | *96VTN0801716A* | 34400 | 15.2 | 8.1 | 36800 | 34600 | 94.02% | 1.86 | 0 | 9 |  |  |  |  | R-410A | 2.8667 | Residential & Commercial | USHP
215295400 | Central HP <5.4 tons | AIRQUEST | HRCU-A-CB (Split System: Heat Pump with Remote Outdoor Unit-Air-Source) | DLCURAH36ABK | ADP |  | H,GE7J936 | *96VTN0801716A* | 34800 | 15.2 | 8.1 | 36800 | 34600 | 94.02% | 1.86 | 0 | 9 |  |  |  |  | R-410A | 2.9 | Residential & Commercial | USHP
215295484 | Central HP <5.4 tons | AIRQUEST | HRCU-A-CB (Split System: Heat Pump with Remote Outdoor Unit-Air-Source) | DLCURAH36ABK | ADP |  | H,GE8J936 | *96VTN0802120A* | 35000 | 16 | 8.1 | 36800 | 34600 | 94.02% | 1.86 | 0 | 9.5 |  |  |  |  | R-410A | 2.9167 | Residential & Commercial | USHP
215295507 | Central HP <5.4 tons | AIRQUEST | HRCU-A-CB (Split System: Heat Pump with Remote Outdoor Unit-Air-Source) | DLCURAH36ABK | ADP |  | H,GG34936 | *96VTN0802120B* | 35600 | 16 | 8.1 | 36800 | 34800 | 94.57% | 1.9 | 0 | 10 |  |  |  |  | R-410A | 2.9667 | Residential & Commercial | USHP | Ducted CEE Tier 1
215295525 | Central HP <5.4 tons | AIRQUEST | HRCU-A-CB (Split System: Heat Pump with Remote Outdoor Unit-Air-Source) | DLCURAH36ABK | ADP |  | H,GE8J936 | *96VTN0802120B* | 35600 | 16 | 8.1 | 36800 | 34800 | 94.57% | 1.9 | 0 | 10 |  |  |  |  | R-410A | 2.9667 | Residential & Commercial | USHP | Ducted CEE Tier 1
215295534 | Central HP <5.4 tons | AIRQUEST | HRCU-A-CB (Split System: Heat Pump with Remote Outdoor Unit-Air-Source) | DLCURAH36ABK | ADP |  | H,GE80936 | *96VTN0802120B* | 36200 | 16 | 8.5 | 36400 | 34400 | 94.51% | 2.04 | 0 | 10 |  |  |  |  | R-410A | 3.0167 | Residential & Commercial | USHP | Ducted CEE Tier 1
215424234 | Central HP <5.4 tons | LUXAIRE | HRCU-A-CB (Split System: Heat Pump with Remote Outdoor Unit-Air-Source) | HH836E2S11 | ADP |  | H,YE9J*36+TXV-BLEED | TM9V100C16MP12 | 33400 | 17 | 8.5 | 29400 | 24800 | 84.35% | 2 | 0 | 11 |  |  |  |  | R-454B | 2.7833 | Residential & Commercial | USHP | Ducted CEE Tier 1
216981345 | Central HP <5.4 tons | BRYANT HEATING AND COOLING SYSTEMS | HRCU-A-CB (Split System: Heat Pump with Remote Outdoor Unit-Air-Source) | 290VAN048**AA* | ADP |  | V,C48H210P16*+TXV | 986TD60080C21*** | 44000 | 18 | 9 | 45500 | 33200 | 72.97% | 2.06 | 0 | 9.5 |  |  |  |  | R-454B | 3.6667 | Residential & Commercial | USHP
216981393 | Central HP <5.4 tons | BRYANT HEATING AND COOLING SYSTEMS | HRCU-A-CB (Split System: Heat Pump with Remote Outdoor Unit-Air-Source) | 290VAN048**AA* | ADP |  | C48A***L18*+TXV | 987MC60080C21*** | 45000 | 18 | 9 | 45500 | 33200 | 72.97% | 2.06 | 0 | 10 |  |  |  |  | R-454B | 3.75 | Residential & Commercial | USHP | Ducted CEE Tier 1
216981395 | Central HP <5.4 tons | BRYANT HEATING AND COOLING SYSTEMS | HRCU-A-CB (Split System: Heat Pump with Remote Outdoor Unit-Air-Source) | 290VAN048**AA* | ADP |  | C60A***L19*+TXV | 987MC60080C21*** | 45000 | 18 | 9 | 45500 | 33200 | 72.97% | 2.06 | 0 | 10 |  |  |  |  | R-454B | 3.75 | Residential & Commercial | USHP | Ducted CEE Tier 1
216983399 | Central HP <5.4 tons | BRYANT HEATING AND COOLING SYSTEMS | HRCU-A-CB (Split System: Heat Pump with Remote Outdoor Unit-Air-Source) | 37MUHAQ24AA3 | ADP |  | PL36H175P14*+TXV | 916SA30026M14*** | 22000 | 15.2 | 8.5 | 19600 | 18800 | 95.92% | 1.98 | 0 | 10.5 |  |  |  |  | R-454B | 1.8333 | Residential & Commercial | USHP | Ducted CEE Tier 1
216983426 | Central HP <5.4 tons | BRYANT HEATING AND COOLING SYSTEMS | HRCU-A-CB (Split System: Heat Pump with Remote Outdoor Unit-Air-Source) | 37MUHAQ24AA3 | ADP |  | A24VBA*+TXV | 916SA36060M14*** | 22000 | 15.2 | 8.5 | 19400 | 18800 | 96.91% | 1.98 | 0 | 10.5 |  |  |  |  | R-454B | 1.8333 | Residential & Commercial | USHP | Ducted CEE Tier 1
212380591 | Central HP <5.4 tons | CARRIER | HRCU-A-CB (Split System: Heat Pump with Remote Outdoor Unit-Air-Source) | 25VNA424A*031* | ADP |  | PL36H210P749 | 59TN6B060C17**14 | 23400 | 20 | 8.1 | 25000 | 19500 | 78% | 2.44 | 0 | 13 |  |  |  |  | R-410A | 1.95 | Residential & Commercial | USHP | Ducted CEE Tier 1
216981383 | Central HP <5.4 tons | BRYANT HEATING AND COOLING SYSTEMS | HRCU-A-CB (Split System: Heat Pump with Remote Outdoor Unit-Air-Source) | 290VAN048**AA* | ADP |  | V,C60H210P29*+TXV | 987MC60080C21*** | 44500 | 18 | 9 | 45500 | 33200 | 72.97% | 2.06 | 0 | 9.5 |  |  |  |  | R-454B | 3.7083 | Residential & Commercial | USHP
216983438 | Central HP <5.4 tons | BRYANT HEATING AND COOLING SYSTEMS | HRCU-A-CB (Split System: Heat Pump with Remote Outdoor Unit-Air-Source) | 37MUHAQ24AA3 | ADP |  | PL36H175P15*+TXV | 986TD30040C14*** | 22200 | 15.2 | 8.1 | 19400 | 18400 | 94.85% | 1.85 | 0 | 10.5 |  |  |  |  | R-454B | 1.85 | Residential & Commercial | USHP | Ducted CEE Tier 1
216494114 | Central HP <5.4 tons | BRYANT HEATING AND COOLING SYSTEMS | HRCU-A-CB (Split System: Heat Pump with Remote Outdoor Unit-Air-Source) | 290VAN036**AA* | ADP |  | CE(P,V)3621G34*+TXV | 88*TB48070C17*** | 33000 | 18 | 9 | 33600 | 24800 | 73.81% | 1.88 | 0 | 9.5 |  |  |  |  | R-454B | 2.75 | Residential & Commercial | USHP
216494178 | Central HP <5.4 tons | BRYANT HEATING AND COOLING SYSTEMS | HRCU-A-CB (Split System: Heat Pump with Remote Outdoor Unit-Air-Source) | 290VAN036**AA* | ADP |  | CE(P,V)3621G34*+TXV | 986TD66120C24*** | 32600 | 18 | 9 | 32600 | 24400 | 74.85% | 1.9 | 0 | 10 |  |  |  |  | R-454B | 2.7167 | Residential & Commercial | USHP | Ducted CEE Tier 1
216981233 | Central HP <5.4 tons | BRYANT HEATING AND COOLING SYSTEMS | HRCU-A-CB (Split System: Heat Pump with Remote Outdoor Unit-Air-Source) | 290VAN036**AA* | ADP |  | C36A***L53*+TXV | 935CB48060C17*** | 34400 | 17 | 9 | 33800 | 24800 | 73.37% | 1.88 | 0 | 9.5 |  |  |  |  | R-454B | 2.8667 | Residential & Commercial | USHP
216981246 | Central HP <5.4 tons | BRYANT HEATING AND COOLING SYSTEMS | HRCU-A-CB (Split System: Heat Pump with Remote Outdoor Unit-Air-Source) | 290VAN036**AA* | ADP |  | C36A***L15*+TXV | 986TD42060C17*** | 33400 | 17 | 9 | 33600 | 25000 | 74.4% | 1.88 | 0 | 9.5 |  |  |  |  | R-454B | 2.7833 | Residential & Commercial | USHP
215295548 | Central HP <5.4 tons | AIRQUEST | HRCU-A-CB (Split System: Heat Pump with Remote Outdoor Unit-Air-Source) | DLCURAH36ABK | ADP |  | H,GE33936 | *96VTN1002120A* | 35800 | 15.2 | 8.1 | 37800 | 34800 | 92.06% | 1.9 | 0 | 10 |  |  |  |  | R-410A | 2.9833 | Residential & Commercial | USHP | Ducted CEE Tier 1
211378850 | Central HP <5.4 tons | YORK | HRCU-A-CB (Split System: Heat Pump with Remote Outdoor Unit-Air-Source) | HMH72B341 |  |  | XAHC36DBCN1 | TL9E060B12UH11 | 32800 | 17.5 | 8.1 | 32400 | 22800 | 70.37% | 1.98 | 0 | 9.5 |  |  |  |  | R-410A | 2.7333 | Residential & Commercial | USHP
211379043 | Central HP <5.4 tons | YORK | HRCU-A-CB (Split System: Heat Pump with Remote Outdoor Unit-Air-Source) | HMH72B341 |  |  | XAFC48FBCN1 | TM9Y080B12MP11 | 33400 | 17 | 8.1 | 32800 | 24200 | 73.78% | 2.04 | 0 | 9 |  |  |  |  | R-410A | 2.7833 | Residential & Commercial | USHP
215295557 | Central HP <5.4 tons | AIRQUEST | HRCU-A-CB (Split System: Heat Pump with Remote Outdoor Unit-Air-Source) | DLCURAH36ABK | ADP |  | H,GG36936 | *96VTN1002120A* | 36400 | 15.2 | 8.5 | 36800 | 34400 | 93.48% | 2.08 | 0 | 10 |  |  |  |  | R-410A | 3.0333 | Residential & Commercial | USHP | Ducted CEE Tier 1
215295559 | Central HP <5.4 tons | AIRQUEST | HRCU-A-CB (Split System: Heat Pump with Remote Outdoor Unit-Air-Source) | DLCURAH36ABK | ADP |  | HE36936 | *96VTN1002120A* | 36400 | 15.2 | 8.5 | 36800 | 34400 | 93.48% | 2.08 | 0 | 10 |  |  |  |  | R-410A | 3.0333 | Residential & Commercial | USHP | Ducted CEE Tier 1
211379107 | Central HP <5.4 tons | YORK | HRCU-A-CB (Split System: Heat Pump with Remote Outdoor Unit-Air-Source) | HMH72B341 |  |  | XAHD48FBCN1 | TM9V100C20MP12 | 33600 | 16.5 | 8.5 | 32400 | 23800 | 73.46% | 2.06 | 0 | 9 |  |  |  |  | R-410A | 2.8 | Residential & Commercial | USHP
211379125 | Central HP <5.4 tons | YORK | HRCU-A-CB (Split System: Heat Pump with Remote Outdoor Unit-Air-Source) | HMH72B341 |  |  | XAHC48FBCN1 | TM9V100C20MP12 | 33200 | 17 | 8.5 | 32000 | 23400 | 73.12% | 2.04 | 0 | 9 |  |  |  |  | R-410A | 2.7667 | Residential & Commercial | USHP
212975277 | Central HP <5.4 tons | BRYANT HEATING AND COOLING SYSTEMS | HRCU-A-CB (Split System: Heat Pump with Remote Outdoor Unit-Air-Source) | 38MURAQ24AB3* |  |  | CAP**3017AL* | 926TC36040V17*** | 23200 | 16 | 8.5 | 26400 | 25200 | 95.45% | 2.08 | 0 | 10 |  |  |  |  | R-410A | 1.9333 | Residential & Commercial | USHP | Ducted CEE Tier 1
212975695 | Central HP <5.4 tons | BRYANT HEATING AND COOLING SYSTEMS | HRCU-A-CB (Split System: Heat Pump with Remote Outdoor Unit-Air-Source) | 38MURAQ24AB3* |  |  | CAP**3717AL* | 926TC36060V14*** | 24000 | 17 | 8.1 | 25200 | 22400 | 88.89% | 1.86 | 0 | 10 |  |  |  |  | R-410A | 2 | Residential & Commercial | USHP | Ducted CEE Tier 1
211377533 | Central HP <5.4 tons | YORK | HRCU-A-CB (Split System: Heat Pump with Remote Outdoor Unit-Air-Source) | HMH72B341 |  |  | XAFC30CXXN1+TXV | YP9C100C16MP13 | 33200 | 17.5 | 8.5 | 33000 | 23200 | 70.3% | 2.06 | 0 | 10 |  |  |  |  | R-410A | 2.7667 | Residential & Commercial | USHP | Ducted CEE Tier 1
211377599 | Central HP <5.4 tons | YORK | HRCU-A-CB (Split System: Heat Pump with Remote Outdoor Unit-Air-Source) | HMH72B341 |  |  | XAHC30CXXN1+TXV | YP9C080B12MP13 | 32000 | 16.5 | 8.1 | 33000 | 23200 | 70.3% | 1.98 | 0 | 9 |  |  |  |  | R-410A | 2.6667 | Residential & Commercial | USHP
215294000 | Central HP <5.4 tons | AIRQUEST | HRCU-A-CB (Split System: Heat Pump with Remote Outdoor Unit-Air-Source) | DLCURAH30ABK | ADP |  | HG9J936 | *96MSN1202422A* | 30000 | 15.2 | 8.1 | 32600 | 27200 | 83.44% | 1.8 | 0 | 9 |  |  |  |  | R-410A | 2.5 | Residential & Commercial | USHP
215294218 | Central HP <5.4 tons | AIRQUEST | HRCU-A-CB (Split System: Heat Pump with Remote Outdoor Unit-Air-Source) | DLCURAH30ABK | ADP |  | H,GG37936 | *96VTN0802120A* | 29600 | 15.2 | 8.1 | 32000 | 27000 | 84.38% | 1.78 | 0 | 9 |  |  |  |  | R-410A | 2.4667 | Residential & Commercial | USHP
215424323 | Central HP <5.4 tons | LUXAIRE | HRCU-A-CB (Split System: Heat Pump with Remote Outdoor Unit-Air-Source) | HH860E2S11 | ADP |  | H,YE36*60+TXV-BLEED | Z8ES100C20SMPS1 | 51500 | 18 | 8.3 | 51500 | 38000 | 73.79% | 1.96 | 0 | 11 |  |  |  |  | R-454B | 4.2917 | Residential & Commercial | USHP | Ducted CEE Tier 1
214731286 | Central HP <5.4 tons | CARRIER | HRCU-A-CB (Split System: Heat Pump with Remote Outdoor Unit-Air-Source) | 38MURAQ24AB3* | ADP |  | SM3925 | 0 | 22600 | 16 | 8.55 | 24800 | 22600 | 91.13% | 1.84 | 0 | 10 |  |  |  |  | R-410A | 1.8833 | Residential & Commercial | USHP | Ducted CEE Tier 1
215295584 | Central HP <5.4 tons | AIRQUEST | HRCU-A-CB (Split System: Heat Pump with Remote Outdoor Unit-Air-Source) | DLCURAH36ABK | ADP |  | H,GG33936 | *96VTN1002120B* | 35200 | 16 | 8.1 | 36800 | 34600 | 94.02% | 1.88 | 0 | 10 |  |  |  |  | R-410A | 2.9333 | Residential & Commercial | USHP | Ducted CEE Tier 1
215295607 | Central HP <5.4 tons | AIRQUEST | HRCU-A-CB (Split System: Heat Pump with Remote Outdoor Unit-Air-Source) | DLCURAH36ABK | ADP |  | HE8J936 | *96VTN1002120B* | 35400 | 16 | 8.1 | 36800 | 34600 | 94.02% | 1.88 | 0 | 10 |  |  |  |  | R-410A | 2.95 | Residential & Commercial | USHP | Ducted CEE Tier 1
215295614 | Central HP <5.4 tons | AIRQUEST | HRCU-A-CB (Split System: Heat Pump with Remote Outdoor Unit-Air-Source) | DLCURAH36ABK | ADP |  | HG80936 | *96VTN1002120B* | 36000 | 16 | 8.5 | 36200 | 34400 | 95.03% | 2.04 | 0 | 10 |  |  |  |  | R-410A | 3 | Residential & Commercial | USHP | Ducted CEE Tier 1
216981250 | Central HP <5.4 tons | BRYANT HEATING AND COOLING SYSTEMS | HRCU-A-CB (Split System: Heat Pump with Remote Outdoor Unit-Air-Source) | 290VAN036**AA* | ADP |  | V,C36H175P45*+TXV | 986TD42060C17*** | 33800 | 18 | 9 | 33000 | 24600 | 74.55% | 1.9 | 0 | 9.5 |  |  |  |  | R-454B | 2.8167 | Residential & Commercial | USHP
216981296 | Central HP <5.4 tons | BRYANT HEATING AND COOLING SYSTEMS | HRCU-A-CB (Split System: Heat Pump with Remote Outdoor Unit-Air-Source) | 290VAN036**AA* | ADP |  | PL36H210P29*+TXV | 987MC60080C21*** | 34600 | 18 | 9 | 33600 | 24600 | 73.21% | 1.88 | 0 | 10 |  |  |  |  | R-454B | 2.8833 | Residential & Commercial | USHP | Ducted CEE Tier 1
216981298 | Central HP <5.4 tons | BRYANT HEATING AND COOLING SYSTEMS | HRCU-A-CB (Split System: Heat Pump with Remote Outdoor Unit-Air-Source) | 290VAN036**AA* | ADP |  | C36A***L53*+TXV | 987MC60080C21*** | 34600 | 18 | 9 | 33600 | 24600 | 73.21% | 1.88 | 0 | 10 |  |  |  |  | R-454B | 2.8833 | Residential & Commercial | USHP | Ducted CEE Tier 1
216981948 | Central HP <5.4 tons | BRYANT HEATING AND COOLING SYSTEMS | HRCU-A-CB (Split System: Heat Pump with Remote Outdoor Unit-Air-Source) | 293VAN060**AA* | ADP |  | C60A***L19*+TXV | 987MC66100C21*** | 56500 | 18 | 8.5 | 58500 | 46000 | 78.63% | 2.02 | 0 | 11.5 |  |  |  |  | R-454B | 4.7083 | Residential & Commercial | USHP | Ducted CEE Tier 1
211377765 | Central HP <5.4 tons | YORK | HRCU-A-CB (Split System: Heat Pump with Remote Outdoor Unit-Air-Source) | HMH72B341 |  |  | XAFC30CXXN1+TXV | YP9C060B12MP13 | 32600 | 17 | 8.1 | 33600 | 23600 | 70.24% | 2.02 | 0 | 9.5 |  |  |  |  | R-410A | 2.7167 | Residential & Commercial | USHP
211377349 | Central HP <5.4 tons | YORK | HRCU-A-CB (Split System: Heat Pump with Remote Outdoor Unit-Air-Source) | HMH72B341 |  |  | XAFC36DBCN1 | TM9Y100C16MP11 | 34000 | 17 | 8.1 | 34000 | 24400 | 71.76% | 2.08 | 0 | 9.5 |  |  |  |  | R-410A | 2.8333 | Residential & Commercial | USHP
211377465 | Central HP <5.4 tons | YORK | HRCU-A-CB (Split System: Heat Pump with Remote Outdoor Unit-Air-Source) | HMH72B341 |  |  | XAFC36DBCN1 | TM9V100C20MP12 | 34000 | 17.5 | 8.1 | 34000 | 24800 | 72.94% | 2.12 | 0 | 9.5 |  |  |  |  | R-410A | 2.8333 | Residential & Commercial | USHP
211377734 | Central HP <5.4 tons | YORK | HRCU-A-CB (Split System: Heat Pump with Remote Outdoor Unit-Air-Source) | HMH72B341 |  |  | XAHB36DBCN1 | TP9C060B12MP13 | 32800 | 17 | 8.1 | 33000 | 23400 | 70.91% | 1.98 | 0 | 9.5 |  |  |  |  | R-410A | 2.7333 | Residential & Commercial | USHP
211377951 | Central HP <5.4 tons | YORK | HRCU-A-CB (Split System: Heat Pump with Remote Outdoor Unit-Air-Source) | HMH72B341 |  |  | XAHB36DBCN1 | TM9E060A10MP12 | 32600 | 17 | 8.1 | 32400 | 22800 | 70.37% | 1.98 | 0 | 9.5 |  |  |  |  | R-410A | 2.7167 | Residential & Commercial | USHP
211378016 | Central HP <5.4 tons | YORK | HRCU-A-CB (Split System: Heat Pump with Remote Outdoor Unit-Air-Source) | HMH72B341 |  |  | XAHC36DXXN1+TXV | TM8Y080C16MP11 | 34000 | 18 | 8.1 | 34000 | 24400 | 71.76% | 2.06 | 0 | 9.5 |  |  |  |  | R-410A | 2.8333 | Residential & Commercial | USHP
211378149 | Central HP <5.4 tons | YORK | HRCU-A-CB (Split System: Heat Pump with Remote Outdoor Unit-Air-Source) | HMH72B341 |  |  | XAHC36DBCN1 | YPLC100C16MP13 | 34000 | 17 | 8.1 | 34000 | 24600 | 72.35% | 2.08 | 0 | 9.5 |  |  |  |  | R-410A | 2.8333 | Residential & Commercial | USHP
211378151 | Central HP <5.4 tons | YORK | HRCU-A-CB (Split System: Heat Pump with Remote Outdoor Unit-Air-Source) | HMH72B341 |  |  | XAHC30CXXN1+TXV | TM8V100C16MP12 | 32400 | 17 | 8.1 | 32400 | 22800 | 70.37% | 2 | 0 | 9.5 |  |  |  |  | R-410A | 2.7 | Residential & Commercial | USHP
211227117 | Central HP <5.4 tons | DAY & NIGHT | HRCU-A-CB (Split System: Heat Pump with Remote Outdoor Unit-Air-Source) | DLCURAH36ABK |  |  | EA*4X37L21A* | *96VSN0802120A* | 36400 | 16 | 8.5 | 38500 | 34800 | 90.39% | 2.08 | 0 | 10 |  |  |  |  | R-410A | 3.0333 | Residential & Commercial | USHP | Ducted CEE Tier 1
215424337 | Central HP <5.4 tons | LUXAIRE | HRCU-A-CB (Split System: Heat Pump with Remote Outdoor Unit-Air-Source) | HH860E2S11 | ADP |  | H,YE36*60+TXV-BLEED | Z9ES100C20SMPS1 | 45000 | 17 | 8.4 | 45000 | 33600 | 74.67% | 1.98 | 0 | 11.5 |  |  |  |  | R-454B | 3.75 | Residential & Commercial | USHP | Ducted CEE Tier 1
214568857 | Central HP <5.4 tons | GREE | HRCU-A-CB (Split System: Heat Pump with Remote Outdoor Unit-Air-Source) | GUD60W2/NHE-D(U) |  |  | GUD60AH2/E-D(U) | 0 | 53000 | 18.5 | 10.5 | 54000 | 54000 | 100% | 2.1 | 0 | 11.7 |  |  |  |  | R-32 | 4.4167 | Residential & Commercial | USHP | Ducted CEE Tier 1
211227242 | Central HP <5.4 tons | DAY & NIGHT | HRCU-A-CB (Split System: Heat Pump with Remote Outdoor Unit-Air-Source) | DLCURAH36ABK |  |  | EA*4X37L21A* | OMV112K14A | 36200 | 15.5 | 8.5 | 38500 | 34800 | 90.39% | 2.06 | 0 | 10 |  |  |  |  | R-410A | 3.0167 | Residential & Commercial | USHP | Ducted CEE Tier 1
211227485 | Central HP <5.4 tons | DAY & NIGHT | HRCU-A-CB (Split System: Heat Pump with Remote Outdoor Unit-Air-Source) | DLCURAH36ABK |  |  | EA*4X42L21A* | *80VTL1102122A* | 36200 | 15.5 | 8.1 | 39500 | 35200 | 89.11% | 1.92 | 0 | 10 |  |  |  |  | R-410A | 3.0167 | Residential & Commercial | USHP | Ducted CEE Tier 1
211227524 | Central HP <5.4 tons | DAY & NIGHT | HRCU-A-CB (Split System: Heat Pump with Remote Outdoor Unit-Air-Source) | DLCURAH36ABK |  |  | EA*4X42L21A* | *92ESN0801716A* | 35400 | 16 | 8.1 | 38500 | 35000 | 90.91% | 1.88 | 0 | 10 |  |  |  |  | R-410A | 2.95 | Residential & Commercial | USHP | Ducted CEE Tier 1
211227633 | Central HP <5.4 tons | DAY & NIGHT | HRCU-A-CB (Split System: Heat Pump with Remote Outdoor Unit-Air-Source) | DLCURAH36ABK |  |  | EA*4X42L21A* | *95ESU0601716A* | 35200 | 16 | 8.1 | 38500 | 35000 | 90.91% | 1.88 | 0 | 9.5 |  |  |  |  | R-410A | 2.9333 | Residential & Commercial | USHP
215295616 | Central HP <5.4 tons | AIRQUEST | HRCU-A-CB (Split System: Heat Pump with Remote Outdoor Unit-Air-Source) | DLCURAH36ABK | ADP |  | H,GG81936 | *96VTN1002120B* | 36000 | 16 | 8.5 | 36200 | 34400 | 95.03% | 2.04 | 0 | 10 |  |  |  |  | R-410A | 3 | Residential & Commercial | USHP | Ducted CEE Tier 1
211379243 | Central HP <5.4 tons | YORK | HRCU-A-CB (Split System: Heat Pump with Remote Outdoor Unit-Air-Source) | HMH72B341 |  |  | XAFC48FBCN1 | YP9C100C16MP13 | 33800 | 16.5 | 8.5 | 32400 | 23800 | 73.46% | 2.08 | 0 | 9.5 |  |  |  |  | R-410A | 2.8167 | Residential & Commercial | USHP
211379318 | Central HP <5.4 tons | YORK | HRCU-A-CB (Split System: Heat Pump with Remote Outdoor Unit-Air-Source) | HMH72B341 |  |  | XAFC48FBCN1 | TP9C080C16MP13 | 33400 | 16.5 | 8.5 | 32400 | 23600 | 72.84% | 2.06 | 0 | 9.5 |  |  |  |  | R-410A | 2.7833 | Residential & Commercial | USHP
211379173 | Central HP <5.4 tons | YORK | HRCU-A-CB (Split System: Heat Pump with Remote Outdoor Unit-Air-Source) | HMH72B341 |  |  | XAHD48FXXN1+TXV | TM9V100C16MP12 | 33000 | 16 | 8.5 | 31800 | 23200 | 72.96% | 2.04 | 0 | 9 |  |  |  |  | R-410A | 2.75 | Residential & Commercial | USHP
211379209 | Central HP <5.4 tons | YORK | HRCU-A-CB (Split System: Heat Pump with Remote Outdoor Unit-Air-Source) | HMH72B341 |  |  | XAFD48FXXN1+TXV | TM9V100C16MP12 | 33800 | 16.5 | 8.5 | 32400 | 23600 | 72.84% | 2.08 | 0 | 9.5 |  |  |  |  | R-410A | 2.8167 | Residential & Commercial | USHP
211379327 | Central HP <5.4 tons | YORK | HRCU-A-CB (Split System: Heat Pump with Remote Outdoor Unit-Air-Source) | HMH72B341 |  |  | XAUC48FXXN1+TXV | YP9C080C16MP13 | 33400 | 16.5 | 8.5 | 32400 | 23600 | 72.84% | 2.06 | 0 | 9.5 |  |  |  |  | R-410A | 2.7833 | Residential & Commercial | USHP
211379559 | Central HP <5.4 tons | YORK | HRCU-A-CB (Split System: Heat Pump with Remote Outdoor Unit-Air-Source) | HMH72B341 |  |  | XAHD48FBCN1 | TM8Y080C16MP11 | 33600 | 17 | 8.1 | 32600 | 24000 | 73.62% | 2.04 | 0 | 9 |  |  |  |  | R-410A | 2.8 | Residential & Commercial | USHP
214389932 | Central HP <5.4 tons | CARRIER | HRCU-A-CB (Split System: Heat Pump with Remote Outdoor Unit-Air-Source) | 25VNA837A*030* | ADP |  | H,PG53936 | 58TN*B090C21**20 | 32400 | 18 | 8.5 | 30400 | 24400 | 80.26% | 2 | 0 | 11.5 |  |  |  |  | R-410A | 2.7 | Residential & Commercial | USHP | Ducted CEE Tier 1
211378168 | Central HP <5.4 tons | YORK | HRCU-A-CB (Split System: Heat Pump with Remote Outdoor Unit-Air-Source) | HMH72B341 |  |  | XAHC30CXXN1+TXV | YPLC100C16MP13 | 32400 | 17 | 8.1 | 32400 | 22800 | 70.37% | 2 | 0 | 9.5 |  |  |  |  | R-410A | 2.7 | Residential & Commercial | USHP
211378302 | Central HP <5.4 tons | YORK | HRCU-A-CB (Split System: Heat Pump with Remote Outdoor Unit-Air-Source) | HMH72B341 |  |  | XAFC36DBCN1 | YPLC080B12MP13 | 33800 | 17 | 8.1 | 34000 | 24200 | 71.18% | 2.04 | 0 | 9.5 |  |  |  |  | R-410A | 2.8167 | Residential & Commercial | USHP
211378383 | Central HP <5.4 tons | YORK | HRCU-A-CB (Split System: Heat Pump with Remote Outdoor Unit-Air-Source) | HMH72B341 |  |  | XAHB30CXXN1+TXV | TM8V060A12MP12 | 32000 | 17 | 8.1 | 32800 | 23000 | 70.12% | 1.98 | 0 | 9.5 |  |  |  |  | R-410A | 2.6667 | Residential & Commercial | USHP
211378504 | Central HP <5.4 tons | YORK | HRCU-A-CB (Split System: Heat Pump with Remote Outdoor Unit-Air-Source) | HMH72B341 |  |  | XAHC30CXXN1+TXV | TM8E100C16MP11 | 32200 | 16.5 | 8.1 | 32400 | 22800 | 70.37% | 2 | 0 | 9.5 |  |  |  |  | R-410A | 2.6833 | Residential & Commercial | USHP
211378519 | Central HP <5.4 tons | YORK | HRCU-A-CB (Split System: Heat Pump with Remote Outdoor Unit-Air-Source) | HMH72B341 |  |  | XAFC36DBCN1 | TMLE100C16MP11 | 34000 | 17.5 | 8.1 | 33600 | 23800 | 70.83% | 2.08 | 0 | 10 |  |  |  |  | R-410A | 2.8333 | Residential & Commercial | USHP | Ducted CEE Tier 1
211378534 | Central HP <5.4 tons | YORK | HRCU-A-CB (Split System: Heat Pump with Remote Outdoor Unit-Air-Source) | HMH72B341 |  |  | XAHC36DBCN1 | TM8E100B12MP11 | 33400 | 17.5 | 8.1 | 33000 | 23400 | 70.91% | 2.02 | 0 | 9.5 |  |  |  |  | R-410A | 2.7833 | Residential & Commercial | USHP
214272280 | Central HP <5.4 tons | CARRIER | HRCU-A-CB (Split System: Heat Pump with Remote Outdoor Unit-Air-Source) | 25VNA837A*030* | ADP |  | PL36H175P159 | 58TN*B070C14**12 | 32400 | 17 | 8.1 | 31600 | 24600 | 77.85% | 1.94 | 0 | 11 |  |  |  |  | R-410A | 2.7 | Residential & Commercial | USHP | Ducted CEE Tier 1
211379593 | Central HP <5.4 tons | YORK | HRCU-A-CB (Split System: Heat Pump with Remote Outdoor Unit-Air-Source) | HMH72B341 |  |  | XAUC48FXXN1+TXV | TM8Y100C16MP11 | 34000 | 17.5 | 8.5 | 33200 | 24400 | 73.49% | 2.08 | 0 | 9 |  |  |  |  | R-410A | 2.8333 | Residential & Commercial | USHP
211379727 | Central HP <5.4 tons | YORK | HRCU-A-CB (Split System: Heat Pump with Remote Outdoor Unit-Air-Source) | HMH72B341 |  |  | XAHC48FBCN1 | TPLC080C16MP13 | 33600 | 16.5 | 8.5 | 32400 | 23800 | 73.46% | 2.06 | 0 | 9 |  |  |  |  | R-410A | 2.8 | Residential & Commercial | USHP
211379834 | Central HP <5.4 tons | YORK | HRCU-A-CB (Split System: Heat Pump with Remote Outdoor Unit-Air-Source) | HMH72B341 |  |  | XAUC48FXXN1+TXV | YPLC100C16MP13 | 34000 | 16.5 | 8.5 | 33200 | 24400 | 73.49% | 2.1 | 0 | 9 |  |  |  |  | R-410A | 2.8333 | Residential & Commercial | USHP
211379836 | Central HP <5.4 tons | YORK | HRCU-A-CB (Split System: Heat Pump with Remote Outdoor Unit-Air-Source) | HMH72B341 |  |  | XAHC48FXXN1+TXV | TM8V080B12MP12 | 32400 | 16 | 8.1 | 32000 | 23600 | 73.75% | 1.98 | 0 | 8.5 |  |  |  |  | R-410A | 2.7 | Residential & Commercial | USHP
211379393 | Central HP <5.4 tons | YORK | HRCU-A-CB (Split System: Heat Pump with Remote Outdoor Unit-Air-Source) | HMH72B341 |  |  | XAFC48FXXN1+TXV | TM9V060B12MP12 | 33000 | 16.5 | 8.1 | 32400 | 24000 | 74.07% | 2.04 | 0 | 9 |  |  |  |  | R-410A | 2.75 | Residential & Commercial | USHP
211379684 | Central HP <5.4 tons | YORK | HRCU-A-CB (Split System: Heat Pump with Remote Outdoor Unit-Air-Source) | HMH72B341 |  |  | XAHD48FBCN1 | TMLV100C16MP12 | 33600 | 16 | 8.5 | 32400 | 23800 | 73.46% | 2.06 | 0 | 9 |  |  |  |  | R-410A | 2.8 | Residential & Commercial | USHP
215295623 | Central HP <5.4 tons | AIRQUEST | HRCU-A-CB (Split System: Heat Pump with Remote Outdoor Unit-Air-Source) | DLCURAH36ABK | ADP |  | H,GG32936 | *96VTN1002122A* | 35000 | 16 | 8.1 | 36800 | 34800 | 94.57% | 1.82 | 0 | 10 |  |  |  |  | R-410A | 2.9167 | Residential & Commercial | USHP | Ducted CEE Tier 1
211378567 | Central HP <5.4 tons | YORK | HRCU-A-CB (Split System: Heat Pump with Remote Outdoor Unit-Air-Source) | HMH72B341 |  |  | XAFC36DXXN1+TXV | TMLE100B12MP11 | 34000 | 18 | 8.1 | 33800 | 23800 | 70.41% | 2.06 | 0 | 10 |  |  |  |  | R-410A | 2.8333 | Residential & Commercial | USHP | Ducted CEE Tier 1
211378653 | Central HP <5.4 tons | YORK | HRCU-A-CB (Split System: Heat Pump with Remote Outdoor Unit-Air-Source) | HMH72B341 |  |  | XAHC36DBCN1 | TMLE080B12MP11 | 33400 | 17.5 | 8.1 | 33200 | 23400 | 70.48% | 2.02 | 0 | 9.5 |  |  |  |  | R-410A | 2.7833 | Residential & Commercial | USHP
211378751 | Central HP <5.4 tons | YORK | HRCU-A-CB (Split System: Heat Pump with Remote Outdoor Unit-Air-Source) | HMH72B341 |  |  | XAUB36DXXN1+TXV | TMLE060A12MP11 | 34000 | 18 | 8.1 | 33800 | 23800 | 70.41% | 2.06 | 0 | 10 |  |  |  |  | R-410A | 2.8333 | Residential & Commercial | USHP | Ducted CEE Tier 1
211378802 | Central HP <5.4 tons | YORK | HRCU-A-CB (Split System: Heat Pump with Remote Outdoor Unit-Air-Source) | HMH72B341 |  |  | XAFB30CXXN1+TXV | TM8E040A12MP11 | 32800 | 18 | 8.1 | 33400 | 23400 | 70.06% | 2.04 | 0 | 10 |  |  |  |  | R-410A | 2.7333 | Residential & Commercial | USHP | Ducted CEE Tier 1
215295641 | Central HP <5.4 tons | AIRQUEST | HRCU-A-CB (Split System: Heat Pump with Remote Outdoor Unit-Air-Source) | DLCURAH36ABK | ADP |  | H,GG37936 | *96VTN1002122A* | 35800 | 16 | 8.1 | 36800 | 34400 | 93.48% | 2.02 | 0 | 10.5 |  |  |  |  | R-410A | 2.9833 | Residential & Commercial | USHP | Ducted CEE Tier 1
215295643 | Central HP <5.4 tons | AIRQUEST | HRCU-A-CB (Split System: Heat Pump with Remote Outdoor Unit-Air-Source) | DLCURAH36ABK | ADP |  | H,GE7J936 | *96VTN1002122A* | 35200 | 16 | 8.1 | 36800 | 34800 | 94.57% | 1.82 | 0 | 10 |  |  |  |  | R-410A | 2.9333 | Residential & Commercial | USHP | Ducted CEE Tier 1
215295648 | Central HP <5.4 tons | AIRQUEST | HRCU-A-CB (Split System: Heat Pump with Remote Outdoor Unit-Air-Source) | DLCURAH36ABK | ADP |  | H,GG9J936 | *96VTN1002122A* | 35400 | 16 | 8.1 | 36800 | 34600 | 94.02% | 1.88 | 0 | 10 |  |  |  |  | R-410A | 2.95 | Residential & Commercial | USHP | Ducted CEE Tier 1
215295666 | Central HP <5.4 tons | AIRQUEST | HRCU-A-CB (Split System: Heat Pump with Remote Outdoor Unit-Air-Source) | DLCURAH36ABK | ADP |  | HG33936 | *96VTN1002122B* | 35200 | 16 | 8.1 | 36800 | 34600 | 94.02% | 1.88 | 0 | 10 |  |  |  |  | R-410A | 2.9333 | Residential & Commercial | USHP | Ducted CEE Tier 1
215295673 | Central HP <5.4 tons | AIRQUEST | HRCU-A-CB (Split System: Heat Pump with Remote Outdoor Unit-Air-Source) | DLCURAH36ABK | ADP |  | H,GG35936 | *96VTN1002122B* | 35000 | 17 | 8.1 | 36800 | 34400 | 93.48% | 2 | 0 | 10 |  |  |  |  | R-410A | 2.9167 | Residential & Commercial | USHP | Ducted CEE Tier 1
215295698 | Central HP <5.4 tons | AIRQUEST | HRCU-A-CB (Split System: Heat Pump with Remote Outdoor Unit-Air-Source) | DLCURAH36ABK | ADP |  | HG81936 | *96VTN1002122B* | 36000 | 17 | 8.1 | 36800 | 34400 | 93.48% | 2 | 0 | 10.5 |  |  |  |  | R-410A | 3 | Residential & Commercial | USHP | Ducted CEE Tier 1
215295707 | Central HP <5.4 tons | AIRQUEST | HRCU-A-CB (Split System: Heat Pump with Remote Outdoor Unit-Air-Source) | DLCURAH36ABK | ADP |  | HE32936 | *96VTN1202422A* | 34800 | 16 | 8.1 | 36800 | 34600 | 94.02% | 1.88 | 0 | 9.5 |  |  |  |  | R-410A | 2.9 | Residential & Commercial | USHP
214568826 | Central HP <5.4 tons | GREE | HRCU-A-CB (Split System: Heat Pump with Remote Outdoor Unit-Air-Source) | GUD36W2/NHE-D(U) |  |  | GUD36AH2/E-D(U) | 0 | 34000 | 18 | 10 | 34000 | 34000 | 100% | 2 | 0 | 12 |  |  |  |  | R-32 | 2.8333 | Residential & Commercial | USHP | Ducted CEE Tier 1
214862295 | Central HP <5.4 tons | BRYANT HEATING AND COOLING SYSTEMS | HRCU-A-CB (Split System: Heat Pump with Remote Outdoor Unit-Air-Source) | 288BNV025*0**C* | ADP |  | H,CD12936 | 987MC42060C17*** | 23200 | 16 | 8.1 | 20000 | 16400 | 82% | 1.92 | 0 | 10.5 |  |  |  |  | R-410A | 1.9333 | Residential & Commercial | USHP | Ducted CEE Tier 1
214862304 | Central HP <5.4 tons | BRYANT HEATING AND COOLING SYSTEMS | HRCU-A-CB (Split System: Heat Pump with Remote Outdoor Unit-Air-Source) | 288BNV025*0**C* | ADP |  | H,CD12936 | 987MC42080C17*** | 23400 | 16 | 8.1 | 20000 | 16300 | 81.5% | 1.9 | 0 | 10.5 |  |  |  |  | R-410A | 1.95 | Residential & Commercial | USHP | Ducted CEE Tier 1
214862311 | Central HP <5.4 tons | BRYANT HEATING AND COOLING SYSTEMS | HRCU-A-CB (Split System: Heat Pump with Remote Outdoor Unit-Air-Source) | 288BNV025*0**C* | ADP |  | H,PE9J936 | 987MC42080C17*** | 23600 | 16 | 8.1 | 19800 | 16300 | 82.32% | 1.96 | 0 | 11 |  |  |  |  | R-410A | 1.9667 | Residential & Commercial | USHP | Ducted CEE Tier 1
214862329 | Central HP <5.4 tons | BRYANT HEATING AND COOLING SYSTEMS | HRCU-A-CB (Split System: Heat Pump with Remote Outdoor Unit-Air-Source) | 288BNV025*0**C* | ADP |  | H,PE9J936 | 987MC60080C21*** | 23800 | 16 | 8.1 | 19800 | 16300 | 82.32% | 1.96 | 0 | 11 |  |  |  |  | R-410A | 1.9833 | Residential & Commercial | USHP | Ducted CEE Tier 1
212980481 | Central HP <5.4 tons | DAY & NIGHT | HRCU-A-CB (Split System: Heat Pump with Remote Outdoor Unit-Air-Source) | DLCURAH36ABK |  |  | EA*4X48L21A* | *80MS(N,L)0902120A* | 35800 | 16.5 | 8.5 | 37800 | 34600 | 91.53% | 2.02 | 0 | 10 |  |  |  |  | R-410A | 2.9833 | Residential & Commercial | USHP | Ducted CEE Tier 1
216981286 | Central HP <5.4 tons | BRYANT HEATING AND COOLING SYSTEMS | HRCU-A-CB (Split System: Heat Pump with Remote Outdoor Unit-Air-Source) | 290VAN036**AA* | ADP |  | V,C36H175P15*+TXV | 987MC42080C17*** | 33600 | 17 | 9 | 33600 | 24800 | 73.81% | 1.88 | 0 | 9.5 |  |  |  |  | R-454B | 2.8 | Residential & Commercial | USHP
216981902 | Central HP <5.4 tons | BRYANT HEATING AND COOLING SYSTEMS | HRCU-A-CB (Split System: Heat Pump with Remote Outdoor Unit-Air-Source) | 293VAN060**AA* | ADP |  | A60VHA*+TXV | 935CB60080C21*** | 55500 | 18 | 8.1 | 58500 | 45500 | 77.78% | 1.95 | 0 | 11 |  |  |  |  | R-454B | 4.625 | Residential & Commercial | USHP | Ducted CEE Tier 1
216981904 | Central HP <5.4 tons | BRYANT HEATING AND COOLING SYSTEMS | HRCU-A-CB (Split System: Heat Pump with Remote Outdoor Unit-Air-Source) | 293VAN060**AA* | ADP |  | PL60H210P17*+TXV | 935CB60080C21*** | 55500 | 18 | 8.1 | 58500 | 45500 | 77.78% | 1.95 | 0 | 11 |  |  |  |  | R-454B | 4.625 | Residential & Commercial | USHP | Ducted CEE Tier 1
216981913 | Central HP <5.4 tons | BRYANT HEATING AND COOLING SYSTEMS | HRCU-A-CB (Split System: Heat Pump with Remote Outdoor Unit-Air-Source) | 293VAN060**AA* | ADP |  | V,C60H210P17*+TXV | 935CB66100C21*** | 56000 | 18 | 8.5 | 58500 | 45000 | 76.92% | 2.08 | 0 | 11.5 |  |  |  |  | R-454B | 4.6667 | Residential & Commercial | USHP | Ducted CEE Tier 1
216981920 | Central HP <5.4 tons | BRYANT HEATING AND COOLING SYSTEMS | HRCU-A-CB (Split System: Heat Pump with Remote Outdoor Unit-Air-Source) | 293VAN060**AA* | ADP |  | PL60H210P17*+TXV | 986TD66100C21*** | 55500 | 18 | 8.5 | 58500 | 46000 | 78.63% | 2.02 | 0 | 11 |  |  |  |  | R-454B | 4.625 | Residential & Commercial | USHP | Ducted CEE Tier 1
216981922 | Central HP <5.4 tons | BRYANT HEATING AND COOLING SYSTEMS | HRCU-A-CB (Split System: Heat Pump with Remote Outdoor Unit-Air-Source) | 293VAN060**AA* | ADP |  | C60A***L18*+TXV | 986TD66100C21*** | 55500 | 18 | 8.5 | 58500 | 46000 | 78.63% | 2.02 | 0 | 11 |  |  |  |  | R-454B | 4.625 | Residential & Commercial | USHP | Ducted CEE Tier 1
216981929 | Central HP <5.4 tons | BRYANT HEATING AND COOLING SYSTEMS | HRCU-A-CB (Split System: Heat Pump with Remote Outdoor Unit-Air-Source) | 293VAN060**AA* | ADP |  | PL60H210P17*+TXV | 987MC60060C21*** | 54500 | 18 | 8.5 | 59000 | 47000 | 79.66% | 2 | 0 | 10 |  |  |  |  | R-454B | 4.5417 | Residential & Commercial | USHP | Ducted CEE Tier 1
216981936 | Central HP <5.4 tons | BRYANT HEATING AND COOLING SYSTEMS | HRCU-A-CB (Split System: Heat Pump with Remote Outdoor Unit-Air-Source) | 293VAN060**AA* | ADP |  | C60A***L16*+TXV | 987MC60080C21*** | 54000 | 18 | 8.45 | 58500 | 46000 | 78.63% | 2 | 0 | 10.5 |  |  |  |  | R-454B | 4.5 | Residential & Commercial | USHP | Ducted CEE Tier 1
216981945 | Central HP <5.4 tons | BRYANT HEATING AND COOLING SYSTEMS | HRCU-A-CB (Split System: Heat Pump with Remote Outdoor Unit-Air-Source) | 293VAN060**AA* | ADP |  | PL60H210P17*+TXV | 987MC66100C21*** | 55500 | 18 | 8.5 | 58500 | 46000 | 78.63% | 2.02 | 0 | 11 |  |  |  |  | R-454B | 4.625 | Residential & Commercial | USHP | Ducted CEE Tier 1
211227685 | Central HP <5.4 tons | DAY & NIGHT | HRCU-A-CB (Split System: Heat Pump with Remote Outdoor Unit-Air-Source) | DLCURAH36ABK |  |  | EA*4X42L21A* | *96VTN0801716A* | 35200 | 15.5 | 8.1 | 38500 | 35000 | 90.91% | 1.86 | 0 | 9.5 |  |  |  |  | R-410A | 2.9333 | Residential & Commercial | USHP
211177529 | Central HP <5.4 tons | GREE | HRCU-A-CB (Split System: Heat Pump with Remote Outdoor Unit-Air-Source) | GUD36W/A-D(U) |  |  | GCAT36*/NAA | ML296UH070XV36B-* | 31800 | 15.2 | 8.5 | 34000 | 23800 | 70% | 1.75 | 0 | 9 |  |  |  |  | R-410A | 2.65 | Residential & Commercial | USHP
211228873 | Central HP <5.4 tons | DAY & NIGHT | HRCU-A-CB (Split System: Heat Pump with Remote Outdoor Unit-Air-Source) | DLCURAH36ABK |  |  | EA*4X48L21A* | *80ESU0601716A | 36600 | 16 | 8.5 | 38500 | 34800 | 90.39% | 2.08 | 0 | 10 |  |  |  |  | R-410A | 3.05 | Residential & Commercial | USHP | Ducted CEE Tier 1
211229205 | Central HP <5.4 tons | DAY & NIGHT | HRCU-A-CB (Split System: Heat Pump with Remote Outdoor Unit-Air-Source) | DLCURAH36ABK |  |  | EA*4X48L21A* | OLV112A16A | 35800 | 15.5 | 8.5 | 38500 | 34800 | 90.39% | 2.04 | 0 | 9.5 |  |  |  |  | R-410A | 2.9833 | Residential & Commercial | USHP
211229214 | Central HP <5.4 tons | DAY & NIGHT | HRCU-A-CB (Split System: Heat Pump with Remote Outdoor Unit-Air-Source) | DLCURAH36ABK |  |  | EA*4X48L21A* | OMV098J12* | 35600 | 15.2 | 8.1 | 38500 | 34800 | 90.39% | 2.04 | 0 | 9.5 |  |  |  |  | R-410A | 2.9667 | Residential & Commercial | USHP
211229984 | Central HP <5.4 tons | DAY & NIGHT | HRCU-A-CB (Split System: Heat Pump with Remote Outdoor Unit-Air-Source) | DLCURAH36ABK |  |  | EN(A,D,W)4X48L21** | *80VSL0451716A* | 35800 | 15.5 | 8.1 | 38500 | 35000 | 90.91% | 2 | 0 | 10 |  |  |  |  | R-410A | 2.9833 | Residential & Commercial | USHP | Ducted CEE Tier 1
214862307 | Central HP <5.4 tons | BRYANT HEATING AND COOLING SYSTEMS | HRCU-A-CB (Split System: Heat Pump with Remote Outdoor Unit-Air-Source) | 288BNV025*0**C* | ADP |  | H,CD13936 | 987MC42080C17*** | 23400 | 16 | 8.1 | 19800 | 16300 | 82.32% | 1.96 | 0 | 11 |  |  |  |  | R-410A | 1.95 | Residential & Commercial | USHP | Ducted CEE Tier 1
216494112 | Central HP <5.4 tons | BRYANT HEATING AND COOLING SYSTEMS | HRCU-A-CB (Split System: Heat Pump with Remote Outdoor Unit-Air-Source) | 290VAN036**AA* | ADP |  | CE(P,V)3621G34*+TXV | 88*TB36045C17*** | 32800 | 17 | 9 | 33600 | 25000 | 74.4% | 1.88 | 0 | 9 |  |  |  |  | R-454B | 2.7333 | Residential & Commercial | USHP
216981280 | Central HP <5.4 tons | BRYANT HEATING AND COOLING SYSTEMS | HRCU-A-CB (Split System: Heat Pump with Remote Outdoor Unit-Air-Source) | 290VAN036**AA* | ADP |  | PL36H210P29*+TXV | 987MC42080C17*** | 34200 | 18 | 9 | 33800 | 25000 | 73.96% | 1.88 | 0 | 9.5 |  |  |  |  | R-454B | 2.85 | Residential & Commercial | USHP
214862358 | Central HP <5.4 tons | BRYANT HEATING AND COOLING SYSTEMS | HRCU-A-CB (Split System: Heat Pump with Remote Outdoor Unit-Air-Source) | 288BNV037*0**A* | ADP |  | H,PE9J936 | 987MC42080C17*** | 32000 | 17 | 8.1 | 31600 | 24600 | 77.85% | 1.9 | 0 | 11 |  |  |  |  | R-410A | 2.6667 | Residential & Commercial | USHP | Ducted CEE Tier 1
215295688 | Central HP <5.4 tons | AIRQUEST | HRCU-A-CB (Split System: Heat Pump with Remote Outdoor Unit-Air-Source) | DLCURAH36ABK | ADP |  | HE8J936 | *96VTN1002122B* | 35400 | 16 | 8.1 | 36800 | 34600 | 94.02% | 1.88 | 0 | 10 |  |  |  |  | R-410A | 2.95 | Residential & Commercial | USHP | Ducted CEE Tier 1
215295721 | Central HP <5.4 tons | AIRQUEST | HRCU-A-CB (Split System: Heat Pump with Remote Outdoor Unit-Air-Source) | DLCURAH36ABK | ADP |  | HE36936 | *96VTN1202422A* | 35800 | 16 | 8.5 | 36800 | 34200 | 92.93% | 2.06 | 0 | 10 |  |  |  |  | R-410A | 2.9833 | Residential & Commercial | USHP | Ducted CEE Tier 1
211228525 | Central HP <5.4 tons | HEIL | HRCU-A-CB (Split System: Heat Pump with Remote Outdoor Unit-Air-Source) | DLCURAH36ABK |  |  | EA*4X43L21A* | *95ESN1002122A* | 37400 | 15.5 | 8.5 | 39000 | 35000 | 89.74% | 2.16 | 0 | 10 |  |  |  |  | R-410A | 3.1167 | Residential & Commercial | USHP | Ducted CEE Tier 1
211230346 | Central HP <5.4 tons | HEIL | HRCU-A-CB (Split System: Heat Pump with Remote Outdoor Unit-Air-Source) | DLCURAH36ABK |  |  | EN(A,D,W)4X48L21** | *96VTN1002122A* | 36000 | 16.5 | 8.1 | 38500 | 34800 | 90.39% | 2.02 | 0 | 10.5 |  |  |  |  | R-410A | 3 | Residential & Commercial | USHP | Ducted CEE Tier 1
215295739 | Central HP <5.4 tons | AIRQUEST | HRCU-A-CB (Split System: Heat Pump with Remote Outdoor Unit-Air-Source) | DLCURAH36ABK | ADP |  | H,GE23936 | *96VTN1202422B* | 32400 | 15.2 | 8.3 | 36200 | 34200 | 94.48% | 1.98 | 0 | 9 |  |  |  |  | R-410A | 2.7 | Residential & Commercial | USHP
215295770 | Central HP <5.4 tons | AIRQUEST | HRCU-A-CB (Split System: Heat Pump with Remote Outdoor Unit-Air-Source) | DLCURAH36ABK | ADP |  | H,GG9J936 | *96VTN1202422B* | 34800 | 16 | 8.5 | 36200 | 34200 | 94.48% | 2.02 | 0 | 9.5 |  |  |  |  | R-410A | 2.9 | Residential & Commercial | USHP
206249119 | Central HP <5.4 tons | GREE | HRCU-A-CB (Split System: Heat Pump with Remote Outdoor Unit-Air-Source) | GUD60W/A-D(U) |  |  | GUD48AH2/A-D(U) | 0 | 48000 | 17 | 9 | 48000 | 39000 | 81.25% | 1.8 | 11.5 | 11 |  |  |  |  | R-410A | 4 | Residential & Commercial | USHP | Ducted CEE Tier 1
213815175 | Central HP <5.4 tons | GOODMAN | HRCU-A-CB (Split System: Heat Pump with Remote Outdoor Unit-Air-Source) | GSZV903610A* |  |  | CHPF3743C6B*+MBVB12BP1X00A*+TXV | 0 | 33400 | 18 | 8.2 | 34000 | 24400 | 71.76% | 1.8 | 0 | 11 |  |  |  |  | R-410A | 2.7833 | Residential & Commercial | USHP | Ducted CEE Tier 1
210599963 | Central HP <5.4 tons | TEMPSTAR | HRCU-A-CB (Split System: Heat Pump with Remote Outdoor Unit-Air-Source) | TVH825GKA2* |  |  | EN(A,D)4X48L24**+WALLCON | *95CSU1002122A* | 24200 | 17 | 8.1 | 21200 | 16600 | 78.3% | 2.02 | 0 | 11.5 |  |  |  |  | R-410A | 2.0167 | Residential & Commercial | USHP | Ducted CEE Tier 1
215828257 | Central HP <5.4 tons | GREE | HRCU-A-CB (Split System: Heat Pump with Remote Outdoor Unit-Air-Source) | GUD36W/A-D(U) |  |  | GCAT36*/NAA | A952V080BU4S** | 32000 | 15.2 | 8.5 | 34000 | 23800 | 70% | 1.75 | 0 | 9 |  |  |  |  | R-410A | 2.6667 | Residential & Commercial | USHP
216976523 | Central HP <5.4 tons | BRYANT HEATING AND COOLING SYSTEMS | HRCU-A-CB (Split System: Heat Pump with Remote Outdoor Unit-Air-Source) | 37MURAQ24AA3 | ADP |  | PL36H***P44*+TXV | 83*SB36040M17*** | 24000 | 15.2 | 8.5 | 22000 | 18900 | 85.91% | 1.94 | 0 | 10 |  |  |  |  | R-454B | 2 | Residential & Commercial | USHP | Ducted CEE Tier 1
210599929 | Central HP <5.4 tons | TEMPSTAR | HRCU-A-CB (Split System: Heat Pump with Remote Outdoor Unit-Air-Source) | TVH825GKA2* |  |  | EHD4X42AAL+WALLCON | *95CSU0802120A* | 24200 | 16 | 8.1 | 21400 | 16600 | 77.57% | 2 | 0 | 11 |  |  |  |  | R-410A | 2.0167 | Residential & Commercial | USHP | Ducted CEE Tier 1
214862313 | Central HP <5.4 tons | BRYANT HEATING AND COOLING SYSTEMS | HRCU-A-CB (Split System: Heat Pump with Remote Outdoor Unit-Air-Source) | 288BNV025*0**C* | ADP |  | H,CD12936 | 987MC60060C21*** | 23400 | 16 | 8.1 | 19800 | 16300 | 82.32% | 1.92 | 0 | 10.5 |  |  |  |  | R-410A | 1.95 | Residential & Commercial | USHP | Ducted CEE Tier 1
212970407 | Central HP <5.4 tons | BRYANT HEATING AND COOLING SYSTEMS | HRCU-A-CB (Split System: Heat Pump with Remote Outdoor Unit-Air-Source) | 38MURAQ36AB3* |  |  | CAP**4221AL* | 82*SB48070V17*** | 35400 | 15.5 | 8.1 | 38000 | 35200 | 92.63% | 1.9 | 0 | 9.5 |  |  |  |  | R-410A | 2.95 | Residential & Commercial | USHP
212970657 | Central HP <5.4 tons | BRYANT HEATING AND COOLING SYSTEMS | HRCU-A-CB (Split System: Heat Pump with Remote Outdoor Unit-Air-Source) | 38MURAQ36AB3* |  |  | CAP**4221AL* | 82*SB60090V21*** | 35200 | 16 | 8.1 | 39000 | 35000 | 89.74% | 1.88 | 0 | 9.5 |  |  |  |  | R-410A | 2.9333 | Residential & Commercial | USHP
214862306 | Central HP <5.4 tons | BRYANT HEATING AND COOLING SYSTEMS | HRCU-A-CB (Split System: Heat Pump with Remote Outdoor Unit-Air-Source) | 288BNV025*0**C* | ADP |  | H,CD16936 | 987MC42080C17*** | 24000 | 16 | 8.1 | 19400 | 16200 | 83.51% | 2 | 0 | 11 |  |  |  |  | R-410A | 2 | Residential & Commercial | USHP | Ducted CEE Tier 1
214272378 | Central HP <5.4 tons | CARRIER | HRCU-A-CB (Split System: Heat Pump with Remote Outdoor Unit-Air-Source) | 25VNA837A*031* | ADP |  | PL36H175P159 | 59TN6C080C17**14 | 32000 | 17 | 8.1 | 31200 | 24800 | 79.49% | 1.96 | 0 | 11 |  |  |  |  | R-410A | 2.6667 | Residential & Commercial | USHP | Ducted CEE Tier 1
215295723 | Central HP <5.4 tons | AIRQUEST | HRCU-A-CB (Split System: Heat Pump with Remote Outdoor Unit-Air-Source) | DLCURAH36ABK | ADP |  | H,GG48936 | *96VTN1202422A* | 36000 | 16 | 8.5 | 36800 | 34200 | 92.93% | 2.06 | 0 | 10 |  |  |  |  | R-410A | 3 | Residential & Commercial | USHP | Ducted CEE Tier 1
215828260 | Central HP <5.4 tons | GREE | HRCU-A-CB (Split System: Heat Pump with Remote Outdoor Unit-Air-Source) | GUD36W/A-D(U) |  |  | GCAT24*/NAA | EL297UH070XV36B | 23000 | 15.5 | 8.5 | 24000 | 16800 | 70% | 1.75 | 0 | 11 |  |  |  |  | R-410A | 1.9167 | Residential & Commercial | USHP | Ducted CEE Tier 1
213353854 | Central HP <5.4 tons | TEMPSTAR | HRCU-A-CB (Split System: Heat Pump with Remote Outdoor Unit-Air-Source) | DLCURAH36ABK |  |  | F5MA4*36L*B* | 0 | 35800 | 16 | 9 | 38500 | 35000 | 90.91% | 1.94 | 0 | 10 |  |  |  |  | R-410A | 2.9833 | Residential & Commercial | USHP | Ducted CEE Tier 1
206249116 | Central HP <5.4 tons | GREE | HRCU-A-CB (Split System: Heat Pump with Remote Outdoor Unit-Air-Source) | GUD36W/A-D(U) |  |  | GUD24AH2/A-D(U) | 0 | 24000 | 17 | 9 | 24000 | 22000 | 91.67% | 1.8 | 12.5 | 12 |  |  |  |  | R-410A | 2 | Residential & Commercial | USHP | Ducted CEE Tier 1
215425878 | Central HP <5.4 tons | LUXAIRE | HRCU-A-CB (Split System: Heat Pump with Remote Outdoor Unit-Air-Source) | HH824E2S11 | ADP |  | H,YE32*30+TXV-BLEED | Z9ES060A10SMPS1 | 22200 | 17 | 8.2 | 21200 | 17200 | 81.13% | 1.94 | 0 | 11.5 |  |  |  |  | R-454B | 1.85 | Residential & Commercial | USHP | Ducted CEE Tier 1
214862323 | Central HP <5.4 tons | BRYANT HEATING AND COOLING SYSTEMS | HRCU-A-CB (Split System: Heat Pump with Remote Outdoor Unit-Air-Source) | 288BNV025*0**C* | ADP |  | H,PG35936 | 987MC60080C21*** | 23800 | 16 | 8.1 | 19800 | 16300 | 82.32% | 1.96 | 0 | 11 |  |  |  |  | R-410A | 1.9833 | Residential & Commercial | USHP | Ducted CEE Tier 1
216997232 | Central HP <5.4 tons | CARRIER | HRCU-A-CB (Split System: Heat Pump with Remote Outdoor Unit-Air-Source) | 27VNA024A*030* | ADP |  | H,PG7J*36+TXV | 58TN*B090C17**16 | 23200 | 17 | 9 | 22000 | 16200 | 73.64% | 1.98 | 0 | 10.5 |  |  |  |  | R-454B | 1.9333 | Residential & Commercial | USHP | Ducted CEE Tier 1
216997233 | Central HP <5.4 tons | CARRIER | HRCU-A-CB (Split System: Heat Pump with Remote Outdoor Unit-Air-Source) | 27VNA024A*030* | ADP |  | H,PG7J*36+TXV | 58TN*B110C21**20 | 22200 | 17 | 9 | 21600 | 15900 | 73.61% | 2.02 | 0 | 9.5 |  |  |  |  | R-454B | 1.85 | Residential & Commercial | USHP
216997235 | Central HP <5.4 tons | CARRIER | HRCU-A-CB (Split System: Heat Pump with Remote Outdoor Unit-Air-Source) | 27VNA024A*030* | ADP |  | H,PG7J*36+TXV | 59MN7C080C17**14 | 23000 | 17 | 9 | 22200 | 16300 | 73.42% | 1.98 | 0 | 10 |  |  |  |  | R-454B | 1.9167 | Residential & Commercial | USHP | Ducted CEE Tier 1
216997215 | Central HP <5.4 tons | CARRIER | HRCU-A-CB (Split System: Heat Pump with Remote Outdoor Unit-Air-Source) | 27VNA348A*030* | ADP |  | H,PG48*60+TXV | 59TN6C100C21**22 | 44500 | 21 | 9.5 | 46500 | 36400 | 78.28% | 2 | 0 | 10.5 |  |  |  |  | R-454B | 3.7083 | Residential & Commercial | USHP | Ducted CEE Tier 1
216981289 | Central HP <5.4 tons | BRYANT HEATING AND COOLING SYSTEMS | HRCU-A-CB (Split System: Heat Pump with Remote Outdoor Unit-Air-Source) | 290VAN036**AA* | ADP |  | PL36H***P44*+TXV | 987MC42080C17*** | 33600 | 17 | 9 | 33600 | 24800 | 73.81% | 1.88 | 0 | 9.5 |  |  |  |  | R-454B | 2.8 | Residential & Commercial | USHP
215294584 | Central HP <5.4 tons | AIRQUEST | HRCU-A-CB (Split System: Heat Pump with Remote Outdoor Unit-Air-Source) | DLCURAH36ABK | ADP |  | H,GE24936 | *92MSN0601412A* | 34000 | 15.2 | 8.1 | 36800 | 34800 | 94.57% | 1.82 | 0 | 9 |  |  |  |  | R-410A | 2.8333 | Residential & Commercial | USHP
215294600 | Central HP <5.4 tons | AIRQUEST | HRCU-A-CB (Split System: Heat Pump with Remote Outdoor Unit-Air-Source) | DLCURAH36ABK | ADP |  | HE35936 | *92MSN0601412A* | 35400 | 15.2 | 8.5 | 36800 | 34800 | 94.57% | 2 | 0 | 9.5 |  |  |  |  | R-410A | 2.95 | Residential & Commercial | USHP
215294618 | Central HP <5.4 tons | AIRQUEST | HRCU-A-CB (Split System: Heat Pump with Remote Outdoor Unit-Air-Source) | DLCURAH36ABK | ADP |  | H,GG80936 | *92MSN0601412A* | 36000 | 15.2 | 8.5 | 36800 | 34800 | 94.57% | 2 | 0 | 10 |  |  |  |  | R-410A | 3 | Residential & Commercial | USHP | Ducted CEE Tier 1
215294686 | Central HP <5.4 tons | AIRQUEST | HRCU-A-CB (Split System: Heat Pump with Remote Outdoor Unit-Air-Source) | DLCURAH36ABK | ADP |  | HE35936 | *92MSN0801716A* | 35400 | 16 | 8.1 | 36800 | 34600 | 94.02% | 1.88 | 0 | 10 |  |  |  |  | R-410A | 2.95 | Residential & Commercial | USHP | Ducted CEE Tier 1
215294718 | Central HP <5.4 tons | AIRQUEST | HRCU-A-CB (Split System: Heat Pump with Remote Outdoor Unit-Air-Source) | DLCURAH36ABK | ADP |  | HG82936 | *92MSN0801716A* | 35800 | 16 | 8.5 | 36200 | 34200 | 94.48% | 2.02 | 0 | 10 |  |  |  |  | R-410A | 2.9833 | Residential & Commercial | USHP | Ducted CEE Tier 1
212973853 | Central HP <5.4 tons | BRYANT HEATING AND COOLING SYSTEMS | HRCU-A-CB (Split System: Heat Pump with Remote Outdoor Unit-Air-Source) | 38MURAQ24AB3* |  |  | CAP**3617AL* | 926SB48080V17*** | 23600 | 17 | 8.5 | 26000 | 24200 | 93.08% | 2.02 | 0 | 10 |  |  |  |  | R-410A | 1.9667 | Residential & Commercial | USHP | Ducted CEE Tier 1
215828259 | Central HP <5.4 tons | GREE | HRCU-A-CB (Split System: Heat Pump with Remote Outdoor Unit-Air-Source) | GUD36W/A-D(U) |  |  | GCAT36*/NAA | EL297UH070XV36B | 31400 | 15.2 | 8.5 | 34000 | 23800 | 70% | 1.75 | 0 | 9 |  |  |  |  | R-410A | 2.6167 | Residential & Commercial | USHP
207256442 | Central HP <5.4 tons | GREE | HRCU-A-CB (Split System: Heat Pump with Remote Outdoor Unit-Air-Source) | FLEXX60HP230V1AO |  |  | FLEXX60HP230V1BH | 0 | 54000 | 16 | 9 | 54000 | 41000 | 75.93% | 1.8 | 10.5 | 10 |  |  |  |  | R-410A | 4.5 | Residential & Commercial | USHP | Ducted CEE Tier 1
215295772 | Central HP <5.4 tons | AIRQUEST | HRCU-A-CB (Split System: Heat Pump with Remote Outdoor Unit-Air-Source) | DLCURAH36ABK | ADP |  | H,GE9J936 | *96VTN1202422B* | 34800 | 16 | 8.5 | 36200 | 34200 | 94.48% | 2.02 | 0 | 9.5 |  |  |  |  | R-410A | 2.9 | Residential & Commercial | USHP
211229962 | Central HP <5.4 tons | HEIL | HRCU-A-CB (Split System: Heat Pump with Remote Outdoor Unit-Air-Source) | DLCURAH36ABK |  |  | EN(A,D,W)4X48L21** | *80ES(N,L)0902120A* | 36600 | 16 | 8.1 | 39500 | 34800 | 88.1% | 2.04 | 0 | 10.5 |  |  |  |  | R-410A | 3.05 | Residential & Commercial | USHP | Ducted CEE Tier 1
211230044 | Central HP <5.4 tons | HEIL | HRCU-A-CB (Split System: Heat Pump with Remote Outdoor Unit-Air-Source) | DLCURAH36ABK |  |  | EN(A,D,W)4X48L21** | *80ESU0802120A | 37400 | 15.5 | 8.5 | 39500 | 35000 | 88.61% | 2.1 | 0 | 10.5 |  |  |  |  | R-410A | 3.1167 | Residential & Commercial | USHP | Ducted CEE Tier 1
214441913 | Central HP <5.4 tons | BRYANT HEATING AND COOLING SYSTEMS | HRCU-A-CB (Split System: Heat Pump with Remote Outdoor Unit-Air-Source) | 284ANV048*0**B* | ADP |  | V,C48H175P389 | 88*TB48070C17*** | 44000 | 21 | 9.5 | 44500 | 36400 | 81.8% | 2.32 | 0 | 10.5 |  |  |  |  | R-410A | 3.6667 | Residential & Commercial | USHP | Ducted CEE Tier 1
212552444 | Central HP <5.4 tons | DAY & NIGHT | HRCU-A-CB (Split System: Heat Pump with Remote Outdoor Unit-Air-Source) | CVH825GKA2* | ADP |  | FG82936 | *80CTL0701412A* | 24400 | 17 | 8.5 | 19600 | 19000 | 96.94% | 2 | 0 | 11 |  |  |  |  | R-410A | 2.0333 | Residential & Commercial | USHP | Ducted CEE Tier 1
206799410 | Central HP <5.4 tons | GE Appliances | HRCU-A-CB (Split System: Heat Pump with Remote Outdoor Unit-Air-Source) | AUH2436ZGDA* |  |  | UUY24ZGDAB* | 0 | 24000 | 17 | 9 | 24000 | 22000 | 91.67% | 1.8 | 12.5 | 12 |  |  |  |  | R-410A | 2 | Residential & Commercial | USHP | Ducted CEE Tier 1
216997206 | Central HP <5.4 tons | CARRIER | HRCU-A-CB (Split System: Heat Pump with Remote Outdoor Unit-Air-Source) | 27VNA348A*030* | ADP |  | H,PG35*48+TXV | 59MN7C080C21**20 | 43500 | 20 | 9.5 | 46000 | 36200 | 78.7% | 2 | 0 | 10.5 |  |  |  |  | R-454B | 3.625 | Residential & Commercial | USHP | Ducted CEE Tier 1
216997219 | Central HP <5.4 tons | CARRIER | HRCU-A-CB (Split System: Heat Pump with Remote Outdoor Unit-Air-Source) | 27VNA348A*030* | ADP |  | H,PG48*60+TXV | 59TN7A080C21**20 | 44500 | 21 | 9.5 | 46500 | 36200 | 77.85% | 2 | 0 | 11 |  |  |  |  | R-454B | 3.7083 | Residential & Commercial | USHP | Ducted CEE Tier 1
216997221 | Central HP <5.4 tons | CARRIER | HRCU-A-CB (Split System: Heat Pump with Remote Outdoor Unit-Air-Source) | 27VNA348A*030* | ADP |  | H,PG48*60+TXV | 59TN7A100C21**22 | 44500 | 21 | 9.5 | 46000 | 36000 | 78.26% | 2 | 0 | 11 |  |  |  |  | R-454B | 3.7083 | Residential & Commercial | USHP | Ducted CEE Tier 1
214862335 | Central HP <5.4 tons | BRYANT HEATING AND COOLING SYSTEMS | HRCU-A-CB (Split System: Heat Pump with Remote Outdoor Unit-Air-Source) | 288BNV025*0**C* | ADP |  | H,PG48936 | 987MC66100C21*** | 24200 | 17 | 8.1 | 19600 | 16200 | 82.65% | 2.02 | 0 | 11.5 |  |  |  |  | R-410A | 2.0167 | Residential & Commercial | USHP | Ducted CEE Tier 1
214862353 | Central HP <5.4 tons | BRYANT HEATING AND COOLING SYSTEMS | HRCU-A-CB (Split System: Heat Pump with Remote Outdoor Unit-Air-Source) | 288BNV037*0**A* | ADP |  | H,PG83936 | 987MC42060C17*** | 31200 | 18 | 8.1 | 31600 | 24200 | 76.58% | 1.84 | 0 | 10.5 |  |  |  |  | R-410A | 2.6 | Residential & Commercial | USHP | Ducted CEE Tier 1
206249117 | Central HP <5.4 tons | GREE | HRCU-A-CB (Split System: Heat Pump with Remote Outdoor Unit-Air-Source) | GUD36W/A-D(U) |  |  | GUD36AH2/A-D(U) | 0 | 34000 | 16 | 9 | 35000 | 28000 | 80% | 1.8 | 10 | 10 |  |  |  |  | R-410A | 2.8333 | Residential & Commercial | USHP | Ducted CEE Tier 1
216981772 | Central HP <5.4 tons | BRYANT HEATING AND COOLING SYSTEMS | HRCU-A-CB (Split System: Heat Pump with Remote Outdoor Unit-Air-Source) | 293VAN036**AA* | ADP |  | PL36H175P14*+TXV | 987MC42080C17*** | 32400 | 19 | 9.5 | 33800 | 26800 | 79.29% | 2 | 0 | 11 |  |  |  |  | R-454B | 2.7 | Residential & Commercial | USHP | Ducted CEE Tier 1
214862360 | Central HP <5.4 tons | BRYANT HEATING AND COOLING SYSTEMS | HRCU-A-CB (Split System: Heat Pump with Remote Outdoor Unit-Air-Source) | 288BNV037*0**A* | ADP |  | H,PG81936 | 987MC42080C17*** | 32200 | 17 | 8.1 | 31400 | 24600 | 78.34% | 1.94 | 0 | 11.5 |  |  |  |  | R-410A | 2.6833 | Residential & Commercial | USHP | Ducted CEE Tier 1
215293500 | Central HP <5.4 tons | AIRQUEST | HRCU-A-CB (Split System: Heat Pump with Remote Outdoor Unit-Air-Source) | DLCURAH30ABK | ADP |  | HG82936 | *92MSN0601714A* | 29600 | 15.2 | 8.1 | 31800 | 26000 | 81.76% | 1.84 | 0 | 8.5 |  |  |  |  | R-410A | 2.4667 | Residential & Commercial | USHP
215293545 | Central HP <5.4 tons | AIRQUEST | HRCU-A-CB (Split System: Heat Pump with Remote Outdoor Unit-Air-Source) | DLCURAH30ABK | ADP |  | HG80936 | *92MSN0801716A* | 29800 | 15.2 | 8.1 | 32400 | 27200 | 83.95% | 1.8 | 0 | 9 |  |  |  |  | R-410A | 2.4833 | Residential & Commercial | USHP
215293561 | Central HP <5.4 tons | AIRQUEST | HRCU-A-CB (Split System: Heat Pump with Remote Outdoor Unit-Air-Source) | DLCURAH30ABK | ADP |  | H,GE32930 | *92MSN0802120A* | 29600 | 15.2 | 8.1 | 32800 | 27600 | 84.15% | 1.78 | 0 | 8.5 |  |  |  |  | R-410A | 2.4667 | Residential & Commercial | USHP
215293568 | Central HP <5.4 tons | AIRQUEST | HRCU-A-CB (Split System: Heat Pump with Remote Outdoor Unit-Air-Source) | DLCURAH30ABK | ADP |  | H,GG34936 | *92MSN0802120A* | 30200 | 15.2 | 8.1 | 32600 | 27000 | 82.82% | 1.8 | 0 | 9 |  |  |  |  | R-410A | 2.5167 | Residential & Commercial | USHP
215295647 | Central HP <5.4 tons | AIRQUEST | HRCU-A-CB (Split System: Heat Pump with Remote Outdoor Unit-Air-Source) | DLCURAH36ABK | ADP |  | HE8J936 | *96VTN1002122A* | 35400 | 16 | 8.1 | 36800 | 34600 | 94.02% | 1.88 | 0 | 10 |  |  |  |  | R-410A | 2.95 | Residential & Commercial | USHP | Ducted CEE Tier 1
215295661 | Central HP <5.4 tons | AIRQUEST | HRCU-A-CB (Split System: Heat Pump with Remote Outdoor Unit-Air-Source) | DLCURAH36ABK | ADP |  | H,GG32936 | *96VTN1002122B* | 34800 | 16 | 8.1 | 36800 | 34800 | 94.57% | 1.82 | 0 | 10 |  |  |  |  | R-410A | 2.9 | Residential & Commercial | USHP | Ducted CEE Tier 1
215295664 | Central HP <5.4 tons | AIRQUEST | HRCU-A-CB (Split System: Heat Pump with Remote Outdoor Unit-Air-Source) | DLCURAH36ABK | ADP |  | HE32936 | *96VTN1002122B* | 34800 | 16 | 8.1 | 36800 | 34800 | 94.57% | 1.82 | 0 | 10 |  |  |  |  | R-410A | 2.9 | Residential & Commercial | USHP | Ducted CEE Tier 1
215295696 | Central HP <5.4 tons | AIRQUEST | HRCU-A-CB (Split System: Heat Pump with Remote Outdoor Unit-Air-Source) | DLCURAH36ABK | ADP |  | H,GE80936 | *96VTN1002122B* | 35600 | 17 | 8.1 | 36800 | 34400 | 93.48% | 2 | 0 | 10 |  |  |  |  | R-410A | 2.9667 | Residential & Commercial | USHP | Ducted CEE Tier 1
215295727 | Central HP <5.4 tons | AIRQUEST | HRCU-A-CB (Split System: Heat Pump with Remote Outdoor Unit-Air-Source) | DLCURAH36ABK | ADP |  | H,GE8J936 | *96VTN1202422A* | 35600 | 16 | 8.1 | 36800 | 34600 | 94.02% | 1.88 | 0 | 10 |  |  |  |  | R-410A | 2.9667 | Residential & Commercial | USHP | Ducted CEE Tier 1
215295763 | Central HP <5.4 tons | AIRQUEST | HRCU-A-CB (Split System: Heat Pump with Remote Outdoor Unit-Air-Source) | DLCURAH36ABK | ADP |  | HG48936 | *96VTN1202422B* | 35600 | 16 | 8.5 | 36200 | 34200 | 94.48% | 2.02 | 0 | 10 |  |  |  |  | R-410A | 2.9667 | Residential & Commercial | USHP | Ducted CEE Tier 1
215295764 | Central HP <5.4 tons | AIRQUEST | HRCU-A-CB (Split System: Heat Pump with Remote Outdoor Unit-Air-Source) | DLCURAH36ABK | ADP |  | HG7J936 | *96VTN1202422B* | 34000 | 16 | 8.5 | 36200 | 34200 | 94.48% | 2.02 | 0 | 9.5 |  |  |  |  | R-410A | 2.8333 | Residential & Commercial | USHP
215295777 | Central HP <5.4 tons | AIRQUEST | HRCU-A-CB (Split System: Heat Pump with Remote Outdoor Unit-Air-Source) | DLCURAH36ABK | ADP |  | H,GE80936 | *96VTN1202422B* | 35600 | 16 | 8.5 | 36200 | 34200 | 94.48% | 2.02 | 0 | 10 |  |  |  |  | R-410A | 2.9667 | Residential & Commercial | USHP | Ducted CEE Tier 1
215295780 | Central HP <5.4 tons | AIRQUEST | HRCU-A-CB (Split System: Heat Pump with Remote Outdoor Unit-Air-Source) | DLCURAH36ABK | ADP |  | HG82936 | *96VTN1202422B* | 35600 | 16 | 8.5 | 36200 | 34200 | 94.48% | 2.02 | 0 | 10 |  |  |  |  | R-410A | 2.9667 | Residential & Commercial | USHP | Ducted CEE Tier 1
211378819 | Central HP <5.4 tons | YORK | HRCU-A-CB (Split System: Heat Pump with Remote Outdoor Unit-Air-Source) | HMH72B341 |  |  | XAHC30CXXN1+TXV | TL9E100C20UH11 | 32600 | 16.5 | 8.1 | 32800 | 23000 | 70.12% | 2.02 | 0 | 9.5 |  |  |  |  | R-410A | 2.7167 | Residential & Commercial | USHP
211378902 | Central HP <5.4 tons | YORK | HRCU-A-CB (Split System: Heat Pump with Remote Outdoor Unit-Air-Source) | HMH72B341 |  |  | XAHC30CXXN1+TXV | TL8E080C16UH11 | 32400 | 17 | 8.1 | 32800 | 23000 | 70.12% | 2 | 0 | 9.5 |  |  |  |  | R-410A | 2.7 | Residential & Commercial | USHP
211378954 | Central HP <5.4 tons | YORK | HRCU-A-CB (Split System: Heat Pump with Remote Outdoor Unit-Air-Source) | HMH72B341 |  |  | XAFA30DXXN1+TXV | TPLC060A12MP13 | 34000 | 17 | 8.1 | 34000 | 24200 | 71.18% | 2.04 | 0 | 9.5 |  |  |  |  | R-410A | 2.8333 | Residential & Commercial | USHP
211379036 | Central HP <5.4 tons | YORK | HRCU-A-CB (Split System: Heat Pump with Remote Outdoor Unit-Air-Source) | HMH72B341 |  |  | XAHC48FXXN1+TXV | TM9Y080B12MP11 | 32600 | 16.5 | 8.1 | 32400 | 23800 | 73.46% | 2 | 0 | 9 |  |  |  |  | R-410A | 2.7167 | Residential & Commercial | USHP
213780651 | Central HP <5.4 tons | DAY & NIGHT | HRCU-A-CB (Split System: Heat Pump with Remote Outdoor Unit-Air-Source) | CVH837GKA2* |  |  | EA*4X36L17A*+WALLCON | *80CTL0701412B* | 31400 | 16.5 | 8.1 | 33400 | 24400 | 73.05% | 1.82 | 0 | 10.5 |  |  |  |  | R-410A | 2.6167 | Residential & Commercial | USHP | Ducted CEE Tier 1
214862373 | Central HP <5.4 tons | BRYANT HEATING AND COOLING SYSTEMS | HRCU-A-CB (Split System: Heat Pump with Remote Outdoor Unit-Air-Source) | 288BNV037*0**A* | ADP |  | H,PG35936 | 987MC66100C21*** | 31000 | 18 | 8.1 | 30600 | 24200 | 79.08% | 1.98 | 0 | 11 |  |  |  |  | R-410A | 2.5833 | Residential & Commercial | USHP | Ducted CEE Tier 1
216981297 | Central HP <5.4 tons | BRYANT HEATING AND COOLING SYSTEMS | HRCU-A-CB (Split System: Heat Pump with Remote Outdoor Unit-Air-Source) | 290VAN036**AA* | ADP |  | PL36H210P74*+TXV | 987MC60080C21*** | 33200 | 18 | 9 | 33400 | 24600 | 73.65% | 1.88 | 0 | 9.5 |  |  |  |  | R-454B | 2.7667 | Residential & Commercial | USHP
216981900 | Central HP <5.4 tons | BRYANT HEATING AND COOLING SYSTEMS | HRCU-A-CB (Split System: Heat Pump with Remote Outdoor Unit-Air-Source) | 293VAN060**AA* | ADP |  | PL60H210P29*+TXV | 935CB60080C21*** | 54000 | 18 | 8.5 | 58500 | 46000 | 78.63% | 2.02 | 0 | 10.5 |  |  |  |  | R-454B | 4.5 | Residential & Commercial | USHP | Ducted CEE Tier 1
216981901 | Central HP <5.4 tons | BRYANT HEATING AND COOLING SYSTEMS | HRCU-A-CB (Split System: Heat Pump with Remote Outdoor Unit-Air-Source) | 293VAN060**AA* | ADP |  | V,C60H210P29*+TXV | 935CB60080C21*** | 54000 | 18 | 8.5 | 58500 | 46000 | 78.63% | 2.02 | 0 | 10.5 |  |  |  |  | R-454B | 4.5 | Residential & Commercial | USHP | Ducted CEE Tier 1
216981949 | Central HP <5.4 tons | BRYANT HEATING AND COOLING SYSTEMS | HRCU-A-CB (Split System: Heat Pump with Remote Outdoor Unit-Air-Source) | 293VAN060**AA* | ADP |  | V,C60H245P76*+TXV | 987MC66120C24*** | 54500 | 18 | 8.5 | 58500 | 45500 | 77.78% | 2.06 | 0 | 10.5 |  |  |  |  | R-454B | 4.5417 | Residential & Commercial | USHP | Ducted CEE Tier 1
215295452 | Central HP <5.4 tons | AIRQUEST | HRCU-A-CB (Split System: Heat Pump with Remote Outdoor Unit-Air-Source) | DLCURAH36ABK | ADP |  | HG80936 | *96VTN0801716B* | 35400 | 16 | 8.1 | 36200 | 34400 | 95.03% | 2 | 0 | 10 |  |  |  |  | R-410A | 2.95 | Residential & Commercial | USHP | Ducted CEE Tier 1
215295455 | Central HP <5.4 tons | AIRQUEST | HRCU-A-CB (Split System: Heat Pump with Remote Outdoor Unit-Air-Source) | DLCURAH36ABK | ADP |  | HG81936 | *96VTN0801716B* | 35400 | 16 | 8.1 | 36800 | 34600 | 94.02% | 1.98 | 0 | 10 |  |  |  |  | R-410A | 2.95 | Residential & Commercial | USHP | Ducted CEE Tier 1
215295471 | Central HP <5.4 tons | AIRQUEST | HRCU-A-CB (Split System: Heat Pump with Remote Outdoor Unit-Air-Source) | DLCURAH36ABK | ADP |  | H,GE34936 | *96VTN0802120A* | 35000 | 16 | 8.1 | 36800 | 34600 | 94.02% | 1.86 | 0 | 9.5 |  |  |  |  | R-410A | 2.9167 | Residential & Commercial | USHP
215295488 | Central HP <5.4 tons | AIRQUEST | HRCU-A-CB (Split System: Heat Pump with Remote Outdoor Unit-Air-Source) | DLCURAH36ABK | ADP |  | H,GG1K936 | *96VTN0802120A* | 35200 | 16 | 8.1 | 36200 | 34200 | 94.48% | 2.02 | 0 | 9.5 |  |  |  |  | R-410A | 2.9333 | Residential & Commercial | USHP
215295504 | Central HP <5.4 tons | AIRQUEST | HRCU-A-CB (Split System: Heat Pump with Remote Outdoor Unit-Air-Source) | DLCURAH36ABK | ADP |  | HG33936 | *96VTN0802120B* | 35400 | 16 | 8.1 | 36800 | 34800 | 94.57% | 1.9 | 0 | 10 |  |  |  |  | R-410A | 2.95 | Residential & Commercial | USHP | Ducted CEE Tier 1
215295568 | Central HP <5.4 tons | AIRQUEST | HRCU-A-CB (Split System: Heat Pump with Remote Outdoor Unit-Air-Source) | DLCURAH36ABK | ADP |  | H,GE9J936 | *96VTN1002120A* | 35800 | 15.2 | 8.1 | 37800 | 34800 | 92.06% | 1.9 | 0 | 10 |  |  |  |  | R-410A | 2.9833 | Residential & Commercial | USHP | Ducted CEE Tier 1
215295585 | Central HP <5.4 tons | AIRQUEST | HRCU-A-CB (Split System: Heat Pump with Remote Outdoor Unit-Air-Source) | DLCURAH36ABK | ADP |  | HG33936 | *96VTN1002120B* | 35200 | 16 | 8.1 | 36800 | 34600 | 94.02% | 1.88 | 0 | 10 |  |  |  |  | R-410A | 2.9333 | Residential & Commercial | USHP | Ducted CEE Tier 1
215295587 | Central HP <5.4 tons | AIRQUEST | HRCU-A-CB (Split System: Heat Pump with Remote Outdoor Unit-Air-Source) | DLCURAH36ABK | ADP |  | HE33936 | *96VTN1002120B* | 35200 | 16 | 8.1 | 36800 | 34600 | 94.02% | 1.88 | 0 | 10 |  |  |  |  | R-410A | 2.9333 | Residential & Commercial | USHP | Ducted CEE Tier 1
215294735 | Central HP <5.4 tons | AIRQUEST | HRCU-A-CB (Split System: Heat Pump with Remote Outdoor Unit-Air-Source) | DLCURAH36ABK | ADP |  | HG33936 | *92MSN0802120A* | 34400 | 16 | 8.5 | 36200 | 34200 | 94.48% | 2.02 | 0 | 9.5 |  |  |  |  | R-410A | 2.8667 | Residential & Commercial | USHP
215294750 | Central HP <5.4 tons | AIRQUEST | HRCU-A-CB (Split System: Heat Pump with Remote Outdoor Unit-Air-Source) | DLCURAH36ABK | ADP |  | H,GE35936 | *92MSN0802120A* | 35200 | 16 | 8.1 | 36800 | 34600 | 94.02% | 1.88 | 0 | 10 |  |  |  |  | R-410A | 2.9333 | Residential & Commercial | USHP | Ducted CEE Tier 1
215294769 | Central HP <5.4 tons | AIRQUEST | HRCU-A-CB (Split System: Heat Pump with Remote Outdoor Unit-Air-Source) | DLCURAH36ABK | ADP |  | HG8J936 | *92MSN0802120A* | 35200 | 16 | 8.1 | 36800 | 34600 | 94.02% | 1.88 | 0 | 10 |  |  |  |  | R-410A | 2.9333 | Residential & Commercial | USHP | Ducted CEE Tier 1
215294784 | Central HP <5.4 tons | AIRQUEST | HRCU-A-CB (Split System: Heat Pump with Remote Outdoor Unit-Air-Source) | DLCURAH36ABK | ADP |  | HG82936 | *92MSN0802120A* | 35800 | 16 | 8.5 | 36200 | 34200 | 94.48% | 2.02 | 0 | 10 |  |  |  |  | R-410A | 2.9833 | Residential & Commercial | USHP | Ducted CEE Tier 1
215294801 | Central HP <5.4 tons | AIRQUEST | HRCU-A-CB (Split System: Heat Pump with Remote Outdoor Unit-Air-Source) | DLCURAH36ABK | ADP |  | H,GG35936 | *92MSN1002120A* | 35400 | 16 | 8.1 | 36800 | 34600 | 94.02% | 1.88 | 0 | 10 |  |  |  |  | R-410A | 2.95 | Residential & Commercial | USHP | Ducted CEE Tier 1
215294817 | Central HP <5.4 tons | AIRQUEST | HRCU-A-CB (Split System: Heat Pump with Remote Outdoor Unit-Air-Source) | DLCURAH36ABK | ADP |  | H,GG9J936 | *92MSN1002120A* | 35400 | 16 | 8.1 | 36800 | 34600 | 94.02% | 1.88 | 0 | 10 |  |  |  |  | R-410A | 2.95 | Residential & Commercial | USHP | Ducted CEE Tier 1
215294820 | Central HP <5.4 tons | AIRQUEST | HRCU-A-CB (Split System: Heat Pump with Remote Outdoor Unit-Air-Source) | DLCURAH36ABK | ADP |  | H,GG1K936 | *92MSN1002120A* | 35400 | 16 | 8.1 | 36800 | 34600 | 94.02% | 1.88 | 0 | 10 |  |  |  |  | R-410A | 2.95 | Residential & Commercial | USHP | Ducted CEE Tier 1
215294867 | Central HP <5.4 tons | AIRQUEST | HRCU-A-CB (Split System: Heat Pump with Remote Outdoor Unit-Air-Source) | DLCURAH36ABK | ADP |  | HG80936 | *92MSN1002122A* | 36000 | 16 | 8.5 | 36200 | 34200 | 94.48% | 2.04 | 0 | 10 |  |  |  |  | R-410A | 3 | Residential & Commercial | USHP | Ducted CEE Tier 1
214862308 | Central HP <5.4 tons | BRYANT HEATING AND COOLING SYSTEMS | HRCU-A-CB (Split System: Heat Pump with Remote Outdoor Unit-Air-Source) | 288BNV025*0**C* | ADP |  | H,PG48936 | 987MC42080C17*** | 24200 | 16 | 8.1 | 19800 | 16300 | 82.32% | 2 | 0 | 11 |  |  |  |  | R-410A | 2.0167 | Residential & Commercial | USHP | Ducted CEE Tier 1
216997241 | Central HP <5.4 tons | CARRIER | HRCU-A-CB (Split System: Heat Pump with Remote Outdoor Unit-Air-Source) | 27VNA024A*030* | ADP |  | H,PG7J*36+TXV | 59TN7A120C24**22 | 23000 | 16 | 8.5 | 22400 | 16000 | 71.43% | 1.88 | 0 | 9.5 |  |  |  |  | R-454B | 1.9167 | Residential & Commercial | USHP
214862374 | Central HP <5.4 tons | BRYANT HEATING AND COOLING SYSTEMS | HRCU-A-CB (Split System: Heat Pump with Remote Outdoor Unit-Air-Source) | 288BNV037*0**A* | ADP |  | H,CD16936 | 987MC66100C21*** | 31400 | 18 | 8.1 | 30600 | 24200 | 79.08% | 1.98 | 0 | 11.5 |  |  |  |  | R-410A | 2.6167 | Residential & Commercial | USHP | Ducted CEE Tier 1
215293595 | Central HP <5.4 tons | AIRQUEST | HRCU-A-CB (Split System: Heat Pump with Remote Outdoor Unit-Air-Source) | DLCURAH30ABK | ADP |  | H,GE80936 | *92MSN0802120A* | 30200 | 15.2 | 8.1 | 32600 | 27000 | 82.82% | 1.8 | 0 | 9 |  |  |  |  | R-410A | 2.5167 | Residential & Commercial | USHP
215293620 | Central HP <5.4 tons | AIRQUEST | HRCU-A-CB (Split System: Heat Pump with Remote Outdoor Unit-Air-Source) | DLCURAH30ABK | ADP |  | H,GG35936 | *92MSN1002120A* | 30200 | 15.2 | 8.1 | 32600 | 27000 | 82.82% | 1.8 | 0 | 9 |  |  |  |  | R-410A | 2.5167 | Residential & Commercial | USHP
215293627 | Central HP <5.4 tons | AIRQUEST | HRCU-A-CB (Split System: Heat Pump with Remote Outdoor Unit-Air-Source) | DLCURAH30ABK | ADP |  | H,GG37936 | *92MSN1002120A* | 29600 | 16 | 8.5 | 33400 | 26400 | 79.04% | 1.86 | 0 | 8.5 |  |  |  |  | R-410A | 2.4667 | Residential & Commercial | USHP
215293695 | Central HP <5.4 tons | AIRQUEST | HRCU-A-CB (Split System: Heat Pump with Remote Outdoor Unit-Air-Source) | DLCURAH30ABK | ADP |  | HG82936 | *92MSN1202420A* | 30000 | 15.2 | 8.1 | 32600 | 27200 | 83.44% | 1.8 | 0 | 9 |  |  |  |  | R-410A | 2.5 | Residential & Commercial | USHP
215293877 | Central HP <5.4 tons | AIRQUEST | HRCU-A-CB (Split System: Heat Pump with Remote Outdoor Unit-Air-Source) | DLCURAH30ABK | ADP |  | H,GG33936 | *96MSN0802120A* | 29200 | 15.2 | 8.1 | 32600 | 27200 | 83.44% | 1.8 | 0 | 8.5 |  |  |  |  | R-410A | 2.4333 | Residential & Commercial | USHP
215293893 | Central HP <5.4 tons | AIRQUEST | HRCU-A-CB (Split System: Heat Pump with Remote Outdoor Unit-Air-Source) | DLCURAH30ABK | ADP |  | H,GG48936 | *96MSN0802120A* | 29800 | 15.2 | 8.1 | 32600 | 27200 | 83.44% | 1.8 | 0 | 9 |  |  |  |  | R-410A | 2.4833 | Residential & Commercial | USHP
215294869 | Central HP <5.4 tons | AIRQUEST | HRCU-A-CB (Split System: Heat Pump with Remote Outdoor Unit-Air-Source) | DLCURAH36ABK | ADP |  | H,GG81936 | *92MSN1002122A* | 36000 | 16 | 8.1 | 36800 | 34600 | 94.02% | 2 | 0 | 10.5 |  |  |  |  | R-410A | 3 | Residential & Commercial | USHP | Ducted CEE Tier 1
215294883 | Central HP <5.4 tons | AIRQUEST | HRCU-A-CB (Split System: Heat Pump with Remote Outdoor Unit-Air-Source) | DLCURAH36ABK | ADP |  | HE33936 | *92MSN1202420A* | 35600 | 16 | 8.1 | 36800 | 34800 | 94.57% | 1.9 | 0 | 10 |  |  |  |  | R-410A | 2.9667 | Residential & Commercial | USHP | Ducted CEE Tier 1
215294885 | Central HP <5.4 tons | AIRQUEST | HRCU-A-CB (Split System: Heat Pump with Remote Outdoor Unit-Air-Source) | DLCURAH36ABK | ADP |  | HG34936 | *92MSN1202420A* | 35800 | 16 | 8.1 | 36800 | 34800 | 94.57% | 1.9 | 0 | 10 |  |  |  |  | R-410A | 2.9833 | Residential & Commercial | USHP | Ducted CEE Tier 1
215294902 | Central HP <5.4 tons | AIRQUEST | HRCU-A-CB (Split System: Heat Pump with Remote Outdoor Unit-Air-Source) | DLCURAH36ABK | ADP |  | H,GE8J936 | *92MSN1202420A* | 35800 | 16 | 8.1 | 36800 | 34800 | 94.57% | 1.9 | 0 | 10 |  |  |  |  | R-410A | 2.9833 | Residential & Commercial | USHP | Ducted CEE Tier 1
215294903 | Central HP <5.4 tons | AIRQUEST | HRCU-A-CB (Split System: Heat Pump with Remote Outdoor Unit-Air-Source) | DLCURAH36ABK | ADP |  | HE8J936 | *92MSN1202420A* | 35800 | 16 | 8.1 | 36800 | 34800 | 94.57% | 1.9 | 0 | 10 |  |  |  |  | R-410A | 2.9833 | Residential & Commercial | USHP | Ducted CEE Tier 1
215294969 | Central HP <5.4 tons | AIRQUEST | HRCU-A-CB (Split System: Heat Pump with Remote Outdoor Unit-Air-Source) | DLCURAH36ABK | ADP |  | H,GG34936 | *96MSN0601716A* | 35200 | 15.2 | 8.5 | 36800 | 34800 | 94.57% | 1.88 | 0 | 9.5 |  |  |  |  | R-410A | 2.9333 | Residential & Commercial | USHP
215295018 | Central HP <5.4 tons | AIRQUEST | HRCU-A-CB (Split System: Heat Pump with Remote Outdoor Unit-Air-Source) | DLCURAH36ABK | ADP |  | H,GE35936 | *96MSN0801716A* | 34600 | 16 | 8.1 | 36800 | 34600 | 94.02% | 1.98 | 0 | 9.5 |  |  |  |  | R-410A | 2.8833 | Residential & Commercial | USHP
215295053 | Central HP <5.4 tons | AIRQUEST | HRCU-A-CB (Split System: Heat Pump with Remote Outdoor Unit-Air-Source) | DLCURAH36ABK | ADP |  | H,GE33936 | *96MSN0802120A* | 35400 | 16 | 8.1 | 36800 | 34800 | 94.57% | 1.9 | 0 | 10 |  |  |  |  | R-410A | 2.95 | Residential & Commercial | USHP | Ducted CEE Tier 1
215295588 | Central HP <5.4 tons | AIRQUEST | HRCU-A-CB (Split System: Heat Pump with Remote Outdoor Unit-Air-Source) | DLCURAH36ABK | ADP |  | H,GG34936 | *96VTN1002120B* | 35400 | 16 | 8.1 | 36800 | 34600 | 94.02% | 1.88 | 0 | 10 |  |  |  |  | R-410A | 2.95 | Residential & Commercial | USHP | Ducted CEE Tier 1
215295654 | Central HP <5.4 tons | AIRQUEST | HRCU-A-CB (Split System: Heat Pump with Remote Outdoor Unit-Air-Source) | DLCURAH36ABK | ADP |  | H,GE80936 | *96VTN1002122A* | 36000 | 16 | 8.5 | 36200 | 34200 | 94.48% | 2.06 | 0 | 10 |  |  |  |  | R-410A | 3 | Residential & Commercial | USHP | Ducted CEE Tier 1
215295669 | Central HP <5.4 tons | AIRQUEST | HRCU-A-CB (Split System: Heat Pump with Remote Outdoor Unit-Air-Source) | DLCURAH36ABK | ADP |  | H,GG34936 | *96VTN1002122B* | 35400 | 16 | 8.1 | 36800 | 34600 | 94.02% | 1.88 | 0 | 10 |  |  |  |  | R-410A | 2.95 | Residential & Commercial | USHP | Ducted CEE Tier 1
215295670 | Central HP <5.4 tons | AIRQUEST | HRCU-A-CB (Split System: Heat Pump with Remote Outdoor Unit-Air-Source) | DLCURAH36ABK | ADP |  | HG34936 | *96VTN1002122B* | 35400 | 16 | 8.1 | 36800 | 34600 | 94.02% | 1.88 | 0 | 10 |  |  |  |  | R-410A | 2.95 | Residential & Commercial | USHP | Ducted CEE Tier 1
215295686 | Central HP <5.4 tons | AIRQUEST | HRCU-A-CB (Split System: Heat Pump with Remote Outdoor Unit-Air-Source) | DLCURAH36ABK | ADP |  | HG8J936 | *96VTN1002122B* | 35400 | 16 | 8.1 | 36800 | 34600 | 94.02% | 1.88 | 0 | 10 |  |  |  |  | R-410A | 2.95 | Residential & Commercial | USHP | Ducted CEE Tier 1
215295705 | Central HP <5.4 tons | AIRQUEST | HRCU-A-CB (Split System: Heat Pump with Remote Outdoor Unit-Air-Source) | DLCURAH36ABK | ADP |  | HG32936 | *96VTN1202422A* | 34800 | 16 | 8.1 | 36800 | 34600 | 94.02% | 1.88 | 0 | 9.5 |  |  |  |  | R-410A | 2.9 | Residential & Commercial | USHP
215295720 | Central HP <5.4 tons | AIRQUEST | HRCU-A-CB (Split System: Heat Pump with Remote Outdoor Unit-Air-Source) | DLCURAH36ABK | ADP |  | H,GE36936 | *96VTN1202422A* | 35800 | 16 | 8.5 | 36800 | 34200 | 92.93% | 2.06 | 0 | 10 |  |  |  |  | R-410A | 2.9833 | Residential & Commercial | USHP | Ducted CEE Tier 1
215295737 | Central HP <5.4 tons | AIRQUEST | HRCU-A-CB (Split System: Heat Pump with Remote Outdoor Unit-Air-Source) | DLCURAH36ABK | ADP |  | HG82936 | *96VTN1202422A* | 36000 | 16 | 8.5 | 36800 | 34200 | 92.93% | 2.06 | 0 | 10 |  |  |  |  | R-410A | 3 | Residential & Commercial | USHP | Ducted CEE Tier 1
215295054 | Central HP <5.4 tons | AIRQUEST | HRCU-A-CB (Split System: Heat Pump with Remote Outdoor Unit-Air-Source) | DLCURAH36ABK | ADP |  | HE33936 | *96MSN0802120A* | 35400 | 16 | 8.1 | 36800 | 34800 | 94.57% | 1.9 | 0 | 10 |  |  |  |  | R-410A | 2.95 | Residential & Commercial | USHP | Ducted CEE Tier 1
215295100 | Central HP <5.4 tons | AIRQUEST | HRCU-A-CB (Split System: Heat Pump with Remote Outdoor Unit-Air-Source) | DLCURAH36ABK | ADP |  | H,GE34936 | *96MSN1002120A* | 35400 | 16 | 8.1 | 36800 | 34600 | 94.02% | 1.88 | 0 | 10 |  |  |  |  | R-410A | 2.95 | Residential & Commercial | USHP | Ducted CEE Tier 1
215295101 | Central HP <5.4 tons | AIRQUEST | HRCU-A-CB (Split System: Heat Pump with Remote Outdoor Unit-Air-Source) | DLCURAH36ABK | ADP |  | HE34936 | *96MSN1002120A* | 35400 | 16 | 8.1 | 36800 | 34600 | 94.02% | 1.88 | 0 | 10 |  |  |  |  | R-410A | 2.95 | Residential & Commercial | USHP | Ducted CEE Tier 1
215295103 | Central HP <5.4 tons | AIRQUEST | HRCU-A-CB (Split System: Heat Pump with Remote Outdoor Unit-Air-Source) | DLCURAH36ABK | ADP |  | HG35936 | *96MSN1002120A* | 35400 | 16 | 8.1 | 36800 | 34600 | 94.02% | 1.88 | 0 | 10 |  |  |  |  | R-410A | 2.95 | Residential & Commercial | USHP | Ducted CEE Tier 1
215295104 | Central HP <5.4 tons | AIRQUEST | HRCU-A-CB (Split System: Heat Pump with Remote Outdoor Unit-Air-Source) | DLCURAH36ABK | ADP |  | H,GE35936 | *96MSN1002120A* | 35400 | 16 | 8.1 | 36800 | 34600 | 94.02% | 1.88 | 0 | 10 |  |  |  |  | R-410A | 2.95 | Residential & Commercial | USHP | Ducted CEE Tier 1
215295119 | Central HP <5.4 tons | AIRQUEST | HRCU-A-CB (Split System: Heat Pump with Remote Outdoor Unit-Air-Source) | DLCURAH36ABK | ADP |  | HG9J936 | *96MSN1002120A* | 35400 | 16 | 8.1 | 36800 | 34600 | 94.02% | 1.88 | 0 | 10 |  |  |  |  | R-410A | 2.95 | Residential & Commercial | USHP | Ducted CEE Tier 1
215295168 | Central HP <5.4 tons | AIRQUEST | HRCU-A-CB (Split System: Heat Pump with Remote Outdoor Unit-Air-Source) | DLCURAH36ABK | ADP |  | H,GE80936 | *96MSN1002122A* | 35800 | 16 | 8.5 | 36200 | 34200 | 94.48% | 2.06 | 0 | 10 |  |  |  |  | R-410A | 2.9833 | Residential & Commercial | USHP | Ducted CEE Tier 1
215295203 | Central HP <5.4 tons | AIRQUEST | HRCU-A-CB (Split System: Heat Pump with Remote Outdoor Unit-Air-Source) | DLCURAH36ABK | ADP |  | HE8J936 | *96MSN1202422A* | 35200 | 16 | 8.1 | 36800 | 34600 | 94.02% | 1.88 | 0 | 10 |  |  |  |  | R-410A | 2.9333 | Residential & Commercial | USHP | Ducted CEE Tier 1
215295204 | Central HP <5.4 tons | AIRQUEST | HRCU-A-CB (Split System: Heat Pump with Remote Outdoor Unit-Air-Source) | DLCURAH36ABK | ADP |  | H,GG9J936 | *96MSN1202422A* | 35200 | 16 | 8.1 | 36800 | 34600 | 94.02% | 1.88 | 0 | 10 |  |  |  |  | R-410A | 2.9333 | Residential & Commercial | USHP | Ducted CEE Tier 1
215295218 | Central HP <5.4 tons | AIRQUEST | HRCU-A-CB (Split System: Heat Pump with Remote Outdoor Unit-Air-Source) | DLCURAH36ABK | ADP |  | H,GE24936 | *96MSN1402422A* | 33000 | 16 | 8.45 | 36200 | 34200 | 94.48% | 2 | 0 | 9 |  |  |  |  | R-410A | 2.75 | Residential & Commercial | USHP
211226854 | Central HP <5.4 tons | COMFORTMAKER | HRCU-A-CB (Split System: Heat Pump with Remote Outdoor Unit-Air-Source) | DLCURAH36ABK |  |  | EA*4X37L21A* | *80ES(N,L)1102120A* | 37000 | 15.5 | 8.5 | 38500 | 34800 | 90.39% | 2.12 | 0 | 10 |  |  |  |  | R-410A | 3.0833 | Residential & Commercial | USHP | Ducted CEE Tier 1
215295253 | Central HP <5.4 tons | AIRQUEST | HRCU-A-CB (Split System: Heat Pump with Remote Outdoor Unit-Air-Source) | DLCURAH36ABK | ADP |  | HG80936 | *96MSN1402422A* | 35600 | 16 | 8.5 | 36200 | 34200 | 94.48% | 2.02 | 0 | 10 |  |  |  |  | R-410A | 2.9667 | Residential & Commercial | USHP | Ducted CEE Tier 1
215295386 | Central HP <5.4 tons | AIRQUEST | HRCU-A-CB (Split System: Heat Pump with Remote Outdoor Unit-Air-Source) | DLCURAH36ABK | ADP |  | H,GE33936 | *96VTN0801716A* | 34800 | 15.2 | 8.1 | 36800 | 34600 | 94.02% | 1.86 | 0 | 9 |  |  |  |  | R-410A | 2.9 | Residential & Commercial | USHP
215295402 | Central HP <5.4 tons | AIRQUEST | HRCU-A-CB (Split System: Heat Pump with Remote Outdoor Unit-Air-Source) | DLCURAH36ABK | ADP |  | HG8J936 | *96VTN0801716A* | 35200 | 15.2 | 8.1 | 36800 | 34600 | 94.02% | 1.86 | 0 | 9.5 |  |  |  |  | R-410A | 2.9333 | Residential & Commercial | USHP
215294231 | Central HP <5.4 tons | AIRQUEST | HRCU-A-CB (Split System: Heat Pump with Remote Outdoor Unit-Air-Source) | DLCURAH30ABK | ADP |  | H,GE1K936 | *96VTN0802120A* | 29600 | 15.2 | 8.1 | 32000 | 27000 | 84.38% | 1.78 | 0 | 9 |  |  |  |  | R-410A | 2.4667 | Residential & Commercial | USHP
215828258 | Central HP <5.4 tons | GREE | HRCU-A-CB (Split System: Heat Pump with Remote Outdoor Unit-Air-Source) | GUD36W/A-D(U) |  |  | GCAT24*/NAA | 926TC48080V17 | 23000 | 15.2 | 8.5 | 24000 | 16800 | 70% | 1.75 | 0 | 11 |  |  |  |  | R-410A | 1.9167 | Residential & Commercial | USHP | Ducted CEE Tier 1
215213331 | Central HP <5.4 tons | GREE | HRCU-A-CB (Split System: Heat Pump with Remote Outdoor Unit-Air-Source) | FXU48HP230V1R32AO |  |  | FXU48HP230V1R32AH | 0 | 48000 | 19 | 10 | 48000 | 48000 | 100% | 2 | 0 | 12 |  |  |  |  | R-32 | 4 | Residential & Commercial | USHP | Ducted CEE Tier 1
207256443 | Central HP <5.4 tons | GREE | HRCU-A-CB (Split System: Heat Pump with Remote Outdoor Unit-Air-Source) | FLEXX60HP230V1AO |  |  | FLEXX48HP230V1BH | 0 | 48000 | 17 | 9 | 48000 | 39000 | 81.25% | 1.8 | 11.5 | 11 |  |  |  |  | R-410A | 4 | Residential & Commercial | USHP | Ducted CEE Tier 1
215295755 | Central HP <5.4 tons | AIRQUEST | HRCU-A-CB (Split System: Heat Pump with Remote Outdoor Unit-Air-Source) | DLCURAH36ABK | ADP |  | HG35936 | *96VTN1202422B* | 35000 | 16 | 8.5 | 36200 | 34200 | 94.48% | 2.02 | 0 | 9.5 |  |  |  |  | R-410A | 2.9167 | Residential & Commercial | USHP
215295771 | Central HP <5.4 tons | AIRQUEST | HRCU-A-CB (Split System: Heat Pump with Remote Outdoor Unit-Air-Source) | DLCURAH36ABK | ADP |  | HG9J936 | *96VTN1202422B* | 34800 | 16 | 8.5 | 36200 | 34200 | 94.48% | 2.02 | 0 | 9.5 |  |  |  |  | R-410A | 2.9 | Residential & Commercial | USHP
212981211 | Central HP <5.4 tons | COMFORTMAKER | HRCU-A-CB (Split System: Heat Pump with Remote Outdoor Unit-Air-Source) | DLCURAH36ABK |  |  | EA*4X48L24A* | *80MS(N,L)1352420A* | 35800 | 16.5 | 8.5 | 37800 | 34600 | 91.53% | 2.02 | 0 | 10 |  |  |  |  | R-410A | 2.9833 | Residential & Commercial | USHP | Ducted CEE Tier 1
215294232 | Central HP <5.4 tons | AIRQUEST | HRCU-A-CB (Split System: Heat Pump with Remote Outdoor Unit-Air-Source) | DLCURAH30ABK | ADP |  | H,GG80936 | *96VTN0802120A* | 29600 | 15.2 | 8.1 | 32000 | 27000 | 84.38% | 1.78 | 0 | 9 |  |  |  |  | R-410A | 2.4667 | Residential & Commercial | USHP
215294365 | Central HP <5.4 tons | AIRQUEST | HRCU-A-CB (Split System: Heat Pump with Remote Outdoor Unit-Air-Source) | DLCURAH30ABK | ADP |  | H,GG37936 | *96VTN1002120B* | 30200 | 15.2 | 8.5 | 32600 | 27200 | 83.44% | 1.8 | 0 | 9 |  |  |  |  | R-410A | 2.5167 | Residential & Commercial | USHP
215294382 | Central HP <5.4 tons | AIRQUEST | HRCU-A-CB (Split System: Heat Pump with Remote Outdoor Unit-Air-Source) | DLCURAH30ABK | ADP |  | H,GG81936 | *96VTN1002120B* | 30200 | 15.2 | 8.5 | 32600 | 27200 | 83.44% | 1.8 | 0 | 9 |  |  |  |  | R-410A | 2.5167 | Residential & Commercial | USHP
215294402 | Central HP <5.4 tons | AIRQUEST | HRCU-A-CB (Split System: Heat Pump with Remote Outdoor Unit-Air-Source) | DLCURAH30ABK | ADP |  | HE33936 | *96VTN1002122A* | 29400 | 15.2 | 8.1 | 32200 | 27400 | 85.09% | 1.76 | 0 | 9 |  |  |  |  | R-410A | 2.45 | Residential & Commercial | USHP
215294433 | Central HP <5.4 tons | AIRQUEST | HRCU-A-CB (Split System: Heat Pump with Remote Outdoor Unit-Air-Source) | DLCURAH30ABK | ADP |  | HG82936 | *96VTN1002122A* | 30000 | 15.2 | 8.1 | 32400 | 26800 | 82.72% | 1.8 | 0 | 9 |  |  |  |  | R-410A | 2.5 | Residential & Commercial | USHP
215294449 | Central HP <5.4 tons | AIRQUEST | HRCU-A-CB (Split System: Heat Pump with Remote Outdoor Unit-Air-Source) | DLCURAH30ABK | ADP |  | HG33936 | *96VTN1002122B* | 29800 | 15.2 | 8.1 | 32600 | 27600 | 84.66% | 1.78 | 0 | 9 |  |  |  |  | R-410A | 2.4833 | Residential & Commercial | USHP
212981856 | Central HP <5.4 tons | CARRIER | HRCU-A-CB (Split System: Heat Pump with Remote Outdoor Unit-Air-Source) | 38MURAQ18AB3* |  |  | CAP**3017AL* | 58SU*B040M17**12 | 17500 | 16 | 8.5 | 18100 | 18500 | 102.2% | 2.24 | 0 | 10.5 |  |  |  |  | R-410A | 1.4583 | Residential & Commercial | USHP | Ducted CEE Tier 1
214731133 | Central HP <5.4 tons | BRYANT HEATING AND COOLING SYSTEMS | HRCU-A-CB (Split System: Heat Pump with Remote Outdoor Unit-Air-Source) | 38MURAQ18AB3* | ADP |  | H,PG31930 | 916SA48060M17*** | 16900 | 15.2 | 8.5 | 16900 | 18600 | 110.1% | 2.28 | 0 | 10 |  |  |  |  | R-410A | 1.4083 | Residential & Commercial | USHP | Ducted CEE Tier 1
214731150 | Central HP <5.4 tons | BRYANT HEATING AND COOLING SYSTEMS | HRCU-A-CB (Split System: Heat Pump with Remote Outdoor Unit-Air-Source) | 38MURAQ18AB3* | ADP |  | H,PG35936 | 926TC48060V17*** | 17400 | 16 | 8.5 | 16800 | 19100 | 113.7% | 2.34 | 0 | 10.5 |  |  |  |  | R-410A | 1.45 | Residential & Commercial | USHP | Ducted CEE Tier 1
211712937 | Central HP <5.4 tons | HEIL | HRCU-A-CB (Split System: Heat Pump with Remote Outdoor Unit-Air-Source) | DLCURAH30ABK |  |  | EA*4X42L24A* | *80ES(N,L)1552420A* | 29800 | 15.2 | 8.1 | 33800 | 27200 | 80.47% | 1.78 | 0 | 9 |  |  |  |  | R-410A | 2.4833 | Residential & Commercial | USHP
215293920 | Central HP <5.4 tons | AIRQUEST | HRCU-A-CB (Split System: Heat Pump with Remote Outdoor Unit-Air-Source) | DLCURAH30ABK | ADP |  | H,GG32930 | *96MSN1002120A* | 29400 | 15.2 | 8.5 | 32400 | 27000 | 83.33% | 1.8 | 0 | 8.5 |  |  |  |  | R-410A | 2.45 | Residential & Commercial | USHP
215293929 | Central HP <5.4 tons | AIRQUEST | HRCU-A-CB (Split System: Heat Pump with Remote Outdoor Unit-Air-Source) | DLCURAH30ABK | ADP |  | HE33936 | *96MSN1002120A* | 29800 | 15.2 | 8.5 | 32400 | 27000 | 83.33% | 1.8 | 0 | 8.5 |  |  |  |  | R-410A | 2.4833 | Residential & Commercial | USHP
215293936 | Central HP <5.4 tons | AIRQUEST | HRCU-A-CB (Split System: Heat Pump with Remote Outdoor Unit-Air-Source) | DLCURAH30ABK | ADP |  | H,GE35936 | *96MSN1002120A* | 30200 | 15.2 | 8.5 | 32400 | 27000 | 83.33% | 1.8 | 0 | 9 |  |  |  |  | R-410A | 2.5167 | Residential & Commercial | USHP
215294004 | Central HP <5.4 tons | AIRQUEST | HRCU-A-CB (Split System: Heat Pump with Remote Outdoor Unit-Air-Source) | DLCURAH30ABK | ADP |  | H,GG80936 | *96MSN1202422A* | 30000 | 15.2 | 8.1 | 32600 | 27200 | 83.44% | 1.8 | 0 | 9 |  |  |  |  | R-410A | 2.5 | Residential & Commercial | USHP
215294213 | Central HP <5.4 tons | AIRQUEST | HRCU-A-CB (Split System: Heat Pump with Remote Outdoor Unit-Air-Source) | DLCURAH30ABK | ADP |  | H,GE35936 | *96VTN0802120A* | 29600 | 15.2 | 8.1 | 32000 | 27000 | 84.38% | 1.78 | 0 | 9 |  |  |  |  | R-410A | 2.4667 | Residential & Commercial | USHP
212977731 | Central HP <5.4 tons | BRYANT HEATING AND COOLING SYSTEMS | HRCU-A-CB (Split System: Heat Pump with Remote Outdoor Unit-Air-Source) | 38MURAQ18AB3* |  |  | CAP**2417AL* | 8(0,1)*SB36045M14*** | 17500 | 16.5 | 8.5 | 18400 | 19400 | 105.4% | 2.34 | 0 | 10.5 |  |  |  |  | R-410A | 1.4583 | Residential & Commercial | USHP | Ducted CEE Tier 1
212383387 | Central HP <5.4 tons | CARRIER | HRCU-A-CB (Split System: Heat Pump with Remote Outdoor Unit-Air-Source) | 38MURAQ36AB3* |  |  | CAP**3717AL* | 58SU*A060E17**16 | 36600 | 15.5 | 8.5 | 39500 | 35000 | 88.61% | 2.04 | 0 | 10 |  |  |  |  | R-410A | 3.05 | Residential & Commercial | USHP | Ducted CEE Tier 1
215429190 | Central HP <5.4 tons | GOODMAN | HRCU-A-CB (Split System: Heat Pump with Remote Outdoor Unit-Air-Source) | GZV6SA1810A* |  |  | AHVE24BP1300A* | 0 | 17100 | 19 | 8.8 | 17400 | 13000 | 74.71% | 2.1 | 0 | 12 |  |  |  |  | R-32 | 1.425 | Residential & Commercial | USHP | Ducted CEE Tier 1
215494741 | Central HP <5.4 tons | GREE | HRCU-A-CB (Split System: Heat Pump with Remote Outdoor Unit-Air-Source) | GUD60W2/NXF-D(U) |  |  | GUD60AH2/F-D(U) | 0 | 54000 | 18.5 | 9.5 | 54000 | 43000 | 79.63% | 1.75 | 0 | 10.5 |  |  |  |  | R-454B | 4.5 | Residential & Commercial | USHP | Ducted CEE Tier 1
212552629 | Central HP <5.4 tons | DAY & NIGHT | HRCU-A-CB (Split System: Heat Pump with Remote Outdoor Unit-Air-Source) | CVH848GKA** | ADP |  | FG86960 | *80CTL1102120A* | 46000 | 17 | 8.5 | 44000 | 34600 | 78.64% | 2 | 0 | 10 |  |  |  |  | R-410A | 3.8333 | Residential & Commercial | USHP | Ducted CEE Tier 1
212552663 | Central HP <5.4 tons | DAY & NIGHT | HRCU-A-CB (Split System: Heat Pump with Remote Outdoor Unit-Air-Source) | CVH848GKA** | ADP |  | FG48960 | *96CTN1002122A* | 46000 | 17 | 8.5 | 44000 | 34600 | 78.64% | 2 | 0 | 10 |  |  |  |  | R-410A | 3.8333 | Residential & Commercial | USHP | Ducted CEE Tier 1
214442013 | Central HP <5.4 tons | BRYANT HEATING AND COOLING SYSTEMS | HRCU-A-CB (Split System: Heat Pump with Remote Outdoor Unit-Air-Source) | 288BNV037*0**A* | ADP |  | V,C36H175P159 | 986TD42080C17*** | 32000 | 17 | 8.1 | 31200 | 24800 | 79.49% | 1.96 | 0 | 11 |  |  |  |  | R-410A | 2.6667 | Residential & Commercial | USHP | Ducted CEE Tier 1
215294482 | Central HP <5.4 tons | AIRQUEST | HRCU-A-CB (Split System: Heat Pump with Remote Outdoor Unit-Air-Source) | DLCURAH30ABK | ADP |  | HG82936 | *96VTN1002122B* | 30000 | 15.2 | 8.1 | 32600 | 27200 | 83.44% | 1.8 | 0 | 9 |  |  |  |  | R-410A | 2.5 | Residential & Commercial | USHP
216765698 | Central HP <5.4 tons | GREE | HRCU-A-C (Split System: Heat Pump with Remote Outdoor Unit with No Indoor Fan --Air Source) | GUD60W2/NXF-D(U) |  |  | GCAC60H/NXA | 0 | 52000 | 15.2 | 8.5 | 53000 | 40000 | 75.47% | 1.8 | 0 | 9 |  |  |  |  | R-454B | 4.3333 | Residential & Commercial | USHP
214441916 | Central HP <5.4 tons | BRYANT HEATING AND COOLING SYSTEMS | HRCU-A-CB (Split System: Heat Pump with Remote Outdoor Unit-Air-Source) | 284ANV048*0**B* | ADP |  | V,C60H210P179 | 88*TB60090C21*** | 44500 | 21 | 9.5 | 44000 | 35600 | 80.91% | 2.28 | 0 | 12.5 |  |  |  |  | R-410A | 3.7083 | Residential & Commercial | USHP | Ducted CEE Tier 1
213367334 | Central HP <5.4 tons | CARRIER | HRCU-A-CB (Split System: Heat Pump with Remote Outdoor Unit-Air-Source) | 38MURAQ18AB3* | ADP |  | H,PG31930 | 59TP6C040V17**12 | 16900 | 15.2 | 8.5 | 17000 | 18800 | 110.6% | 2.3 | 0 | 10 |  |  |  |  | R-410A | 1.4083 | Residential & Commercial | USHP | Ducted CEE Tier 1
212978246 | Central HP <5.4 tons | CARRIER | HRCU-A-CB (Split System: Heat Pump with Remote Outdoor Unit-Air-Source) | 38MURAQ18AB3* |  |  | CAP**2417AL* | 58S(B,C)*B070M14**12 | 17600 | 16.5 | 8.5 | 18500 | 19400 | 104.9% | 2.34 | 0 | 10.5 |  |  |  |  | R-410A | 1.4667 | Residential & Commercial | USHP | Ducted CEE Tier 1
212978344 | Central HP <5.4 tons | CARRIER | HRCU-A-CB (Split System: Heat Pump with Remote Outdoor Unit-Air-Source) | 38MURAQ18AB3* |  |  | CNPV*3017AL* | 58S(B,C)*B070M14**12 | 17400 | 16.5 | 8.1 | 18000 | 18700 | 103.9% | 2.26 | 0 | 11 |  |  |  |  | R-410A | 1.45 | Residential & Commercial | USHP | Ducted CEE Tier 1
212978796 | Central HP <5.4 tons | CARRIER | HRCU-A-CB (Split System: Heat Pump with Remote Outdoor Unit-Air-Source) | 38MURAQ18AB3* |  |  | CNPV*3017AL* | 58S(B,C)*B070M17**12 | 17700 | 16.5 | 8.1 | 18200 | 18600 | 102.2% | 2.24 | 0 | 11 |  |  |  |  | R-410A | 1.475 | Residential & Commercial | USHP | Ducted CEE Tier 1
214862364 | Central HP <5.4 tons | BRYANT HEATING AND COOLING SYSTEMS | HRCU-A-CB (Split System: Heat Pump with Remote Outdoor Unit-Air-Source) | 288BNV037*0**A* | ADP |  | H,PE9J936 | 987MC60060C21*** | 31600 | 17 | 8.1 | 31400 | 24600 | 78.34% | 1.94 | 0 | 11 |  |  |  |  | R-410A | 2.6333 | Residential & Commercial | USHP | Ducted CEE Tier 1
210599991 | Central HP <5.4 tons | TEMPSTAR | HRCU-A-CB (Split System: Heat Pump with Remote Outdoor Unit-Air-Source) | TVH825GKA2* |  |  | EN(A,D,W)4X48L21**+WALLCON | *95CSU0601716A* | 24000 | 16.5 | 8.1 | 21400 | 16700 | 78.04% | 2 | 0 | 11 |  |  |  |  | R-410A | 2 | Residential & Commercial | USHP | Ducted CEE Tier 1
214862319 | Central HP <5.4 tons | BRYANT HEATING AND COOLING SYSTEMS | HRCU-A-CB (Split System: Heat Pump with Remote Outdoor Unit-Air-Source) | 288BNV025*0**C* | ADP |  | H,PG9J936 | 987MC60060C21*** | 23600 | 16 | 8.1 | 20000 | 16300 | 81.5% | 1.94 | 0 | 11 |  |  |  |  | R-410A | 1.9667 | Residential & Commercial | USHP | Ducted CEE Tier 1
214862321 | Central HP <5.4 tons | BRYANT HEATING AND COOLING SYSTEMS | HRCU-A-CB (Split System: Heat Pump with Remote Outdoor Unit-Air-Source) | 288BNV025*0**C* | ADP |  | H,PG81936 | 987MC60060C21*** | 23800 | 16 | 8.1 | 19800 | 16300 | 82.32% | 2 | 0 | 11 |  |  |  |  | R-410A | 1.9833 | Residential & Commercial | USHP | Ducted CEE Tier 1
214862346 | Central HP <5.4 tons | BRYANT HEATING AND COOLING SYSTEMS | HRCU-A-CB (Split System: Heat Pump with Remote Outdoor Unit-Air-Source) | 288BNV025*0**C* | ADP |  | H,PG9J936 | 987MC66120C24*** | 23800 | 16 | 8.1 | 19800 | 16200 | 81.82% | 1.96 | 0 | 11 |  |  |  |  | R-410A | 1.9833 | Residential & Commercial | USHP | Ducted CEE Tier 1
210599998 | Central HP <5.4 tons | TEMPSTAR | HRCU-A-CB (Split System: Heat Pump with Remote Outdoor Unit-Air-Source) | TVH825GKA2* |  |  | EN(A,D,W)4X48L21**+WALLCON | *97CMN0602120A* | 24000 | 16.5 | 8.1 | 21400 | 16700 | 78.04% | 2 | 0 | 11 |  |  |  |  | R-410A | 2 | Residential & Commercial | USHP | Ducted CEE Tier 1
214862296 | Central HP <5.4 tons | BRYANT HEATING AND COOLING SYSTEMS | HRCU-A-CB (Split System: Heat Pump with Remote Outdoor Unit-Air-Source) | 288BNV025*0**C* | ADP |  | H,PG35936 | 987MC42060C17*** | 23600 | 16 | 8.1 | 20000 | 16300 | 81.5% | 1.94 | 0 | 11 |  |  |  |  | R-410A | 1.9667 | Residential & Commercial | USHP | Ducted CEE Tier 1
214862305 | Central HP <5.4 tons | BRYANT HEATING AND COOLING SYSTEMS | HRCU-A-CB (Split System: Heat Pump with Remote Outdoor Unit-Air-Source) | 288BNV025*0**C* | ADP |  | H,PG35936 | 987MC42080C17*** | 23600 | 16 | 8.1 | 19800 | 16300 | 82.32% | 1.96 | 0 | 11 |  |  |  |  | R-410A | 1.9667 | Residential & Commercial | USHP | Ducted CEE Tier 1
214862312 | Central HP <5.4 tons | BRYANT HEATING AND COOLING SYSTEMS | HRCU-A-CB (Split System: Heat Pump with Remote Outdoor Unit-Air-Source) | 288BNV025*0**C* | ADP |  | H,PG81936 | 987MC42080C17*** | 24200 | 16 | 8.1 | 19800 | 16300 | 82.32% | 2 | 0 | 11 |  |  |  |  | R-410A | 2.0167 | Residential & Commercial | USHP | Ducted CEE Tier 1
215295473 | Central HP <5.4 tons | AIRQUEST | HRCU-A-CB (Split System: Heat Pump with Remote Outdoor Unit-Air-Source) | DLCURAH36ABK | ADP |  | H,GG35936 | *96VTN0802120A* | 35000 | 16 | 8.1 | 36800 | 34600 | 94.02% | 1.86 | 0 | 9.5 |  |  |  |  | R-410A | 2.9167 | Residential & Commercial | USHP
215295498 | Central HP <5.4 tons | AIRQUEST | HRCU-A-CB (Split System: Heat Pump with Remote Outdoor Unit-Air-Source) | DLCURAH36ABK | ADP |  | H,GE24936 | *96VTN0802120B* | 33800 | 16 | 8.1 | 36800 | 34800 | 94.57% | 1.82 | 0 | 9 |  |  |  |  | R-410A | 2.8167 | Residential & Commercial | USHP
215295509 | Central HP <5.4 tons | AIRQUEST | HRCU-A-CB (Split System: Heat Pump with Remote Outdoor Unit-Air-Source) | DLCURAH36ABK | ADP |  | H,GE34936 | *96VTN0802120B* | 35600 | 16 | 8.1 | 36800 | 34800 | 94.57% | 1.9 | 0 | 10 |  |  |  |  | R-410A | 2.9667 | Residential & Commercial | USHP | Ducted CEE Tier 1
215295532 | Central HP <5.4 tons | AIRQUEST | HRCU-A-CB (Split System: Heat Pump with Remote Outdoor Unit-Air-Source) | DLCURAH36ABK | ADP |  | H,GG80936 | *96VTN0802120B* | 36200 | 16 | 8.5 | 36400 | 34400 | 94.51% | 2.04 | 0 | 10 |  |  |  |  | R-410A | 3.0167 | Residential & Commercial | USHP | Ducted CEE Tier 1
215295550 | Central HP <5.4 tons | AIRQUEST | HRCU-A-CB (Split System: Heat Pump with Remote Outdoor Unit-Air-Source) | DLCURAH36ABK | ADP |  | H,GG34936 | *96VTN1002120A* | 35800 | 15.2 | 8.1 | 37800 | 34800 | 92.06% | 1.9 | 0 | 10 |  |  |  |  | R-410A | 2.9833 | Residential & Commercial | USHP | Ducted CEE Tier 1
215295573 | Central HP <5.4 tons | AIRQUEST | HRCU-A-CB (Split System: Heat Pump with Remote Outdoor Unit-Air-Source) | DLCURAH36ABK | ADP |  | H,GE80936 | *96VTN1002120A* | 36400 | 15.2 | 8.5 | 36800 | 34400 | 93.48% | 2.08 | 0 | 10 |  |  |  |  | R-410A | 3.0333 | Residential & Commercial | USHP | Ducted CEE Tier 1
215295618 | Central HP <5.4 tons | AIRQUEST | HRCU-A-CB (Split System: Heat Pump with Remote Outdoor Unit-Air-Source) | DLCURAH36ABK | ADP |  | HG82936 | *96VTN1002120B* | 36000 | 16 | 8.5 | 36200 | 34400 | 95.03% | 2.04 | 0 | 10 |  |  |  |  | R-410A | 3 | Residential & Commercial | USHP | Ducted CEE Tier 1
215295634 | Central HP <5.4 tons | AIRQUEST | HRCU-A-CB (Split System: Heat Pump with Remote Outdoor Unit-Air-Source) | DLCURAH36ABK | ADP |  | HE34936 | *96VTN1002122A* | 35400 | 16 | 8.1 | 36800 | 34600 | 94.02% | 1.88 | 0 | 10 |  |  |  |  | R-410A | 2.95 | Residential & Commercial | USHP | Ducted CEE Tier 1
214862413 | Central HP <5.4 tons | BRYANT HEATING AND COOLING SYSTEMS | HRCU-A-CB (Split System: Heat Pump with Remote Outdoor Unit-Air-Source) | 288BNV037*0**B* | ADP |  | H,PG83936 | 987MC66100C21*** | 32400 | 18 | 8.1 | 30600 | 24200 | 79.08% | 1.98 | 0 | 11.7 |  |  |  |  | R-410A | 2.7 | Residential & Commercial | USHP | Ducted CEE Tier 1
214862401 | Central HP <5.4 tons | BRYANT HEATING AND COOLING SYSTEMS | HRCU-A-CB (Split System: Heat Pump with Remote Outdoor Unit-Air-Source) | 288BNV037*0**B* | ADP |  | H,PG83936 | 987MC60060C21*** | 32200 | 18 | 8.5 | 30400 | 24600 | 80.92% | 1.98 | 0 | 11 |  |  |  |  | R-410A | 2.6833 | Residential & Commercial | USHP | Ducted CEE Tier 1
215295691 | Central HP <5.4 tons | AIRQUEST | HRCU-A-CB (Split System: Heat Pump with Remote Outdoor Unit-Air-Source) | DLCURAH36ABK | ADP |  | H,GE9J936 | *96VTN1002122B* | 35400 | 16 | 8.1 | 36800 | 34600 | 94.02% | 1.88 | 0 | 10 |  |  |  |  | R-410A | 2.95 | Residential & Commercial | USHP | Ducted CEE Tier 1
215295748 | Central HP <5.4 tons | AIRQUEST | HRCU-A-CB (Split System: Heat Pump with Remote Outdoor Unit-Air-Source) | DLCURAH36ABK | ADP |  | H,GE33936 | *96VTN1202422B* | 34200 | 16 | 8.5 | 36200 | 34200 | 94.48% | 2.02 | 0 | 9.5 |  |  |  |  | R-410A | 2.85 | Residential & Commercial | USHP
210600001 | Central HP <5.4 tons | TEMPSTAR | HRCU-A-CB (Split System: Heat Pump with Remote Outdoor Unit-Air-Source) | TVH825GKA2* |  |  | END4X42L17**+WALLCON | *80CSU0401712A* | 24000 | 17 | 8.1 | 21400 | 16600 | 77.57% | 1.98 | 0 | 11 |  |  |  |  | R-410A | 2 | Residential & Commercial | USHP | Ducted CEE Tier 1
216771318 | Central HP <5.4 tons | GREE | HRCU-A-CB (Split System: Heat Pump with Remote Outdoor Unit-Air-Source) | GUD36W/A-D(U) |  |  | GCAT24*/NAA | A952V060BU4S*** | 23000 | 15.2 | 8.5 | 23000 | 20000 | 86.96% | 1.75 | 0 | 11.5 |  |  |  |  | R-410A | 1.9167 | Residential & Commercial | USHP | Ducted CEE Tier 1
215828261 | Central HP <5.4 tons | GREE | HRCU-A-CB (Split System: Heat Pump with Remote Outdoor Unit-Air-Source) | GUD36W/A-D(U) |  |  | GCAT24*/NAA | GMVC960603BNB | 22400 | 15.2 | 8.5 | 24000 | 16800 | 70% | 1.75 | 0 | 11 |  |  |  |  | R-410A | 1.8667 | Residential & Commercial | USHP | Ducted CEE Tier 1
212973033 | Central HP <5.4 tons | BRYANT HEATING AND COOLING SYSTEMS | HRCU-A-CB (Split System: Heat Pump with Remote Outdoor Unit-Air-Source) | 38MURAQ18AB3* |  |  | CAP**2517AL* | 926SB36040V17*** | 17700 | 16 | 8.1 | 17800 | 17800 | 100% | 2.14 | 0 | 10.5 |  |  |  |  | R-410A | 1.475 | Residential & Commercial | USHP | Ducted CEE Tier 1
214290054 | Central HP <5.4 tons | CARRIER | HRCU-A-CB (Split System: Heat Pump with Remote Outdoor Unit-Air-Source) | 38MURAQ18AB3* | ADP |  | SM3925 | 0 | 16800 | 15.5 | 8.75 | 17000 | 19400 | 114.1% | 2.34 | 0 | 10.5 |  |  |  |  | R-410A | 1.4 | Residential & Commercial | USHP | Ducted CEE Tier 1
212971357 | Central HP <5.4 tons | BRYANT HEATING AND COOLING SYSTEMS | HRCU-A-CB (Split System: Heat Pump with Remote Outdoor Unit-Air-Source) | 38MURAQ18AB3* |  |  | CAP**2517AL* | 82*TB36045V14*** | 18200 | 16.5 | 8.5 | 18000 | 17600 | 97.78% | 2.14 | 0 | 11 |  |  |  |  | R-410A | 1.5167 | Residential & Commercial | USHP | Ducted CEE Tier 1
216761962 | Central HP <5.4 tons | BRYANT HEATING AND COOLING SYSTEMS | HRCU-A-CB (Split System: Heat Pump with Remote Outdoor Unit-Air-Source) | 38MURAQ24AA3* | ADP |  | H,PG9J936 | 927TA48060V17*** | 24600 | 16 | 9 | 23000 | 18900 | 82.17% | 2.12 | 0 | 10 |  |  |  |  | R-410A | 2.05 | Residential & Commercial | USHP | Ducted CEE Tier 1
214862409 | Central HP <5.4 tons | BRYANT HEATING AND COOLING SYSTEMS | HRCU-A-CB (Split System: Heat Pump with Remote Outdoor Unit-Air-Source) | 288BNV037*0**B* | ADP |  | H,PG35936 | 987MC66100C21*** | 31000 | 18 | 8.1 | 30600 | 24200 | 79.08% | 1.98 | 0 | 11 |  |  |  |  | R-410A | 2.5833 | Residential & Commercial | USHP | Ducted CEE Tier 1
210473336 | Central HP <5.4 tons | CARRIER | HRCU-A-CB (Split System: Heat Pump with Remote Outdoor Unit-Air-Source) | 25VNA825A*032* |  |  | CAP**4821AL*+UI | 58TN*A070C17**16 | 24000 | 17 | 8.1 | 21000 | 16600 | 79.05% | 2.02 | 0 | 11 |  |  |  |  | R-410A | 2 | Residential & Commercial | USHP | Ducted CEE Tier 1
210473468 | Central HP <5.4 tons | CARRIER | HRCU-A-CB (Split System: Heat Pump with Remote Outdoor Unit-Air-Source) | 25VNA825A*032* |  |  | CAP**4824AL*+UI | 58TN*A135C24**22 | 24200 | 17 | 8.1 | 21000 | 16500 | 78.57% | 2.02 | 0 | 11 |  |  |  |  | R-410A | 2.0167 | Residential & Commercial | USHP | Ducted CEE Tier 1
210474261 | Central HP <5.4 tons | CARRIER | HRCU-A-CB (Split System: Heat Pump with Remote Outdoor Unit-Air-Source) | 25VNA825A*032* |  |  | CSPH*4212AL*+UI | 58CU*A060C17**16 | 24200 | 16 | 8.1 | 21400 | 16600 | 77.57% | 2 | 0 | 10.5 |  |  |  |  | R-410A | 2.0167 | Residential & Commercial | USHP | Ducted CEE Tier 1
210474338 | Central HP <5.4 tons | CARRIER | HRCU-A-CB (Split System: Heat Pump with Remote Outdoor Unit-Air-Source) | 25VNA825A*032* |  |  | CSPH*4212AL*+UI | 59TN6B120C24**22 | 24200 | 16 | 8.1 | 21400 | 16600 | 77.57% | 2 | 0 | 10.5 |  |  |  |  | R-410A | 2.0167 | Residential & Commercial | USHP | Ducted CEE Tier 1
216983439 | Central HP <5.4 tons | BRYANT HEATING AND COOLING SYSTEMS | HRCU-A-CB (Split System: Heat Pump with Remote Outdoor Unit-Air-Source) | 37MUHAQ24AA3 | ADP |  | C36A***L15*+TXV | 986TD30040C14*** | 22200 | 15.2 | 8.1 | 19400 | 18400 | 94.85% | 1.85 | 0 | 10.5 |  |  |  |  | R-454B | 1.85 | Residential & Commercial | USHP | Ducted CEE Tier 1
214862324 | Central HP <5.4 tons | BRYANT HEATING AND COOLING SYSTEMS | HRCU-A-CB (Split System: Heat Pump with Remote Outdoor Unit-Air-Source) | 288BNV025*0**C* | ADP |  | H,CD16936 | 987MC60080C21*** | 23800 | 17 | 8.1 | 19600 | 16200 | 82.65% | 2.02 | 0 | 11 |  |  |  |  | R-410A | 1.9833 | Residential & Commercial | USHP | Ducted CEE Tier 1
216997087 | Central HP <5.4 tons | CARRIER | HRCU-A-CB (Split System: Heat Pump with Remote Outdoor Unit-Air-Source) | 27VNA060A*030* | ADP |  | H,PG48*60+TXV | 58TN*B110C21**20 | 55500 | 19 | 9 | 57500 | 41000 | 71.3% | 2.02 | 0 | 8.5 |  |  |  |  | R-454B | 4.625 | Residential & Commercial | USHP
214862389 | Central HP <5.4 tons | BRYANT HEATING AND COOLING SYSTEMS | HRCU-A-CB (Split System: Heat Pump with Remote Outdoor Unit-Air-Source) | 288BNV037*0**B* | ADP |  | H,PG83936 | 987MC42060C17*** | 31200 | 18 | 8.1 | 31600 | 24200 | 76.58% | 1.84 | 0 | 10.5 |  |  |  |  | R-410A | 2.6 | Residential & Commercial | USHP | Ducted CEE Tier 1
216494130 | Central HP <5.4 tons | BRYANT HEATING AND COOLING SYSTEMS | HRCU-A-CB (Split System: Heat Pump with Remote Outdoor Unit-Air-Source) | 290VAN048**AA* | ADP |  | CE(P,V)4824G1K*+TXV | 88*TB60070C21*** | 44000 | 17 | 9 | 46500 | 33800 | 72.69% | 2.06 | 0 | 9.5 |  |  |  |  | R-454B | 3.6667 | Residential & Commercial | USHP
216494179 | Central HP <5.4 tons | BRYANT HEATING AND COOLING SYSTEMS | HRCU-A-CB (Split System: Heat Pump with Remote Outdoor Unit-Air-Source) | 290VAN048**AA* | ADP |  | CE(P,V)4824G1K*+TXV | 986TD42080C17*** | 44000 | 17 | 9 | 47000 | 33600 | 71.49% | 2.04 | 0 | 9.5 |  |  |  |  | R-454B | 3.6667 | Residential & Commercial | USHP
216981299 | Central HP <5.4 tons | BRYANT HEATING AND COOLING SYSTEMS | HRCU-A-CB (Split System: Heat Pump with Remote Outdoor Unit-Air-Source) | 290VAN048**AA* | ADP |  | PL60H210P29*+TXV | 935CB48060C17*** | 44000 | 17 | 9 | 46000 | 33800 | 73.48% | 2.06 | 0 | 9 |  |  |  |  | R-454B | 3.6667 | Residential & Commercial | USHP
216981300 | Central HP <5.4 tons | BRYANT HEATING AND COOLING SYSTEMS | HRCU-A-CB (Split System: Heat Pump with Remote Outdoor Unit-Air-Source) | 290VAN048**AA* | ADP |  | PL48H175P15*+TXV | 935CB48060C17*** | 44000 | 17 | 9 | 47000 | 34200 | 72.77% | 2.04 | 0 | 9 |  |  |  |  | R-454B | 3.6667 | Residential & Commercial | USHP
216981331 | Central HP <5.4 tons | BRYANT HEATING AND COOLING SYSTEMS | HRCU-A-CB (Split System: Heat Pump with Remote Outdoor Unit-Air-Source) | 290VAN048**AA* | ADP |  | V,C48H210P16*+TXV | 935CB66100C21*** | 44000 | 18 | 9 | 45500 | 33000 | 72.53% | 2.08 | 0 | 9.5 |  |  |  |  | R-454B | 3.6667 | Residential & Commercial | USHP
216981348 | Central HP <5.4 tons | BRYANT HEATING AND COOLING SYSTEMS | HRCU-A-CB (Split System: Heat Pump with Remote Outdoor Unit-Air-Source) | 290VAN048**AA* | ADP |  | PL60H210P17*+TXV | 986TD60080C21*** | 45000 | 18 | 9 | 45500 | 33200 | 72.97% | 2.06 | 0 | 10 |  |  |  |  | R-454B | 3.75 | Residential & Commercial | USHP | Ducted CEE Tier 1
214271578 | Central HP <5.4 tons | CARRIER | HRCU-A-CB (Split System: Heat Pump with Remote Outdoor Unit-Air-Source) | 25VNA424A*031* | ADP |  | PL36H210P299 | 58TN*B045C17**12 | 24000 | 20 | 10.5 | 25000 | 19500 | 78% | 2.52 | 0 | 13 |  |  |  |  | R-410A | 2 | Residential & Commercial | USHP | Ducted CEE Tier 1
207805681 | Central HP <5.4 tons | AMERICAN STANDARD | HRCU-A-CB (Split System: Heat Pump with Remote Outdoor Unit-Air-Source) | 4A6V0X60A1 |  |  | 4TXCD010DS3+P0V0D000M50SC+RP | 0 | 54000 | 19.5 | 8.2 | 51500 | 39000 | 75.73% | 1.75 | 12.5 | 12 |  |  |  |  | R-410A | 4.5 | Residential & Commercial | USHP | Ducted CEE Tier 1
212977815 | Central HP <5.4 tons | BRYANT HEATING AND COOLING SYSTEMS | HRCU-A-CB (Split System: Heat Pump with Remote Outdoor Unit-Air-Source) | 38MURAQ18AB3* |  |  | CNPV*3014AL* | 8(0,1)*SB36045M14*** | 17700 | 16.5 | 8.1 | 18200 | 18600 | 102.2% | 2.24 | 0 | 11 |  |  |  |  | R-410A | 1.475 | Residential & Commercial | USHP | Ducted CEE Tier 1
216997061 | Central HP <5.4 tons | CARRIER | HRCU-A-CB (Split System: Heat Pump with Remote Outdoor Unit-Air-Source) | 27VNA048A*030* | ADP |  | H,PG48*60+TXV | 58TN*B070C17**16 | 44000 | 17 | 9 | 47000 | 34000 | 72.34% | 2.04 | 0 | 9.5 |  |  |  |  | R-454B | 3.6667 | Residential & Commercial | USHP
215292693 | Central HP <5.4 tons | AIRQUEST | HRCU-A-CB (Split System: Heat Pump with Remote Outdoor Unit-Air-Source) | DLCURAH24ABK | ADP |  | H,GG33936 | *96VTN0401712B* | 23400 | 16 | 8.5 | 25400 | 25800 | 101.6% | 2.18 | 0 | 9.5 |  |  |  |  | R-410A | 1.95 | Residential & Commercial | USHP
215292698 | Central HP <5.4 tons | AIRQUEST | HRCU-A-CB (Split System: Heat Pump with Remote Outdoor Unit-Air-Source) | DLCURAH24ABK | ADP |  | HG34936 | *96VTN0401712B* | 23200 | 16 | 8.5 | 24600 | 23800 | 96.75% | 2 | 0 | 10 |  |  |  |  | R-410A | 1.9333 | Residential & Commercial | USHP | Ducted CEE Tier 1
215292700 | Central HP <5.4 tons | AIRQUEST | HRCU-A-CB (Split System: Heat Pump with Remote Outdoor Unit-Air-Source) | DLCURAH24ABK | ADP |  | HE34936 | *96VTN0401712B* | 23200 | 16 | 8.5 | 24600 | 23800 | 96.75% | 2 | 0 | 10 |  |  |  |  | R-410A | 1.9333 | Residential & Commercial | USHP | Ducted CEE Tier 1
215292707 | Central HP <5.4 tons | AIRQUEST | HRCU-A-CB (Split System: Heat Pump with Remote Outdoor Unit-Air-Source) | DLCURAH24ABK | ADP |  | H,GG30924 | *96VTN0401712B* | 22600 | 16 | 8.5 | 25400 | 25800 | 101.6% | 2.18 | 0 | 9 |  |  |  |  | R-410A | 1.8833 | Residential & Commercial | USHP
216981363 | Central HP <5.4 tons | BRYANT HEATING AND COOLING SYSTEMS | HRCU-A-CB (Split System: Heat Pump with Remote Outdoor Unit-Air-Source) | 290VAN048**AA* | ADP |  | V,C60H210P17*+TXV | 986TD66100C21*** | 45000 | 18 | 9 | 45500 | 33200 | 72.97% | 2.06 | 0 | 10 |  |  |  |  | R-454B | 3.75 | Residential & Commercial | USHP | Ducted CEE Tier 1
216981365 | Central HP <5.4 tons | BRYANT HEATING AND COOLING SYSTEMS | HRCU-A-CB (Split System: Heat Pump with Remote Outdoor Unit-Air-Source) | 290VAN048**AA* | ADP |  | C60A***L18*+TXV | 986TD66100C21*** | 45000 | 18 | 9 | 45500 | 33200 | 72.97% | 2.06 | 0 | 10 |  |  |  |  | R-454B | 3.75 | Residential & Commercial | USHP | Ducted CEE Tier 1
214731166 | Central HP <5.4 tons | BRYANT HEATING AND COOLING SYSTEMS | HRCU-A-CB (Split System: Heat Pump with Remote Outdoor Unit-Air-Source) | 38MURAQ24AB3* | ADP |  | H,PG81936 | 926TC30040V14*** | 23400 | 16 | 8.5 | 24800 | 24400 | 98.39% | 2.06 | 0 | 10 |  |  |  |  | R-410A | 1.95 | Residential & Commercial | USHP | Ducted CEE Tier 1
216981400 | Central HP <5.4 tons | BRYANT HEATING AND COOLING SYSTEMS | HRCU-A-CB (Split System: Heat Pump with Remote Outdoor Unit-Air-Source) | 290VAN048**AA* | ADP |  | PL48H210P75*+TXV | 987MC66100C21*** | 43000 | 18 | 8.95 | 45500 | 33200 | 72.97% | 2.04 | 0 | 9 |  |  |  |  | R-454B | 3.5833 | Residential & Commercial | USHP
216983402 | Central HP <5.4 tons | BRYANT HEATING AND COOLING SYSTEMS | HRCU-A-CB (Split System: Heat Pump with Remote Outdoor Unit-Air-Source) | 37MUHAQ24AA3 | ADP |  | V,C36H***P21*+TXV | 916SA30026M14*** | 22000 | 15.2 | 8.5 | 19600 | 18800 | 95.92% | 1.98 | 0 | 10.5 |  |  |  |  | R-454B | 1.8333 | Residential & Commercial | USHP | Ducted CEE Tier 1
215292709 | Central HP <5.4 tons | AIRQUEST | HRCU-A-CB (Split System: Heat Pump with Remote Outdoor Unit-Air-Source) | DLCURAH24ABK | ADP |  | HE30924 | *96VTN0401712B* | 22600 | 16 | 8.5 | 25400 | 25800 | 101.6% | 2.18 | 0 | 9 |  |  |  |  | R-410A | 1.8833 | Residential & Commercial | USHP
215292718 | Central HP <5.4 tons | AIRQUEST | HRCU-A-CB (Split System: Heat Pump with Remote Outdoor Unit-Air-Source) | DLCURAH24ABK | ADP |  | H,GG9J936 | *96VTN0401712B* | 23400 | 16 | 8.5 | 24600 | 24000 | 97.56% | 2.02 | 0 | 10 |  |  |  |  | R-410A | 1.95 | Residential & Commercial | USHP | Ducted CEE Tier 1
215292748 | Central HP <5.4 tons | AIRQUEST | HRCU-A-CB (Split System: Heat Pump with Remote Outdoor Unit-Air-Source) | DLCURAH24ABK | ADP |  | H,GG34936 | *96VTN0601412A* | 23600 | 16 | 8.5 | 24200 | 23000 | 95.04% | 1.94 | 0 | 10 |  |  |  |  | R-410A | 1.9667 | Residential & Commercial | USHP | Ducted CEE Tier 1
215292768 | Central HP <5.4 tons | AIRQUEST | HRCU-A-CB (Split System: Heat Pump with Remote Outdoor Unit-Air-Source) | DLCURAH24ABK | ADP |  | H,GE9J936 | *96VTN0601412A* | 23600 | 16 | 8.5 | 24200 | 23000 | 95.04% | 1.94 | 0 | 10 |  |  |  |  | R-410A | 1.9667 | Residential & Commercial | USHP | Ducted CEE Tier 1
215292784 | Central HP <5.4 tons | AIRQUEST | HRCU-A-CB (Split System: Heat Pump with Remote Outdoor Unit-Air-Source) | DLCURAH24ABK | ADP |  | HE31930 | *96VTN0601412B* | 22800 | 16 | 8.5 | 25200 | 26600 | 105.6% | 2.3 | 0 | 9.5 |  |  |  |  | R-410A | 1.9 | Residential & Commercial | USHP
215292800 | Central HP <5.4 tons | AIRQUEST | HRCU-A-CB (Split System: Heat Pump with Remote Outdoor Unit-Air-Source) | DLCURAH24ABK | ADP |  | H,GG35936 | *96VTN0601412B* | 23600 | 17 | 8.5 | 24600 | 23600 | 95.93% | 2 | 0 | 10 |  |  |  |  | R-410A | 1.9667 | Residential & Commercial | USHP | Ducted CEE Tier 1
215292832 | Central HP <5.4 tons | AIRQUEST | HRCU-A-CB (Split System: Heat Pump with Remote Outdoor Unit-Air-Source) | DLCURAH24ABK | ADP |  | H,GE31924 | *96VTN0601714A* | 23400 | 16 | 8.5 | 25200 | 24000 | 95.24% | 2.02 | 0 | 10 |  |  |  |  | R-410A | 1.95 | Residential & Commercial | USHP | Ducted CEE Tier 1
215292843 | Central HP <5.4 tons | AIRQUEST | HRCU-A-CB (Split System: Heat Pump with Remote Outdoor Unit-Air-Source) | DLCURAH24ABK | ADP |  | H,GG33936 | *96VTN0601714A* | 23800 | 16 | 8.5 | 24400 | 22400 | 91.8% | 1.88 | 0 | 10 |  |  |  |  | R-410A | 1.9833 | Residential & Commercial | USHP | Ducted CEE Tier 1
216977285 | Central HP <5.4 tons | BRYANT HEATING AND COOLING SYSTEMS | HRCU-A-CB (Split System: Heat Pump with Remote Outdoor Unit-Air-Source) | 37MUHAQ24AA3 | ADP |  | PL36H175P14*+TXV | 82*TB36045V14*** | 22200 | 16 | 8.5 | 19200 | 18300 | 95.31% | 1.94 | 0 | 10.5 |  |  |  |  | R-454B | 1.85 | Residential & Commercial | USHP | Ducted CEE Tier 1
216977287 | Central HP <5.4 tons | BRYANT HEATING AND COOLING SYSTEMS | HRCU-A-CB (Split System: Heat Pump with Remote Outdoor Unit-Air-Source) | 37MUHAQ24AA3 | ADP |  | C36A***L15*+TXV | 82*TB36045V14*** | 22400 | 16 | 8.1 | 19200 | 18000 | 93.75% | 1.85 | 0 | 11 |  |  |  |  | R-454B | 1.8667 | Residential & Commercial | USHP | Ducted CEE Tier 1
216977304 | Central HP <5.4 tons | BRYANT HEATING AND COOLING SYSTEMS | HRCU-A-CB (Split System: Heat Pump with Remote Outdoor Unit-Air-Source) | 37MUHAQ24AA3 | ADP |  | PL36H175P15*+TXV | 83*CA36040C17*** | 23400 | 17 | 8.5 | 19600 | 18400 | 93.88% | 1.94 | 0 | 11 |  |  |  |  | R-454B | 1.95 | Residential & Commercial | USHP | Ducted CEE Tier 1
215293292 | Central HP <5.4 tons | AIRQUEST | HRCU-A-CB (Split System: Heat Pump with Remote Outdoor Unit-Air-Source) | DLCURAH24ABK | ADP |  | HG34936 | *96VTN1002122B* | 23800 | 17 | 8.5 | 24800 | 23400 | 94.35% | 1.98 | 0 | 10.5 |  |  |  |  | R-410A | 1.9833 | Residential & Commercial | USHP | Ducted CEE Tier 1
215889444 | Central HP <5.4 tons | GREE | HRCU-A-CB (Split System: Heat Pump with Remote Outdoor Unit-Air-Source) | GUD60W2/NHG-D(U) |  |  | GUD60AH2/G-D(U) | 0 | 54000 | 19 | 9.5 | 54000 | 40000 | 74.07% | 2.24 | 0 | 11.7 |  |  |  |  | R-32 | 4.5 | Residential & Commercial | USHP | Ducted CEE Tier 1
215292857 | Central HP <5.4 tons | AIRQUEST | HRCU-A-CB (Split System: Heat Pump with Remote Outdoor Unit-Air-Source) | DLCURAH24ABK | ADP |  | H,GE30924 | *96VTN0601714A* | 23000 | 16 | 8.5 | 25200 | 24000 | 95.24% | 2.02 | 0 | 9.5 |  |  |  |  | R-410A | 1.9167 | Residential & Commercial | USHP
215292877 | Central HP <5.4 tons | AIRQUEST | HRCU-A-CB (Split System: Heat Pump with Remote Outdoor Unit-Air-Source) | DLCURAH24ABK | ADP |  | H,GG31924 | *96VTN0601716B* | 23000 | 16 | 9 | 24400 | 22800 | 93.44% | 1.92 | 0 | 10 |  |  |  |  | R-410A | 1.9167 | Residential & Commercial | USHP | Ducted CEE Tier 1
215292907 | Central HP <5.4 tons | AIRQUEST | HRCU-A-CB (Split System: Heat Pump with Remote Outdoor Unit-Air-Source) | DLCURAH24ABK | ADP |  | HE30924 | *96VTN0601716B* | 22800 | 16 | 9 | 24400 | 22800 | 93.44% | 1.92 | 0 | 10 |  |  |  |  | R-410A | 1.9 | Residential & Commercial | USHP | Ducted CEE Tier 1
215292925 | Central HP <5.4 tons | AIRQUEST | HRCU-A-CB (Split System: Heat Pump with Remote Outdoor Unit-Air-Source) | DLCURAH24ABK | ADP |  | H,GE22936 | *96VTN0801716A* | 23000 | 16 | 8.5 | 25200 | 23600 | 93.65% | 1.98 | 0 | 9.5 |  |  |  |  | R-410A | 1.9167 | Residential & Commercial | USHP
215292941 | Central HP <5.4 tons | AIRQUEST | HRCU-A-CB (Split System: Heat Pump with Remote Outdoor Unit-Air-Source) | DLCURAH24ABK | ADP |  | HE32936 | *96VTN0801716A* | 23800 | 16 | 8.5 | 25200 | 23000 | 91.27% | 1.92 | 0 | 10 |  |  |  |  | R-410A | 1.9833 | Residential & Commercial | USHP | Ducted CEE Tier 1
215292950 | Central HP <5.4 tons | AIRQUEST | HRCU-A-CB (Split System: Heat Pump with Remote Outdoor Unit-Air-Source) | DLCURAH24ABK | ADP |  | H,GG35936 | *96VTN0801716A* | 24200 | 16 | 8.1 | 24600 | 22600 | 91.87% | 1.9 | 0 | 10.5 |  |  |  |  | R-410A | 2.0167 | Residential & Commercial | USHP | Ducted CEE Tier 1
215292952 | Central HP <5.4 tons | AIRQUEST | HRCU-A-CB (Split System: Heat Pump with Remote Outdoor Unit-Air-Source) | DLCURAH24ABK | ADP |  | HE35936 | *96VTN0801716A* | 24200 | 16 | 8.1 | 24600 | 22600 | 91.87% | 1.9 | 0 | 10.5 |  |  |  |  | R-410A | 2.0167 | Residential & Commercial | USHP | Ducted CEE Tier 1
215293018 | Central HP <5.4 tons | AIRQUEST | HRCU-A-CB (Split System: Heat Pump with Remote Outdoor Unit-Air-Source) | DLCURAH24ABK | ADP |  | H,GG1K936 | *96VTN0801716B* | 23600 | 17 | 8.5 | 24600 | 23600 | 95.93% | 2 | 0 | 10 |  |  |  |  | R-410A | 1.9667 | Residential & Commercial | USHP | Ducted CEE Tier 1
215877297 | Central HP <5.4 tons | BRYANT HEATING AND COOLING SYSTEMS | HRCU-A-CB (Split System: Heat Pump with Remote Outdoor Unit-Air-Source) | 38MURAQ24AB3* | ADP |  | H,PG21930 | 926TC36060V14*** | 21800 | 16 | 8.45 | 25200 | 26600 | 105.6% | 2.3 | 0 | 9 |  |  |  |  | R-410A | 1.8167 | Residential & Commercial | USHP
213312001 | Central HP <5.4 tons | BRYANT HEATING AND COOLING SYSTEMS | HRCU-A-CB (Split System: Heat Pump with Remote Outdoor Unit-Air-Source) | 38MURAQ24AB3* | ADP |  | C36A***L139+CBPE3A* | 0 | 23800 | 18 | 8.75 | 25000 | 22600 | 90.4% | 1.88 | 0 | 10 |  |  |  |  | R-410A | 1.9833 | Residential & Commercial | USHP | Ducted CEE Tier 1
214440893 | Central HP <5.4 tons | BRYANT HEATING AND COOLING SYSTEMS | HRCU-A-CB (Split System: Heat Pump with Remote Outdoor Unit-Air-Source) | 284ANV036*0**B* | ADP |  | V,C36H175P159 | 88*TB48070C17*** | 33000 | 19 | 9 | 35000 | 27400 | 78.29% | 2.02 | 0 | 12 |  |  |  |  | R-410A | 2.75 | Residential & Commercial | USHP | Ducted CEE Tier 1
214440895 | Central HP <5.4 tons | BRYANT HEATING AND COOLING SYSTEMS | HRCU-A-CB (Split System: Heat Pump with Remote Outdoor Unit-Air-Source) | 284ANV036*0**B* | ADP |  | V,C36H175P459 | 88*TB48070C17*** | 33200 | 20 | 9 | 34400 | 26600 | 77.33% | 2.02 | 0 | 12 |  |  |  |  | R-410A | 2.7667 | Residential & Commercial | USHP | Ducted CEE Tier 1
212971407 | Central HP <5.4 tons | BRYANT HEATING AND COOLING SYSTEMS | HRCU-A-CB (Split System: Heat Pump with Remote Outdoor Unit-Air-Source) | 38MURAQ24AB3* |  |  | CAP**3717AL* | 82*TB36045V14*** | 24200 | 17 | 8.5 | 25200 | 22000 | 87.3% | 1.84 | 0 | 10 |  |  |  |  | R-410A | 2.0167 | Residential & Commercial | USHP | Ducted CEE Tier 1
214228974 | Central HP <5.4 tons | COMFORTMAKER | HRCU-A-CB (Split System: Heat Pump with Remote Outdoor Unit-Air-Source) | DLCURAH18ABK |  |  | EA*4X19L17A* | *80MSU0601716A* | 18100 | 16.5 | 8.5 | 18000 | 17700 | 98.33% | 2.14 | 0 | 11 |  |  |  |  | R-410A | 1.5083 | Residential & Commercial | USHP | Ducted CEE Tier 1
210600143 | Central HP <5.4 tons | TEMPSTAR | HRCU-A-CB (Split System: Heat Pump with Remote Outdoor Unit-Air-Source) | TVH837GKA** |  |  | EHD4X60AAL+WALLCON | *97CMN1002122A* | 33000 | 17 | 8.1 | 32200 | 24800 | 77.02% | 2.02 | 0 | 11.5 |  |  |  |  | R-410A | 2.75 | Residential & Commercial | USHP | Ducted CEE Tier 1
214571261 | Central HP <5.4 tons | AIRQUEST | HRCU-A-CB (Split System: Heat Pump with Remote Outdoor Unit-Air-Source) | HVH825GKA3* |  |  | EN(A,D,W)4X48L21**+WALLCON | *96CTN0802120B* | 24200 | 17 | 8.1 | 21200 | 16600 | 78.3% | 2.02 | 0 | 11.5 |  |  |  |  | R-410A | 2.0167 | Residential & Commercial | USHP | Ducted CEE Tier 1
214572531 | Central HP <5.4 tons | AIRQUEST | HRCU-A-CB (Split System: Heat Pump with Remote Outdoor Unit-Air-Source) | HVH837GKA** |  |  | EA*4X37L21A*+WALLCON | *80CTL0702120B* | 32800 | 17.5 | 8.5 | 32800 | 25200 | 76.83% | 2 | 0 | 11 |  |  |  |  | R-410A | 2.7333 | Residential & Commercial | USHP | Ducted CEE Tier 1
214572581 | Central HP <5.4 tons | AIRQUEST | HRCU-A-CB (Split System: Heat Pump with Remote Outdoor Unit-Air-Source) | HVH837GKA** |  |  | EA*4X37L21A*+WALLCON | *96CTN0802120B* | 33000 | 17.5 | 8.5 | 32600 | 25000 | 76.69% | 2 | 0 | 11.5 |  |  |  |  | R-410A | 2.75 | Residential & Commercial | USHP | Ducted CEE Tier 1
214862418 | Central HP <5.4 tons | BRYANT HEATING AND COOLING SYSTEMS | HRCU-A-CB (Split System: Heat Pump with Remote Outdoor Unit-Air-Source) | 288BNV037*0**B* | ADP |  | H,PE9J936 | 987MC66120C24*** | 30800 | 18 | 8.1 | 30600 | 24400 | 79.74% | 1.98 | 0 | 11 |  |  |  |  | R-410A | 2.5667 | Residential & Commercial | USHP | Ducted CEE Tier 1
211379137 | Central HP <5.4 tons | YORK | HRCU-A-CB (Split System: Heat Pump with Remote Outdoor Unit-Air-Source) | HMH72B341 |  |  | XAFD48FXXN1+TXV | TP9C100C20MP13 | 34000 | 16.5 | 8.5 | 33000 | 24200 | 73.33% | 2.1 | 0 | 9 |  |  |  |  | R-410A | 2.8333 | Residential & Commercial | USHP
211379454 | Central HP <5.4 tons | YORK | HRCU-A-CB (Split System: Heat Pump with Remote Outdoor Unit-Air-Source) | HMH72B341 |  |  | XAFD48FXXN1+TXV | TM9E080C16MP12 | 34000 | 17 | 8.1 | 33400 | 24600 | 73.65% | 2.08 | 0 | 9 |  |  |  |  | R-410A | 2.8333 | Residential & Commercial | USHP
211379570 | Central HP <5.4 tons | YORK | HRCU-A-CB (Split System: Heat Pump with Remote Outdoor Unit-Air-Source) | HMH72B341 |  |  | XAHC48FBCN1 | TM8Y080C16MP11 | 33600 | 17 | 8.1 | 32600 | 24000 | 73.62% | 2.04 | 0 | 9 |  |  |  |  | R-410A | 2.8 | Residential & Commercial | USHP
211379605 | Central HP <5.4 tons | YORK | HRCU-A-CB (Split System: Heat Pump with Remote Outdoor Unit-Air-Source) | HMH72B341 |  |  | XAHC48FBCN1 | TM8Y080B12MP11 | 32600 | 17 | 8.1 | 31600 | 23000 | 72.78% | 2.02 | 0 | 9 |  |  |  |  | R-410A | 2.7167 | Residential & Commercial | USHP
211379788 | Central HP <5.4 tons | YORK | HRCU-A-CB (Split System: Heat Pump with Remote Outdoor Unit-Air-Source) | HMH72B341 |  |  | XAFC48FXXN1+TXV | TPLC080C16MP13 | 34000 | 16.5 | 8.5 | 33200 | 24400 | 73.49% | 2.1 | 0 | 9 |  |  |  |  | R-410A | 2.8333 | Residential & Commercial | USHP
213774406 | Central HP <5.4 tons | BRYANT HEATING AND COOLING SYSTEMS | HRCU-A-CB (Split System: Heat Pump with Remote Outdoor Unit-Air-Source) | 288BNV025*0**C* |  |  | CSPH*4212AL*+UI | 88*TB48070C17*** | 24200 | 16 | 8.1 | 21400 | 16600 | 77.57% | 1.98 | 0 | 10.5 |  |  |  |  | R-410A | 2.0167 | Residential & Commercial | USHP | Ducted CEE Tier 1
213774606 | Central HP <5.4 tons | BRYANT HEATING AND COOLING SYSTEMS | HRCU-A-CB (Split System: Heat Pump with Remote Outdoor Unit-Air-Source) | 288BNV025*0**C* |  |  | CSPH*4812AL*+UI | 88*TB60110C21*** | 24200 | 16 | 8.1 | 21200 | 16600 | 78.3% | 2.02 | 0 | 10.5 |  |  |  |  | R-410A | 2.0167 | Residential & Commercial | USHP | Ducted CEE Tier 1
216983434 | Central HP <5.4 tons | BRYANT HEATING AND COOLING SYSTEMS | HRCU-A-CB (Split System: Heat Pump with Remote Outdoor Unit-Air-Source) | 37MUHAQ24AA3 | ADP |  | V,C36H***P42*+TXV | 986TD30040C14*** | 21800 | 15.2 | 8.5 | 19600 | 18900 | 96.43% | 1.96 | 0 | 10 |  |  |  |  | R-454B | 1.8167 | Residential & Commercial | USHP | Ducted CEE Tier 1
211240074 | Central HP <5.4 tons | CARRIER | HRCU-A-CB (Split System: Heat Pump with Remote Outdoor Unit-Air-Source) | 38MURAQ24AB3* |  |  | CNPV*3017AL* | 59SP6A060V14**12 | 23600 | 16.5 | 8.1 | 25800 | 23800 | 92.25% | 1.98 | 0 | 10 |  |  |  |  | R-410A | 1.9667 | Residential & Commercial | USHP | Ducted CEE Tier 1
211240088 | Central HP <5.4 tons | CARRIER | HRCU-A-CB (Split System: Heat Pump with Remote Outdoor Unit-Air-Source) | 38MURAQ24AB3* |  |  | CNPV*3017AL* | 59TP6B080V17**16 | 24200 | 16.5 | 8.1 | 26200 | 23000 | 87.79% | 1.9 | 0 | 10.5 |  |  |  |  | R-410A | 2.0167 | Residential & Commercial | USHP | Ducted CEE Tier 1
211240108 | Central HP <5.4 tons | CARRIER | HRCU-A-CB (Split System: Heat Pump with Remote Outdoor Unit-Air-Source) | 38MURAQ24AB3* |  |  | CNPV*3017AL* | 58S(B,C)*A070E14**12 | 24200 | 16.5 | 8.1 | 26400 | 22800 | 86.36% | 1.88 | 0 | 10.5 |  |  |  |  | R-410A | 2.0167 | Residential & Commercial | USHP | Ducted CEE Tier 1
211240139 | Central HP <5.4 tons | CARRIER | HRCU-A-CB (Split System: Heat Pump with Remote Outdoor Unit-Air-Source) | 38MURAQ24AB3* |  |  | CNPV*3617AL* | 59SC5B026E14**10 | 23400 | 16 | 8.1 | 25800 | 24200 | 93.8% | 2 | 0 | 10 |  |  |  |  | R-410A | 1.95 | Residential & Commercial | USHP | Ducted CEE Tier 1
215293096 | Central HP <5.4 tons | AIRQUEST | HRCU-A-CB (Split System: Heat Pump with Remote Outdoor Unit-Air-Source) | DLCURAH24ABK | ADP |  | HE34936 | *96VTN0802120B* | 23800 | 17 | 8.5 | 24800 | 23600 | 95.16% | 1.98 | 0 | 10.5 |  |  |  |  | R-410A | 1.9833 | Residential & Commercial | USHP | Ducted CEE Tier 1
216997070 | Central HP <5.4 tons | CARRIER | HRCU-A-CB (Split System: Heat Pump with Remote Outdoor Unit-Air-Source) | 27VNA048A*030* | ADP |  | H,PG35*48+TXV | 59MN7C100C21**22 | 43000 | 18 | 8.95 | 45500 | 33200 | 72.97% | 2.04 | 0 | 9 |  |  |  |  | R-454B | 3.5833 | Residential & Commercial | USHP
216997216 | Central HP <5.4 tons | CARRIER | HRCU-A-CB (Split System: Heat Pump with Remote Outdoor Unit-Air-Source) | 27VNA348A*030* | ADP |  | H,PG35*48+TXV | 59TN7A080C17**16 | 43000 | 20 | 9.5 | 46500 | 37000 | 79.57% | 2 | 0 | 10.5 |  |  |  |  | R-454B | 3.5833 | Residential & Commercial | USHP | Ducted CEE Tier 1
216997082 | Central HP <5.4 tons | CARRIER | HRCU-A-CB (Split System: Heat Pump with Remote Outdoor Unit-Air-Source) | 27VNA048A*030* | ADP |  | H,PG35*48+TXV | 59TN7A100C21**22 | 44000 | 18 | 9 | 46500 | 33600 | 72.26% | 2.04 | 0 | 9.5 |  |  |  |  | R-454B | 3.6667 | Residential & Commercial | USHP
210600170 | Central HP <5.4 tons | TEMPSTAR | HRCU-A-CB (Split System: Heat Pump with Remote Outdoor Unit-Air-Source) | TVH837GKA** |  |  | EN(A,D,W)4X60L24**+WALLCON | *97CMN1002122A* | 32800 | 18 | 8.1 | 32200 | 24600 | 76.4% | 1.98 | 0 | 12 |  |  |  |  | R-410A | 2.7333 | Residential & Commercial | USHP | Ducted CEE Tier 1
211377378 | Central HP <5.4 tons | YORK | HRCU-A-CB (Split System: Heat Pump with Remote Outdoor Unit-Air-Source) | HMH72B341 |  |  | XAHC30CXXN1+TXV | TM9Y080B12MP11 | 32000 | 17 | 8.1 | 33400 | 23400 | 70.06% | 1.98 | 0 | 9 |  |  |  |  | R-410A | 2.6667 | Residential & Commercial | USHP
216981879 | Central HP <5.4 tons | BRYANT HEATING AND COOLING SYSTEMS | HRCU-A-CB (Split System: Heat Pump with Remote Outdoor Unit-Air-Source) | 293VAN048**AA* | ADP |  | C60A***L16*+TXV | 987MC60080C21*** | 43500 | 20 | 9.5 | 46000 | 36200 | 78.7% | 2 | 0 | 10.5 |  |  |  |  | R-454B | 3.625 | Residential & Commercial | USHP | Ducted CEE Tier 1
211245985 | Central HP <5.4 tons | DAY & NIGHT | HRCU-A-CB (Split System: Heat Pump with Remote Outdoor Unit-Air-Source) | DLCURAH24ABK |  |  | FVM4X36***L | 0 | 24400 | 17.5 | 8.5 | 26000 | 22400 | 86.15% | 1.88 | 0 | 10.5 |  |  |  |  | R-410A | 2.0333 | Residential & Commercial | USHP | Ducted CEE Tier 1
216621481 | Central HP <5.4 tons | GREE | HRCU-A-CB (Split System: Heat Pump with Remote Outdoor Unit-Air-Source) | GUD60W2/NHG-D(U) |  |  | GUD48AH2/G-D(U) | 0 | 48000 | 20 | 9.5 | 48000 | 36000 | 75% | 2.18 | 0 | 11.7 |  |  |  |  | R-32 | 4 | Residential & Commercial | USHP | Ducted CEE Tier 1
211377462 | Central HP <5.4 tons | YORK | HRCU-A-CB (Split System: Heat Pump with Remote Outdoor Unit-Air-Source) | HMH72B341 |  |  | XAFC36DXXN1+TXV | YP9C100C20MP13 | 34000 | 17.5 | 8.1 | 34000 | 24800 | 72.94% | 2.12 | 0 | 9.5 |  |  |  |  | R-410A | 2.8333 | Residential & Commercial | USHP
211377503 | Central HP <5.4 tons | YORK | HRCU-A-CB (Split System: Heat Pump with Remote Outdoor Unit-Air-Source) | HMH72B341 |  |  | XAHC30CXXN1+TXV | TP9C100C16MP13 | 32400 | 17 | 8.1 | 32800 | 23000 | 70.12% | 2 | 0 | 9.5 |  |  |  |  | R-410A | 2.7 | Residential & Commercial | USHP
211377696 | Central HP <5.4 tons | YORK | HRCU-A-CB (Split System: Heat Pump with Remote Outdoor Unit-Air-Source) | HMH72B341 |  |  | XAHC36DXXN1+TXV | TM9V060B12MP12 | 33200 | 17 | 8.1 | 33400 | 23800 | 71.26% | 2 | 0 | 9.5 |  |  |  |  | R-410A | 2.7667 | Residential & Commercial | USHP
211379884 | Central HP <5.4 tons | YORK | HRCU-A-CB (Split System: Heat Pump with Remote Outdoor Unit-Air-Source) | HMH72B341 |  |  | XAHD48FBCN1 | TM8E120C16MP11 | 33000 | 16.5 | 8.5 | 31800 | 23200 | 72.96% | 2.04 | 0 | 9.5 |  |  |  |  | R-410A | 2.75 | Residential & Commercial | USHP
211379943 | Central HP <5.4 tons | YORK | HRCU-A-CB (Split System: Heat Pump with Remote Outdoor Unit-Air-Source) | HMH72B341 |  |  | XAHC48FXXN1+TXV | TMLE100C16MP11 | 33000 | 17 | 8.5 | 31800 | 23200 | 72.96% | 2.04 | 0 | 9.5 |  |  |  |  | R-410A | 2.75 | Residential & Commercial | USHP
211379977 | Central HP <5.4 tons | YORK | HRCU-A-CB (Split System: Heat Pump with Remote Outdoor Unit-Air-Source) | HMH72B341 |  |  | XAUC48FXXN1+TXV | TMLE100C16MP11 | 33600 | 17 | 8.5 | 32400 | 23600 | 72.84% | 2.06 | 0 | 9.5 |  |  |  |  | R-410A | 2.8 | Residential & Commercial | USHP
216981799 | Central HP <5.4 tons | BRYANT HEATING AND COOLING SYSTEMS | HRCU-A-CB (Split System: Heat Pump with Remote Outdoor Unit-Air-Source) | 293VAN048**AA* | ADP |  | C48A***L53*+TXV | 935CB48060C17*** | 44000 | 20 | 9.5 | 47000 | 36200 | 77.02% | 2 | 0 | 10.5 |  |  |  |  | R-454B | 3.6667 | Residential & Commercial | USHP | Ducted CEE Tier 1
216981817 | Central HP <5.4 tons | BRYANT HEATING AND COOLING SYSTEMS | HRCU-A-CB (Split System: Heat Pump with Remote Outdoor Unit-Air-Source) | 293VAN048**AA* | ADP |  | C48A***L15*+TXV | 935CB66100C21*** | 44000 | 21 | 9.5 | 46000 | 35800 | 77.83% | 2 | 0 | 11 |  |  |  |  | R-454B | 3.6667 | Residential & Commercial | USHP | Ducted CEE Tier 1
216981831 | Central HP <5.4 tons | BRYANT HEATING AND COOLING SYSTEMS | HRCU-A-CB (Split System: Heat Pump with Remote Outdoor Unit-Air-Source) | 293VAN048**AA* | ADP |  | C48A***L15*+TXV | 986TD60080C21*** | 43500 | 20 | 9.5 | 46000 | 36200 | 78.7% | 2 | 0 | 10.5 |  |  |  |  | R-454B | 3.625 | Residential & Commercial | USHP | Ducted CEE Tier 1
216981834 | Central HP <5.4 tons | BRYANT HEATING AND COOLING SYSTEMS | HRCU-A-CB (Split System: Heat Pump with Remote Outdoor Unit-Air-Source) | 293VAN048**AA* | ADP |  | V,C48H210P16*+TXV | 986TD60080C21*** | 43500 | 21 | 9.5 | 46500 | 36200 | 77.85% | 2 | 0 | 10.5 |  |  |  |  | R-454B | 3.625 | Residential & Commercial | USHP | Ducted CEE Tier 1
215291886 | Central HP <5.4 tons | AIRQUEST | HRCU-A-CB (Split System: Heat Pump with Remote Outdoor Unit-Air-Source) | DLCURAH24ABK | ADP |  | H,GE30924 | *92MSN0401712A* | 22200 | 15.2 | 8.5 | 25400 | 25200 | 99.21% | 2.12 | 0 | 9.5 |  |  |  |  | R-410A | 1.85 | Residential & Commercial | USHP
214862410 | Central HP <5.4 tons | BRYANT HEATING AND COOLING SYSTEMS | HRCU-A-CB (Split System: Heat Pump with Remote Outdoor Unit-Air-Source) | 288BNV037*0**B* | ADP |  | H,CD16936 | 987MC66100C21*** | 31400 | 18 | 8.1 | 30600 | 24200 | 79.08% | 1.98 | 0 | 11.5 |  |  |  |  | R-410A | 2.6167 | Residential & Commercial | USHP | Ducted CEE Tier 1
207155039 | Central HP <5.4 tons | AMERICAN STANDARD | HRCU-A-CB (Split System: Heat Pump with Remote Outdoor Unit-Air-Source) | 4A6C7048A3 |  |  | 4PX*CU42BS3 | S8X1C100M5PSC | 47000 | 17 | 8.1 | 49500 | 46500 | 93.94% | 3.4 | 12 | 11.5 |  |  |  |  | R-410A | 3.9167 | Residential & Commercial | USHP | Ducted CEE Tier 1
214862385 | Central HP <5.4 tons | BRYANT HEATING AND COOLING SYSTEMS | HRCU-A-CB (Split System: Heat Pump with Remote Outdoor Unit-Air-Source) | 288BNV037*0**B* | ADP |  | H,PG35936 | 987MC42060C17*** | 31200 | 18 | 8.1 | 31600 | 24200 | 76.58% | 1.84 | 0 | 10.5 |  |  |  |  | R-410A | 2.6 | Residential & Commercial | USHP | Ducted CEE Tier 1
210600107 | Central HP <5.4 tons | TEMPSTAR | HRCU-A-CB (Split System: Heat Pump with Remote Outdoor Unit-Air-Source) | TVH837GKA** |  |  | EA*4X61L21A*+WALLCON | *97CMN1002122A* | 33200 | 17.5 | 8.5 | 32000 | 24800 | 77.5% | 2 | 0 | 12 |  |  |  |  | R-410A | 2.7667 | Residential & Commercial | USHP | Ducted CEE Tier 1
214271877 | Central HP <5.4 tons | CARRIER | HRCU-A-CB (Split System: Heat Pump with Remote Outdoor Unit-Air-Source) | 25VNA825A*032* | ADP |  | PL36H210P299 | 58TN*B045C17**12 | 24200 | 16 | 8.1 | 19800 | 16400 | 82.83% | 2 | 0 | 11 |  |  |  |  | R-410A | 2.0167 | Residential & Commercial | USHP | Ducted CEE Tier 1
215864659 | Central HP <5.4 tons | TRANE | HRCU-A-CB (Split System: Heat Pump with Remote Outdoor Unit-Air-Source) | 5TWV8X48A1 |  |  | 5PX*C007AS3 | S8V2C080M5PDB | 45000 | 18.1 | 8.5 | 45500 | 35200 | 77.36% | 2.1 | 0 | 10 |  |  |  |  | R-454B | 3.75 | Residential & Commercial | USHP | Ducted CEE Tier 1
215864475 | Central HP <5.4 tons | TRANE | HRCU-A-CB (Split System: Heat Pump with Remote Outdoor Unit-Air-Source) | 5TWV8X36A1 |  |  | 5PX*B004AS3 | *UHMB080CCV3+LRP | 31600 | 18.1 | 8.5 | 32800 | 25600 | 78.05% | 2 | 0 | 10 |  |  |  |  | R-454B | 2.6333 | Residential & Commercial | USHP | Ducted CEE Tier 1
215864591 | Central HP <5.4 tons | TRANE | HRCU-A-CB (Split System: Heat Pump with Remote Outdoor Unit-Air-Source) | 5TWV8X36A1 |  |  | 5TXCB004AS3 | S9V2B080U4VSB+LRP | 31600 | 18.1 | 8.5 | 32800 | 25600 | 78.05% | 2 | 0 | 10 |  |  |  |  | R-454B | 2.6333 | Residential & Commercial | USHP | Ducted CEE Tier 1
214862355 | Central HP <5.4 tons | BRYANT HEATING AND COOLING SYSTEMS | HRCU-A-CB (Split System: Heat Pump with Remote Outdoor Unit-Air-Source) | 288BNV037*0**A* | ADP |  | H,PG35936 | 987MC42080C17*** | 32000 | 17 | 8.1 | 31600 | 24600 | 77.85% | 1.9 | 0 | 11 |  |  |  |  | R-410A | 2.6667 | Residential & Commercial | USHP | Ducted CEE Tier 1
212970696 | Central HP <5.4 tons | CARRIER | HRCU-A-CB (Split System: Heat Pump with Remote Outdoor Unit-Air-Source) | 38MURAQ36AB3* |  |  | CAP**4824AL* | 58SP*B090V21**20 | 35800 | 16.5 | 8.5 | 38500 | 34600 | 89.87% | 2.02 | 0 | 10 |  |  |  |  | R-410A | 2.9833 | Residential & Commercial | USHP | Ducted CEE Tier 1
214499789 | Central HP <5.4 tons | GOODMAN | HRCU-A-CB (Split System: Heat Pump with Remote Outdoor Unit-Air-Source) | GSZS601810A* |  |  | CA*EA1818*4B* | G*VC960603BNB* | 16600 | 17.5 | 8.5 | 17400 | 13000 | 74.71% | 2.1 | 0 | 10.9 |  |  |  |  | R-410A | 1.3833 | Residential & Commercial | USHP | Ducted CEE Tier 1
212632738 | Central HP <5.4 tons | LENNOX | HRCU-A-CB (Split System: Heat Pump with Remote Outdoor Unit-Air-Source) | SL25XPV-036-230A** | ADP |  | LD31/36Y9 | SL280DF090V48B* | 33400 | 21 | 8.7 | 34400 | 29400 | 85.47% | 1.78 | 0 | 13 |  |  |  |  | R-410A | 2.7833 | Residential & Commercial | USHP | Ducted CEE Tier 1
215293050 | Central HP <5.4 tons | AIRQUEST | HRCU-A-CB (Split System: Heat Pump with Remote Outdoor Unit-Air-Source) | DLCURAH24ABK | ADP |  | H,GE35936 | *96VTN0802120A* | 23600 | 17 | 8.1 | 24200 | 23400 | 96.69% | 1.98 | 0 | 10.5 |  |  |  |  | R-410A | 1.9667 | Residential & Commercial | USHP | Ducted CEE Tier 1
215293052 | Central HP <5.4 tons | AIRQUEST | HRCU-A-CB (Split System: Heat Pump with Remote Outdoor Unit-Air-Source) | DLCURAH24ABK | ADP |  | H,GG36936 | *96VTN0802120A* | 23600 | 17 | 8.1 | 24200 | 23400 | 96.69% | 1.98 | 0 | 10.5 |  |  |  |  | R-410A | 1.9667 | Residential & Commercial | USHP | Ducted CEE Tier 1
215293066 | Central HP <5.4 tons | AIRQUEST | HRCU-A-CB (Split System: Heat Pump with Remote Outdoor Unit-Air-Source) | DLCURAH24ABK | ADP |  | H,GG1K936 | *96VTN0802120A* | 23600 | 17 | 8.1 | 24200 | 23400 | 96.69% | 1.98 | 0 | 10.5 |  |  |  |  | R-410A | 1.9667 | Residential & Commercial | USHP | Ducted CEE Tier 1
215293082 | Central HP <5.4 tons | AIRQUEST | HRCU-A-CB (Split System: Heat Pump with Remote Outdoor Unit-Air-Source) | DLCURAH24ABK | ADP |  | H,GG32930 | *96VTN0802120B* | 23200 | 17 | 8.5 | 24800 | 23600 | 95.16% | 1.98 | 0 | 10 |  |  |  |  | R-410A | 1.9333 | Residential & Commercial | USHP | Ducted CEE Tier 1
215293102 | Central HP <5.4 tons | AIRQUEST | HRCU-A-CB (Split System: Heat Pump with Remote Outdoor Unit-Air-Source) | DLCURAH24ABK | ADP |  | H,GG37936 | *96VTN0802120B* | 23800 | 17 | 8.5 | 24800 | 23600 | 95.16% | 1.98 | 0 | 10.5 |  |  |  |  | R-410A | 1.9833 | Residential & Commercial | USHP | Ducted CEE Tier 1
215293118 | Central HP <5.4 tons | AIRQUEST | HRCU-A-CB (Split System: Heat Pump with Remote Outdoor Unit-Air-Source) | DLCURAH24ABK | ADP |  | H,GE1K936 | *96VTN0802120B* | 23800 | 17 | 8.5 | 24800 | 23600 | 95.16% | 1.98 | 0 | 10.5 |  |  |  |  | R-410A | 1.9833 | Residential & Commercial | USHP | Ducted CEE Tier 1
215293136 | Central HP <5.4 tons | AIRQUEST | HRCU-A-CB (Split System: Heat Pump with Remote Outdoor Unit-Air-Source) | DLCURAH24ABK | ADP |  | HG32936 | *96VTN1002120A* | 23400 | 17 | 8.5 | 24400 | 22400 | 91.8% | 1.9 | 0 | 9.5 |  |  |  |  | R-410A | 1.95 | Residential & Commercial | USHP
215293152 | Central HP <5.4 tons | AIRQUEST | HRCU-A-CB (Split System: Heat Pump with Remote Outdoor Unit-Air-Source) | DLCURAH24ABK | ADP |  | H,GG37936 | *96VTN1002120A* | 24000 | 17 | 8.5 | 24400 | 22400 | 91.8% | 1.9 | 0 | 10 |  |  |  |  | R-410A | 2 | Residential & Commercial | USHP | Ducted CEE Tier 1
215429742 | Central HP <5.4 tons | GOODMAN | HRCU-A-CB (Split System: Heat Pump with Remote Outdoor Unit-Air-Source) | GZV7SA3610A* |  |  | AHVE48DP0300A* | 0 | 35000 | 19 | 8.8 | 35000 | 29000 | 82.86% | 2 | 0 | 10.5 |  |  |  |  | R-32 | 2.9167 | Residential & Commercial | USHP | Ducted CEE Tier 1
212972242 | Central HP <5.4 tons | BRYANT HEATING AND COOLING SYSTEMS | HRCU-A-CB (Split System: Heat Pump with Remote Outdoor Unit-Air-Source) | 38MURAQ36AB3* |  |  | CAP**4824AL* | 82*TB60090V21*** | 35800 | 16.5 | 8.5 | 37800 | 34600 | 91.53% | 2.02 | 0 | 10 |  |  |  |  | R-410A | 2.9833 | Residential & Commercial | USHP | Ducted CEE Tier 1
212596403 | Central HP <5.4 tons | GE Appliances | HRCU-A-C (Split System: Heat Pump with Remote Outdoor Unit with No Indoor Fan --Air Source) | AUH4860ZGDA* |  |  | NCCC48DT4** | 0 | 47000 | 15.2 | 8.5 | 48000 | 33600 | 70% | 1.8 | 0 | 10 |  |  |  |  | R-410A | 3.9167 | Residential & Commercial | USHP | Ducted CEE Tier 1
216997086 | Central HP <5.4 tons | CARRIER | HRCU-A-CB (Split System: Heat Pump with Remote Outdoor Unit-Air-Source) | 27VNA060A*030* | ADP |  | H,PG48*60+TXV | 58TN*B070C17**16 | 53000 | 17 | 8.5 | 56500 | 41000 | 72.57% | 1.92 | 0 | 8.5 |  |  |  |  | R-454B | 4.4167 | Residential & Commercial | USHP
215293159 | Central HP <5.4 tons | AIRQUEST | HRCU-A-CB (Split System: Heat Pump with Remote Outdoor Unit-Air-Source) | DLCURAH24ABK | ADP |  | HE7J936 | *96VTN1002120A* | 23600 | 17 | 8.5 | 24400 | 22400 | 91.8% | 1.9 | 0 | 9.5 |  |  |  |  | R-410A | 1.9667 | Residential & Commercial | USHP
215293161 | Central HP <5.4 tons | AIRQUEST | HRCU-A-CB (Split System: Heat Pump with Remote Outdoor Unit-Air-Source) | DLCURAH24ABK | ADP |  | H,GE8J936 | *96VTN1002120A* | 23800 | 17 | 8.5 | 24400 | 22400 | 91.8% | 1.9 | 0 | 10 |  |  |  |  | R-410A | 1.9833 | Residential & Commercial | USHP | Ducted CEE Tier 1
215293168 | Central HP <5.4 tons | AIRQUEST | HRCU-A-CB (Split System: Heat Pump with Remote Outdoor Unit-Air-Source) | DLCURAH24ABK | ADP |  | HG80936 | *96VTN1002120A* | 24000 | 17 | 8.5 | 24400 | 22400 | 91.8% | 1.9 | 0 | 10 |  |  |  |  | R-410A | 2 | Residential & Commercial | USHP | Ducted CEE Tier 1
215293184 | Central HP <5.4 tons | AIRQUEST | HRCU-A-CB (Split System: Heat Pump with Remote Outdoor Unit-Air-Source) | DLCURAH24ABK | ADP |  | HG32936 | *96VTN1002120B* | 22800 | 17 | 8.5 | 24600 | 23400 | 95.12% | 1.98 | 0 | 9.5 |  |  |  |  | R-410A | 1.9 | Residential & Commercial | USHP
215293191 | Central HP <5.4 tons | AIRQUEST | HRCU-A-CB (Split System: Heat Pump with Remote Outdoor Unit-Air-Source) | DLCURAH24ABK | ADP |  | HE33936 | *96VTN1002120B* | 23200 | 17 | 8.5 | 24600 | 24200 | 98.37% | 2.04 | 0 | 10 |  |  |  |  | R-410A | 1.9333 | Residential & Commercial | USHP | Ducted CEE Tier 1
215293202 | Central HP <5.4 tons | AIRQUEST | HRCU-A-CB (Split System: Heat Pump with Remote Outdoor Unit-Air-Source) | DLCURAH24ABK | ADP |  | H,GG30924 | *96VTN1002120B* | 22200 | 17 | 8.5 | 24600 | 23400 | 95.12% | 1.98 | 0 | 9.5 |  |  |  |  | R-410A | 1.85 | Residential & Commercial | USHP
215293225 | Central HP <5.4 tons | AIRQUEST | HRCU-A-CB (Split System: Heat Pump with Remote Outdoor Unit-Air-Source) | DLCURAH24ABK | ADP |  | H,GE24936 | *96VTN1002122A* | 23000 | 17 | 8.1 | 24200 | 23400 | 96.69% | 1.98 | 0 | 10 |  |  |  |  | R-410A | 1.9167 | Residential & Commercial | USHP | Ducted CEE Tier 1
212977563 | Central HP <5.4 tons | BRYANT HEATING AND COOLING SYSTEMS | HRCU-A-CB (Split System: Heat Pump with Remote Outdoor Unit-Air-Source) | 38MURAQ24AB3* |  |  | CAP**2414AL* | 8(0,1)*SB36045M14*** | 23400 | 17 | 8.5 | 27000 | 26200 | 97.04% | 2.22 | 0 | 10 |  |  |  |  | R-410A | 1.95 | Residential & Commercial | USHP | Ducted CEE Tier 1
215494740 | Central HP <5.4 tons | GREE | HRCU-A-CB (Split System: Heat Pump with Remote Outdoor Unit-Air-Source) | GUD48W2/NXF-D(U) |  |  | GUD48AH2/F-D(U) | 0 | 48000 | 19 | 9.5 | 48000 | 40500 | 84.38% | 1.8 | 0 | 11.5 |  |  |  |  | R-454B | 4 | Residential & Commercial | USHP | Ducted CEE Tier 1
212552561 | Central HP <5.4 tons | DAY & NIGHT | HRCU-A-CB (Split System: Heat Pump with Remote Outdoor Unit-Air-Source) | CVH837GKA** | ADP |  | FG81936 | *80CTL0901716A* | 32400 | 18 | 8.5 | 30800 | 29800 | 96.75% | 2 | 0 | 11.5 |  |  |  |  | R-410A | 2.7 | Residential & Commercial | USHP | Ducted CEE Tier 1
212552579 | Central HP <5.4 tons | DAY & NIGHT | HRCU-A-CB (Split System: Heat Pump with Remote Outdoor Unit-Air-Source) | CVH837GKA** | ADP |  | PL36H210P299 | *96CTN0802120A* | 32600 | 17 | 8.5 | 30200 | 29400 | 97.35% | 2 | 0 | 11.5 |  |  |  |  | R-410A | 2.7167 | Residential & Commercial | USHP | Ducted CEE Tier 1
215424331 | Central HP <5.4 tons | LUXAIRE | HRCU-A-CB (Split System: Heat Pump with Remote Outdoor Unit-Air-Source) | HH860E2S11 | ADP |  | H,YE36*60+TXV-BLEED | Z9ES080C16SMPS1 | 44500 | 17 | 8.4 | 45000 | 33400 | 74.22% | 1.98 | 0 | 11.5 |  |  |  |  | R-454B | 3.7083 | Residential & Commercial | USHP | Ducted CEE Tier 1
214572731 | Central HP <5.4 tons | AIRQUEST | HRCU-A-CB (Split System: Heat Pump with Remote Outdoor Unit-Air-Source) | HVH837GKA** |  |  | EA*4X43L21A*+WALLCON | *95CSU1002122B* | 33000 | 17.5 | 8.5 | 32600 | 25000 | 76.69% | 2 | 0 | 11.5 |  |  |  |  | R-410A | 2.75 | Residential & Commercial | USHP | Ducted CEE Tier 1
214862392 | Central HP <5.4 tons | BRYANT HEATING AND COOLING SYSTEMS | HRCU-A-CB (Split System: Heat Pump with Remote Outdoor Unit-Air-Source) | 288BNV037*0**B* | ADP |  | H,CD16936 | 987MC42080C17*** | 32000 | 17 | 8.1 | 31400 | 24600 | 78.34% | 1.94 | 0 | 11.5 |  |  |  |  | R-410A | 2.6667 | Residential & Commercial | USHP | Ducted CEE Tier 1
214862356 | Central HP <5.4 tons | BRYANT HEATING AND COOLING SYSTEMS | HRCU-A-CB (Split System: Heat Pump with Remote Outdoor Unit-Air-Source) | 288BNV037*0**A* | ADP |  | H,CD16936 | 987MC42080C17*** | 32000 | 17 | 8.1 | 31400 | 24600 | 78.34% | 1.94 | 0 | 11.5 |  |  |  |  | R-410A | 2.6667 | Residential & Commercial | USHP | Ducted CEE Tier 1
215294631 | Central HP <5.4 tons | AIRQUEST | HRCU-A-CB (Split System: Heat Pump with Remote Outdoor Unit-Air-Source) | DLCURAH36ABK | ADP |  | HE32936 | *92MSN0601714A* | 34800 | 16 | 8.1 | 36800 | 34800 | 94.57% | 1.82 | 0 | 9.5 |  |  |  |  | R-410A | 2.9 | Residential & Commercial | USHP
215294647 | Central HP <5.4 tons | AIRQUEST | HRCU-A-CB (Split System: Heat Pump with Remote Outdoor Unit-Air-Source) | DLCURAH36ABK | ADP |  | H,GG37936 | *92MSN0601714A* | 35600 | 16 | 8.5 | 36200 | 34400 | 95.03% | 2.02 | 0 | 10 |  |  |  |  | R-410A | 2.9667 | Residential & Commercial | USHP | Ducted CEE Tier 1
215294663 | Central HP <5.4 tons | AIRQUEST | HRCU-A-CB (Split System: Heat Pump with Remote Outdoor Unit-Air-Source) | DLCURAH36ABK | ADP |  | H,GE80936 | *92MSN0601714A* | 35600 | 16 | 8.5 | 36200 | 34400 | 95.03% | 2.02 | 0 | 10 |  |  |  |  | R-410A | 2.9667 | Residential & Commercial | USHP | Ducted CEE Tier 1
215294681 | Central HP <5.4 tons | AIRQUEST | HRCU-A-CB (Split System: Heat Pump with Remote Outdoor Unit-Air-Source) | DLCURAH36ABK | ADP |  | H,GE34936 | *92MSN0801716A* | 35400 | 16 | 8.1 | 36800 | 34600 | 94.02% | 1.88 | 0 | 10 |  |  |  |  | R-410A | 2.95 | Residential & Commercial | USHP | Ducted CEE Tier 1
215294688 | Central HP <5.4 tons | AIRQUEST | HRCU-A-CB (Split System: Heat Pump with Remote Outdoor Unit-Air-Source) | DLCURAH36ABK | ADP |  | H,GE36936 | *92MSN0801716A* | 35600 | 16 | 8.5 | 36200 | 34200 | 94.48% | 2.02 | 0 | 10 |  |  |  |  | R-410A | 2.9667 | Residential & Commercial | USHP | Ducted CEE Tier 1
215294745 | Central HP <5.4 tons | AIRQUEST | HRCU-A-CB (Split System: Heat Pump with Remote Outdoor Unit-Air-Source) | DLCURAH36ABK | ADP |  | HE34936 | *92MSN0802120A* | 35200 | 16 | 8.1 | 36800 | 34600 | 94.02% | 1.88 | 0 | 10 |  |  |  |  | R-410A | 2.9333 | Residential & Commercial | USHP | Ducted CEE Tier 1
214442030 | Central HP <5.4 tons | BRYANT HEATING AND COOLING SYSTEMS | HRCU-A-CB (Split System: Heat Pump with Remote Outdoor Unit-Air-Source) | 288BNV037*0**B* | ADP |  | V,C36H175P159 | 986TD42080C17*** | 32000 | 17 | 8.1 | 31200 | 24800 | 79.49% | 1.96 | 0 | 11 |  |  |  |  | R-410A | 2.6667 | Residential & Commercial | USHP | Ducted CEE Tier 1
213942105 | Central HP <5.4 tons | COMFORTMAKER | HRCU-A-CB (Split System: Heat Pump with Remote Outdoor Unit-Air-Source) | DLCURAH24ABK |  |  | EN(A,D,W)4X36L17** | *96VTN0601716B* | 24000 | 16.5 | 9 | 26000 | 23200 | 89.23% | 1.92 | 0 | 10.5 |  |  |  |  | R-410A | 2 | Residential & Commercial | USHP | Ducted CEE Tier 1
215864609 | Central HP <5.4 tons | TRANE | HRCU-A-CB (Split System: Heat Pump with Remote Outdoor Unit-Air-Source) | 5TWV8X36A1 |  |  | 5TXCB006AS3 | S9V2B040U3PSC+LRP | 32600 | 18.1 | 8.5 | 33400 | 25800 | 77.25% | 2.1 | 0 | 10 |  |  |  |  | R-454B | 2.7167 | Residential & Commercial | USHP | Ducted CEE Tier 1
215864641 | Central HP <5.4 tons | TRANE | HRCU-A-CB (Split System: Heat Pump with Remote Outdoor Unit-Air-Source) | 5TWV8X36A1 |  |  | 5TXCC005AS3 | *UHMC100CCV4+LRP | 31800 | 18.1 | 8.5 | 32400 | 25200 | 77.78% | 2.1 | 0 | 10 |  |  |  |  | R-454B | 2.65 | Residential & Commercial | USHP | Ducted CEE Tier 1
215864643 | Central HP <5.4 tons | TRANE | HRCU-A-CB (Split System: Heat Pump with Remote Outdoor Unit-Air-Source) | 5TWV8X36A1 |  |  | 5TXCC005AS3 | S8V2C080M5PDB | 31800 | 18.1 | 8.5 | 32600 | 25600 | 78.53% | 2.1 | 0 | 10 |  |  |  |  | R-454B | 2.65 | Residential & Commercial | USHP | Ducted CEE Tier 1
215294840 | Central HP <5.4 tons | AIRQUEST | HRCU-A-CB (Split System: Heat Pump with Remote Outdoor Unit-Air-Source) | DLCURAH36ABK | ADP |  | H,GG34936 | *92MSN1002122A* | 35400 | 16 | 8.1 | 36800 | 34600 | 94.02% | 1.88 | 0 | 10 |  |  |  |  | R-410A | 2.95 | Residential & Commercial | USHP | Ducted CEE Tier 1
215294849 | Central HP <5.4 tons | AIRQUEST | HRCU-A-CB (Split System: Heat Pump with Remote Outdoor Unit-Air-Source) | DLCURAH36ABK | ADP |  | H,GE36936 | *92MSN1002122A* | 35800 | 16 | 8.5 | 36200 | 34200 | 94.48% | 2.04 | 0 | 10 |  |  |  |  | R-410A | 2.9833 | Residential & Commercial | USHP | Ducted CEE Tier 1
215294856 | Central HP <5.4 tons | AIRQUEST | HRCU-A-CB (Split System: Heat Pump with Remote Outdoor Unit-Air-Source) | DLCURAH36ABK | ADP |  | HE7J936 | *92MSN1002122A* | 34000 | 16 | 8.1 | 36800 | 34600 | 94.02% | 2 | 0 | 10 |  |  |  |  | R-410A | 2.8333 | Residential & Commercial | USHP | Ducted CEE Tier 1
215294881 | Central HP <5.4 tons | AIRQUEST | HRCU-A-CB (Split System: Heat Pump with Remote Outdoor Unit-Air-Source) | DLCURAH36ABK | ADP |  | HG33936 | *92MSN1202420A* | 35600 | 16 | 8.1 | 36800 | 34800 | 94.57% | 1.9 | 0 | 10 |  |  |  |  | R-410A | 2.9667 | Residential & Commercial | USHP | Ducted CEE Tier 1
215294904 | Central HP <5.4 tons | AIRQUEST | HRCU-A-CB (Split System: Heat Pump with Remote Outdoor Unit-Air-Source) | DLCURAH36ABK | ADP |  | H,GG9J936 | *92MSN1202420A* | 35800 | 16 | 8.1 | 36800 | 34800 | 94.57% | 1.9 | 0 | 10 |  |  |  |  | R-410A | 2.9833 | Residential & Commercial | USHP | Ducted CEE Tier 1
215294913 | Central HP <5.4 tons | AIRQUEST | HRCU-A-CB (Split System: Heat Pump with Remote Outdoor Unit-Air-Source) | DLCURAH36ABK | ADP |  | HG81936 | *92MSN1202420A* | 36400 | 16 | 8.1 | 36800 | 34600 | 94.02% | 2.02 | 0 | 10.5 |  |  |  |  | R-410A | 3.0333 | Residential & Commercial | USHP | Ducted CEE Tier 1
215294979 | Central HP <5.4 tons | AIRQUEST | HRCU-A-CB (Split System: Heat Pump with Remote Outdoor Unit-Air-Source) | DLCURAH36ABK | ADP |  | HE36936 | *96MSN0601716A* | 35400 | 15.2 | 8.5 | 36400 | 34400 | 94.51% | 2.04 | 0 | 9.5 |  |  |  |  | R-410A | 2.95 | Residential & Commercial | USHP
215295006 | Central HP <5.4 tons | AIRQUEST | HRCU-A-CB (Split System: Heat Pump with Remote Outdoor Unit-Air-Source) | DLCURAH36ABK | ADP |  | H,GE32936 | *96MSN0801716A* | 34000 | 15.2 | 8.5 | 36400 | 34400 | 94.51% | 2.02 | 0 | 9.5 |  |  |  |  | R-410A | 2.8333 | Residential & Commercial | USHP
211379807 | Central HP <5.4 tons | YORK | HRCU-A-CB (Split System: Heat Pump with Remote Outdoor Unit-Air-Source) | HMH72B341 |  |  | XAUC48FXXN1+TXV | TM8V080C16MP12 | 34000 | 16.5 | 8.5 | 33200 | 24400 | 73.49% | 2.1 | 0 | 9 |  |  |  |  | R-410A | 2.8333 | Residential & Commercial | USHP
211379874 | Central HP <5.4 tons | YORK | HRCU-A-CB (Split System: Heat Pump with Remote Outdoor Unit-Air-Source) | HMH72B341 |  |  | XAUC48FXXN1+TXV | YPLC080B12MP13 | 33000 | 16 | 8.1 | 32600 | 24000 | 73.62% | 2.02 | 0 | 9 |  |  |  |  | R-410A | 2.75 | Residential & Commercial | USHP
211379904 | Central HP <5.4 tons | YORK | HRCU-A-CB (Split System: Heat Pump with Remote Outdoor Unit-Air-Source) | HMH72B341 |  |  | XAFD48FXXN1+TXV | TMLE120C16MP11 | 33600 | 17 | 8.5 | 32400 | 23600 | 72.84% | 2.08 | 0 | 9.5 |  |  |  |  | R-410A | 2.8 | Residential & Commercial | USHP
211379921 | Central HP <5.4 tons | YORK | HRCU-A-CB (Split System: Heat Pump with Remote Outdoor Unit-Air-Source) | HMH72B341 |  |  | XAUC48FXXN1+TXV | TM8E120C16MP11 | 33600 | 17 | 8.5 | 32400 | 23600 | 72.84% | 2.08 | 0 | 9.5 |  |  |  |  | R-410A | 2.8 | Residential & Commercial | USHP
211379957 | Central HP <5.4 tons | YORK | HRCU-A-CB (Split System: Heat Pump with Remote Outdoor Unit-Air-Source) | HMH72B341 |  |  | XAFD48FBCN1 | TM8E100C16MP11 | 33600 | 17 | 8.5 | 32400 | 23600 | 72.84% | 2.08 | 0 | 9.5 |  |  |  |  | R-410A | 2.8 | Residential & Commercial | USHP
211380057 | Central HP <5.4 tons | YORK | HRCU-A-CB (Split System: Heat Pump with Remote Outdoor Unit-Air-Source) | HMH72B341 |  |  | XAFC48FBCN1 | TMLE080C16MP11 | 33400 | 17 | 8.5 | 32200 | 23400 | 72.67% | 2.06 | 0 | 9.5 |  |  |  |  | R-410A | 2.7833 | Residential & Commercial | USHP
211380088 | Central HP <5.4 tons | YORK | HRCU-A-CB (Split System: Heat Pump with Remote Outdoor Unit-Air-Source) | HMH72B341 |  |  | XAUC48FXXN1+TXV | TMLE080B12MP11 | 33400 | 17 | 8.5 | 32400 | 23800 | 73.46% | 2.04 | 0 | 9 |  |  |  |  | R-410A | 2.7833 | Residential & Commercial | USHP
211380208 | Central HP <5.4 tons | YORK | HRCU-A-CB (Split System: Heat Pump with Remote Outdoor Unit-Air-Source) | HMH72B341 |  |  | XAHC48FXXN1+JMET12CS2N1+TXV | 0 | 33800 | 17.5 | 8.5 | 32000 | 23400 | 73.12% | 2.08 | 0 | 9.5 |  |  |  |  | R-410A | 2.8167 | Residential & Commercial | USHP
215295056 | Central HP <5.4 tons | AIRQUEST | HRCU-A-CB (Split System: Heat Pump with Remote Outdoor Unit-Air-Source) | DLCURAH36ABK | ADP |  | HG34936 | *96MSN0802120A* | 35600 | 16 | 8.1 | 36800 | 34800 | 94.57% | 1.9 | 0 | 10 |  |  |  |  | R-410A | 2.9667 | Residential & Commercial | USHP | Ducted CEE Tier 1
215295072 | Central HP <5.4 tons | AIRQUEST | HRCU-A-CB (Split System: Heat Pump with Remote Outdoor Unit-Air-Source) | DLCURAH36ABK | ADP |  | HG8J936 | *96MSN0802120A* | 35600 | 16 | 8.1 | 36800 | 34800 | 94.57% | 1.9 | 0 | 10 |  |  |  |  | R-410A | 2.9667 | Residential & Commercial | USHP | Ducted CEE Tier 1
215295124 | Central HP <5.4 tons | AIRQUEST | HRCU-A-CB (Split System: Heat Pump with Remote Outdoor Unit-Air-Source) | DLCURAH36ABK | ADP |  | HG80936 | *96MSN1002120A* | 36000 | 16 | 8.5 | 36200 | 34200 | 94.48% | 2.04 | 0 | 10 |  |  |  |  | R-410A | 3 | Residential & Commercial | USHP | Ducted CEE Tier 1
215295158 | Central HP <5.4 tons | AIRQUEST | HRCU-A-CB (Split System: Heat Pump with Remote Outdoor Unit-Air-Source) | DLCURAH36ABK | ADP |  | HG8J936 | *96MSN1002122A* | 35400 | 16 | 8.5 | 36800 | 34600 | 94.02% | 1.88 | 0 | 10 |  |  |  |  | R-410A | 2.95 | Residential & Commercial | USHP | Ducted CEE Tier 1
215295181 | Central HP <5.4 tons | AIRQUEST | HRCU-A-CB (Split System: Heat Pump with Remote Outdoor Unit-Air-Source) | DLCURAH36ABK | ADP |  | HG33936 | *96MSN1202422A* | 34200 | 16 | 8.5 | 36200 | 34200 | 94.48% | 2.02 | 0 | 9.5 |  |  |  |  | R-410A | 2.85 | Residential & Commercial | USHP
215295197 | Central HP <5.4 tons | AIRQUEST | HRCU-A-CB (Split System: Heat Pump with Remote Outdoor Unit-Air-Source) | DLCURAH36ABK | ADP |  | HG48936 | *96MSN1202422A* | 35600 | 16 | 8.5 | 36200 | 34200 | 94.48% | 2.02 | 0 | 10 |  |  |  |  | R-410A | 2.9667 | Residential & Commercial | USHP | Ducted CEE Tier 1
215295390 | Central HP <5.4 tons | AIRQUEST | HRCU-A-CB (Split System: Heat Pump with Remote Outdoor Unit-Air-Source) | DLCURAH36ABK | ADP |  | H,GE34936 | *96VTN0801716A* | 35200 | 15.2 | 8.1 | 36800 | 34600 | 94.02% | 1.86 | 0 | 9.5 |  |  |  |  | R-410A | 2.9333 | Residential & Commercial | USHP
215295406 | Central HP <5.4 tons | AIRQUEST | HRCU-A-CB (Split System: Heat Pump with Remote Outdoor Unit-Air-Source) | DLCURAH36ABK | ADP |  | H,GE9J936 | *96VTN0801716A* | 35200 | 15.2 | 8.1 | 36800 | 34600 | 94.02% | 1.86 | 0 | 9.5 |  |  |  |  | R-410A | 2.9333 | Residential & Commercial | USHP
215293114 | Central HP <5.4 tons | AIRQUEST | HRCU-A-CB (Split System: Heat Pump with Remote Outdoor Unit-Air-Source) | DLCURAH24ABK | ADP |  | H,GG9J936 | *96VTN0802120B* | 23800 | 17 | 8.5 | 24800 | 23600 | 95.16% | 1.98 | 0 | 10.5 |  |  |  |  | R-410A | 1.9833 | Residential & Commercial | USHP | Ducted CEE Tier 1
211240155 | Central HP <5.4 tons | CARRIER | HRCU-A-CB (Split System: Heat Pump with Remote Outdoor Unit-Air-Source) | 38MURAQ24AB3* |  |  | CNPV*3617AL* | OVLAAB036098 | 23400 | 16.5 | 8.1 | 25800 | 24200 | 93.8% | 2 | 0 | 10 |  |  |  |  | R-410A | 1.95 | Residential & Commercial | USHP | Ducted CEE Tier 1
211240172 | Central HP <5.4 tons | CARRIER | HRCU-A-CB (Split System: Heat Pump with Remote Outdoor Unit-Air-Source) | 38MURAQ24AB3* |  |  | CNPV*3621AL* | 58SP*A045V17**16 | 24200 | 16 | 8.1 | 26400 | 22800 | 86.36% | 1.88 | 0 | 10.5 |  |  |  |  | R-410A | 2.0167 | Residential & Commercial | USHP | Ducted CEE Tier 1
215293129 | Central HP <5.4 tons | AIRQUEST | HRCU-A-CB (Split System: Heat Pump with Remote Outdoor Unit-Air-Source) | DLCURAH24ABK | ADP |  | H,GE31924 | *96VTN1002120A* | 22800 | 16 | 8.1 | 24400 | 23000 | 94.26% | 1.94 | 0 | 10 |  |  |  |  | R-410A | 1.9 | Residential & Commercial | USHP | Ducted CEE Tier 1
215293145 | Central HP <5.4 tons | AIRQUEST | HRCU-A-CB (Split System: Heat Pump with Remote Outdoor Unit-Air-Source) | DLCURAH24ABK | ADP |  | HG34936 | *96VTN1002120A* | 24000 | 17 | 8.5 | 24400 | 22400 | 91.8% | 1.9 | 0 | 10 |  |  |  |  | R-410A | 2 | Residential & Commercial | USHP | Ducted CEE Tier 1
215293163 | Central HP <5.4 tons | AIRQUEST | HRCU-A-CB (Split System: Heat Pump with Remote Outdoor Unit-Air-Source) | DLCURAH24ABK | ADP |  | H,GG9J936 | *96VTN1002120A* | 24000 | 17 | 8.5 | 24400 | 22400 | 91.8% | 1.9 | 0 | 10 |  |  |  |  | R-410A | 2 | Residential & Commercial | USHP | Ducted CEE Tier 1
215293181 | Central HP <5.4 tons | AIRQUEST | HRCU-A-CB (Split System: Heat Pump with Remote Outdoor Unit-Air-Source) | DLCURAH24ABK | ADP |  | H,GG32930 | *96VTN1002120B* | 22800 | 17 | 8.5 | 24600 | 23400 | 95.12% | 1.98 | 0 | 9.5 |  |  |  |  | R-410A | 1.9 | Residential & Commercial | USHP
215293197 | Central HP <5.4 tons | AIRQUEST | HRCU-A-CB (Split System: Heat Pump with Remote Outdoor Unit-Air-Source) | DLCURAH24ABK | ADP |  | HG35936 | *96VTN1002120B* | 23600 | 17 | 8.5 | 24600 | 24200 | 98.37% | 2.04 | 0 | 10.5 |  |  |  |  | R-410A | 1.9667 | Residential & Commercial | USHP | Ducted CEE Tier 1
216976524 | Central HP <5.4 tons | BRYANT HEATING AND COOLING SYSTEMS | HRCU-A-CB (Split System: Heat Pump with Remote Outdoor Unit-Air-Source) | 37MURAQ24AA3 | ADP |  | V,C36H175P13*+TXV | 83*SB36040M17*** | 23600 | 15.2 | 8.5 | 22400 | 18900 | 84.38% | 1.92 | 0 | 10 |  |  |  |  | R-454B | 1.9667 | Residential & Commercial | USHP | Ducted CEE Tier 1
216997090 | Central HP <5.4 tons | CARRIER | HRCU-A-CB (Split System: Heat Pump with Remote Outdoor Unit-Air-Source) | 27VNA060A*030* | ADP |  | H,PG48*60+TXV | 59MN7C120C24**22 | 55000 | 18 | 8.5 | 57500 | 41000 | 71.3% | 1.9 | 0 | 9 |  |  |  |  | R-454B | 4.5833 | Residential & Commercial | USHP
216977288 | Central HP <5.4 tons | BRYANT HEATING AND COOLING SYSTEMS | HRCU-A-CB (Split System: Heat Pump with Remote Outdoor Unit-Air-Source) | 37MUHAQ24AA3 | ADP |  | V,C36H***P21*+TXV | 82*TB36045V14*** | 22000 | 16 | 8.5 | 19200 | 18100 | 94.27% | 1.96 | 0 | 10.5 |  |  |  |  | R-454B | 1.8333 | Residential & Commercial | USHP | Ducted CEE Tier 1
216997182 | Central HP <5.4 tons | CARRIER | HRCU-A-CB (Split System: Heat Pump with Remote Outdoor Unit-Air-Source) | 27VNA154A*030* | ADP |  | H,PG48*60+TXV | 58TN*B090C17**16 | 48500 | 18 | 9.5 | 49000 | 49500 | 101% | 1.98 | 0 | 12 |  |  |  |  | R-454B | 4.0417 | Residential & Commercial | USHP | Ducted CEE Tier 1
216997183 | Central HP <5.4 tons | CARRIER | HRCU-A-CB (Split System: Heat Pump with Remote Outdoor Unit-Air-Source) | 27VNA154A*030* | ADP |  | H,PG48*60+TXV | 58TN*B110C21**20 | 49500 | 19 | 10.5 | 50500 | 52500 | 104% | 1.96 | 0 | 11.5 |  |  |  |  | R-454B | 4.125 | Residential & Commercial | USHP | Ducted CEE Tier 1
216997079 | Central HP <5.4 tons | CARRIER | HRCU-A-CB (Split System: Heat Pump with Remote Outdoor Unit-Air-Source) | 27VNA048A*030* | ADP |  | H,PG48*60+TXV | 59TN7A080C17**16 | 44000 | 17 | 9 | 46000 | 33800 | 73.48% | 2.06 | 0 | 9 |  |  |  |  | R-454B | 3.6667 | Residential & Commercial | USHP
216977302 | Central HP <5.4 tons | BRYANT HEATING AND COOLING SYSTEMS | HRCU-A-CB (Split System: Heat Pump with Remote Outdoor Unit-Air-Source) | 37MUHAQ24AA3 | ADP |  | PL36H175P14*+TXV | 83*CA36040C17*** | 23000 | 17 | 8.5 | 19800 | 18700 | 94.44% | 1.94 | 0 | 11 |  |  |  |  | R-454B | 1.9167 | Residential & Commercial | USHP | Ducted CEE Tier 1
216977319 | Central HP <5.4 tons | BRYANT HEATING AND COOLING SYSTEMS | HRCU-A-CB (Split System: Heat Pump with Remote Outdoor Unit-Air-Source) | 37MUHAQ24AA3 | ADP |  | PL36H***P44*+TXV | 83*SB36040M17*** | 22400 | 16 | 8.5 | 19200 | 18300 | 95.31% | 1.96 | 0 | 11 |  |  |  |  | R-454B | 1.8667 | Residential & Commercial | USHP | Ducted CEE Tier 1
216997227 | Central HP <5.4 tons | CARRIER | HRCU-A-CB (Split System: Heat Pump with Remote Outdoor Unit-Air-Source) | 27VNA360A*030* | ADP |  | H,PG48*60+TXV | 59MN7C100C21**22 | 55500 | 18 | 8.5 | 58500 | 46000 | 78.63% | 2.02 | 0 | 11 |  |  |  |  | R-454B | 4.625 | Residential & Commercial | USHP | Ducted CEE Tier 1
214389909 | Central HP <5.4 tons | CARRIER | HRCU-A-CB (Split System: Heat Pump with Remote Outdoor Unit-Air-Source) | 25VNA436A*031* | ADP |  | H,PG53936 | 58TN*B090C17**16 | 33800 | 20 | 9 | 34800 | 27000 | 77.59% | 2.06 | 0 | 12.5 |  |  |  |  | R-410A | 2.8167 | Residential & Commercial | USHP | Ducted CEE Tier 1
214389911 | Central HP <5.4 tons | CARRIER | HRCU-A-CB (Split System: Heat Pump with Remote Outdoor Unit-Air-Source) | 25VNA436A*031* | ADP |  | H,PG9J936 | 58TN*B090C21**20 | 32800 | 20 | 9 | 34800 | 27200 | 78.16% | 2.06 | 0 | 12 |  |  |  |  | R-410A | 2.7333 | Residential & Commercial | USHP | Ducted CEE Tier 1
214271653 | Central HP <5.4 tons | CARRIER | HRCU-A-CB (Split System: Heat Pump with Remote Outdoor Unit-Air-Source) | 25VNA436A*031* | ADP |  | PL36H***P449 | 58TN*B070C14**12 | 32800 | 19 | 9 | 35400 | 27600 | 77.97% | 2.02 | 0 | 11.7 |  |  |  |  | R-410A | 2.7333 | Residential & Commercial | USHP | Ducted CEE Tier 1
214271669 | Central HP <5.4 tons | CARRIER | HRCU-A-CB (Split System: Heat Pump with Remote Outdoor Unit-Air-Source) | 25VNA436A*031* | ADP |  | V,C36H175P159 | 58TN*B070C17**16 | 33000 | 19 | 9 | 35000 | 27400 | 78.29% | 2.02 | 0 | 12 |  |  |  |  | R-410A | 2.75 | Residential & Commercial | USHP | Ducted CEE Tier 1
214271712 | Central HP <5.4 tons | CARRIER | HRCU-A-CB (Split System: Heat Pump with Remote Outdoor Unit-Air-Source) | 25VNA436A*031* | ADP |  | C36A***L539 | 58TN*B090C21**20 | 33800 | 20 | 9 | 34200 | 26400 | 77.19% | 2.02 | 0 | 12.5 |  |  |  |  | R-410A | 2.8167 | Residential & Commercial | USHP | Ducted CEE Tier 1
210600139 | Central HP <5.4 tons | TEMPSTAR | HRCU-A-CB (Split System: Heat Pump with Remote Outdoor Unit-Air-Source) | TVH837GKA** |  |  | EHD4X60AAL+WALLCON | *96CTN1202422A* | 33000 | 17 | 8.1 | 32200 | 24800 | 77.02% | 2.02 | 0 | 11.5 |  |  |  |  | R-410A | 2.75 | Residential & Commercial | USHP | Ducted CEE Tier 1
216619268 | Central HP <5.4 tons | BRYANT HEATING AND COOLING SYSTEMS | HRCU-A-CB (Split System: Heat Pump with Remote Outdoor Unit-Air-Source) | 38MURAQ36AB3* | ADP |  | C36A***L159 | 83*SB60080M21*** | 35000 | 17 | 8.1 | 36400 | 34400 | 94.51% | 2.04 | 0 | 10 |  |  |  |  | R-410A | 2.9167 | Residential & Commercial | USHP | Ducted CEE Tier 1
206753162 | Central HP <5.4 tons | GE Appliances | HRCU-A-CB (Split System: Heat Pump with Remote Outdoor Unit-Air-Source) | AUH4860ZGDA* |  |  | UUY60ZGDAB* | 0 | 54000 | 16 | 9 | 54000 | 41000 | 75.93% | 1.8 | 10.5 | 10 |  |  |  |  | R-410A | 4.5 | Residential & Commercial | USHP | Ducted CEE Tier 1
206765500 | Central HP <5.4 tons | TEMPSTAR | HRCU-A-CB (Split System: Heat Pump with Remote Outdoor Unit-Air-Source) | TVH825GKA3* |  |  | EA*4X25L17A*+WALLCON | *80CTL0451712A* | 24200 | 16.5 | 8.1 | 21400 | 16800 | 78.5% | 2 | 11 | 11 |  |  |  |  | R-410A | 2.0167 | Residential & Commercial | USHP | Ducted CEE Tier 1
206765518 | Central HP <5.4 tons | TEMPSTAR | HRCU-A-CB (Split System: Heat Pump with Remote Outdoor Unit-Air-Source) | TVH825GKA3* |  |  | EA*4X25L17A*+WALLCON | *96CTN0601714A* | 24200 | 16.5 | 8.1 | 21400 | 16700 | 78.04% | 2 | 11 | 11 |  |  |  |  | R-410A | 2.0167 | Residential & Commercial | USHP | Ducted CEE Tier 1
206765734 | Central HP <5.4 tons | TEMPSTAR | HRCU-A-CB (Split System: Heat Pump with Remote Outdoor Unit-Air-Source) | TVH825GKA3* |  |  | EA*4X36L21A*+WALLCON | *80CTL0701716A* | 23600 | 16.5 | 8.1 | 21400 | 16600 | 77.57% | 1.94 | 11 | 11 |  |  |  |  | R-410A | 1.9667 | Residential & Commercial | USHP | Ducted CEE Tier 1
206765851 | Central HP <5.4 tons | TEMPSTAR | HRCU-A-CB (Split System: Heat Pump with Remote Outdoor Unit-Air-Source) | TVH825GKA3* |  |  | EA*4X36L21A*+WALLCON | *97CMN0602120A* | 23600 | 16 | 8.1 | 21600 | 16700 | 77.31% | 1.92 | 11 | 10.5 |  |  |  |  | R-410A | 1.9667 | Residential & Commercial | USHP | Ducted CEE Tier 1
206765869 | Central HP <5.4 tons | TEMPSTAR | HRCU-A-CB (Split System: Heat Pump with Remote Outdoor Unit-Air-Source) | TVH825GKA3* |  |  | EA*4X37L17A*+WALLCON | *80CTL0701716A* | 24200 | 16.5 | 8.1 | 21400 | 16700 | 78.04% | 2 | 11 | 11 |  |  |  |  | R-410A | 2.0167 | Residential & Commercial | USHP | Ducted CEE Tier 1
206767041 | Central HP <5.4 tons | TEMPSTAR | HRCU-A-CB (Split System: Heat Pump with Remote Outdoor Unit-Air-Source) | TVH825GKA3* |  |  | EHD4X36AAL+WALLCON | *80CTL0701412A* | 24000 | 16.5 | 8.1 | 21400 | 16600 | 77.57% | 2 | 11.5 | 11 |  |  |  |  | R-410A | 2 | Residential & Commercial | USHP | Ducted CEE Tier 1
206767523 | Central HP <5.4 tons | TEMPSTAR | HRCU-A-CB (Split System: Heat Pump with Remote Outdoor Unit-Air-Source) | TVH825GKA3* |  |  | EA*4X36L21A*+WALLCON | *95CSU1002122A* | 23600 | 16.5 | 8.1 | 21400 | 16600 | 77.57% | 1.94 | 11.5 | 10.5 |  |  |  |  | R-410A | 1.9667 | Residential & Commercial | USHP | Ducted CEE Tier 1
214862390 | Central HP <5.4 tons | BRYANT HEATING AND COOLING SYSTEMS | HRCU-A-CB (Split System: Heat Pump with Remote Outdoor Unit-Air-Source) | 288BNV037*0**B* | ADP |  | H,PG81936 | 987MC42060C17*** | 31200 | 18 | 8.1 | 31600 | 24200 | 76.58% | 1.84 | 0 | 10.5 |  |  |  |  | R-410A | 2.6 | Residential & Commercial | USHP | Ducted CEE Tier 1
214862391 | Central HP <5.4 tons | BRYANT HEATING AND COOLING SYSTEMS | HRCU-A-CB (Split System: Heat Pump with Remote Outdoor Unit-Air-Source) | 288BNV037*0**B* | ADP |  | H,PG35936 | 987MC42080C17*** | 32000 | 17 | 8.1 | 31600 | 24600 | 77.85% | 1.9 | 0 | 11 |  |  |  |  | R-410A | 2.6667 | Residential & Commercial | USHP | Ducted CEE Tier 1
213779091 | Central HP <5.4 tons | DAY & NIGHT | HRCU-A-CB (Split System: Heat Pump with Remote Outdoor Unit-Air-Source) | CVH837GKA** |  |  | EA*4X42L21A*+WALLCON | *80CTL0902120B* | 31800 | 17 | 8.1 | 32800 | 24200 | 73.78% | 1.88 | 0 | 11 |  |  |  |  | R-410A | 2.65 | Residential & Commercial | USHP | Ducted CEE Tier 1
214630438 | Central HP <5.4 tons | CARRIER | HRCU-A-CB (Split System: Heat Pump with Remote Outdoor Unit-Air-Source) | 25VNA825A*032* | ADP |  | V,C36H175P149 | 59TN6C060C17**14 | 23400 | 16 | 8.1 | 20000 | 16300 | 81.5% | 1.94 | 0 | 11 |  |  |  |  | R-410A | 1.95 | Residential & Commercial | USHP | Ducted CEE Tier 1
216981750 | Central HP <5.4 tons | BRYANT HEATING AND COOLING SYSTEMS | HRCU-A-CB (Split System: Heat Pump with Remote Outdoor Unit-Air-Source) | 293VAN036**AA* | ADP |  | V,C36H175P13*+TXV | 986TD42080C17*** | 32400 | 20 | 9.5 | 33200 | 26200 | 78.92% | 2.02 | 0 | 10.5 |  |  |  |  | R-454B | 2.7 | Residential & Commercial | USHP | Ducted CEE Tier 1
216981766 | Central HP <5.4 tons | BRYANT HEATING AND COOLING SYSTEMS | HRCU-A-CB (Split System: Heat Pump with Remote Outdoor Unit-Air-Source) | 293VAN036**AA* | ADP |  | V,C36H175P13*+TXV | 987MC42060C17*** | 32400 | 19 | 9.5 | 32800 | 26000 | 79.27% | 2.04 | 0 | 10.5 |  |  |  |  | R-454B | 2.7 | Residential & Commercial | USHP | Ducted CEE Tier 1
211379303 | Central HP <5.4 tons | YORK | HRCU-A-CB (Split System: Heat Pump with Remote Outdoor Unit-Air-Source) | HMH72B341 |  |  | XAFC48FXXN1+TXV | TM9V080C16MP12 | 33400 | 16.5 | 8.5 | 32400 | 23600 | 72.84% | 2.06 | 0 | 9.5 |  |  |  |  | R-410A | 2.7833 | Residential & Commercial | USHP
211379721 | Central HP <5.4 tons | YORK | HRCU-A-CB (Split System: Heat Pump with Remote Outdoor Unit-Air-Source) | HMH72B341 |  |  | XAHC48FBCN1 | TM8V080C16MP12 | 33600 | 16.5 | 8.5 | 32400 | 23800 | 73.46% | 2.06 | 0 | 9 |  |  |  |  | R-410A | 2.8 | Residential & Commercial | USHP
211379804 | Central HP <5.4 tons | YORK | HRCU-A-CB (Split System: Heat Pump with Remote Outdoor Unit-Air-Source) | HMH72B341 |  |  | XAFC48FBCN1 | TM8V080C16MP12 | 34000 | 16.5 | 8.5 | 33200 | 24400 | 73.49% | 2.1 | 0 | 9 |  |  |  |  | R-410A | 2.8333 | Residential & Commercial | USHP
211380108 | Central HP <5.4 tons | YORK | HRCU-A-CB (Split System: Heat Pump with Remote Outdoor Unit-Air-Source) | HMH72B341 |  |  | XAFC48FXXN1+TXV | TL9E100C20UH11 | 34000 | 15.5 | 8.5 | 32400 | 23800 | 73.46% | 2.08 | 0 | 9.5 |  |  |  |  | R-410A | 2.8333 | Residential & Commercial | USHP
211377852 | Central HP <5.4 tons | YORK | HRCU-A-CB (Split System: Heat Pump with Remote Outdoor Unit-Air-Source) | HMH72B341 |  |  | XAFC36DXXN1+TXV | TM9E100C16MP12 | 34000 | 18 | 8.1 | 33600 | 23800 | 70.83% | 2.08 | 0 | 10 |  |  |  |  | R-410A | 2.8333 | Residential & Commercial | USHP | Ducted CEE Tier 1
212976098 | Central HP <5.4 tons | BRYANT HEATING AND COOLING SYSTEMS | HRCU-A-CB (Split System: Heat Pump with Remote Outdoor Unit-Air-Source) | 38MURAQ24AB3* |  |  | CNPV*3017AL* | 926TC48080V17*** | 23400 | 16.5 | 8.1 | 25800 | 24200 | 93.8% | 2 | 0 | 10 |  |  |  |  | R-410A | 1.95 | Residential & Commercial | USHP | Ducted CEE Tier 1
212976664 | Central HP <5.4 tons | BRYANT HEATING AND COOLING SYSTEMS | HRCU-A-CB (Split System: Heat Pump with Remote Outdoor Unit-Air-Source) | 38MURAQ24AB3* |  |  | CAP**3621AL* | 926TC60100V21*** | 23600 | 17.5 | 8.5 | 26200 | 23800 | 90.84% | 1.98 | 0 | 10 |  |  |  |  | R-410A | 1.9667 | Residential & Commercial | USHP | Ducted CEE Tier 1
216977294 | Central HP <5.4 tons | BRYANT HEATING AND COOLING SYSTEMS | HRCU-A-CB (Split System: Heat Pump with Remote Outdoor Unit-Air-Source) | 37MUHAQ24AA3 | ADP |  | PL36H175P14*+TXV | 82*TB36070V14*** | 22600 | 16 | 8.5 | 19200 | 18300 | 95.31% | 1.96 | 0 | 11 |  |  |  |  | R-454B | 1.8833 | Residential & Commercial | USHP | Ducted CEE Tier 1
216621483 | Central HP <5.4 tons | GREE | HRCU-A-CB (Split System: Heat Pump with Remote Outdoor Unit-Air-Source) | GUD30W2/NHG-D(U) |  |  | GUD24AH2/G-D(U) | 0 | 24000 | 18.5 | 8.3 | 24000 | 19000 | 79.17% | 1.75 | 0 | 11.7 |  |  |  |  | R-32 | 2 | Residential & Commercial | USHP | Ducted CEE Tier 1
216981765 | Central HP <5.4 tons | BRYANT HEATING AND COOLING SYSTEMS | HRCU-A-CB (Split System: Heat Pump with Remote Outdoor Unit-Air-Source) | 293VAN036**AA* | ADP |  | PL36H***P44*+TXV | 987MC42060C17*** | 33000 | 19 | 9.5 | 32400 | 25600 | 79.01% | 2.04 | 0 | 11 |  |  |  |  | R-454B | 2.75 | Residential & Commercial | USHP | Ducted CEE Tier 1
215293212 | Central HP <5.4 tons | AIRQUEST | HRCU-A-CB (Split System: Heat Pump with Remote Outdoor Unit-Air-Source) | DLCURAH24ABK | ADP |  | HE8J936 | *96VTN1002120B* | 23400 | 17 | 8.5 | 24600 | 24200 | 98.37% | 2.04 | 0 | 10.5 |  |  |  |  | R-410A | 1.95 | Residential & Commercial | USHP | Ducted CEE Tier 1
215293214 | Central HP <5.4 tons | AIRQUEST | HRCU-A-CB (Split System: Heat Pump with Remote Outdoor Unit-Air-Source) | DLCURAH24ABK | ADP |  | HG9J936 | *96VTN1002120B* | 23600 | 17 | 8.5 | 24600 | 24200 | 98.37% | 2.04 | 0 | 10.5 |  |  |  |  | R-410A | 1.9667 | Residential & Commercial | USHP | Ducted CEE Tier 1
215293231 | Central HP <5.4 tons | AIRQUEST | HRCU-A-CB (Split System: Heat Pump with Remote Outdoor Unit-Air-Source) | DLCURAH24ABK | ADP |  | HE31930 | *96VTN1002122A* | 22600 | 16 | 8.1 | 24200 | 23400 | 96.69% | 1.98 | 0 | 10 |  |  |  |  | R-410A | 1.8833 | Residential & Commercial | USHP | Ducted CEE Tier 1
215295403 | Central HP <5.4 tons | AIRQUEST | HRCU-A-CB (Split System: Heat Pump with Remote Outdoor Unit-Air-Source) | DLCURAH36ABK | ADP |  | H,GE8J936 | *96VTN0801716A* | 35200 | 15.2 | 8.1 | 36800 | 34600 | 94.02% | 1.86 | 0 | 9.5 |  |  |  |  | R-410A | 2.9333 | Residential & Commercial | USHP
215295418 | Central HP <5.4 tons | AIRQUEST | HRCU-A-CB (Split System: Heat Pump with Remote Outdoor Unit-Air-Source) | DLCURAH36ABK | ADP |  | H,GG32936 | *96VTN0801716B* | 35000 | 15.2 | 8.1 | 37400 | 35000 | 93.58% | 1.82 | 0 | 9.5 |  |  |  |  | R-410A | 2.9167 | Residential & Commercial | USHP
215293247 | Central HP <5.4 tons | AIRQUEST | HRCU-A-CB (Split System: Heat Pump with Remote Outdoor Unit-Air-Source) | DLCURAH24ABK | ADP |  | H,GG35936 | *96VTN1002122A* | 23600 | 17 | 8.1 | 24200 | 23400 | 96.69% | 1.98 | 0 | 10.5 |  |  |  |  | R-410A | 1.9667 | Residential & Commercial | USHP | Ducted CEE Tier 1
215293280 | Central HP <5.4 tons | AIRQUEST | HRCU-A-CB (Split System: Heat Pump with Remote Outdoor Unit-Air-Source) | DLCURAH24ABK | ADP |  | H,GG32930 | *96VTN1002122B* | 23200 | 17 | 8.5 | 24800 | 23400 | 94.35% | 1.98 | 0 | 10 |  |  |  |  | R-410A | 1.9333 | Residential & Commercial | USHP | Ducted CEE Tier 1
215293297 | Central HP <5.4 tons | AIRQUEST | HRCU-A-CB (Split System: Heat Pump with Remote Outdoor Unit-Air-Source) | DLCURAH24ABK | ADP |  | H,GE35936 | *96VTN1002122B* | 23800 | 17 | 8.5 | 24800 | 23400 | 94.35% | 1.98 | 0 | 10.5 |  |  |  |  | R-410A | 1.9833 | Residential & Commercial | USHP | Ducted CEE Tier 1
214862386 | Central HP <5.4 tons | BRYANT HEATING AND COOLING SYSTEMS | HRCU-A-CB (Split System: Heat Pump with Remote Outdoor Unit-Air-Source) | 288BNV037*0**B* | ADP |  | H,CD16936 | 987MC42060C17*** | 31200 | 18 | 8.1 | 31600 | 24200 | 76.58% | 1.84 | 0 | 10.5 |  |  |  |  | R-410A | 2.6 | Residential & Commercial | USHP | Ducted CEE Tier 1
214862402 | Central HP <5.4 tons | BRYANT HEATING AND COOLING SYSTEMS | HRCU-A-CB (Split System: Heat Pump with Remote Outdoor Unit-Air-Source) | 288BNV037*0**B* | ADP |  | H,PG81936 | 987MC60060C21*** | 32200 | 17 | 8.1 | 31400 | 24600 | 78.34% | 1.94 | 0 | 11.5 |  |  |  |  | R-410A | 2.6833 | Residential & Commercial | USHP | Ducted CEE Tier 1
214862411 | Central HP <5.4 tons | BRYANT HEATING AND COOLING SYSTEMS | HRCU-A-CB (Split System: Heat Pump with Remote Outdoor Unit-Air-Source) | 288BNV037*0**B* | ADP |  | H,PG48936 | 987MC66100C21*** | 32000 | 18 | 8.1 | 30600 | 24200 | 79.08% | 1.98 | 0 | 11.7 |  |  |  |  | R-410A | 2.6667 | Residential & Commercial | USHP | Ducted CEE Tier 1
216977295 | Central HP <5.4 tons | BRYANT HEATING AND COOLING SYSTEMS | HRCU-A-CB (Split System: Heat Pump with Remote Outdoor Unit-Air-Source) | 37MUHAQ24AA3 | ADP |  | PL36H175P15*+TXV | 82*TB36070V14*** | 22600 | 16 | 8.5 | 19200 | 18300 | 95.31% | 1.96 | 0 | 11 |  |  |  |  | R-454B | 1.8833 | Residential & Commercial | USHP | Ducted CEE Tier 1
210600119 | Central HP <5.4 tons | TEMPSTAR | HRCU-A-CB (Split System: Heat Pump with Remote Outdoor Unit-Air-Source) | TVH837GKA** |  |  | EA*4X61L24A*+WALLCON | *97CMN1002122A* | 33200 | 18 | 8.5 | 32000 | 24800 | 77.5% | 2 | 0 | 12 |  |  |  |  | R-410A | 2.7667 | Residential & Commercial | USHP | Ducted CEE Tier 1
214570381 | Central HP <5.4 tons | AIRQUEST | HRCU-A-CB (Split System: Heat Pump with Remote Outdoor Unit-Air-Source) | HVH825GKA3* |  |  | EA*4X36L21A*+WALLCON | *95CSU0802120B* | 23600 | 16.5 | 8.1 | 21400 | 16700 | 78.04% | 1.94 | 0 | 10.5 |  |  |  |  | R-410A | 1.9667 | Residential & Commercial | USHP | Ducted CEE Tier 1
213367369 | Central HP <5.4 tons | CARRIER | HRCU-A-CB (Split System: Heat Pump with Remote Outdoor Unit-Air-Source) | 38MURAQ24AB3* | ADP |  | H,PG9J936 | 59TP6C040V14**10 | 23400 | 16 | 8.5 | 24600 | 23800 | 96.75% | 2 | 0 | 10 |  |  |  |  | R-410A | 1.95 | Residential & Commercial | USHP | Ducted CEE Tier 1
213367370 | Central HP <5.4 tons | CARRIER | HRCU-A-CB (Split System: Heat Pump with Remote Outdoor Unit-Air-Source) | 38MURAQ24AB3* | ADP |  | H,PG31930 | 59TP6C040V17**12 | 22200 | 16 | 8.5 | 24600 | 23800 | 96.75% | 2 | 0 | 9.5 |  |  |  |  | R-410A | 1.85 | Residential & Commercial | USHP
214570451 | Central HP <5.4 tons | AIRQUEST | HRCU-A-CB (Split System: Heat Pump with Remote Outdoor Unit-Air-Source) | HVH825GKA3* |  |  | EA*4X37L21A*+WALLCON | *95CSU1002122B* | 24400 | 16.5 | 8.5 | 21200 | 16600 | 78.3% | 2.04 | 0 | 11 |  |  |  |  | R-410A | 2.0333 | Residential & Commercial | USHP | Ducted CEE Tier 1
215293299 | Central HP <5.4 tons | AIRQUEST | HRCU-A-CB (Split System: Heat Pump with Remote Outdoor Unit-Air-Source) | DLCURAH24ABK | ADP |  | H,GG36936 | *96VTN1002122B* | 23800 | 17 | 8.5 | 24800 | 23400 | 94.35% | 1.98 | 0 | 10.5 |  |  |  |  | R-410A | 1.9833 | Residential & Commercial | USHP | Ducted CEE Tier 1
215295437 | Central HP <5.4 tons | AIRQUEST | HRCU-A-CB (Split System: Heat Pump with Remote Outdoor Unit-Air-Source) | DLCURAH36ABK | ADP |  | H,GG37936 | *96VTN0801716B* | 35400 | 16 | 8.1 | 36200 | 34400 | 95.03% | 2 | 0 | 10 |  |  |  |  | R-410A | 2.95 | Residential & Commercial | USHP | Ducted CEE Tier 1
215295438 | Central HP <5.4 tons | AIRQUEST | HRCU-A-CB (Split System: Heat Pump with Remote Outdoor Unit-Air-Source) | DLCURAH36ABK | ADP |  | H,GG48936 | *96VTN0801716B* | 35600 | 16 | 8.1 | 36800 | 34600 | 94.02% | 1.98 | 0 | 10 |  |  |  |  | R-410A | 2.9667 | Residential & Commercial | USHP | Ducted CEE Tier 1
215295451 | Central HP <5.4 tons | AIRQUEST | HRCU-A-CB (Split System: Heat Pump with Remote Outdoor Unit-Air-Source) | DLCURAH36ABK | ADP |  | H,GG80936 | *96VTN0801716B* | 35400 | 16 | 8.1 | 36200 | 34400 | 95.03% | 2 | 0 | 10 |  |  |  |  | R-410A | 2.95 | Residential & Commercial | USHP | Ducted CEE Tier 1
215295470 | Central HP <5.4 tons | AIRQUEST | HRCU-A-CB (Split System: Heat Pump with Remote Outdoor Unit-Air-Source) | DLCURAH36ABK | ADP |  | HG34936 | *96VTN0802120A* | 35000 | 16 | 8.1 | 36800 | 34600 | 94.02% | 1.86 | 0 | 9.5 |  |  |  |  | R-410A | 2.9167 | Residential & Commercial | USHP
215295486 | Central HP <5.4 tons | AIRQUEST | HRCU-A-CB (Split System: Heat Pump with Remote Outdoor Unit-Air-Source) | DLCURAH36ABK | ADP |  | H,GG9J936 | *96VTN0802120A* | 35000 | 16 | 8.1 | 36800 | 34600 | 94.02% | 1.86 | 0 | 9.5 |  |  |  |  | R-410A | 2.9167 | Residential & Commercial | USHP
216997092 | Central HP <5.4 tons | CARRIER | HRCU-A-CB (Split System: Heat Pump with Remote Outdoor Unit-Air-Source) | 27VNA060A*030* | ADP |  | H,PG48*60+TXV | 59TN6C100C21**22 | 55000 | 18 | 8.5 | 57500 | 41000 | 71.3% | 1.9 | 0 | 9 |  |  |  |  | R-454B | 4.5833 | Residential & Commercial | USHP
216997059 | Central HP <5.4 tons | CARRIER | HRCU-A-CB (Split System: Heat Pump with Remote Outdoor Unit-Air-Source) | 27VNA048A*030* | ADP |  | H,PG48*60+TXV | 58TN*B070C14**12 | 45000 | 16 | 8.5 | 46500 | 33200 | 71.4% | 1.96 | 0 | 9 |  |  |  |  | R-454B | 3.75 | Residential & Commercial | USHP
214624873 | Central HP <5.4 tons | CARRIER | HRCU-A-CB (Split System: Heat Pump with Remote Outdoor Unit-Air-Source) | 38MURAQ36AB3* | ADP |  | PL36H175P149 | 58SU*B040M17**12 | 34600 | 16 | 8.5 | 36200 | 34200 | 94.48% | 2.04 | 0 | 9.5 |  |  |  |  | R-410A | 2.8833 | Residential & Commercial | USHP
215295442 | Central HP <5.4 tons | AIRQUEST | HRCU-A-CB (Split System: Heat Pump with Remote Outdoor Unit-Air-Source) | DLCURAH36ABK | ADP |  | HE7J936 | *96VTN0801716B* | 34200 | 15.2 | 8.5 | 36800 | 34800 | 94.57% | 2 | 0 | 9.5 |  |  |  |  | R-410A | 2.85 | Residential & Commercial | USHP
215295476 | Central HP <5.4 tons | AIRQUEST | HRCU-A-CB (Split System: Heat Pump with Remote Outdoor Unit-Air-Source) | DLCURAH36ABK | ADP |  | H,GG36936 | *96VTN0802120A* | 35400 | 16 | 8.1 | 36200 | 34200 | 94.48% | 2.02 | 0 | 10 |  |  |  |  | R-410A | 2.95 | Residential & Commercial | USHP | Ducted CEE Tier 1
215295506 | Central HP <5.4 tons | AIRQUEST | HRCU-A-CB (Split System: Heat Pump with Remote Outdoor Unit-Air-Source) | DLCURAH36ABK | ADP |  | HE33936 | *96VTN0802120B* | 35400 | 16 | 8.1 | 36800 | 34800 | 94.57% | 1.9 | 0 | 10 |  |  |  |  | R-410A | 2.95 | Residential & Commercial | USHP | Ducted CEE Tier 1
215295515 | Central HP <5.4 tons | AIRQUEST | HRCU-A-CB (Split System: Heat Pump with Remote Outdoor Unit-Air-Source) | DLCURAH36ABK | ADP |  | H,GG36936 | *96VTN0802120B* | 36000 | 16 | 8.5 | 36400 | 34400 | 94.51% | 2.04 | 0 | 10 |  |  |  |  | R-410A | 3 | Residential & Commercial | USHP | Ducted CEE Tier 1
216997220 | Central HP <5.4 tons | CARRIER | HRCU-A-CB (Split System: Heat Pump with Remote Outdoor Unit-Air-Source) | 27VNA348A*030* | ADP |  | H,PG35*48+TXV | 59TN7A100C21**22 | 43500 | 21 | 9.5 | 46000 | 36000 | 78.26% | 2 | 0 | 10.5 |  |  |  |  | R-454B | 3.625 | Residential & Commercial | USHP | Ducted CEE Tier 1
215295522 | Central HP <5.4 tons | AIRQUEST | HRCU-A-CB (Split System: Heat Pump with Remote Outdoor Unit-Air-Source) | DLCURAH36ABK | ADP |  | H,GE7J936 | *96VTN0802120B* | 35200 | 16 | 8.1 | 36800 | 34800 | 94.57% | 1.9 | 0 | 9.5 |  |  |  |  | R-410A | 2.9333 | Residential & Commercial | USHP
215295526 | Central HP <5.4 tons | AIRQUEST | HRCU-A-CB (Split System: Heat Pump with Remote Outdoor Unit-Air-Source) | DLCURAH36ABK | ADP |  | HE8J936 | *96VTN0802120B* | 35600 | 16 | 8.1 | 36800 | 34800 | 94.57% | 1.9 | 0 | 10 |  |  |  |  | R-410A | 2.9667 | Residential & Commercial | USHP | Ducted CEE Tier 1
215295533 | Central HP <5.4 tons | AIRQUEST | HRCU-A-CB (Split System: Heat Pump with Remote Outdoor Unit-Air-Source) | DLCURAH36ABK | ADP |  | HG80936 | *96VTN0802120B* | 36200 | 16 | 8.5 | 36400 | 34400 | 94.51% | 2.04 | 0 | 10 |  |  |  |  | R-410A | 3.0167 | Residential & Commercial | USHP | Ducted CEE Tier 1
215295551 | Central HP <5.4 tons | AIRQUEST | HRCU-A-CB (Split System: Heat Pump with Remote Outdoor Unit-Air-Source) | DLCURAH36ABK | ADP |  | HG34936 | *96VTN1002120A* | 35800 | 15.2 | 8.1 | 37800 | 34800 | 92.06% | 1.9 | 0 | 10 |  |  |  |  | R-410A | 2.9833 | Residential & Commercial | USHP | Ducted CEE Tier 1
215295556 | Central HP <5.4 tons | AIRQUEST | HRCU-A-CB (Split System: Heat Pump with Remote Outdoor Unit-Air-Source) | DLCURAH36ABK | ADP |  | HE35936 | *96VTN1002120A* | 35800 | 15.2 | 8.1 | 37800 | 34800 | 92.06% | 1.9 | 0 | 10 |  |  |  |  | R-410A | 2.9833 | Residential & Commercial | USHP | Ducted CEE Tier 1
215295558 | Central HP <5.4 tons | AIRQUEST | HRCU-A-CB (Split System: Heat Pump with Remote Outdoor Unit-Air-Source) | DLCURAH36ABK | ADP |  | H,GE36936 | *96VTN1002120A* | 36400 | 15.2 | 8.5 | 36800 | 34400 | 93.48% | 2.08 | 0 | 10 |  |  |  |  | R-410A | 3.0333 | Residential & Commercial | USHP | Ducted CEE Tier 1
215293227 | Central HP <5.4 tons | AIRQUEST | HRCU-A-CB (Split System: Heat Pump with Remote Outdoor Unit-Air-Source) | DLCURAH24ABK | ADP |  | H,GG31930 | *96VTN1002122A* | 22600 | 16 | 8.1 | 24200 | 23400 | 96.69% | 1.98 | 0 | 10 |  |  |  |  | R-410A | 1.8833 | Residential & Commercial | USHP | Ducted CEE Tier 1
215293266 | Central HP <5.4 tons | AIRQUEST | HRCU-A-CB (Split System: Heat Pump with Remote Outdoor Unit-Air-Source) | DLCURAH24ABK | ADP |  | H,GG80936 | *96VTN1002122A* | 23600 | 17 | 8.1 | 24200 | 23400 | 96.69% | 1.98 | 0 | 10.5 |  |  |  |  | R-410A | 1.9667 | Residential & Commercial | USHP | Ducted CEE Tier 1
215293275 | Central HP <5.4 tons | AIRQUEST | HRCU-A-CB (Split System: Heat Pump with Remote Outdoor Unit-Air-Source) | DLCURAH24ABK | ADP |  | HG31930 | *96VTN1002122B* | 23200 | 17 | 8.5 | 24800 | 22800 | 91.94% | 1.92 | 0 | 9.5 |  |  |  |  | R-410A | 1.9333 | Residential & Commercial | USHP
213372127 | Central HP <5.4 tons | COMFORTMAKER | HRCU-A-C (Split System: Heat Pump with Remote Outdoor Unit with No Indoor Fan --Air Source) | DLCURAH30ABK |  |  | DLFULAH36XCX + CI | 0 | 30000 | 15.5 | 9.7 | 33000 | 27000 | 81.82% | 1.85 | 10.7 | 10.5 |  |  |  |  | R-410A | 2.5 | Residential & Commercial | USHP | Ducted CEE Tier 1
214626810 | Central HP <5.4 tons | CARRIER | HRCU-A-CB (Split System: Heat Pump with Remote Outdoor Unit-Air-Source) | 25VNA424A*031* | ADP |  | PL36H210P749 | 58CU*A040C17**12 | 23400 | 21 | 10.5 | 25000 | 19300 | 77.2% | 2.48 | 0 | 13.5 |  |  |  |  | R-410A | 1.95 | Residential & Commercial | USHP | Ducted CEE Tier 1
214626842 | Central HP <5.4 tons | CARRIER | HRCU-A-CB (Split System: Heat Pump with Remote Outdoor Unit-Air-Source) | 25VNA424A*031* | ADP |  | PL36H175P149 | 58CU*A060C17**16 | 23400 | 20 | 10.5 | 25000 | 19300 | 77.2% | 2.46 | 0 | 13.5 |  |  |  |  | R-410A | 1.95 | Residential & Commercial | USHP | Ducted CEE Tier 1
214626933 | Central HP <5.4 tons | CARRIER | HRCU-A-CB (Split System: Heat Pump with Remote Outdoor Unit-Air-Source) | 25VNA424A*031* | ADP |  | V,C36H175P459 | 59CU5A060C17**16 | 24000 | 20 | 10.5 | 25000 | 19500 | 78% | 2.5 | 0 | 13 |  |  |  |  | R-410A | 2 | Residential & Commercial | USHP | Ducted CEE Tier 1
215291868 | Central HP <5.4 tons | AIRQUEST | HRCU-A-CB (Split System: Heat Pump with Remote Outdoor Unit-Air-Source) | DLCURAH24ABK | ADP |  | H,GE32930 | *92MSN0401712A* | 23000 | 16 | 8.5 | 24800 | 23600 | 95.16% | 1.96 | 0 | 9.5 |  |  |  |  | R-410A | 1.9167 | Residential & Commercial | USHP
215291884 | Central HP <5.4 tons | AIRQUEST | HRCU-A-CB (Split System: Heat Pump with Remote Outdoor Unit-Air-Source) | DLCURAH24ABK | ADP |  | H,GG37936 | *92MSN0401712A* | 23600 | 16 | 8.5 | 24200 | 22200 | 91.74% | 1.86 | 0 | 10 |  |  |  |  | R-410A | 1.9667 | Residential & Commercial | USHP | Ducted CEE Tier 1
215291901 | Central HP <5.4 tons | AIRQUEST | HRCU-A-CB (Split System: Heat Pump with Remote Outdoor Unit-Air-Source) | DLCURAH24ABK | ADP |  | H,GG80936 | *92MSN0401712A* | 23600 | 16 | 8.5 | 24800 | 23600 | 95.16% | 1.96 | 0 | 10 |  |  |  |  | R-410A | 1.9667 | Residential & Commercial | USHP | Ducted CEE Tier 1
215291917 | Central HP <5.4 tons | AIRQUEST | HRCU-A-CB (Split System: Heat Pump with Remote Outdoor Unit-Air-Source) | DLCURAH24ABK | ADP |  | H,GG32936 | *92MSN0601412A* | 23200 | 17 | 8.5 | 24800 | 23400 | 94.35% | 1.98 | 0 | 10 |  |  |  |  | R-410A | 1.9333 | Residential & Commercial | USHP | Ducted CEE Tier 1
215293277 | Central HP <5.4 tons | AIRQUEST | HRCU-A-CB (Split System: Heat Pump with Remote Outdoor Unit-Air-Source) | DLCURAH24ABK | ADP |  | H,GE31930 | *96VTN1002122B* | 23200 | 17 | 8.5 | 24800 | 22800 | 91.94% | 1.92 | 0 | 9.5 |  |  |  |  | R-410A | 1.9333 | Residential & Commercial | USHP
215295567 | Central HP <5.4 tons | AIRQUEST | HRCU-A-CB (Split System: Heat Pump with Remote Outdoor Unit-Air-Source) | DLCURAH36ABK | ADP |  | H,GG9J936 | *96VTN1002120A* | 35800 | 15.2 | 8.1 | 37800 | 34800 | 92.06% | 1.9 | 0 | 10 |  |  |  |  | R-410A | 2.9833 | Residential & Commercial | USHP | Ducted CEE Tier 1
215295642 | Central HP <5.4 tons | AIRQUEST | HRCU-A-CB (Split System: Heat Pump with Remote Outdoor Unit-Air-Source) | DLCURAH36ABK | ADP |  | H,GG48936 | *96VTN1002122A* | 36000 | 16 | 8.1 | 36800 | 34400 | 93.48% | 2.02 | 0 | 10.5 |  |  |  |  | R-410A | 3 | Residential & Commercial | USHP | Ducted CEE Tier 1
215295667 | Central HP <5.4 tons | AIRQUEST | HRCU-A-CB (Split System: Heat Pump with Remote Outdoor Unit-Air-Source) | DLCURAH36ABK | ADP |  | H,GE33936 | *96VTN1002122B* | 35200 | 16 | 8.1 | 36800 | 34600 | 94.02% | 1.88 | 0 | 10 |  |  |  |  | R-410A | 2.9333 | Residential & Commercial | USHP | Ducted CEE Tier 1
215295674 | Central HP <5.4 tons | AIRQUEST | HRCU-A-CB (Split System: Heat Pump with Remote Outdoor Unit-Air-Source) | DLCURAH36ABK | ADP |  | HG35936 | *96VTN1002122B* | 35000 | 17 | 8.1 | 36800 | 34400 | 93.48% | 2 | 0 | 10 |  |  |  |  | R-410A | 2.9167 | Residential & Commercial | USHP | Ducted CEE Tier 1
215295701 | Central HP <5.4 tons | AIRQUEST | HRCU-A-CB (Split System: Heat Pump with Remote Outdoor Unit-Air-Source) | DLCURAH36ABK | ADP |  | H,GE23936 | *96VTN1202422A* | 32800 | 15.2 | 8.3 | 36800 | 34200 | 92.93% | 2.02 | 0 | 9 |  |  |  |  | R-410A | 2.7333 | Residential & Commercial | USHP
215295717 | Central HP <5.4 tons | AIRQUEST | HRCU-A-CB (Split System: Heat Pump with Remote Outdoor Unit-Air-Source) | DLCURAH36ABK | ADP |  | H,GE35936 | *96VTN1202422A* | 35600 | 16 | 8.1 | 36800 | 34600 | 94.02% | 1.88 | 0 | 10 |  |  |  |  | R-410A | 2.9667 | Residential & Commercial | USHP | Ducted CEE Tier 1
215429783 | Central HP <5.4 tons | GOODMAN | HRCU-A-CB (Split System: Heat Pump with Remote Outdoor Unit-Air-Source) | GZV6SA1810A* |  |  | AHVE24BP0300A* | 0 | 17100 | 19 | 8.8 | 17400 | 13000 | 74.71% | 2.1 | 0 | 12 |  |  |  |  | R-32 | 1.425 | Residential & Commercial | USHP | Ducted CEE Tier 1
216051857 | Central HP <5.4 tons | CARRIER | HRCU-A-CB (Split System: Heat Pump with Remote Outdoor Unit-Air-Source) | 38MURAQ36AB3* | ADP |  | C36A***L719 | 59TP6C080V17**16 | 34200 | 16 | 8.1 | 36200 | 34400 | 95.03% | 2 | 0 | 9.5 |  |  |  |  | R-410A | 2.85 | Residential & Commercial | USHP
214862352 | Central HP <5.4 tons | BRYANT HEATING AND COOLING SYSTEMS | HRCU-A-CB (Split System: Heat Pump with Remote Outdoor Unit-Air-Source) | 288BNV037*0**A* | ADP |  | H,PE9J936 | 987MC42060C17*** | 31200 | 18 | 8.1 | 31600 | 24200 | 76.58% | 1.84 | 0 | 10.5 |  |  |  |  | R-410A | 2.6 | Residential & Commercial | USHP | Ducted CEE Tier 1
214862354 | Central HP <5.4 tons | BRYANT HEATING AND COOLING SYSTEMS | HRCU-A-CB (Split System: Heat Pump with Remote Outdoor Unit-Air-Source) | 288BNV037*0**A* | ADP |  | H,PG81936 | 987MC42060C17*** | 31200 | 18 | 8.1 | 31600 | 24200 | 76.58% | 1.84 | 0 | 10.5 |  |  |  |  | R-410A | 2.6 | Residential & Commercial | USHP | Ducted CEE Tier 1
216997095 | Central HP <5.4 tons | CARRIER | HRCU-A-CB (Split System: Heat Pump with Remote Outdoor Unit-Air-Source) | 27VNA060A*030* | ADP |  | H,PG48*60+TXV | 59TN7A120C24**22 | 55000 | 18 | 9 | 57000 | 41000 | 71.93% | 2.02 | 0 | 9 |  |  |  |  | R-454B | 4.5833 | Residential & Commercial | USHP
214862388 | Central HP <5.4 tons | BRYANT HEATING AND COOLING SYSTEMS | HRCU-A-CB (Split System: Heat Pump with Remote Outdoor Unit-Air-Source) | 288BNV037*0**B* | ADP |  | H,PE9J936 | 987MC42060C17*** | 31200 | 18 | 8.1 | 31600 | 24200 | 76.58% | 1.84 | 0 | 10.5 |  |  |  |  | R-410A | 2.6 | Residential & Commercial | USHP | Ducted CEE Tier 1
213548660 | Central HP <5.4 tons | LENNOX | HRCU-A-CB (Split System: Heat Pump with Remote Outdoor Unit-Air-Source) | SL25XPV-036-230A** | ADP |  | LH23/37W9 | SLP98UH090XV60C* | 33600 | 21 | 8.6 | 32800 | 26200 | 79.88% | 1.8 | 0 | 13 |  |  |  |  | R-410A | 2.8 | Residential & Commercial | USHP | Ducted CEE Tier 1
214271892 | Central HP <5.4 tons | CARRIER | HRCU-A-CB (Split System: Heat Pump with Remote Outdoor Unit-Air-Source) | 25VNA825A*032* | ADP |  | C36A***L159 | 58TN*B045C17**12 | 23600 | 16 | 8.1 | 20000 | 16300 | 81.5% | 1.94 | 0 | 10.5 |  |  |  |  | R-410A | 1.9667 | Residential & Commercial | USHP | Ducted CEE Tier 1
215294236 | Central HP <5.4 tons | AIRQUEST | HRCU-A-CB (Split System: Heat Pump with Remote Outdoor Unit-Air-Source) | DLCURAH30ABK | ADP |  | HG81936 | *96VTN0802120A* | 29600 | 15.2 | 8.1 | 32000 | 27000 | 84.38% | 1.78 | 0 | 9 |  |  |  |  | R-410A | 2.4667 | Residential & Commercial | USHP
215294370 | Central HP <5.4 tons | AIRQUEST | HRCU-A-CB (Split System: Heat Pump with Remote Outdoor Unit-Air-Source) | DLCURAH30ABK | ADP |  | HE7J936 | *96VTN1002120B* | 29600 | 15.2 | 8.5 | 32600 | 27200 | 83.44% | 1.8 | 0 | 8.5 |  |  |  |  | R-410A | 2.4667 | Residential & Commercial | USHP
214570531 | Central HP <5.4 tons | AIRQUEST | HRCU-A-CB (Split System: Heat Pump with Remote Outdoor Unit-Air-Source) | HVH825GKA3* |  |  | EA*4X42L21A*+WALLCON | *97CMN0802120B* | 23800 | 16.5 | 8.1 | 21400 | 16600 | 77.57% | 1.96 | 0 | 10.5 |  |  |  |  | R-410A | 1.9833 | Residential & Commercial | USHP | Ducted CEE Tier 1
214572771 | Central HP <5.4 tons | AIRQUEST | HRCU-A-CB (Split System: Heat Pump with Remote Outdoor Unit-Air-Source) | HVH837GKA** |  |  | EA*4X48L21A*+WALLCON | *80CTL0702120B* | 32200 | 17.5 | 8.5 | 32400 | 25000 | 77.16% | 1.98 | 0 | 11 |  |  |  |  | R-410A | 2.6833 | Residential & Commercial | USHP | Ducted CEE Tier 1
214052509 | Central HP <5.4 tons | LENNOX | HRCU-A-CB (Split System: Heat Pump with Remote Outdoor Unit-Air-Source) | EL22XPV-024-230A** | ADP |  | HG34936 | SL297UH040NV36B* | 23800 | 21 | 8.5 | 22000 | 15400 | 70% | 1.92 | 0 | 13.5 |  |  |  |  | R-410A | 1.9833 | Residential & Commercial | USHP | Ducted CEE Tier 1
214629066 | Central HP <5.4 tons | CARRIER | HRCU-A-CB (Split System: Heat Pump with Remote Outdoor Unit-Air-Source) | 38MURAQ36AB3* | ADP |  | V,C36H175P139 | 58S(B,C)*B070M17**16 | 34800 | 16 | 8.1 | 36800 | 34800 | 94.57% | 1.82 | 0 | 9.5 |  |  |  |  | R-410A | 2.9 | Residential & Commercial | USHP
214629198 | Central HP <5.4 tons | CARRIER | HRCU-A-CB (Split System: Heat Pump with Remote Outdoor Unit-Air-Source) | 38MURAQ36AB3* | ADP |  | A36VCA+TXV | 59SC6A060M17**16 | 35200 | 15.2 | 8.5 | 36800 | 34800 | 94.57% | 1.88 | 0 | 9.5 |  |  |  |  | R-410A | 2.9333 | Residential & Commercial | USHP
214629232 | Central HP <5.4 tons | CARRIER | HRCU-A-CB (Split System: Heat Pump with Remote Outdoor Unit-Air-Source) | 38MURAQ36AB3* | ADP |  | C36A***L159 | 59SC6A080M17**16 | 34600 | 16 | 8.1 | 36800 | 34600 | 94.02% | 1.98 | 0 | 9.5 |  |  |  |  | R-410A | 2.8833 | Residential & Commercial | USHP
216976509 | Central HP <5.4 tons | BRYANT HEATING AND COOLING SYSTEMS | HRCU-A-CB (Split System: Heat Pump with Remote Outdoor Unit-Air-Source) | 37MURAQ24AA3 | ADP |  | C36A***L15*+TXV | 83*CA36040C17*** | 24600 | 16 | 9 | 23000 | 19200 | 83.48% | 2.02 | 0 | 10 |  |  |  |  | R-454B | 2.05 | Residential & Commercial | USHP | Ducted CEE Tier 1
212380549 | Central HP <5.4 tons | CARRIER | HRCU-A-CB (Split System: Heat Pump with Remote Outdoor Unit-Air-Source) | 25VNA424A*031* | ADP |  | V,C36H175P149 | 58TN*A090C17**16 | 23600 | 21 | 8.5 | 24800 | 19300 | 77.82% | 2.48 | 0 | 13.5 |  |  |  |  | R-410A | 1.9667 | Residential & Commercial | USHP | Ducted CEE Tier 1
212380565 | Central HP <5.4 tons | CARRIER | HRCU-A-CB (Split System: Heat Pump with Remote Outdoor Unit-Air-Source) | 25VNA424A*031* | ADP |  | C36A***L159 | 59MN7B060C17**14 | 23200 | 19 | 8.1 | 25200 | 19600 | 77.78% | 2.42 | 0 | 12.5 |  |  |  |  | R-410A | 1.9333 | Residential & Commercial | USHP | Ducted CEE Tier 1
216779087 | Central HP <5.4 tons | BRYANT HEATING AND COOLING SYSTEMS | HRCU-A-CB (Split System: Heat Pump with Remote Outdoor Unit-Air-Source) | 288BNV037*0**A* | ADP |  | H,PG1K*36+TXV | 987MC42060C17*** | 31800 | 16 | 8.1 | 31600 | 24600 | 77.85% | 1.88 | 0 | 11 |  |  |  |  | R-410A | 2.65 | Residential & Commercial | USHP | Ducted CEE Tier 1
213778796 | Central HP <5.4 tons | BRYANT HEATING AND COOLING SYSTEMS | HRCU-A-CB (Split System: Heat Pump with Remote Outdoor Unit-Air-Source) | 288BNV037*0**A* |  |  | CAP**3617AL*+UI | 986TD42060C17*** | 31200 | 16.5 | 8.1 | 33400 | 24600 | 73.65% | 1.82 | 0 | 10.5 |  |  |  |  | R-410A | 2.6 | Residential & Commercial | USHP | Ducted CEE Tier 1
213778846 | Central HP <5.4 tons | BRYANT HEATING AND COOLING SYSTEMS | HRCU-A-CB (Split System: Heat Pump with Remote Outdoor Unit-Air-Source) | 288BNV037*0**A* |  |  | CAP**3621AL*+UI | 88*TB60090C21*** | 31600 | 17 | 8.1 | 32800 | 24200 | 73.78% | 1.86 | 0 | 11 |  |  |  |  | R-410A | 2.6333 | Residential & Commercial | USHP | Ducted CEE Tier 1
213778946 | Central HP <5.4 tons | BRYANT HEATING AND COOLING SYSTEMS | HRCU-A-CB (Split System: Heat Pump with Remote Outdoor Unit-Air-Source) | 288BNV037*0**A* |  |  | CAP**3721AL*+UI | 88*TB48070C17*** | 32800 | 17 | 8.5 | 33000 | 25200 | 76.36% | 1.96 | 0 | 11 |  |  |  |  | R-410A | 2.7333 | Residential & Commercial | USHP | Ducted CEE Tier 1
215295502 | Central HP <5.4 tons | AIRQUEST | HRCU-A-CB (Split System: Heat Pump with Remote Outdoor Unit-Air-Source) | DLCURAH36ABK | ADP |  | HE32936 | *96VTN0802120B* | 35000 | 16 | 8.1 | 36800 | 34800 | 94.57% | 1.9 | 0 | 9.5 |  |  |  |  | R-410A | 2.9167 | Residential & Commercial | USHP
215295503 | Central HP <5.4 tons | AIRQUEST | HRCU-A-CB (Split System: Heat Pump with Remote Outdoor Unit-Air-Source) | DLCURAH36ABK | ADP |  | H,GG33936 | *96VTN0802120B* | 35400 | 16 | 8.1 | 36800 | 34800 | 94.57% | 1.9 | 0 | 10 |  |  |  |  | R-410A | 2.95 | Residential & Commercial | USHP | Ducted CEE Tier 1
215295505 | Central HP <5.4 tons | AIRQUEST | HRCU-A-CB (Split System: Heat Pump with Remote Outdoor Unit-Air-Source) | DLCURAH36ABK | ADP |  | H,GE33936 | *96VTN0802120B* | 35400 | 16 | 8.1 | 36800 | 34800 | 94.57% | 1.9 | 0 | 10 |  |  |  |  | R-410A | 2.95 | Residential & Commercial | USHP | Ducted CEE Tier 1
215295519 | Central HP <5.4 tons | AIRQUEST | HRCU-A-CB (Split System: Heat Pump with Remote Outdoor Unit-Air-Source) | DLCURAH36ABK | ADP |  | H,GG48936 | *96VTN0802120B* | 36200 | 16 | 8.5 | 36400 | 34400 | 94.51% | 2.04 | 0 | 10 |  |  |  |  | R-410A | 3.0167 | Residential & Commercial | USHP | Ducted CEE Tier 1
215295555 | Central HP <5.4 tons | AIRQUEST | HRCU-A-CB (Split System: Heat Pump with Remote Outdoor Unit-Air-Source) | DLCURAH36ABK | ADP |  | H,GE35936 | *96VTN1002120A* | 35800 | 15.2 | 8.1 | 37800 | 34800 | 92.06% | 1.9 | 0 | 10 |  |  |  |  | R-410A | 2.9833 | Residential & Commercial | USHP | Ducted CEE Tier 1
215295569 | Central HP <5.4 tons | AIRQUEST | HRCU-A-CB (Split System: Heat Pump with Remote Outdoor Unit-Air-Source) | DLCURAH36ABK | ADP |  | H,GG1K936 | *96VTN1002120A* | 36200 | 15.2 | 8.5 | 36800 | 34400 | 93.48% | 2.08 | 0 | 10 |  |  |  |  | R-410A | 3.0167 | Residential & Commercial | USHP | Ducted CEE Tier 1
215295571 | Central HP <5.4 tons | AIRQUEST | HRCU-A-CB (Split System: Heat Pump with Remote Outdoor Unit-Air-Source) | DLCURAH36ABK | ADP |  | H,GG80936 | *96VTN1002120A* | 36400 | 15.2 | 8.5 | 36800 | 34400 | 93.48% | 2.08 | 0 | 10 |  |  |  |  | R-410A | 3.0333 | Residential & Commercial | USHP | Ducted CEE Tier 1
215295603 | Central HP <5.4 tons | AIRQUEST | HRCU-A-CB (Split System: Heat Pump with Remote Outdoor Unit-Air-Source) | DLCURAH36ABK | ADP |  | H,GE7J936 | *96VTN1002120B* | 35200 | 16 | 8.1 | 36800 | 34800 | 94.57% | 1.82 | 0 | 10 |  |  |  |  | R-410A | 2.9333 | Residential & Commercial | USHP | Ducted CEE Tier 1
215291937 | Central HP <5.4 tons | AIRQUEST | HRCU-A-CB (Split System: Heat Pump with Remote Outdoor Unit-Air-Source) | DLCURAH24ABK | ADP |  | H,GG30924 | *92MSN0601412A* | 23000 | 16 | 9 | 25400 | 25000 | 98.43% | 2.12 | 0 | 9.5 |  |  |  |  | R-410A | 1.9167 | Residential & Commercial | USHP
215291968 | Central HP <5.4 tons | AIRQUEST | HRCU-A-CB (Split System: Heat Pump with Remote Outdoor Unit-Air-Source) | DLCURAH24ABK | ADP |  | H,GG32930 | *92MSN0601714A* | 23400 | 17 | 8.5 | 25200 | 26000 | 103.2% | 2.24 | 0 | 10 |  |  |  |  | R-410A | 1.95 | Residential & Commercial | USHP | Ducted CEE Tier 1
215291969 | Central HP <5.4 tons | AIRQUEST | HRCU-A-CB (Split System: Heat Pump with Remote Outdoor Unit-Air-Source) | DLCURAH24ABK | ADP |  | H,GG32936 | *92MSN0601714A* | 23400 | 17 | 8.5 | 25200 | 26000 | 103.2% | 2.24 | 0 | 10 |  |  |  |  | R-410A | 1.95 | Residential & Commercial | USHP | Ducted CEE Tier 1
215291970 | Central HP <5.4 tons | AIRQUEST | HRCU-A-CB (Split System: Heat Pump with Remote Outdoor Unit-Air-Source) | DLCURAH24ABK | ADP |  | HG32924 | *92MSN0601714A* | 23400 | 17 | 8.5 | 25200 | 26000 | 103.2% | 2.24 | 0 | 10 |  |  |  |  | R-410A | 1.95 | Residential & Commercial | USHP | Ducted CEE Tier 1
215292001 | Central HP <5.4 tons | AIRQUEST | HRCU-A-CB (Split System: Heat Pump with Remote Outdoor Unit-Air-Source) | DLCURAH24ABK | ADP |  | HG9J936 | *92MSN0601714A* | 23600 | 17 | 8.5 | 24800 | 23800 | 95.97% | 2.02 | 0 | 10.5 |  |  |  |  | R-410A | 1.9667 | Residential & Commercial | USHP | Ducted CEE Tier 1
215292020 | Central HP <5.4 tons | AIRQUEST | HRCU-A-CB (Split System: Heat Pump with Remote Outdoor Unit-Air-Source) | DLCURAH24ABK | ADP |  | H,GG32930 | *92MSN0801716A* | 23200 | 17 | 9 | 25200 | 26400 | 104.8% | 2.3 | 0 | 10 |  |  |  |  | R-410A | 1.9333 | Residential & Commercial | USHP | Ducted CEE Tier 1
215292051 | Central HP <5.4 tons | AIRQUEST | HRCU-A-CB (Split System: Heat Pump with Remote Outdoor Unit-Air-Source) | DLCURAH24ABK | ADP |  | HE8J936 | *92MSN0801716A* | 23400 | 17 | 8.5 | 24600 | 24200 | 98.37% | 2.04 | 0 | 10.5 |  |  |  |  | R-410A | 1.95 | Residential & Commercial | USHP | Ducted CEE Tier 1
215292084 | Central HP <5.4 tons | AIRQUEST | HRCU-A-CB (Split System: Heat Pump with Remote Outdoor Unit-Air-Source) | DLCURAH24ABK | ADP |  | HG34936 | *92MSN0802120A* | 23200 | 17 | 8.5 | 24600 | 24400 | 99.19% | 2.08 | 0 | 10.5 |  |  |  |  | R-410A | 1.9333 | Residential & Commercial | USHP | Ducted CEE Tier 1
214568858 | Central HP <5.4 tons | GREE | HRCU-A-CB (Split System: Heat Pump with Remote Outdoor Unit-Air-Source) | GUD48W2/NHE-D(U) |  |  | GUD48AH2/E-D(U) | 0 | 48000 | 19 | 10 | 48000 | 48000 | 100% | 2 | 0 | 12 |  |  |  |  | R-32 | 4 | Residential & Commercial | USHP | Ducted CEE Tier 1
214389891 | Central HP <5.4 tons | CARRIER | HRCU-A-CB (Split System: Heat Pump with Remote Outdoor Unit-Air-Source) | 25VNA424A*031* | ADP |  | H,PG9J936 | 58TN*B110C21**20 | 23600 | 20 | 10.5 | 25000 | 19300 | 77.2% | 2.48 | 0 | 13 |  |  |  |  | R-410A | 1.9667 | Residential & Commercial | USHP | Ducted CEE Tier 1
213774421 | Central HP <5.4 tons | DAY & NIGHT | HRCU-A-CB (Split System: Heat Pump with Remote Outdoor Unit-Air-Source) | CVH825GKA3* |  |  | EHD4X42AAL+WALLCON | *80CTL0901716B* | 24200 | 16 | 8.1 | 21200 | 16600 | 78.3% | 2 | 0 | 10.5 |  |  |  |  | R-410A | 2.0167 | Residential & Commercial | USHP | Ducted CEE Tier 1
212596402 | Central HP <5.4 tons | GE Appliances | HRCU-A-C (Split System: Heat Pump with Remote Outdoor Unit with No Indoor Fan --Air Source) | AUH2436ZGDA* |  |  | NCCC36BT4** | 0 | 32000 | 15.2 | 8.5 | 36000 | 26000 | 72.22% | 1.8 | 0 | 9.5 |  |  |  |  | R-410A | 2.6667 | Residential & Commercial | USHP
215295671 | Central HP <5.4 tons | AIRQUEST | HRCU-A-CB (Split System: Heat Pump with Remote Outdoor Unit-Air-Source) | DLCURAH36ABK | ADP |  | H,GE34936 | *96VTN1002122B* | 35400 | 16 | 8.1 | 36800 | 34600 | 94.02% | 1.88 | 0 | 10 |  |  |  |  | R-410A | 2.95 | Residential & Commercial | USHP | Ducted CEE Tier 1
215295702 | Central HP <5.4 tons | AIRQUEST | HRCU-A-CB (Split System: Heat Pump with Remote Outdoor Unit-Air-Source) | DLCURAH36ABK | ADP |  | H,GG24936 | *96VTN1202422A* | 34200 | 15.2 | 8.1 | 36800 | 34600 | 94.02% | 1.88 | 0 | 9.5 |  |  |  |  | R-410A | 2.85 | Residential & Commercial | USHP
215295703 | Central HP <5.4 tons | AIRQUEST | HRCU-A-CB (Split System: Heat Pump with Remote Outdoor Unit-Air-Source) | DLCURAH36ABK | ADP |  | H,GE24936 | *96VTN1202422A* | 34200 | 15.2 | 8.1 | 36800 | 34600 | 94.02% | 1.88 | 0 | 9.5 |  |  |  |  | R-410A | 2.85 | Residential & Commercial | USHP
211245102 | Central HP <5.4 tons | COMFORTMAKER | HRCU-A-CB (Split System: Heat Pump with Remote Outdoor Unit-Air-Source) | DLCURAH24ABK |  |  | EN(A,D,W)4X36L17** | *96VTN0601714A* | 24000 | 16.5 | 8.1 | 26200 | 23200 | 88.55% | 1.92 | 0 | 10 |  |  |  |  | R-410A | 2 | Residential & Commercial | USHP | Ducted CEE Tier 1
211245136 | Central HP <5.4 tons | COMFORTMAKER | HRCU-A-CB (Split System: Heat Pump with Remote Outdoor Unit-Air-Source) | DLCURAH24ABK |  |  | EN(A,D,W)4X36L17** | *80ES(N,L)0701712A* | 24400 | 16.5 | 8.1 | 26400 | 22600 | 85.61% | 1.88 | 0 | 10.5 |  |  |  |  | R-410A | 2.0333 | Residential & Commercial | USHP | Ducted CEE Tier 1
213815178 | Central HP <5.4 tons | GOODMAN | HRCU-A-CB (Split System: Heat Pump with Remote Outdoor Unit-Air-Source) | GSZV903610A* |  |  | CSCF3642N6D*+MBVB16CP1X00A*+TXV | 0 | 33800 | 18.5 | 8.2 | 34000 | 24400 | 71.76% | 1.8 | 0 | 11.5 |  |  |  |  | R-410A | 2.8167 | Residential & Commercial | USHP | Ducted CEE Tier 1
215295752 | Central HP <5.4 tons | AIRQUEST | HRCU-A-CB (Split System: Heat Pump with Remote Outdoor Unit-Air-Source) | DLCURAH36ABK | ADP |  | H,GE34936 | *96VTN1202422B* | 34600 | 16 | 8.5 | 36200 | 34200 | 94.48% | 2.02 | 0 | 9.5 |  |  |  |  | R-410A | 2.8833 | Residential & Commercial | USHP
215295754 | Central HP <5.4 tons | AIRQUEST | HRCU-A-CB (Split System: Heat Pump with Remote Outdoor Unit-Air-Source) | DLCURAH36ABK | ADP |  | H,GG35936 | *96VTN1202422B* | 35000 | 16 | 8.5 | 36200 | 34200 | 94.48% | 2.02 | 0 | 9.5 |  |  |  |  | R-410A | 2.9167 | Residential & Commercial | USHP
213781286 | Central HP <5.4 tons | BRYANT HEATING AND COOLING SYSTEMS | HRCU-A-CB (Split System: Heat Pump with Remote Outdoor Unit-Air-Source) | 288BNV037*0**B* |  |  | CAP**4821AL*+UI | 88*TB48070C17*** | 32200 | 17 | 8.1 | 32600 | 25000 | 76.69% | 1.96 | 0 | 11 |  |  |  |  | R-410A | 2.6833 | Residential & Commercial | USHP | Ducted CEE Tier 1
215292085 | Central HP <5.4 tons | AIRQUEST | HRCU-A-CB (Split System: Heat Pump with Remote Outdoor Unit-Air-Source) | DLCURAH24ABK | ADP |  | H,GE34936 | *92MSN0802120A* | 23200 | 17 | 8.5 | 24600 | 24400 | 99.19% | 2.08 | 0 | 10.5 |  |  |  |  | R-410A | 1.9333 | Residential & Commercial | USHP | Ducted CEE Tier 1
215292086 | Central HP <5.4 tons | AIRQUEST | HRCU-A-CB (Split System: Heat Pump with Remote Outdoor Unit-Air-Source) | DLCURAH24ABK | ADP |  | HE34936 | *92MSN0802120A* | 23200 | 17 | 8.5 | 24600 | 24400 | 99.19% | 2.08 | 0 | 10.5 |  |  |  |  | R-410A | 1.9333 | Residential & Commercial | USHP | Ducted CEE Tier 1
215292101 | Central HP <5.4 tons | AIRQUEST | HRCU-A-CB (Split System: Heat Pump with Remote Outdoor Unit-Air-Source) | DLCURAH24ABK | ADP |  | HG8J936 | *92MSN0802120A* | 23400 | 17 | 8.5 | 24400 | 23600 | 96.72% | 2.02 | 0 | 10 |  |  |  |  | R-410A | 1.95 | Residential & Commercial | USHP | Ducted CEE Tier 1
215292118 | Central HP <5.4 tons | AIRQUEST | HRCU-A-CB (Split System: Heat Pump with Remote Outdoor Unit-Air-Source) | DLCURAH24ABK | ADP |  | H,GG31930 | *92MSN1002120A* | 22600 | 17 | 8.5 | 24800 | 23800 | 95.97% | 2.02 | 0 | 10 |  |  |  |  | R-410A | 1.8833 | Residential & Commercial | USHP | Ducted CEE Tier 1
215292136 | Central HP <5.4 tons | AIRQUEST | HRCU-A-CB (Split System: Heat Pump with Remote Outdoor Unit-Air-Source) | DLCURAH24ABK | ADP |  | HG34936 | *92MSN1002120A* | 23600 | 17 | 8.5 | 24800 | 23800 | 95.97% | 2.02 | 0 | 10.5 |  |  |  |  | R-410A | 1.9667 | Residential & Commercial | USHP | Ducted CEE Tier 1
215292153 | Central HP <5.4 tons | AIRQUEST | HRCU-A-CB (Split System: Heat Pump with Remote Outdoor Unit-Air-Source) | DLCURAH24ABK | ADP |  | HG8J936 | *92MSN1002120A* | 23400 | 17 | 8.5 | 24800 | 23800 | 95.97% | 2.02 | 0 | 10.5 |  |  |  |  | R-410A | 1.95 | Residential & Commercial | USHP | Ducted CEE Tier 1
215292284 | Central HP <5.4 tons | AIRQUEST | HRCU-A-CB (Split System: Heat Pump with Remote Outdoor Unit-Air-Source) | DLCURAH24ABK | ADP |  | H,GE32930 | *96MSN0401712A* | 22600 | 16 | 8.5 | 24800 | 24600 | 99.19% | 2.08 | 0 | 9 |  |  |  |  | R-410A | 1.8833 | Residential & Commercial | USHP
215292287 | Central HP <5.4 tons | AIRQUEST | HRCU-A-CB (Split System: Heat Pump with Remote Outdoor Unit-Air-Source) | DLCURAH24ABK | ADP |  | H,GG33936 | *96MSN0401712A* | 23000 | 16 | 8.5 | 24600 | 23800 | 96.75% | 2 | 0 | 9 |  |  |  |  | R-410A | 1.9167 | Residential & Commercial | USHP
215292301 | Central HP <5.4 tons | AIRQUEST | HRCU-A-CB (Split System: Heat Pump with Remote Outdoor Unit-Air-Source) | DLCURAH24ABK | ADP |  | H,GG30924 | *96MSN0401712A* | 22200 | 15.2 | 8.5 | 25400 | 26800 | 105.5% | 2.3 | 0 | 9 |  |  |  |  | R-410A | 1.85 | Residential & Commercial | USHP
215292304 | Central HP <5.4 tons | AIRQUEST | HRCU-A-CB (Split System: Heat Pump with Remote Outdoor Unit-Air-Source) | DLCURAH24ABK | ADP |  | HG7J924 | *96MSN0401712A* | 22800 | 16 | 8.5 | 24600 | 23800 | 96.75% | 2 | 0 | 9 |  |  |  |  | R-410A | 1.9 | Residential & Commercial | USHP
215292352 | Central HP <5.4 tons | AIRQUEST | HRCU-A-CB (Split System: Heat Pump with Remote Outdoor Unit-Air-Source) | DLCURAH24ABK | ADP |  | H,GG37936 | *96MSN0601412A* | 23600 | 17 | 8.5 | 23600 | 21400 | 90.68% | 1.82 | 0 | 9.5 |  |  |  |  | R-410A | 1.9667 | Residential & Commercial | USHP
215292387 | Central HP <5.4 tons | AIRQUEST | HRCU-A-CB (Split System: Heat Pump with Remote Outdoor Unit-Air-Source) | DLCURAH24ABK | ADP |  | HG32936 | *96MSN0601716A* | 23600 | 16 | 9.5 | 25000 | 24400 | 97.6% | 2.04 | 0 | 10 |  |  |  |  | R-410A | 1.9667 | Residential & Commercial | USHP | Ducted CEE Tier 1
215292519 | Central HP <5.4 tons | AIRQUEST | HRCU-A-CB (Split System: Heat Pump with Remote Outdoor Unit-Air-Source) | DLCURAH24ABK | ADP |  | HE8J936 | *96MSN0802120A* | 23400 | 17 | 8.5 | 24800 | 23800 | 95.97% | 2.02 | 0 | 10.5 |  |  |  |  | R-410A | 1.95 | Residential & Commercial | USHP | Ducted CEE Tier 1
215292520 | Central HP <5.4 tons | AIRQUEST | HRCU-A-CB (Split System: Heat Pump with Remote Outdoor Unit-Air-Source) | DLCURAH24ABK | ADP |  | H,GG9J936 | *96MSN0802120A* | 23600 | 17 | 8.5 | 24800 | 23800 | 95.97% | 2.02 | 0 | 10.5 |  |  |  |  | R-410A | 1.9667 | Residential & Commercial | USHP | Ducted CEE Tier 1
215293165 | Central HP <5.4 tons | AIRQUEST | HRCU-A-CB (Split System: Heat Pump with Remote Outdoor Unit-Air-Source) | DLCURAH24ABK | ADP |  | H,GG1K936 | *96VTN1002120A* | 24000 | 17 | 8.5 | 24400 | 22400 | 91.8% | 1.9 | 0 | 10 |  |  |  |  | R-410A | 2 | Residential & Commercial | USHP | Ducted CEE Tier 1
215292522 | Central HP <5.4 tons | AIRQUEST | HRCU-A-CB (Split System: Heat Pump with Remote Outdoor Unit-Air-Source) | DLCURAH24ABK | ADP |  | H,GE9J936 | *96MSN0802120A* | 23600 | 17 | 8.5 | 24800 | 23800 | 95.97% | 2.02 | 0 | 10.5 |  |  |  |  | R-410A | 1.9667 | Residential & Commercial | USHP | Ducted CEE Tier 1
215292536 | Central HP <5.4 tons | AIRQUEST | HRCU-A-CB (Split System: Heat Pump with Remote Outdoor Unit-Air-Source) | DLCURAH24ABK | ADP |  | H,GE31930 | *96VTN0401410A* | 23000 | 15.2 | 8.5 | 25000 | 23600 | 94.4% | 1.96 | 0 | 9.5 |  |  |  |  | R-410A | 1.9167 | Residential & Commercial | USHP
215292552 | Central HP <5.4 tons | AIRQUEST | HRCU-A-CB (Split System: Heat Pump with Remote Outdoor Unit-Air-Source) | DLCURAH24ABK | ADP |  | H,GE34936 | *96VTN0401410A* | 23200 | 16 | 8.5 | 24000 | 23400 | 97.5% | 1.96 | 0 | 10 |  |  |  |  | R-410A | 1.9333 | Residential & Commercial | USHP | Ducted CEE Tier 1
215292585 | Central HP <5.4 tons | AIRQUEST | HRCU-A-CB (Split System: Heat Pump with Remote Outdoor Unit-Air-Source) | DLCURAH24ABK | ADP |  | HE31924 | *96VTN0401410B* | 22600 | 16 | 8.5 | 25400 | 26600 | 104.7% | 2.28 | 0 | 9 |  |  |  |  | R-410A | 1.8833 | Residential & Commercial | USHP
215292587 | Central HP <5.4 tons | AIRQUEST | HRCU-A-CB (Split System: Heat Pump with Remote Outdoor Unit-Air-Source) | DLCURAH24ABK | ADP |  | H,GG32930 | *96VTN0401410B* | 23000 | 16 | 8.5 | 25400 | 26600 | 104.7% | 2.28 | 0 | 9.5 |  |  |  |  | R-410A | 1.9167 | Residential & Commercial | USHP
215292603 | Central HP <5.4 tons | AIRQUEST | HRCU-A-CB (Split System: Heat Pump with Remote Outdoor Unit-Air-Source) | DLCURAH24ABK | ADP |  | HG35936 | *96VTN0401410B* | 23400 | 16 | 8.5 | 24800 | 24400 | 98.39% | 2.06 | 0 | 10 |  |  |  |  | R-410A | 1.95 | Residential & Commercial | USHP | Ducted CEE Tier 1
215292605 | Central HP <5.4 tons | AIRQUEST | HRCU-A-CB (Split System: Heat Pump with Remote Outdoor Unit-Air-Source) | DLCURAH24ABK | ADP |  | HE35936 | *96VTN0401410B* | 23400 | 16 | 8.5 | 24600 | 23800 | 96.75% | 2 | 0 | 10 |  |  |  |  | R-410A | 1.95 | Residential & Commercial | USHP | Ducted CEE Tier 1
215292636 | Central HP <5.4 tons | AIRQUEST | HRCU-A-CB (Split System: Heat Pump with Remote Outdoor Unit-Air-Source) | DLCURAH24ABK | ADP |  | HE31924 | *96VTN0401712A* | 22400 | 15.2 | 8.5 | 24200 | 23200 | 95.87% | 1.94 | 0 | 9.5 |  |  |  |  | R-410A | 1.8667 | Residential & Commercial | USHP
213779626 | Central HP <5.4 tons | BRYANT HEATING AND COOLING SYSTEMS | HRCU-A-CB (Split System: Heat Pump with Remote Outdoor Unit-Air-Source) | 288BNV037*0**A* |  |  | CAP**6121AL*+UI | 88*TB36045C17*** | 33000 | 17 | 8.1 | 32400 | 25200 | 77.78% | 1.94 | 0 | 11 |  |  |  |  | R-410A | 2.75 | Residential & Commercial | USHP | Ducted CEE Tier 1
215292637 | Central HP <5.4 tons | AIRQUEST | HRCU-A-CB (Split System: Heat Pump with Remote Outdoor Unit-Air-Source) | DLCURAH24ABK | ADP |  | HE31930 | *96VTN0401712A* | 22400 | 15.2 | 8.5 | 24200 | 23200 | 95.87% | 1.94 | 0 | 9.5 |  |  |  |  | R-410A | 1.8667 | Residential & Commercial | USHP
215292638 | Central HP <5.4 tons | AIRQUEST | HRCU-A-CB (Split System: Heat Pump with Remote Outdoor Unit-Air-Source) | DLCURAH24ABK | ADP |  | H,GG32930 | *96VTN0401712A* | 22600 | 16 | 8.5 | 24200 | 23200 | 95.87% | 1.94 | 0 | 9.5 |  |  |  |  | R-410A | 1.8833 | Residential & Commercial | USHP
215293504 | Central HP <5.4 tons | AIRQUEST | HRCU-A-CB (Split System: Heat Pump with Remote Outdoor Unit-Air-Source) | DLCURAH30ABK | ADP |  | H,GE24936 | *92MSN0801716A* | 28800 | 15.2 | 8.1 | 32400 | 27600 | 85.19% | 1.78 | 0 | 8.5 |  |  |  |  | R-410A | 2.4 | Residential & Commercial | USHP
215293521 | Central HP <5.4 tons | AIRQUEST | HRCU-A-CB (Split System: Heat Pump with Remote Outdoor Unit-Air-Source) | DLCURAH30ABK | ADP |  | H,GE34936 | *92MSN0801716A* | 29600 | 15.2 | 8.1 | 32400 | 27200 | 83.95% | 1.8 | 0 | 9 |  |  |  |  | R-410A | 2.4667 | Residential & Commercial | USHP
215293524 | Central HP <5.4 tons | AIRQUEST | HRCU-A-CB (Split System: Heat Pump with Remote Outdoor Unit-Air-Source) | DLCURAH30ABK | ADP |  | HG35936 | *92MSN0801716A* | 29800 | 15.2 | 8.1 | 32400 | 27200 | 83.95% | 1.8 | 0 | 9 |  |  |  |  | R-410A | 2.4833 | Residential & Commercial | USHP
215293556 | Central HP <5.4 tons | AIRQUEST | HRCU-A-CB (Split System: Heat Pump with Remote Outdoor Unit-Air-Source) | DLCURAH30ABK | ADP |  | H,GE31930 | *92MSN0802120A* | 29000 | 15.2 | 8.1 | 32800 | 27600 | 84.15% | 1.78 | 0 | 8.5 |  |  |  |  | R-410A | 2.4167 | Residential & Commercial | USHP
215293605 | Central HP <5.4 tons | AIRQUEST | HRCU-A-CB (Split System: Heat Pump with Remote Outdoor Unit-Air-Source) | DLCURAH30ABK | ADP |  | HE31930 | *92MSN1002120A* | 29000 | 15.2 | 8.1 | 32800 | 27600 | 84.15% | 1.78 | 0 | 8.5 |  |  |  |  | R-410A | 2.4167 | Residential & Commercial | USHP
215293607 | Central HP <5.4 tons | AIRQUEST | HRCU-A-CB (Split System: Heat Pump with Remote Outdoor Unit-Air-Source) | DLCURAH30ABK | ADP |  | H,GG32936 | *92MSN1002120A* | 29600 | 15.2 | 8.1 | 32800 | 27600 | 84.15% | 1.78 | 0 | 8.5 |  |  |  |  | R-410A | 2.4667 | Residential & Commercial | USHP
215293625 | Central HP <5.4 tons | AIRQUEST | HRCU-A-CB (Split System: Heat Pump with Remote Outdoor Unit-Air-Source) | DLCURAH30ABK | ADP |  | H,GE36936 | *92MSN1002120A* | 30200 | 15.2 | 8.1 | 32600 | 27000 | 82.82% | 1.8 | 0 | 9 |  |  |  |  | R-410A | 2.5167 | Residential & Commercial | USHP
215293638 | Central HP <5.4 tons | AIRQUEST | HRCU-A-CB (Split System: Heat Pump with Remote Outdoor Unit-Air-Source) | DLCURAH30ABK | ADP |  | H,GE9J936 | *92MSN1002120A* | 30200 | 15.2 | 8.1 | 32600 | 27000 | 82.82% | 1.8 | 0 | 9 |  |  |  |  | R-410A | 2.5167 | Residential & Commercial | USHP
215292702 | Central HP <5.4 tons | AIRQUEST | HRCU-A-CB (Split System: Heat Pump with Remote Outdoor Unit-Air-Source) | DLCURAH24ABK | ADP |  | HG35936 | *96VTN0401712B* | 23400 | 16 | 8.5 | 24600 | 24000 | 97.56% | 2.02 | 0 | 10 |  |  |  |  | R-410A | 1.95 | Residential & Commercial | USHP | Ducted CEE Tier 1
215292756 | Central HP <5.4 tons | AIRQUEST | HRCU-A-CB (Split System: Heat Pump with Remote Outdoor Unit-Air-Source) | DLCURAH24ABK | ADP |  | H,GG37936 | *96VTN0601412A* | 23800 | 16 | 8.5 | 23600 | 21600 | 91.53% | 1.84 | 0 | 10 |  |  |  |  | R-410A | 1.9833 | Residential & Commercial | USHP | Ducted CEE Tier 1
215292788 | Central HP <5.4 tons | AIRQUEST | HRCU-A-CB (Split System: Heat Pump with Remote Outdoor Unit-Air-Source) | DLCURAH24ABK | ADP |  | HG32936 | *96VTN0601412B* | 23200 | 16 | 8.5 | 25200 | 26600 | 105.6% | 2.3 | 0 | 10 |  |  |  |  | R-410A | 1.9333 | Residential & Commercial | USHP | Ducted CEE Tier 1
215292806 | Central HP <5.4 tons | AIRQUEST | HRCU-A-CB (Split System: Heat Pump with Remote Outdoor Unit-Air-Source) | DLCURAH24ABK | ADP |  | H,GG30924 | *96VTN0601412B* | 22400 | 16 | 8.5 | 25200 | 26400 | 104.8% | 2.28 | 0 | 9.5 |  |  |  |  | R-410A | 1.8667 | Residential & Commercial | USHP
215293641 | Central HP <5.4 tons | AIRQUEST | HRCU-A-CB (Split System: Heat Pump with Remote Outdoor Unit-Air-Source) | DLCURAH30ABK | ADP |  | H,GG80936 | *92MSN1002120A* | 30200 | 15.2 | 8.1 | 32600 | 27000 | 82.82% | 1.8 | 0 | 9 |  |  |  |  | R-410A | 2.5167 | Residential & Commercial | USHP
215293656 | Central HP <5.4 tons | AIRQUEST | HRCU-A-CB (Split System: Heat Pump with Remote Outdoor Unit-Air-Source) | DLCURAH30ABK | ADP |  | H,GG32936 | *92MSN1202420A* | 29200 | 15.2 | 8.1 | 32600 | 27200 | 83.44% | 1.8 | 0 | 8.5 |  |  |  |  | R-410A | 2.4333 | Residential & Commercial | USHP
213076247 | Central HP <5.4 tons | COMFORTMAKER | HRCU-A-CB (Split System: Heat Pump with Remote Outdoor Unit-Air-Source) | DLCURAH36ABK |  |  | EA*4X36L21A* | *95MSU1002122A* | 35400 | 16 | 8.1 | 38500 | 35200 | 91.43% | 1.84 | 0 | 10 |  |  |  |  | R-410A | 2.95 | Residential & Commercial | USHP | Ducted CEE Tier 1
215294610 | Central HP <5.4 tons | AIRQUEST | HRCU-A-CB (Split System: Heat Pump with Remote Outdoor Unit-Air-Source) | DLCURAH36ABK | ADP |  | HG8J936 | *92MSN0601412A* | 35000 | 15.2 | 8.1 | 36800 | 34800 | 94.57% | 1.82 | 0 | 9.5 |  |  |  |  | R-410A | 2.9167 | Residential & Commercial | USHP
215294661 | Central HP <5.4 tons | AIRQUEST | HRCU-A-CB (Split System: Heat Pump with Remote Outdoor Unit-Air-Source) | DLCURAH36ABK | ADP |  | H,GG80936 | *92MSN0601714A* | 35600 | 16 | 8.5 | 36200 | 34400 | 95.03% | 2.02 | 0 | 10 |  |  |  |  | R-410A | 2.9667 | Residential & Commercial | USHP | Ducted CEE Tier 1
215294674 | Central HP <5.4 tons | AIRQUEST | HRCU-A-CB (Split System: Heat Pump with Remote Outdoor Unit-Air-Source) | DLCURAH36ABK | ADP |  | HE32936 | *92MSN0801716A* | 34000 | 16 | 8.5 | 36200 | 34200 | 94.48% | 2.02 | 0 | 9.5 |  |  |  |  | R-410A | 2.8333 | Residential & Commercial | USHP
215292822 | Central HP <5.4 tons | AIRQUEST | HRCU-A-CB (Split System: Heat Pump with Remote Outdoor Unit-Air-Source) | DLCURAH24ABK | ADP |  | H,GG80936 | *96VTN0601412B* | 23600 | 17 | 8.5 | 24600 | 23600 | 95.93% | 2 | 0 | 10 |  |  |  |  | R-410A | 1.9667 | Residential & Commercial | USHP | Ducted CEE Tier 1
215292836 | Central HP <5.4 tons | AIRQUEST | HRCU-A-CB (Split System: Heat Pump with Remote Outdoor Unit-Air-Source) | DLCURAH24ABK | ADP |  | H,GG32930 | *96VTN0601714A* | 23600 | 16 | 8.5 | 25200 | 24000 | 95.24% | 2.02 | 0 | 10 |  |  |  |  | R-410A | 1.9667 | Residential & Commercial | USHP | Ducted CEE Tier 1
215292856 | Central HP <5.4 tons | AIRQUEST | HRCU-A-CB (Split System: Heat Pump with Remote Outdoor Unit-Air-Source) | DLCURAH24ABK | ADP |  | H,GG30924 | *96VTN0601714A* | 23000 | 16 | 8.5 | 25200 | 24000 | 95.24% | 2.02 | 0 | 9.5 |  |  |  |  | R-410A | 1.9167 | Residential & Commercial | USHP
215291902 | Central HP <5.4 tons | AIRQUEST | HRCU-A-CB (Split System: Heat Pump with Remote Outdoor Unit-Air-Source) | DLCURAH24ABK | ADP |  | HG80936 | *92MSN0401712A* | 23600 | 16 | 8.5 | 24800 | 23600 | 95.16% | 1.96 | 0 | 10 |  |  |  |  | R-410A | 1.9667 | Residential & Commercial | USHP | Ducted CEE Tier 1
212383080 | Central HP <5.4 tons | TEMPSTAR | HRCU-A-CB (Split System: Heat Pump with Remote Outdoor Unit-Air-Source) | DLCURAH36ABK |  |  | EA*4X36L17A* | *80ESU0601716A | 35600 | 15.5 | 8.1 | 39500 | 35200 | 89.11% | 1.84 | 0 | 9.5 |  |  |  |  | R-410A | 2.9667 | Residential & Commercial | USHP
215294675 | Central HP <5.4 tons | AIRQUEST | HRCU-A-CB (Split System: Heat Pump with Remote Outdoor Unit-Air-Source) | DLCURAH36ABK | ADP |  | H,GG33936 | *92MSN0801716A* | 35200 | 16 | 8.1 | 36800 | 34600 | 94.02% | 1.88 | 0 | 10 |  |  |  |  | R-410A | 2.9333 | Residential & Commercial | USHP | Ducted CEE Tier 1
215294677 | Central HP <5.4 tons | AIRQUEST | HRCU-A-CB (Split System: Heat Pump with Remote Outdoor Unit-Air-Source) | DLCURAH36ABK | ADP |  | H,GE33936 | *92MSN0801716A* | 35200 | 16 | 8.1 | 36800 | 34600 | 94.02% | 1.88 | 0 | 10 |  |  |  |  | R-410A | 2.9333 | Residential & Commercial | USHP | Ducted CEE Tier 1
215294709 | Central HP <5.4 tons | AIRQUEST | HRCU-A-CB (Split System: Heat Pump with Remote Outdoor Unit-Air-Source) | DLCURAH36ABK | ADP |  | H,GG80936 | *92MSN0801716A* | 35800 | 16 | 8.5 | 36200 | 34200 | 94.48% | 2.02 | 0 | 10 |  |  |  |  | R-410A | 2.9833 | Residential & Commercial | USHP | Ducted CEE Tier 1
215294743 | Central HP <5.4 tons | AIRQUEST | HRCU-A-CB (Split System: Heat Pump with Remote Outdoor Unit-Air-Source) | DLCURAH36ABK | ADP |  | H,GE34936 | *92MSN0802120A* | 35200 | 16 | 8.1 | 36800 | 34600 | 94.02% | 1.88 | 0 | 10 |  |  |  |  | R-410A | 2.9333 | Residential & Commercial | USHP | Ducted CEE Tier 1
215293658 | Central HP <5.4 tons | AIRQUEST | HRCU-A-CB (Split System: Heat Pump with Remote Outdoor Unit-Air-Source) | DLCURAH30ABK | ADP |  | H,GE32930 | *92MSN1202420A* | 29200 | 15.2 | 8.1 | 32600 | 27200 | 83.44% | 1.8 | 0 | 8.5 |  |  |  |  | R-410A | 2.4333 | Residential & Commercial | USHP
215293672 | Central HP <5.4 tons | AIRQUEST | HRCU-A-CB (Split System: Heat Pump with Remote Outdoor Unit-Air-Source) | DLCURAH30ABK | ADP |  | HE35936 | *92MSN1202420A* | 30000 | 15.2 | 8.1 | 32600 | 27200 | 83.44% | 1.8 | 0 | 9 |  |  |  |  | R-410A | 2.5 | Residential & Commercial | USHP
215292167 | Central HP <5.4 tons | AIRQUEST | HRCU-A-CB (Split System: Heat Pump with Remote Outdoor Unit-Air-Source) | DLCURAH24ABK | ADP |  | H,GG24936 | *96MSN0261410A* | 23400 | 16 | 8.5 | 25400 | 25800 | 101.6% | 2.2 | 0 | 10 |  |  |  |  | R-410A | 1.95 | Residential & Commercial | USHP | Ducted CEE Tier 1
215292170 | Central HP <5.4 tons | AIRQUEST | HRCU-A-CB (Split System: Heat Pump with Remote Outdoor Unit-Air-Source) | DLCURAH24ABK | ADP |  | H,GG31930 | *96MSN0261410A* | 23000 | 16 | 8.5 | 25400 | 25800 | 101.6% | 2.2 | 0 | 9.5 |  |  |  |  | R-410A | 1.9167 | Residential & Commercial | USHP
215294777 | Central HP <5.4 tons | AIRQUEST | HRCU-A-CB (Split System: Heat Pump with Remote Outdoor Unit-Air-Source) | DLCURAH36ABK | ADP |  | H,GG1K936 | *92MSN0802120A* | 35200 | 16 | 8.1 | 36800 | 34600 | 94.02% | 1.88 | 0 | 10 |  |  |  |  | R-410A | 2.9333 | Residential & Commercial | USHP | Ducted CEE Tier 1
215294793 | Central HP <5.4 tons | AIRQUEST | HRCU-A-CB (Split System: Heat Pump with Remote Outdoor Unit-Air-Source) | DLCURAH36ABK | ADP |  | H,GG33936 | *92MSN1002120A* | 35200 | 16 | 8.1 | 36800 | 34600 | 94.02% | 1.88 | 0 | 10 |  |  |  |  | R-410A | 2.9333 | Residential & Commercial | USHP | Ducted CEE Tier 1
215293688 | Central HP <5.4 tons | AIRQUEST | HRCU-A-CB (Split System: Heat Pump with Remote Outdoor Unit-Air-Source) | DLCURAH30ABK | ADP |  | H,GG1K936 | *92MSN1202420A* | 30000 | 15.2 | 8.1 | 32600 | 27200 | 83.44% | 1.8 | 0 | 9 |  |  |  |  | R-410A | 2.5 | Residential & Commercial | USHP
215293690 | Central HP <5.4 tons | AIRQUEST | HRCU-A-CB (Split System: Heat Pump with Remote Outdoor Unit-Air-Source) | DLCURAH30ABK | ADP |  | H,GG80936 | *92MSN1202420A* | 30000 | 15.2 | 8.1 | 32600 | 27200 | 83.44% | 1.8 | 0 | 9 |  |  |  |  | R-410A | 2.5 | Residential & Commercial | USHP
215292252 | Central HP <5.4 tons | AIRQUEST | HRCU-A-CB (Split System: Heat Pump with Remote Outdoor Unit-Air-Source) | DLCURAH24ABK | ADP |  | HG7J924 | *96MSN0401410A* | 23200 | 16 | 8.5 | 25400 | 24800 | 97.64% | 2.1 | 0 | 10 |  |  |  |  | R-410A | 1.9333 | Residential & Commercial | USHP | Ducted CEE Tier 1
215292270 | Central HP <5.4 tons | AIRQUEST | HRCU-A-CB (Split System: Heat Pump with Remote Outdoor Unit-Air-Source) | DLCURAH24ABK | ADP |  | H,GE23936 | *96MSN0401712A* | 22800 | 15.2 | 8.5 | 25600 | 24400 | 95.31% | 2.04 | 0 | 9.5 |  |  |  |  | R-410A | 1.9 | Residential & Commercial | USHP
215294825 | Central HP <5.4 tons | AIRQUEST | HRCU-A-CB (Split System: Heat Pump with Remote Outdoor Unit-Air-Source) | DLCURAH36ABK | ADP |  | H,GG81936 | *92MSN1002120A* | 35800 | 16 | 8.1 | 36800 | 34400 | 93.48% | 2 | 0 | 10.5 |  |  |  |  | R-410A | 2.9833 | Residential & Commercial | USHP | Ducted CEE Tier 1
215294844 | Central HP <5.4 tons | AIRQUEST | HRCU-A-CB (Split System: Heat Pump with Remote Outdoor Unit-Air-Source) | DLCURAH36ABK | ADP |  | H,GG35936 | *92MSN1002122A* | 35400 | 16 | 8.1 | 36800 | 34600 | 94.02% | 1.9 | 0 | 10 |  |  |  |  | R-410A | 2.95 | Residential & Commercial | USHP | Ducted CEE Tier 1
215293891 | Central HP <5.4 tons | AIRQUEST | HRCU-A-CB (Split System: Heat Pump with Remote Outdoor Unit-Air-Source) | DLCURAH30ABK | ADP |  | HE36936 | *96MSN0802120A* | 29800 | 15.2 | 8.1 | 32600 | 27200 | 83.44% | 1.8 | 0 | 9 |  |  |  |  | R-410A | 2.4833 | Residential & Commercial | USHP
215293923 | Central HP <5.4 tons | AIRQUEST | HRCU-A-CB (Split System: Heat Pump with Remote Outdoor Unit-Air-Source) | DLCURAH30ABK | ADP |  | H,GE32930 | *96MSN1002120A* | 29400 | 15.2 | 8.5 | 32400 | 27000 | 83.33% | 1.8 | 0 | 8.5 |  |  |  |  | R-410A | 2.45 | Residential & Commercial | USHP
215293941 | Central HP <5.4 tons | AIRQUEST | HRCU-A-CB (Split System: Heat Pump with Remote Outdoor Unit-Air-Source) | DLCURAH30ABK | ADP |  | H,GG37936 | *96MSN1002120A* | 30200 | 15.2 | 8.5 | 32400 | 27000 | 83.33% | 1.8 | 0 | 9 |  |  |  |  | R-410A | 2.5167 | Residential & Commercial | USHP
215293973 | Central HP <5.4 tons | AIRQUEST | HRCU-A-CB (Split System: Heat Pump with Remote Outdoor Unit-Air-Source) | DLCURAH30ABK | ADP |  | H,GE32936 | *96MSN1202422A* | 29000 | 15.2 | 8.1 | 32600 | 27200 | 83.44% | 1.8 | 0 | 8.5 |  |  |  |  | R-410A | 2.4167 | Residential & Commercial | USHP
215294859 | Central HP <5.4 tons | AIRQUEST | HRCU-A-CB (Split System: Heat Pump with Remote Outdoor Unit-Air-Source) | DLCURAH36ABK | ADP |  | HE8J936 | *92MSN1002122A* | 35400 | 16 | 8.1 | 36800 | 34600 | 94.02% | 1.9 | 0 | 10 |  |  |  |  | R-410A | 2.95 | Residential & Commercial | USHP | Ducted CEE Tier 1
215294895 | Central HP <5.4 tons | AIRQUEST | HRCU-A-CB (Split System: Heat Pump with Remote Outdoor Unit-Air-Source) | DLCURAH36ABK | ADP |  | H,GG37936 | *92MSN1202420A* | 36200 | 16 | 8.1 | 36800 | 34600 | 94.02% | 2.02 | 0 | 10.5 |  |  |  |  | R-410A | 3.0167 | Residential & Commercial | USHP | Ducted CEE Tier 1
215295009 | Central HP <5.4 tons | AIRQUEST | HRCU-A-CB (Split System: Heat Pump with Remote Outdoor Unit-Air-Source) | DLCURAH36ABK | ADP |  | HG33936 | *96MSN0801716A* | 34400 | 15.2 | 8.5 | 36400 | 34400 | 94.51% | 2.02 | 0 | 9.5 |  |  |  |  | R-410A | 2.8667 | Residential & Commercial | USHP
215295026 | Central HP <5.4 tons | AIRQUEST | HRCU-A-CB (Split System: Heat Pump with Remote Outdoor Unit-Air-Source) | DLCURAH36ABK | ADP |  | HG7J936 | *96MSN0801716A* | 34200 | 15.2 | 8.5 | 36400 | 34400 | 94.51% | 2.02 | 0 | 9.5 |  |  |  |  | R-410A | 2.85 | Residential & Commercial | USHP
213738456 | Central HP <5.4 tons | DAY & NIGHT | HRCU-A-CB (Split System: Heat Pump with Remote Outdoor Unit-Air-Source) | DLCURAH36ABK | ADP |  | V,G36H***P449 | *80MS(N,L)0451412A* | 35200 | 15.2 | 8.5 | 36800 | 34800 | 94.57% | 2 | 0 | 9.5 |  |  |  |  | R-410A | 2.9333 | Residential & Commercial | USHP
213738472 | Central HP <5.4 tons | DAY & NIGHT | HRCU-A-CB (Split System: Heat Pump with Remote Outdoor Unit-Air-Source) | DLCURAH36ABK | ADP |  | PL36H175P159 | *80MS(N,L)0701712A* | 35400 | 16 | 8.1 | 36800 | 34600 | 94.02% | 1.94 | 0 | 10 |  |  |  |  | R-410A | 2.95 | Residential & Commercial | USHP | Ducted CEE Tier 1
213738474 | Central HP <5.4 tons | DAY & NIGHT | HRCU-A-CB (Split System: Heat Pump with Remote Outdoor Unit-Air-Source) | DLCURAH36ABK | ADP |  | PL36H175P789 | *80MS(N,L)0701712A* | 35600 | 16 | 8.1 | 36800 | 34600 | 94.02% | 1.94 | 0 | 10 |  |  |  |  | R-410A | 2.9667 | Residential & Commercial | USHP | Ducted CEE Tier 1
215294009 | Central HP <5.4 tons | AIRQUEST | HRCU-A-CB (Split System: Heat Pump with Remote Outdoor Unit-Air-Source) | DLCURAH30ABK | ADP |  | HG82936 | *96MSN1202422A* | 30000 | 15.2 | 8.1 | 32600 | 27200 | 83.44% | 1.8 | 0 | 9 |  |  |  |  | R-410A | 2.5 | Residential & Commercial | USHP
215294210 | Central HP <5.4 tons | AIRQUEST | HRCU-A-CB (Split System: Heat Pump with Remote Outdoor Unit-Air-Source) | DLCURAH30ABK | ADP |  | HE34936 | *96VTN0802120A* | 29400 | 15.2 | 8.1 | 32000 | 27000 | 84.38% | 1.78 | 0 | 9 |  |  |  |  | R-410A | 2.45 | Residential & Commercial | USHP
215294443 | Central HP <5.4 tons | AIRQUEST | HRCU-A-CB (Split System: Heat Pump with Remote Outdoor Unit-Air-Source) | DLCURAH30ABK | ADP |  | H,GG32936 | *96VTN1002122B* | 29400 | 15.2 | 8.1 | 32600 | 27600 | 84.66% | 1.78 | 0 | 8.5 |  |  |  |  | R-410A | 2.45 | Residential & Commercial | USHP
215294458 | Central HP <5.4 tons | AIRQUEST | HRCU-A-CB (Split System: Heat Pump with Remote Outdoor Unit-Air-Source) | DLCURAH30ABK | ADP |  | H,GE35936 | *96VTN1002122B* | 30000 | 15.2 | 8.1 | 32600 | 27200 | 83.44% | 1.8 | 0 | 9 |  |  |  |  | R-410A | 2.5 | Residential & Commercial | USHP
215295027 | Central HP <5.4 tons | AIRQUEST | HRCU-A-CB (Split System: Heat Pump with Remote Outdoor Unit-Air-Source) | DLCURAH36ABK | ADP |  | H,GE7J936 | *96MSN0801716A* | 34200 | 15.2 | 8.5 | 36400 | 34400 | 94.51% | 2.02 | 0 | 9.5 |  |  |  |  | R-410A | 2.85 | Residential & Commercial | USHP
215295059 | Central HP <5.4 tons | AIRQUEST | HRCU-A-CB (Split System: Heat Pump with Remote Outdoor Unit-Air-Source) | DLCURAH36ABK | ADP |  | H,GG35936 | *96MSN0802120A* | 35600 | 16 | 8.1 | 36800 | 34800 | 94.57% | 1.9 | 0 | 10 |  |  |  |  | R-410A | 2.9667 | Residential & Commercial | USHP | Ducted CEE Tier 1
215295078 | Central HP <5.4 tons | AIRQUEST | HRCU-A-CB (Split System: Heat Pump with Remote Outdoor Unit-Air-Source) | DLCURAH36ABK | ADP |  | H,GG1K936 | *96MSN0802120A* | 35800 | 16 | 8.5 | 36400 | 34400 | 94.51% | 2.04 | 0 | 10 |  |  |  |  | R-410A | 2.9833 | Residential & Commercial | USHP | Ducted CEE Tier 1
215295109 | Central HP <5.4 tons | AIRQUEST | HRCU-A-CB (Split System: Heat Pump with Remote Outdoor Unit-Air-Source) | DLCURAH36ABK | ADP |  | H,GG37936 | *96MSN1002120A* | 36000 | 16 | 8.5 | 36200 | 34200 | 94.48% | 2.04 | 0 | 10 |  |  |  |  | R-410A | 3 | Residential & Commercial | USHP | Ducted CEE Tier 1
215295142 | Central HP <5.4 tons | AIRQUEST | HRCU-A-CB (Split System: Heat Pump with Remote Outdoor Unit-Air-Source) | DLCURAH36ABK | ADP |  | HG34936 | *96MSN1002122A* | 35400 | 16 | 8.5 | 36800 | 34600 | 94.02% | 1.88 | 0 | 10 |  |  |  |  | R-410A | 2.95 | Residential & Commercial | USHP | Ducted CEE Tier 1
215295144 | Central HP <5.4 tons | AIRQUEST | HRCU-A-CB (Split System: Heat Pump with Remote Outdoor Unit-Air-Source) | DLCURAH36ABK | ADP |  | HE34936 | *96MSN1002122A* | 35400 | 16 | 8.5 | 36800 | 34600 | 94.02% | 1.88 | 0 | 10 |  |  |  |  | R-410A | 2.95 | Residential & Commercial | USHP | Ducted CEE Tier 1
215295162 | Central HP <5.4 tons | AIRQUEST | HRCU-A-CB (Split System: Heat Pump with Remote Outdoor Unit-Air-Source) | DLCURAH36ABK | ADP |  | HG9J936 | *96MSN1002122A* | 35400 | 16 | 8.5 | 36800 | 34600 | 94.02% | 1.88 | 0 | 10 |  |  |  |  | R-410A | 2.95 | Residential & Commercial | USHP | Ducted CEE Tier 1
215295178 | Central HP <5.4 tons | AIRQUEST | HRCU-A-CB (Split System: Heat Pump with Remote Outdoor Unit-Air-Source) | DLCURAH36ABK | ADP |  | H,GE32936 | *96MSN1202422A* | 33800 | 16 | 8.5 | 36200 | 34200 | 94.48% | 2.02 | 0 | 9.5 |  |  |  |  | R-410A | 2.8167 | Residential & Commercial | USHP
215295193 | Central HP <5.4 tons | AIRQUEST | HRCU-A-CB (Split System: Heat Pump with Remote Outdoor Unit-Air-Source) | DLCURAH36ABK | ADP |  | H,GE36936 | *96MSN1202422A* | 35400 | 16 | 8.5 | 36200 | 34200 | 94.48% | 2.02 | 0 | 10 |  |  |  |  | R-410A | 2.95 | Residential & Commercial | USHP | Ducted CEE Tier 1
215295211 | Central HP <5.4 tons | AIRQUEST | HRCU-A-CB (Split System: Heat Pump with Remote Outdoor Unit-Air-Source) | DLCURAH36ABK | ADP |  | H,GE80936 | *96MSN1202422A* | 35600 | 16 | 8.5 | 36200 | 34200 | 94.48% | 2.02 | 0 | 10 |  |  |  |  | R-410A | 2.9667 | Residential & Commercial | USHP | Ducted CEE Tier 1
215295227 | Central HP <5.4 tons | AIRQUEST | HRCU-A-CB (Split System: Heat Pump with Remote Outdoor Unit-Air-Source) | DLCURAH36ABK | ADP |  | H,GG34936 | *96MSN1402422A* | 34600 | 16 | 8.5 | 36200 | 34200 | 94.48% | 2.02 | 0 | 9.5 |  |  |  |  | R-410A | 2.8833 | Residential & Commercial | USHP
215295243 | Central HP <5.4 tons | AIRQUEST | HRCU-A-CB (Split System: Heat Pump with Remote Outdoor Unit-Air-Source) | DLCURAH36ABK | ADP |  | HE7J936 | *96MSN1402422A* | 34000 | 16 | 8.5 | 36200 | 34200 | 94.48% | 2.02 | 0 | 9.5 |  |  |  |  | R-410A | 2.8333 | Residential & Commercial | USHP
215295244 | Central HP <5.4 tons | AIRQUEST | HRCU-A-CB (Split System: Heat Pump with Remote Outdoor Unit-Air-Source) | DLCURAH36ABK | ADP |  | HG8J936 | *96MSN1402422A* | 34400 | 16 | 8.5 | 36200 | 34200 | 94.48% | 2.02 | 0 | 9.5 |  |  |  |  | R-410A | 2.8667 | Residential & Commercial | USHP
215295393 | Central HP <5.4 tons | AIRQUEST | HRCU-A-CB (Split System: Heat Pump with Remote Outdoor Unit-Air-Source) | DLCURAH36ABK | ADP |  | H,GE35936 | *96VTN0801716A* | 35200 | 15.2 | 8.1 | 36800 | 34600 | 94.02% | 1.86 | 0 | 9.5 |  |  |  |  | R-410A | 2.9333 | Residential & Commercial | USHP
215295396 | Central HP <5.4 tons | AIRQUEST | HRCU-A-CB (Split System: Heat Pump with Remote Outdoor Unit-Air-Source) | DLCURAH36ABK | ADP |  | H,GE36936 | *96VTN0801716A* | 35200 | 15.2 | 8.1 | 36800 | 34600 | 94.02% | 1.86 | 0 | 9.5 |  |  |  |  | R-410A | 2.9333 | Residential & Commercial | USHP
215295427 | Central HP <5.4 tons | AIRQUEST | HRCU-A-CB (Split System: Heat Pump with Remote Outdoor Unit-Air-Source) | DLCURAH36ABK | ADP |  | HG34936 | *96VTN0801716B* | 34400 | 16 | 8.1 | 36200 | 34400 | 95.03% | 2 | 0 | 9.5 |  |  |  |  | R-410A | 2.8667 | Residential & Commercial | USHP
215295428 | Central HP <5.4 tons | AIRQUEST | HRCU-A-CB (Split System: Heat Pump with Remote Outdoor Unit-Air-Source) | DLCURAH36ABK | ADP |  | H,GE34936 | *96VTN0801716B* | 34400 | 16 | 8.1 | 36200 | 34400 | 95.03% | 2 | 0 | 9.5 |  |  |  |  | R-410A | 2.8667 | Residential & Commercial | USHP
215295478 | Central HP <5.4 tons | AIRQUEST | HRCU-A-CB (Split System: Heat Pump with Remote Outdoor Unit-Air-Source) | DLCURAH36ABK | ADP |  | HE36936 | *96VTN0802120A* | 35400 | 16 | 8.1 | 36200 | 34200 | 94.48% | 2.02 | 0 | 10 |  |  |  |  | R-410A | 2.95 | Residential & Commercial | USHP | Ducted CEE Tier 1
215295562 | Central HP <5.4 tons | AIRQUEST | HRCU-A-CB (Split System: Heat Pump with Remote Outdoor Unit-Air-Source) | DLCURAH36ABK | ADP |  | H,GE7J936 | *96VTN1002120A* | 35600 | 15.2 | 8.1 | 37800 | 34800 | 92.06% | 1.9 | 0 | 10 |  |  |  |  | R-410A | 2.9667 | Residential & Commercial | USHP | Ducted CEE Tier 1
215295563 | Central HP <5.4 tons | AIRQUEST | HRCU-A-CB (Split System: Heat Pump with Remote Outdoor Unit-Air-Source) | DLCURAH36ABK | ADP |  | HE7J936 | *96VTN1002120A* | 35600 | 15.2 | 8.1 | 37800 | 34800 | 92.06% | 1.9 | 0 | 10 |  |  |  |  | R-410A | 2.9667 | Residential & Commercial | USHP | Ducted CEE Tier 1
214862337 | Central HP <5.4 tons | BRYANT HEATING AND COOLING SYSTEMS | HRCU-A-CB (Split System: Heat Pump with Remote Outdoor Unit-Air-Source) | 288BNV025*0**C* | ADP |  | H,PG9J936 | 987MC66100C21*** | 23800 | 16 | 8.1 | 19800 | 16200 | 81.82% | 1.96 | 0 | 11 |  |  |  |  | R-410A | 1.9833 | Residential & Commercial | USHP | Ducted CEE Tier 1
212970846 | Central HP <5.4 tons | CARRIER | HRCU-A-CB (Split System: Heat Pump with Remote Outdoor Unit-Air-Source) | 38MURAQ18AB3* |  |  | CAP**1917AL* | 58TP*B045V14**12 | 18200 | 16.5 | 8.5 | 18100 | 17700 | 97.79% | 2.14 | 0 | 11 |  |  |  |  | R-410A | 1.5167 | Residential & Commercial | USHP | Ducted CEE Tier 1
215295594 | Central HP <5.4 tons | AIRQUEST | HRCU-A-CB (Split System: Heat Pump with Remote Outdoor Unit-Air-Source) | DLCURAH36ABK | ADP |  | H,GE35936 | *96VTN1002120B* | 35400 | 16 | 8.1 | 36800 | 34600 | 94.02% | 1.88 | 0 | 10 |  |  |  |  | R-410A | 2.95 | Residential & Commercial | USHP | Ducted CEE Tier 1
215295595 | Central HP <5.4 tons | AIRQUEST | HRCU-A-CB (Split System: Heat Pump with Remote Outdoor Unit-Air-Source) | DLCURAH36ABK | ADP |  | HE35936 | *96VTN1002120B* | 35400 | 16 | 8.1 | 36800 | 34600 | 94.02% | 1.88 | 0 | 10 |  |  |  |  | R-410A | 2.95 | Residential & Commercial | USHP | Ducted CEE Tier 1
215295596 | Central HP <5.4 tons | AIRQUEST | HRCU-A-CB (Split System: Heat Pump with Remote Outdoor Unit-Air-Source) | DLCURAH36ABK | ADP |  | H,GG36936 | *96VTN1002120B* | 35800 | 16 | 8.5 | 36200 | 34400 | 95.03% | 2.04 | 0 | 10 |  |  |  |  | R-410A | 2.9833 | Residential & Commercial | USHP | Ducted CEE Tier 1
215295610 | Central HP <5.4 tons | AIRQUEST | HRCU-A-CB (Split System: Heat Pump with Remote Outdoor Unit-Air-Source) | DLCURAH36ABK | ADP |  | H,GE9J936 | *96VTN1002120B* | 35400 | 16 | 8.1 | 36800 | 34600 | 94.02% | 1.88 | 0 | 10 |  |  |  |  | R-410A | 2.95 | Residential & Commercial | USHP | Ducted CEE Tier 1
215295612 | Central HP <5.4 tons | AIRQUEST | HRCU-A-CB (Split System: Heat Pump with Remote Outdoor Unit-Air-Source) | DLCURAH36ABK | ADP |  | H,GE1K936 | *96VTN1002120B* | 35800 | 16 | 8.5 | 36200 | 34400 | 95.03% | 2.04 | 0 | 10 |  |  |  |  | R-410A | 2.9833 | Residential & Commercial | USHP | Ducted CEE Tier 1
215295644 | Central HP <5.4 tons | AIRQUEST | HRCU-A-CB (Split System: Heat Pump with Remote Outdoor Unit-Air-Source) | DLCURAH36ABK | ADP |  | HE7J936 | *96VTN1002122A* | 35200 | 16 | 8.1 | 36800 | 34800 | 94.57% | 1.82 | 0 | 10 |  |  |  |  | R-410A | 2.9333 | Residential & Commercial | USHP | Ducted CEE Tier 1
214624909 | Central HP <5.4 tons | CARRIER | HRCU-A-CB (Split System: Heat Pump with Remote Outdoor Unit-Air-Source) | 38MURAQ36AB3* | ADP |  | V,C36H175P159 | 58SU*B060M17**16 | 35200 | 16 | 8.1 | 36800 | 34600 | 94.02% | 1.96 | 0 | 10 |  |  |  |  | R-410A | 2.9333 | Residential & Commercial | USHP | Ducted CEE Tier 1
216779044 | Central HP <5.4 tons | BRYANT HEATING AND COOLING SYSTEMS | HRCU-A-CB (Split System: Heat Pump with Remote Outdoor Unit-Air-Source) | 38MURAQ30AB3* | ADP |  | H,PG9J936 | 927TA48080V17*** | 33200 | 16 | 10.5 | 36400 | 37600 | 103.3% | 2.22 | 0 | 10.5 |  |  |  |  | R-410A | 2.7667 | Residential & Commercial | USHP | Ducted CEE Tier 1
214624657 | Central HP <5.4 tons | CARRIER | HRCU-A-CB (Split System: Heat Pump with Remote Outdoor Unit-Air-Source) | 38MURAQ18AB3* | ADP |  | C36A***L139 | 58SU*B040M17**12 | 17400 | 16 | 8.5 | 16800 | 18500 | 110.1% | 2.28 | 0 | 10.5 |  |  |  |  | R-410A | 1.45 | Residential & Commercial | USHP | Ducted CEE Tier 1
211230166 | Central HP <5.4 tons | DAY & NIGHT | HRCU-A-CB (Split System: Heat Pump with Remote Outdoor Unit-Air-Source) | DLCURAH36ABK |  |  | EN(A,D,W)4X48L21** | *95ESN0601714A* | 35600 | 15.5 | 8.1 | 38500 | 35000 | 90.91% | 2 | 0 | 10 |  |  |  |  | R-410A | 2.9667 | Residential & Commercial | USHP | Ducted CEE Tier 1
211230511 | Central HP <5.4 tons | DAY & NIGHT | HRCU-A-CB (Split System: Heat Pump with Remote Outdoor Unit-Air-Source) | DLCURAH36ABK |  |  | EN(A,D)4X48L24** | *80VSL0902120A* | 35800 | 16.5 | 8.1 | 38500 | 34800 | 90.39% | 2 | 0 | 10 |  |  |  |  | R-410A | 2.9833 | Residential & Commercial | USHP | Ducted CEE Tier 1
213312833 | Central HP <5.4 tons | BRYANT HEATING AND COOLING SYSTEMS | HRCU-A-CB (Split System: Heat Pump with Remote Outdoor Unit-Air-Source) | 38MURAQ18AB3* | ADP |  | V36H***P039+CBPE3A* | 0 | 17500 | 15.5 | 8.7 | 17000 | 19400 | 114.1% | 2.32 | 0 | 10.5 |  |  |  |  | R-410A | 1.4583 | Residential & Commercial | USHP | Ducted CEE Tier 1
214627537 | Central HP <5.4 tons | CARRIER | HRCU-A-CB (Split System: Heat Pump with Remote Outdoor Unit-Air-Source) | 38MURAQ18AB3* | ADP |  | PL36H175P159 | 58S(B,C)*B045M14**12 | 17500 | 16 | 8.5 | 16800 | 18800 | 111.9% | 2.3 | 0 | 11 |  |  |  |  | R-410A | 1.4583 | Residential & Commercial | USHP | Ducted CEE Tier 1
214627542 | Central HP <5.4 tons | CARRIER | HRCU-A-CB (Split System: Heat Pump with Remote Outdoor Unit-Air-Source) | 38MURAQ18AB3* | ADP |  | V,C36H***P429 | 58S(B,C)*B070M14**12 | 17500 | 16 | 8.5 | 16900 | 19000 | 112.4% | 2.34 | 0 | 10.5 |  |  |  |  | R-410A | 1.4583 | Residential & Commercial | USHP | Ducted CEE Tier 1
214627687 | Central HP <5.4 tons | CARRIER | HRCU-A-CB (Split System: Heat Pump with Remote Outdoor Unit-Air-Source) | 38MURAQ18AB3* | ADP |  | PL36H210P299 | 59SC6A040M17**12 | 17500 | 15.2 | 8.5 | 17100 | 18800 | 109.9% | 2.3 | 0 | 10.5 |  |  |  |  | R-410A | 1.4583 | Residential & Commercial | USHP | Ducted CEE Tier 1
206753163 | Central HP <5.4 tons | GE Appliances | HRCU-A-CB (Split System: Heat Pump with Remote Outdoor Unit-Air-Source) | AUH4860ZGDA* |  |  | UUY48ZGDAB* | 0 | 48000 | 17 | 9 | 48000 | 39000 | 81.25% | 1.8 | 11.5 | 11 |  |  |  |  | R-410A | 4 | Residential & Commercial | USHP | Ducted CEE Tier 1
214862380 | Central HP <5.4 tons | BRYANT HEATING AND COOLING SYSTEMS | HRCU-A-CB (Split System: Heat Pump with Remote Outdoor Unit-Air-Source) | 288BNV037*0**A* | ADP |  | H,CD16936 | 987MC66120C24*** | 31400 | 18 | 8.1 | 30600 | 24400 | 79.74% | 1.98 | 0 | 11 |  |  |  |  | R-410A | 2.6167 | Residential & Commercial | USHP | Ducted CEE Tier 1
213353737 | Central HP <5.4 tons | CARRIER | HRCU-A-CB (Split System: Heat Pump with Remote Outdoor Unit-Air-Source) | 38MURAQ18AB3* |  |  | F54AA*B24L* | 0 | 18100 | 16 | 8.5 | 18600 | 18600 | 100% | 2.24 | 0 | 10.5 |  |  |  |  | R-410A | 1.5083 | Residential & Commercial | USHP | Ducted CEE Tier 1
216997088 | Central HP <5.4 tons | CARRIER | HRCU-A-CB (Split System: Heat Pump with Remote Outdoor Unit-Air-Source) | 27VNA060A*030* | ADP |  | H,PG48*60+TXV | 59MN7C080C21**20 | 55000 | 18 | 9 | 58000 | 41500 | 71.55% | 2.02 | 0 | 8.5 |  |  |  |  | R-454B | 4.5833 | Residential & Commercial | USHP
213372129 | Central HP <5.4 tons | COMFORTMAKER | HRCU-A-C (Split System: Heat Pump with Remote Outdoor Unit with No Indoor Fan --Air Source) | DLCURAH36ABK |  |  | DLFULAH36XCX + CI | 0 | 35000 | 15.2 | 10 | 39000 | 32000 | 82.05% | 2 | 10.2 | 10 |  |  |  |  | R-410A | 2.9167 | Residential & Commercial | USHP | Ducted CEE Tier 1
216997197 | Central HP <5.4 tons | CARRIER | HRCU-A-CB (Split System: Heat Pump with Remote Outdoor Unit-Air-Source) | 27VNA348A*030* | ADP |  | H,PG48*60+TXV | 58TN*B070C14**12 | 43500 | 19 | 9 | 47500 | 35200 | 74.11% | 1.9 | 0 | 11 |  |  |  |  | R-454B | 3.625 | Residential & Commercial | USHP | Ducted CEE Tier 1
216997204 | Central HP <5.4 tons | CARRIER | HRCU-A-CB (Split System: Heat Pump with Remote Outdoor Unit-Air-Source) | 27VNA348A*030* | ADP |  | H,PG35*48+TXV | 59MN7C080C17**14 | 42500 | 20 | 9.5 | 46500 | 36000 | 77.42% | 2 | 0 | 10.5 |  |  |  |  | R-454B | 3.5417 | Residential & Commercial | USHP | Ducted CEE Tier 1
212975398 | Central HP <5.4 tons | BRYANT HEATING AND COOLING SYSTEMS | HRCU-A-CB (Split System: Heat Pump with Remote Outdoor Unit-Air-Source) | 38MURAQ18AB3* |  |  | CAP**2417AL* | 926TC36060V14*** | 17300 | 16 | 8.5 | 18200 | 19400 | 106.6% | 2.34 | 0 | 10.5 |  |  |  |  | R-410A | 1.4417 | Residential & Commercial | USHP | Ducted CEE Tier 1
216977283 | Central HP <5.4 tons | BRYANT HEATING AND COOLING SYSTEMS | HRCU-A-CB (Split System: Heat Pump with Remote Outdoor Unit-Air-Source) | 37MUHAQ24AA3 | ADP |  | A24VBA*+TXV | 82*TB36045V14*** | 22000 | 16 | 8.5 | 19400 | 18700 | 96.39% | 1.96 | 0 | 10.5 |  |  |  |  | R-454B | 1.8333 | Residential & Commercial | USHP | Ducted CEE Tier 1
216977292 | Central HP <5.4 tons | BRYANT HEATING AND COOLING SYSTEMS | HRCU-A-CB (Split System: Heat Pump with Remote Outdoor Unit-Air-Source) | 37MUHAQ24AA3 | ADP |  | A24VBA*+TXV | 82*TB36070V14*** | 22200 | 16 | 8.5 | 19400 | 18800 | 96.91% | 1.96 | 0 | 10.5 |  |  |  |  | R-454B | 1.85 | Residential & Commercial | USHP | Ducted CEE Tier 1
216977313 | Central HP <5.4 tons | BRYANT HEATING AND COOLING SYSTEMS | HRCU-A-CB (Split System: Heat Pump with Remote Outdoor Unit-Air-Source) | 37MUHAQ24AA3 | ADP |  | PL36H175P14*+TXV | 83*SB36040M17*** | 22400 | 16 | 8.5 | 19200 | 18300 | 95.31% | 1.96 | 0 | 11 |  |  |  |  | R-454B | 1.8667 | Residential & Commercial | USHP | Ducted CEE Tier 1
211240713 | Central HP <5.4 tons | HEIL | HRCU-A-CB (Split System: Heat Pump with Remote Outdoor Unit-Air-Source) | DLCURAH24ABK |  |  | EA*4X24L17A* | *95ESN0601714A* | 24400 | 15.5 | 8.5 | 27200 | 23200 | 85.29% | 1.9 | 0 | 10 |  |  |  |  | R-410A | 2.0333 | Residential & Commercial | USHP | Ducted CEE Tier 1
211244278 | Central HP <5.4 tons | HEIL | HRCU-A-CB (Split System: Heat Pump with Remote Outdoor Unit-Air-Source) | DLCURAH24ABK |  |  | EN(A,D)4X30L14** | *80VSL0451412A* | 24000 | 16 | 8.1 | 26400 | 23000 | 87.12% | 1.88 | 0 | 10 |  |  |  |  | R-410A | 2 | Residential & Commercial | USHP | Ducted CEE Tier 1
211244296 | Central HP <5.4 tons | HEIL | HRCU-A-CB (Split System: Heat Pump with Remote Outdoor Unit-Air-Source) | DLCURAH24ABK |  |  | EN(A,D)4X30L14** | *96VSN0601412A* | 23400 | 16.5 | 8.1 | 25800 | 24000 | 93.02% | 1.98 | 0 | 10 |  |  |  |  | R-410A | 1.95 | Residential & Commercial | USHP | Ducted CEE Tier 1
207805722 | Central HP <5.4 tons | AMERICAN STANDARD | HRCU-A-CB (Split System: Heat Pump with Remote Outdoor Unit-Air-Source) | 4A6V8X60A1 |  |  | 4PX*DU60BS3+P0V0D000M50SC+RP | 0 | 54000 | 18 | 8.2 | 51500 | 39000 | 75.73% | 1.75 | 12.5 | 12 |  |  |  |  | R-410A | 4.5 | Residential & Commercial | USHP | Ducted CEE Tier 1
214862376 | Central HP <5.4 tons | BRYANT HEATING AND COOLING SYSTEMS | HRCU-A-CB (Split System: Heat Pump with Remote Outdoor Unit-Air-Source) | 288BNV037*0**A* | ADP |  | H,PE9J936 | 987MC66100C21*** | 30800 | 18 | 8.1 | 30600 | 24200 | 79.08% | 1.98 | 0 | 11 |  |  |  |  | R-410A | 2.5667 | Residential & Commercial | USHP | Ducted CEE Tier 1
215292872 | Central HP <5.4 tons | AIRQUEST | HRCU-A-CB (Split System: Heat Pump with Remote Outdoor Unit-Air-Source) | DLCURAH24ABK | ADP |  | H,GG81936 | *96VTN0601714A* | 24000 | 16 | 8.5 | 24400 | 22400 | 91.8% | 1.88 | 0 | 10 |  |  |  |  | R-410A | 2 | Residential & Commercial | USHP | Ducted CEE Tier 1
215292904 | Central HP <5.4 tons | AIRQUEST | HRCU-A-CB (Split System: Heat Pump with Remote Outdoor Unit-Air-Source) | DLCURAH24ABK | ADP |  | H,GG37936 | *96VTN0601716B* | 24000 | 16 | 9 | 24400 | 22800 | 93.44% | 1.92 | 0 | 10.5 |  |  |  |  | R-410A | 2 | Residential & Commercial | USHP | Ducted CEE Tier 1
215292905 | Central HP <5.4 tons | AIRQUEST | HRCU-A-CB (Split System: Heat Pump with Remote Outdoor Unit-Air-Source) | DLCURAH24ABK | ADP |  | H,GG30924 | *96VTN0601716B* | 22800 | 16 | 9 | 24400 | 22800 | 93.44% | 1.92 | 0 | 10 |  |  |  |  | R-410A | 1.9 | Residential & Commercial | USHP | Ducted CEE Tier 1
215292906 | Central HP <5.4 tons | AIRQUEST | HRCU-A-CB (Split System: Heat Pump with Remote Outdoor Unit-Air-Source) | DLCURAH24ABK | ADP |  | H,GE30924 | *96VTN0601716B* | 22800 | 16 | 9 | 24400 | 22800 | 93.44% | 1.92 | 0 | 10 |  |  |  |  | R-410A | 1.9 | Residential & Commercial | USHP | Ducted CEE Tier 1
215292923 | Central HP <5.4 tons | AIRQUEST | HRCU-A-CB (Split System: Heat Pump with Remote Outdoor Unit-Air-Source) | DLCURAH24ABK | ADP |  | H,GG81936 | *96VTN0601716B* | 24000 | 16 | 9 | 24400 | 22800 | 93.44% | 1.92 | 0 | 10.5 |  |  |  |  | R-410A | 2 | Residential & Commercial | USHP | Ducted CEE Tier 1
213076346 | Central HP <5.4 tons | COMFORTMAKER | HRCU-A-CB (Split System: Heat Pump with Remote Outdoor Unit-Air-Source) | DLCURAH24ABK |  |  | EA*4X36L21A* | *95MSU1002122A* | 23600 | 17.5 | 8.5 | 26200 | 23800 | 90.84% | 1.98 | 0 | 10 |  |  |  |  | R-410A | 1.9667 | Residential & Commercial | USHP | Ducted CEE Tier 1
215292938 | Central HP <5.4 tons | AIRQUEST | HRCU-A-CB (Split System: Heat Pump with Remote Outdoor Unit-Air-Source) | DLCURAH24ABK | ADP |  | HG32936 | *96VTN0801716A* | 23800 | 16 | 8.5 | 25200 | 23000 | 91.27% | 1.92 | 0 | 10 |  |  |  |  | R-410A | 1.9833 | Residential & Commercial | USHP | Ducted CEE Tier 1
215292990 | Central HP <5.4 tons | AIRQUEST | HRCU-A-CB (Split System: Heat Pump with Remote Outdoor Unit-Air-Source) | DLCURAH24ABK | ADP |  | H,GG33936 | *96VTN0801716B* | 23200 | 17 | 8.5 | 24600 | 23600 | 95.93% | 2 | 0 | 9.5 |  |  |  |  | R-410A | 1.9333 | Residential & Commercial | USHP
216977300 | Central HP <5.4 tons | BRYANT HEATING AND COOLING SYSTEMS | HRCU-A-CB (Split System: Heat Pump with Remote Outdoor Unit-Air-Source) | 37MUHAQ24AA3 | ADP |  | A36VCA*+TXV | 83*CA36040C17*** | 23000 | 17 | 8.5 | 19800 | 18700 | 94.44% | 1.94 | 0 | 11 |  |  |  |  | R-454B | 1.9167 | Residential & Commercial | USHP | Ducted CEE Tier 1
216977316 | Central HP <5.4 tons | BRYANT HEATING AND COOLING SYSTEMS | HRCU-A-CB (Split System: Heat Pump with Remote Outdoor Unit-Air-Source) | 37MUHAQ24AA3 | ADP |  | V,C36H175P15*+TXV | 83*SB36040M17*** | 22400 | 16 | 8.5 | 19200 | 18300 | 95.31% | 1.96 | 0 | 11 |  |  |  |  | R-454B | 1.8667 | Residential & Commercial | USHP | Ducted CEE Tier 1
215864693 | Central HP <5.4 tons | TRANE | HRCU-A-CB (Split System: Heat Pump with Remote Outdoor Unit-Air-Source) | 5TWV8X60A1 |  |  | 5PX*D008AS3 | S9V2D120D5PSC+LRP | 50000 | 18.1 | 8.5 | 53500 | 39000 | 72.9% | 1.9 | 0 | 9.5 |  |  |  |  | R-454B | 4.1667 | Residential & Commercial | USHP
213785337 | Central HP <5.4 tons | BRYANT HEATING AND COOLING SYSTEMS | HRCU-A-CB (Split System: Heat Pump with Remote Outdoor Unit-Air-Source) | 284ANV036*0**B* |  |  | CAP**3617AL*+UI | 88*TB36070C14*** | 32000 | 18.5 | 8.5 | 38500 | 27000 | 70.13% | 1.92 | 0 | 11 |  |  |  |  | R-410A | 2.6667 | Residential & Commercial | USHP | Ducted CEE Tier 1
213088484 | Central HP <5.4 tons | TEMPSTAR | HRCU-A-CB (Split System: Heat Pump with Remote Outdoor Unit-Air-Source) | DLCURAH24ABK | ADP |  | V,R36H***P449+AEFE3A* | 0 | 24200 | 18 | 9 | 25000 | 22600 | 90.4% | 1.92 | 0 | 10.5 |  |  |  |  | R-410A | 2.0167 | Residential & Commercial | USHP | Ducted CEE Tier 1
211244371 | Central HP <5.4 tons | HEIL | HRCU-A-CB (Split System: Heat Pump with Remote Outdoor Unit-Air-Source) | DLCURAH24ABK |  |  | EN(A,D)4X30L14** | *80ES(N,L)0451412A* | 24400 | 16 | 8.1 | 26600 | 22600 | 84.96% | 1.84 | 0 | 10 |  |  |  |  | R-410A | 2.0333 | Residential & Commercial | USHP | Ducted CEE Tier 1
211241513 | Central HP <5.4 tons | HEIL | HRCU-A-CB (Split System: Heat Pump with Remote Outdoor Unit-Air-Source) | DLCURAH24ABK |  |  | EA*4X30L17A* | *80ESU0401712A* | 24000 | 17 | 8.5 | 26000 | 23200 | 89.23% | 1.94 | 0 | 10 |  |  |  |  | R-410A | 2 | Residential & Commercial | USHP | Ducted CEE Tier 1
211242215 | Central HP <5.4 tons | HEIL | HRCU-A-CB (Split System: Heat Pump with Remote Outdoor Unit-Air-Source) | DLCURAH24ABK |  |  | EA*4X36L17A* | *80ESU0601716A | 25000 | 16.5 | 8.5 | 26600 | 21800 | 81.95% | 1.82 | 0 | 10 |  |  |  |  | R-410A | 2.0833 | Residential & Commercial | USHP | Ducted CEE Tier 1
215293003 | Central HP <5.4 tons | AIRQUEST | HRCU-A-CB (Split System: Heat Pump with Remote Outdoor Unit-Air-Source) | DLCURAH24ABK | ADP |  | H,GG37936 | *96VTN0801716B* | 24000 | 17 | 8.5 | 24200 | 21800 | 90.08% | 1.84 | 0 | 10 |  |  |  |  | R-410A | 2 | Residential & Commercial | USHP | Ducted CEE Tier 1
215293004 | Central HP <5.4 tons | AIRQUEST | HRCU-A-CB (Split System: Heat Pump with Remote Outdoor Unit-Air-Source) | DLCURAH24ABK | ADP |  | H,GG30924 | *96VTN0801716B* | 23000 | 16 | 8.5 | 25400 | 25200 | 99.21% | 2.14 | 0 | 9.5 |  |  |  |  | R-410A | 1.9167 | Residential & Commercial | USHP
215293005 | Central HP <5.4 tons | AIRQUEST | HRCU-A-CB (Split System: Heat Pump with Remote Outdoor Unit-Air-Source) | DLCURAH24ABK | ADP |  | H,GE30924 | *96VTN0801716B* | 23000 | 16 | 8.5 | 25400 | 25200 | 99.21% | 2.14 | 0 | 9.5 |  |  |  |  | R-410A | 1.9167 | Residential & Commercial | USHP
215293021 | Central HP <5.4 tons | AIRQUEST | HRCU-A-CB (Split System: Heat Pump with Remote Outdoor Unit-Air-Source) | DLCURAH24ABK | ADP |  | HG80936 | *96VTN0801716B* | 23600 | 17 | 8.5 | 24600 | 23600 | 95.93% | 2 | 0 | 10 |  |  |  |  | R-410A | 1.9667 | Residential & Commercial | USHP | Ducted CEE Tier 1
215293039 | Central HP <5.4 tons | AIRQUEST | HRCU-A-CB (Split System: Heat Pump with Remote Outdoor Unit-Air-Source) | DLCURAH24ABK | ADP |  | H,GE32936 | *96VTN0802120A* | 23200 | 17 | 8.5 | 24200 | 22800 | 94.21% | 1.94 | 0 | 9.5 |  |  |  |  | R-410A | 1.9333 | Residential & Commercial | USHP
215293055 | Central HP <5.4 tons | AIRQUEST | HRCU-A-CB (Split System: Heat Pump with Remote Outdoor Unit-Air-Source) | DLCURAH24ABK | ADP |  | H,GE30924 | *96VTN0802120A* | 22400 | 16 | 8.5 | 24200 | 22800 | 94.21% | 1.94 | 0 | 9.5 |  |  |  |  | R-410A | 1.8667 | Residential & Commercial | USHP
214573851 | Central HP <5.4 tons | AIRQUEST | HRCU-A-CB (Split System: Heat Pump with Remote Outdoor Unit-Air-Source) | HVH837GKA2* |  |  | EA*4X43L21A*+WALLCON | *80CTL0702120B* | 32800 | 17.5 | 8.5 | 32800 | 25200 | 76.83% | 2 | 0 | 11 |  |  |  |  | R-410A | 2.7333 | Residential & Commercial | USHP | Ducted CEE Tier 1
215293056 | Central HP <5.4 tons | AIRQUEST | HRCU-A-CB (Split System: Heat Pump with Remote Outdoor Unit-Air-Source) | DLCURAH24ABK | ADP |  | HE30924 | *96VTN0802120A* | 22400 | 16 | 8.5 | 24200 | 22800 | 94.21% | 1.94 | 0 | 9.5 |  |  |  |  | R-410A | 1.8667 | Residential & Commercial | USHP
216494139 | Central HP <5.4 tons | BRYANT HEATING AND COOLING SYSTEMS | HRCU-A-CB (Split System: Heat Pump with Remote Outdoor Unit-Air-Source) | 293VAN036**AA* | ADP |  | CE(P,V)3621G34*+TXV | 88*TB36045C17*** | 32200 | 19 | 9 | 34200 | 27200 | 79.53% | 1.88 | 0 | 10.5 |  |  |  |  | R-454B | 2.6833 | Residential & Commercial | USHP | Ducted CEE Tier 1
216494189 | Central HP <5.4 tons | BRYANT HEATING AND COOLING SYSTEMS | HRCU-A-CB (Split System: Heat Pump with Remote Outdoor Unit-Air-Source) | 293VAN036**AA* | ADP |  | CE(P,V)3621G34*+TXV | 986TD66120C24*** | 32200 | 20 | 9.5 | 32400 | 25600 | 79.01% | 2.06 | 0 | 11 |  |  |  |  | R-454B | 2.6833 | Residential & Commercial | USHP | Ducted CEE Tier 1
214627744 | Central HP <5.4 tons | CARRIER | HRCU-A-CB (Split System: Heat Pump with Remote Outdoor Unit-Air-Source) | 38MURAQ18AB3* | ADP |  | PL36H***P449 | 59SC6A060M14**12 | 17400 | 16 | 8.5 | 16500 | 18300 | 110.9% | 2.26 | 0 | 10.5 |  |  |  |  | R-410A | 1.45 | Residential & Commercial | USHP | Ducted CEE Tier 1
214630395 | Central HP <5.4 tons | CARRIER | HRCU-A-CB (Split System: Heat Pump with Remote Outdoor Unit-Air-Source) | 25VNA825A*032* | ADP |  | A36VCA+TXV | 59MN7B060C17**14 | 23600 | 16 | 8.1 | 20000 | 16400 | 82% | 1.94 | 0 | 10.5 |  |  |  |  | R-410A | 1.9667 | Residential & Commercial | USHP | Ducted CEE Tier 1
214630452 | Central HP <5.4 tons | CARRIER | HRCU-A-CB (Split System: Heat Pump with Remote Outdoor Unit-Air-Source) | 25VNA837A*030* | ADP |  | V,C36H175P459 | 58CU*A040C17**12 | 32400 | 18 | 8.5 | 30400 | 24600 | 80.92% | 2 | 0 | 11 |  |  |  |  | R-410A | 2.7 | Residential & Commercial | USHP | Ducted CEE Tier 1
214624673 | Central HP <5.4 tons | CARRIER | HRCU-A-CB (Split System: Heat Pump with Remote Outdoor Unit-Air-Source) | 38MURAQ18AB3* | ADP |  | C36A***L159 | 58SU*B040M17**12 | 17500 | 16 | 8.5 | 16800 | 18500 | 110.1% | 2.28 | 0 | 10.5 |  |  |  |  | R-410A | 1.4583 | Residential & Commercial | USHP | Ducted CEE Tier 1
216977320 | Central HP <5.4 tons | BRYANT HEATING AND COOLING SYSTEMS | HRCU-A-CB (Split System: Heat Pump with Remote Outdoor Unit-Air-Source) | 37MUHAQ24AA3 | ADP |  | V,C36H175P13*+TXV | 83*SB36040M17*** | 22200 | 16 | 8.5 | 19200 | 18300 | 95.31% | 1.96 | 0 | 11 |  |  |  |  | R-454B | 1.85 | Residential & Commercial | USHP | Ducted CEE Tier 1
214568837 | Central HP <5.4 tons | CARRIER | HRCU-A-CB (Split System: Heat Pump with Remote Outdoor Unit-Air-Source) | 25VNA825A*031* | ADP |  | H,PE8J936 | 59TN6B080C17**14 | 23600 | 16 | 8.1 | 19800 | 16300 | 82.32% | 1.94 | 0 | 11 |  |  |  |  | R-410A | 1.9667 | Residential & Commercial | USHP | Ducted CEE Tier 1
212978201 | Central HP <5.4 tons | AIRQUEST | HRCU-A-CB (Split System: Heat Pump with Remote Outdoor Unit-Air-Source) | DLCURAH24ABK |  |  | EN(A,D)4X30L17** | *80MS(N,L)0701412A* | 23600 | 17 | 8.1 | 26000 | 24000 | 92.31% | 2 | 0 | 10.5 |  |  |  |  | R-410A | 1.9667 | Residential & Commercial | USHP | Ducted CEE Tier 1
206799411 | Central HP <5.4 tons | GE Appliances | HRCU-A-CB (Split System: Heat Pump with Remote Outdoor Unit-Air-Source) | AUH2436ZGDA* |  |  | UUY36ZGDAB* | 0 | 34000 | 16 | 9 | 35000 | 28000 | 80% | 1.8 | 10 | 10 |  |  |  |  | R-410A | 2.8333 | Residential & Commercial | USHP | Ducted CEE Tier 1
215294388 | Central HP <5.4 tons | AIRQUEST | HRCU-A-CB (Split System: Heat Pump with Remote Outdoor Unit-Air-Source) | DLCURAH30ABK | ADP |  | H,GE24936 | *96VTN1002122A* | 28800 | 15.2 | 8.1 | 32200 | 27400 | 85.09% | 1.76 | 0 | 8.5 |  |  |  |  | R-410A | 2.4 | Residential & Commercial | USHP
215294395 | Central HP <5.4 tons | AIRQUEST | HRCU-A-CB (Split System: Heat Pump with Remote Outdoor Unit-Air-Source) | DLCURAH30ABK | ADP |  | HG32936 | *96VTN1002122A* | 29000 | 15.2 | 8.1 | 32200 | 27400 | 85.09% | 1.76 | 0 | 8.5 |  |  |  |  | R-410A | 2.4167 | Residential & Commercial | USHP
215424212 | Central HP <5.4 tons | LUXAIRE | HRCU-A-CB (Split System: Heat Pump with Remote Outdoor Unit-Air-Source) | HH836E2S11 | ADP |  | H,YE9J*36+TXV-BLEED | TM8E100B12MP11 | 33200 | 17 | 8.5 | 29600 | 25000 | 84.46% | 2 | 0 | 11 |  |  |  |  | R-454B | 2.7667 | Residential & Commercial | USHP | Ducted CEE Tier 1
216977282 | Central HP <5.4 tons | BRYANT HEATING AND COOLING SYSTEMS | HRCU-A-CB (Split System: Heat Pump with Remote Outdoor Unit-Air-Source) | 37MUHAQ24AA3 | ADP |  | V,C36H***P42*+TXV | 82*TB36045V14*** | 22000 | 16 | 8.5 | 19400 | 18700 | 96.39% | 1.96 | 0 | 10.5 |  |  |  |  | R-454B | 1.8333 | Residential & Commercial | USHP | Ducted CEE Tier 1
216977307 | Central HP <5.4 tons | BRYANT HEATING AND COOLING SYSTEMS | HRCU-A-CB (Split System: Heat Pump with Remote Outdoor Unit-Air-Source) | 37MUHAQ24AA3 | ADP |  | C36A***L15*+TXV | 83*CA36040C17*** | 23400 | 17 | 8.5 | 19600 | 18400 | 93.88% | 1.94 | 0 | 11 |  |  |  |  | R-454B | 1.95 | Residential & Commercial | USHP | Ducted CEE Tier 1
212544191 | Central HP <5.4 tons | DAY & NIGHT | HRCU-A-CB (Split System: Heat Pump with Remote Outdoor Unit-Air-Source) | DLCURAH24ABK | ADP |  | FG80936 | *95ESN0401712A* | 24200 | 15.2 | 8.5 | 24800 | 22200 | 89.52% | 1.84 | 0 | 9.5 |  |  |  |  | R-410A | 2.0167 | Residential & Commercial | USHP
215425854 | Central HP <5.4 tons | LUXAIRE | HRCU-A-CB (Split System: Heat Pump with Remote Outdoor Unit-Air-Source) | HH824E2S11 | ADP |  | H,YE32*30+TXV-BLEED | TM8E040A12MP11 | 22200 | 16 | 8.65 | 20800 | 16800 | 80.77% | 1.94 | 0 | 11.5 |  |  |  |  | R-454B | 1.85 | Residential & Commercial | USHP | Ducted CEE Tier 1
213738508 | Central HP <5.4 tons | DAY & NIGHT | HRCU-A-CB (Split System: Heat Pump with Remote Outdoor Unit-Air-Source) | DLCURAH36ABK | ADP |  | PL36H175P789 | *80VSL0451412B* | 35400 | 16 | 8.1 | 36800 | 34600 | 94.02% | 1.94 | 0 | 10 |  |  |  |  | R-410A | 2.95 | Residential & Commercial | USHP | Ducted CEE Tier 1
213738522 | Central HP <5.4 tons | DAY & NIGHT | HRCU-A-CB (Split System: Heat Pump with Remote Outdoor Unit-Air-Source) | DLCURAH36ABK | ADP |  | PL36H175P069 | *92MSN0601412A* | 35000 | 15.2 | 8.1 | 36800 | 34800 | 94.57% | 1.82 | 0 | 9.5 |  |  |  |  | R-410A | 2.9167 | Residential & Commercial | USHP
213738524 | Central HP <5.4 tons | DAY & NIGHT | HRCU-A-CB (Split System: Heat Pump with Remote Outdoor Unit-Air-Source) | DLCURAH36ABK | ADP |  | FG33936 | *92MSN0601412A* | 35000 | 15.2 | 8.1 | 36800 | 34800 | 94.57% | 1.82 | 0 | 9.5 |  |  |  |  | R-410A | 2.9167 | Residential & Commercial | USHP
214229150 | Central HP <5.4 tons | COMFORTMAKER | HRCU-A-CB (Split System: Heat Pump with Remote Outdoor Unit-Air-Source) | DLCURAH24ABK |  |  | EA*4X30L17A* | *80MSU0601716A* | 23600 | 17 | 8.5 | 25800 | 24200 | 93.8% | 2.02 | 0 | 10 |  |  |  |  | R-410A | 1.9667 | Residential & Commercial | USHP | Ducted CEE Tier 1
216977357 | Central HP <5.4 tons | BRYANT HEATING AND COOLING SYSTEMS | HRCU-A-CB (Split System: Heat Pump with Remote Outdoor Unit-Air-Source) | 37MUHAQ30AA3 | ADP |  | PL36H210P29*+TXV | 83*CA48060C17*** | 31800 | 15.2 | 9 | 32800 | 29800 | 90.85% | 1.8 | 0 | 9.5 |  |  |  |  | R-454B | 2.65 | Residential & Commercial | USHP
215293070 | Central HP <5.4 tons | AIRQUEST | HRCU-A-CB (Split System: Heat Pump with Remote Outdoor Unit-Air-Source) | DLCURAH24ABK | ADP |  | H,GG81936 | *96VTN0802120A* | 23600 | 17 | 8.1 | 24200 | 23400 | 96.69% | 1.98 | 0 | 10.5 |  |  |  |  | R-410A | 1.9667 | Residential & Commercial | USHP | Ducted CEE Tier 1
215293071 | Central HP <5.4 tons | AIRQUEST | HRCU-A-CB (Split System: Heat Pump with Remote Outdoor Unit-Air-Source) | DLCURAH24ABK | ADP |  | H,GE22936 | *96VTN0802120B* | 22200 | 16 | 8.45 | 24800 | 23600 | 95.16% | 1.98 | 0 | 9.5 |  |  |  |  | R-410A | 1.85 | Residential & Commercial | USHP
215293139 | Central HP <5.4 tons | AIRQUEST | HRCU-A-CB (Split System: Heat Pump with Remote Outdoor Unit-Air-Source) | DLCURAH24ABK | ADP |  | HE32936 | *96VTN1002120A* | 23400 | 17 | 8.5 | 24400 | 22400 | 91.8% | 1.9 | 0 | 9.5 |  |  |  |  | R-410A | 1.95 | Residential & Commercial | USHP
215293140 | Central HP <5.4 tons | AIRQUEST | HRCU-A-CB (Split System: Heat Pump with Remote Outdoor Unit-Air-Source) | DLCURAH24ABK | ADP |  | H,GG33936 | *96VTN1002120A* | 23800 | 17 | 8.5 | 24400 | 22400 | 91.8% | 1.9 | 0 | 10 |  |  |  |  | R-410A | 1.9833 | Residential & Commercial | USHP | Ducted CEE Tier 1
215293156 | Central HP <5.4 tons | AIRQUEST | HRCU-A-CB (Split System: Heat Pump with Remote Outdoor Unit-Air-Source) | DLCURAH24ABK | ADP |  | HG7J924 | *96VTN1002120A* | 23600 | 17 | 8.5 | 24400 | 22400 | 91.8% | 1.9 | 0 | 9.5 |  |  |  |  | R-410A | 1.9667 | Residential & Commercial | USHP
215293157 | Central HP <5.4 tons | AIRQUEST | HRCU-A-CB (Split System: Heat Pump with Remote Outdoor Unit-Air-Source) | DLCURAH24ABK | ADP |  | H,GE7J924 | *96VTN1002120A* | 23600 | 17 | 8.5 | 24400 | 22400 | 91.8% | 1.9 | 0 | 9.5 |  |  |  |  | R-410A | 1.9667 | Residential & Commercial | USHP
215293170 | Central HP <5.4 tons | AIRQUEST | HRCU-A-CB (Split System: Heat Pump with Remote Outdoor Unit-Air-Source) | DLCURAH24ABK | ADP |  | H,GE22936 | *96VTN1002120B* | 22000 | 17 | 8.45 | 24600 | 23400 | 95.12% | 1.98 | 0 | 9 |  |  |  |  | R-410A | 1.8333 | Residential & Commercial | USHP
215293173 | Central HP <5.4 tons | AIRQUEST | HRCU-A-CB (Split System: Heat Pump with Remote Outdoor Unit-Air-Source) | DLCURAH24ABK | ADP |  | H,GE24936 | *96VTN1002120B* | 23000 | 17 | 8.5 | 24600 | 24200 | 98.37% | 2.04 | 0 | 10 |  |  |  |  | R-410A | 1.9167 | Residential & Commercial | USHP | Ducted CEE Tier 1
214573661 | Central HP <5.4 tons | AIRQUEST | HRCU-A-CB (Split System: Heat Pump with Remote Outdoor Unit-Air-Source) | HVH837GKA2* |  |  | EA*4X36L21A*+WALLCON | *96CTN0802120B* | 31600 | 17.5 | 8.1 | 32800 | 24200 | 73.78% | 1.86 | 0 | 11 |  |  |  |  | R-410A | 2.6333 | Residential & Commercial | USHP | Ducted CEE Tier 1
214573681 | Central HP <5.4 tons | AIRQUEST | HRCU-A-CB (Split System: Heat Pump with Remote Outdoor Unit-Air-Source) | HVH837GKA2* |  |  | EA*4X37L21A*+WALLCON | *95CSU0802120B* | 32800 | 17.5 | 8.5 | 32800 | 25200 | 76.83% | 2 | 0 | 11 |  |  |  |  | R-410A | 2.7333 | Residential & Commercial | USHP | Ducted CEE Tier 1
214626935 | Central HP <5.4 tons | CARRIER | HRCU-A-CB (Split System: Heat Pump with Remote Outdoor Unit-Air-Source) | 25VNA436A*031* | ADP |  | PL36H210P299 | 58CU*A040C17**12 | 33800 | 20 | 9 | 33600 | 25600 | 76.19% | 2.04 | 0 | 12.5 |  |  |  |  | R-410A | 2.8167 | Residential & Commercial | USHP | Ducted CEE Tier 1
214626949 | Central HP <5.4 tons | CARRIER | HRCU-A-CB (Split System: Heat Pump with Remote Outdoor Unit-Air-Source) | 25VNA436A*031* | ADP |  | PL36H175P159 | 58CU*A040C17**12 | 33600 | 20 | 9.5 | 33200 | 25400 | 76.51% | 2.04 | 0 | 12 |  |  |  |  | R-410A | 2.8 | Residential & Commercial | USHP | Ducted CEE Tier 1
214627001 | Central HP <5.4 tons | CARRIER | HRCU-A-CB (Split System: Heat Pump with Remote Outdoor Unit-Air-Source) | 25VNA436A*031* | ADP |  | PL36H210P749 | 58CU*A100C21**20 | 33000 | 19 | 9 | 33800 | 26200 | 77.51% | 1.98 | 0 | 12 |  |  |  |  | R-410A | 2.75 | Residential & Commercial | USHP | Ducted CEE Tier 1
214627060 | Central HP <5.4 tons | CARRIER | HRCU-A-CB (Split System: Heat Pump with Remote Outdoor Unit-Air-Source) | 25VNA436A*031* | ADP |  | PL36H210P299 | 59CU5A080C21**20 | 33800 | 20 | 9 | 33200 | 25000 | 75.3% | 2.02 | 0 | 12 |  |  |  |  | R-410A | 2.8167 | Residential & Commercial | USHP | Ducted CEE Tier 1
214627101 | Central HP <5.4 tons | CARRIER | HRCU-A-CB (Split System: Heat Pump with Remote Outdoor Unit-Air-Source) | 25VNA436A*031* | ADP |  | PL36H175P149 | 59CU5B060C17**16 | 32400 | 19 | 9 | 36400 | 28200 | 77.47% | 1.98 | 0 | 11.7 |  |  |  |  | R-410A | 2.7 | Residential & Commercial | USHP | Ducted CEE Tier 1
214627119 | Central HP <5.4 tons | CARRIER | HRCU-A-CB (Split System: Heat Pump with Remote Outdoor Unit-Air-Source) | 25VNA436A*031* | ADP |  | PL36H210P749 | 59CU5B060C17**16 | 32400 | 19 | 9 | 36400 | 28200 | 77.47% | 1.98 | 0 | 11.7 |  |  |  |  | R-410A | 2.7 | Residential & Commercial | USHP | Ducted CEE Tier 1
213785010 | Central HP <5.4 tons | BRYANT HEATING AND COOLING SYSTEMS | HRCU-A-CB (Split System: Heat Pump with Remote Outdoor Unit-Air-Source) | 284ANV024*0**B* |  |  | CAP**2417AL*+UI | 88*TB36045C17*** | 22800 | 19 | 9.5 | 27200 | 20400 | 75% | 2.26 | 0 | 12 |  |  |  |  | R-410A | 1.9 | Residential & Commercial | USHP | Ducted CEE Tier 1
213785028 | Central HP <5.4 tons | BRYANT HEATING AND COOLING SYSTEMS | HRCU-A-CB (Split System: Heat Pump with Remote Outdoor Unit-Air-Source) | 284ANV024*0**B* |  |  | CAP**2517AL*+UI | 88*TB36045C17*** | 23600 | 19.5 | 10.5 | 26600 | 20000 | 75.19% | 2.48 | 0 | 12.5 |  |  |  |  | R-410A | 1.9667 | Residential & Commercial | USHP | Ducted CEE Tier 1
215792878 | Central HP <5.4 tons | CARRIER | HRCU-A-CB (Split System: Heat Pump with Remote Outdoor Unit-Air-Source) | 38MURAQ36AB3* | ADP |  | CDP36B15P | 59TP6C060V17**16 | 34200 | 15.2 | 8.5 | 36800 | 34600 | 94.02% | 1.94 | 0 | 9.5 |  |  |  |  | R-410A | 2.85 | Residential & Commercial | USHP
216681830 | Central HP <5.4 tons | BRYANT HEATING AND COOLING SYSTEMS | HRCU-A-CB (Split System: Heat Pump with Remote Outdoor Unit-Air-Source) | 38MURAQ36AB3* |  |  | CSPH*3612AL* | 927TA60100V21*** | 35600 | 15.5 | 8.5 | 38500 | 34600 | 89.87% | 1.78 | 0 | 9.8 |  |  |  |  | R-410A | 2.9667 | Residential & Commercial | USHP
213353746 | Central HP <5.4 tons | TEMPSTAR | HRCU-A-CB (Split System: Heat Pump with Remote Outdoor Unit-Air-Source) | DLCURAH18ABK |  |  | F5MA4*24L*B* | 0 | 18100 | 16 | 8.5 | 18600 | 18600 | 100% | 2.24 | 0 | 10.5 |  |  |  |  | R-410A | 1.5083 | Residential & Commercial | USHP | Ducted CEE Tier 1
212981011 | Central HP <5.4 tons | COMFORTMAKER | HRCU-A-CB (Split System: Heat Pump with Remote Outdoor Unit-Air-Source) | DLCURAH24ABK |  |  | EN(A,D)4X36L21** | *80MS(N,L)1102120A* | 23400 | 17 | 8.5 | 26200 | 24600 | 93.89% | 2.06 | 0 | 10.5 |  |  |  |  | R-410A | 1.95 | Residential & Commercial | USHP | Ducted CEE Tier 1
212978521 | Central HP <5.4 tons | CARRIER | HRCU-A-CB (Split System: Heat Pump with Remote Outdoor Unit-Air-Source) | 38MURAQ30AB3* |  |  | CAP**3717AL* | 58S(B,C)*B070M17**12 | 30200 | 15.2 | 8.1 | 33800 | 27000 | 79.88% | 1.82 | 0 | 9 |  |  |  |  | R-410A | 2.5167 | Residential & Commercial | USHP
214627149 | Central HP <5.4 tons | CARRIER | HRCU-A-CB (Split System: Heat Pump with Remote Outdoor Unit-Air-Source) | 25VNA448A*031* | ADP |  | C48A***L169 | 58CU*A100C21**20 | 43500 | 21 | 9 | 44500 | 36000 | 80.9% | 2.28 | 0 | 11.7 |  |  |  |  | R-410A | 3.625 | Residential & Commercial | USHP | Ducted CEE Tier 1
214627228 | Central HP <5.4 tons | CARRIER | HRCU-A-CB (Split System: Heat Pump with Remote Outdoor Unit-Air-Source) | 25VNA448A*031* | ADP |  | C60A***L169 | 59CU5A100C21**22 | 44000 | 21 | 9.5 | 44000 | 35800 | 81.36% | 2.3 | 0 | 12 |  |  |  |  | R-410A | 3.6667 | Residential & Commercial | USHP | Ducted CEE Tier 1
214271719 | Central HP <5.4 tons | CARRIER | HRCU-A-CB (Split System: Heat Pump with Remote Outdoor Unit-Air-Source) | 25VNA436A*031* | ADP |  | C36A***L159 | 58TN*B110C21**20 | 33000 | 20 | 9 | 34800 | 27200 | 78.16% | 2.06 | 0 | 12.5 |  |  |  |  | R-410A | 2.75 | Residential & Commercial | USHP | Ducted CEE Tier 1
211380004 | Central HP <5.4 tons | YORK | HRCU-A-CB (Split System: Heat Pump with Remote Outdoor Unit-Air-Source) | HMH72B341 |  |  | XAFC48FBCN1 | TMLE100B12MP11 | 33400 | 17 | 8.5 | 32400 | 23800 | 73.46% | 2.06 | 0 | 9.5 |  |  |  |  | R-410A | 2.7833 | Residential & Commercial | USHP
214271742 | Central HP <5.4 tons | CARRIER | HRCU-A-CB (Split System: Heat Pump with Remote Outdoor Unit-Air-Source) | 25VNA448A*031* | ADP |  | PL60H210P179 | 58TN*B070C17**16 | 44000 | 21 | 9.5 | 44500 | 36400 | 81.8% | 2.32 | 0 | 10.5 |  |  |  |  | R-410A | 3.6667 | Residential & Commercial | USHP | Ducted CEE Tier 1
213738339 | Central HP <5.4 tons | DAY & NIGHT | HRCU-A-CB (Split System: Heat Pump with Remote Outdoor Unit-Air-Source) | DLCURAH30ABK | ADP |  | FG35936 | *80MS(N,L)0701412A* | 29000 | 15.2 | 8.1 | 32400 | 26800 | 82.72% | 1.82 | 0 | 8.5 |  |  |  |  | R-410A | 2.4167 | Residential & Commercial | USHP
215293187 | Central HP <5.4 tons | AIRQUEST | HRCU-A-CB (Split System: Heat Pump with Remote Outdoor Unit-Air-Source) | DLCURAH24ABK | ADP |  | HE32936 | *96VTN1002120B* | 22800 | 17 | 8.5 | 24600 | 23400 | 95.12% | 1.98 | 0 | 9.5 |  |  |  |  | R-410A | 1.9 | Residential & Commercial | USHP
215293206 | Central HP <5.4 tons | AIRQUEST | HRCU-A-CB (Split System: Heat Pump with Remote Outdoor Unit-Air-Source) | DLCURAH24ABK | ADP |  | HG7J936 | *96VTN1002120B* | 23000 | 17 | 8.5 | 24600 | 24200 | 98.37% | 2.04 | 0 | 10 |  |  |  |  | R-410A | 1.9167 | Residential & Commercial | USHP | Ducted CEE Tier 1
215293238 | Central HP <5.4 tons | AIRQUEST | HRCU-A-CB (Split System: Heat Pump with Remote Outdoor Unit-Air-Source) | DLCURAH24ABK | ADP |  | HE32936 | *96VTN1002122A* | 23200 | 17 | 8.5 | 24200 | 22800 | 94.21% | 1.92 | 0 | 9.5 |  |  |  |  | R-410A | 1.9333 | Residential & Commercial | USHP
215293290 | Central HP <5.4 tons | AIRQUEST | HRCU-A-CB (Split System: Heat Pump with Remote Outdoor Unit-Air-Source) | DLCURAH24ABK | ADP |  | HE33936 | *96VTN1002122B* | 23600 | 17 | 8.5 | 24800 | 23400 | 94.35% | 1.98 | 0 | 10.5 |  |  |  |  | R-410A | 1.9667 | Residential & Commercial | USHP | Ducted CEE Tier 1
215293304 | Central HP <5.4 tons | AIRQUEST | HRCU-A-CB (Split System: Heat Pump with Remote Outdoor Unit-Air-Source) | DLCURAH24ABK | ADP |  | HG7J924 | *96VTN1002122B* | 23400 | 17 | 8.5 | 24800 | 23400 | 94.35% | 1.98 | 0 | 10 |  |  |  |  | R-410A | 1.95 | Residential & Commercial | USHP | Ducted CEE Tier 1
214573901 | Central HP <5.4 tons | AIRQUEST | HRCU-A-CB (Split System: Heat Pump with Remote Outdoor Unit-Air-Source) | HVH837GKA2* |  |  | EA*4X43L21A*+WALLCON | *96CTN0802120B* | 33000 | 18.5 | 8.5 | 32600 | 25000 | 76.69% | 2 | 0 | 11.5 |  |  |  |  | R-410A | 2.75 | Residential & Commercial | USHP | Ducted CEE Tier 1
215295745 | Central HP <5.4 tons | AIRQUEST | HRCU-A-CB (Split System: Heat Pump with Remote Outdoor Unit-Air-Source) | DLCURAH36ABK | ADP |  | HE32936 | *96VTN1202422B* | 33600 | 16 | 8.5 | 36200 | 34200 | 94.48% | 2.02 | 0 | 9.5 |  |  |  |  | R-410A | 2.8 | Residential & Commercial | USHP
215295761 | Central HP <5.4 tons | AIRQUEST | HRCU-A-CB (Split System: Heat Pump with Remote Outdoor Unit-Air-Source) | DLCURAH36ABK | ADP |  | H,GG37936 | *96VTN1202422B* | 35600 | 16 | 8.5 | 36200 | 34200 | 94.48% | 2.02 | 0 | 10 |  |  |  |  | R-410A | 2.9667 | Residential & Commercial | USHP | Ducted CEE Tier 1
214862362 | Central HP <5.4 tons | BRYANT HEATING AND COOLING SYSTEMS | HRCU-A-CB (Split System: Heat Pump with Remote Outdoor Unit-Air-Source) | 288BNV037*0**A* | ADP |  | H,CD16936 | 987MC60060C21*** | 32000 | 17 | 8.1 | 31400 | 24600 | 78.34% | 1.94 | 0 | 11.5 |  |  |  |  | R-410A | 2.6667 | Residential & Commercial | USHP | Ducted CEE Tier 1
215295766 | Central HP <5.4 tons | AIRQUEST | HRCU-A-CB (Split System: Heat Pump with Remote Outdoor Unit-Air-Source) | DLCURAH36ABK | ADP |  | HE7J936 | *96VTN1202422B* | 34000 | 16 | 8.5 | 36200 | 34200 | 94.48% | 2.02 | 0 | 9.5 |  |  |  |  | R-410A | 2.8333 | Residential & Commercial | USHP
213738533 | Central HP <5.4 tons | DAY & NIGHT | HRCU-A-CB (Split System: Heat Pump with Remote Outdoor Unit-Air-Source) | DLCURAH36ABK | ADP |  | FG32936 | *92MSN0601714A* | 34800 | 16 | 8.1 | 36800 | 34800 | 94.57% | 1.82 | 0 | 9.5 |  |  |  |  | R-410A | 2.9 | Residential & Commercial | USHP
213077605 | Central HP <5.4 tons | HEIL | HRCU-A-CB (Split System: Heat Pump with Remote Outdoor Unit-Air-Source) | DLCURAH36ABK |  |  | EA*4X37L21A* | *96VTN1002120B* | 36200 | 16.5 | 8.5 | 38000 | 34800 | 91.58% | 2.04 | 0 | 10 |  |  |  |  | R-410A | 3.0167 | Residential & Commercial | USHP | Ducted CEE Tier 1
211242751 | Central HP <5.4 tons | HEIL | HRCU-A-CB (Split System: Heat Pump with Remote Outdoor Unit-Air-Source) | DLCURAH24ABK |  |  | EA*4X36L21A* | OLV112A16A | 24400 | 16 | 8.5 | 26400 | 22200 | 84.09% | 1.84 | 0 | 10 |  |  |  |  | R-410A | 2.0333 | Residential & Commercial | USHP | Ducted CEE Tier 1
211243335 | Central HP <5.4 tons | HEIL | HRCU-A-CB (Split System: Heat Pump with Remote Outdoor Unit-Air-Source) | DLCURAH24ABK |  |  | EA*4X37L21A* | *80VSL0451716A* | 24800 | 16.5 | 8.5 | 25600 | 21000 | 82.03% | 1.76 | 0 | 10.5 |  |  |  |  | R-410A | 2.0667 | Residential & Commercial | USHP | Ducted CEE Tier 1
214862303 | Central HP <5.4 tons | BRYANT HEATING AND COOLING SYSTEMS | HRCU-A-CB (Split System: Heat Pump with Remote Outdoor Unit-Air-Source) | 288BNV025*0**C* | ADP |  | H,PG81936 | 987MC42060C17*** | 23800 | 16 | 8.1 | 19800 | 16300 | 82.32% | 2 | 0 | 11 |  |  |  |  | R-410A | 1.9833 | Residential & Commercial | USHP | Ducted CEE Tier 1
214862328 | Central HP <5.4 tons | BRYANT HEATING AND COOLING SYSTEMS | HRCU-A-CB (Split System: Heat Pump with Remote Outdoor Unit-Air-Source) | 288BNV025*0**C* | ADP |  | H,PG9J936 | 987MC60080C21*** | 23800 | 16 | 8.1 | 19800 | 16300 | 82.32% | 1.96 | 0 | 11 |  |  |  |  | R-410A | 1.9833 | Residential & Commercial | USHP | Ducted CEE Tier 1
211243478 | Central HP <5.4 tons | HEIL | HRCU-A-CB (Split System: Heat Pump with Remote Outdoor Unit-Air-Source) | DLCURAH24ABK |  |  | EA*4X37L21A* | *96VTN1002120A* | 24400 | 17 | 8.5 | 25200 | 21200 | 84.13% | 1.78 | 0 | 10.5 |  |  |  |  | R-410A | 2.0333 | Residential & Commercial | USHP | Ducted CEE Tier 1
211243869 | Central HP <5.4 tons | HEIL | HRCU-A-CB (Split System: Heat Pump with Remote Outdoor Unit-Air-Source) | DLCURAH24ABK |  |  | EN(A,D)4X24L17** | *96VSN0401410A* | 23400 | 15.5 | 8.5 | 26600 | 24000 | 90.23% | 1.96 | 0 | 10 |  |  |  |  | R-410A | 1.95 | Residential & Commercial | USHP | Ducted CEE Tier 1
214570441 | Central HP <5.4 tons | AIRQUEST | HRCU-A-CB (Split System: Heat Pump with Remote Outdoor Unit-Air-Source) | HVH825GKA3* |  |  | EA*4X37L21A*+WALLCON | *95CSU0802120B* | 24400 | 16.5 | 8.5 | 21200 | 16600 | 78.3% | 2.02 | 0 | 11 |  |  |  |  | R-410A | 2.0333 | Residential & Commercial | USHP | Ducted CEE Tier 1
214571161 | Central HP <5.4 tons | AIRQUEST | HRCU-A-CB (Split System: Heat Pump with Remote Outdoor Unit-Air-Source) | HVH825GKA3* |  |  | EN(A,D,W)4X42L21**+WALLCON | *95CSU0802120B* | 23800 | 16.5 | 8.1 | 21400 | 16700 | 78.04% | 1.96 | 0 | 11 |  |  |  |  | R-410A | 1.9833 | Residential & Commercial | USHP | Ducted CEE Tier 1
214572481 | Central HP <5.4 tons | AIRQUEST | HRCU-A-CB (Split System: Heat Pump with Remote Outdoor Unit-Air-Source) | HVH837GKA** |  |  | EA*4X36L21A*+WALLCON | *95CSU0802120B* | 31400 | 17 | 8.1 | 33000 | 24200 | 73.33% | 1.86 | 0 | 11 |  |  |  |  | R-410A | 2.6167 | Residential & Commercial | USHP | Ducted CEE Tier 1
214572631 | Central HP <5.4 tons | AIRQUEST | HRCU-A-CB (Split System: Heat Pump with Remote Outdoor Unit-Air-Source) | HVH837GKA** |  |  | EA*4X42L21A*+WALLCON | *97CMN0802120B* | 31800 | 17 | 8.5 | 32800 | 24400 | 74.39% | 1.9 | 0 | 11 |  |  |  |  | R-410A | 2.65 | Residential & Commercial | USHP | Ducted CEE Tier 1
214572781 | Central HP <5.4 tons | AIRQUEST | HRCU-A-CB (Split System: Heat Pump with Remote Outdoor Unit-Air-Source) | HVH837GKA** |  |  | EA*4X48L21A*+WALLCON | *95CSU0802120B* | 32200 | 17.5 | 8.5 | 32400 | 25000 | 77.16% | 1.98 | 0 | 11 |  |  |  |  | R-410A | 2.6833 | Residential & Commercial | USHP | Ducted CEE Tier 1
214573181 | Central HP <5.4 tons | AIRQUEST | HRCU-A-CB (Split System: Heat Pump with Remote Outdoor Unit-Air-Source) | HVH837GKA** |  |  | EHD4X42AAL+WALLCON | *96CTN0802120B* | 32600 | 17.5 | 8.5 | 32800 | 24800 | 75.61% | 1.96 | 0 | 11 |  |  |  |  | R-410A | 2.7167 | Residential & Commercial | USHP | Ducted CEE Tier 1
214573301 | Central HP <5.4 tons | AIRQUEST | HRCU-A-CB (Split System: Heat Pump with Remote Outdoor Unit-Air-Source) | HVH837GKA** |  |  | EHD4X60AAL+WALLCON | *96CTN0802120B* | 33000 | 18 | 8.5 | 32000 | 24800 | 77.5% | 2.02 | 0 | 11.5 |  |  |  |  | R-410A | 2.75 | Residential & Commercial | USHP | Ducted CEE Tier 1
213785044 | Central HP <5.4 tons | BRYANT HEATING AND COOLING SYSTEMS | HRCU-A-CB (Split System: Heat Pump with Remote Outdoor Unit-Air-Source) | 284ANV024*0**B* |  |  | CAP**2517AL*+UI | 986TD42080C17*** | 24000 | 20 | 10.5 | 26600 | 19800 | 74.44% | 2.5 | 0 | 13 |  |  |  |  | R-410A | 2 | Residential & Commercial | USHP | Ducted CEE Tier 1
213785060 | Central HP <5.4 tons | BRYANT HEATING AND COOLING SYSTEMS | HRCU-A-CB (Split System: Heat Pump with Remote Outdoor Unit-Air-Source) | 284ANV024*0**B* |  |  | CAP**3017AL*+UI | 987MC42080C17*** | 22800 | 19.5 | 10 | 26800 | 20000 | 74.63% | 2.36 | 0 | 12.5 |  |  |  |  | R-410A | 1.9 | Residential & Commercial | USHP | Ducted CEE Tier 1
211243887 | Central HP <5.4 tons | HEIL | HRCU-A-CB (Split System: Heat Pump with Remote Outdoor Unit-Air-Source) | DLCURAH24ABK |  |  | EN(A,D)4X24L17** | *96VSN0601412A* | 23200 | 16 | 8.5 | 26400 | 24600 | 93.18% | 2.04 | 0 | 10 |  |  |  |  | R-410A | 1.9333 | Residential & Commercial | USHP | Ducted CEE Tier 1
211243964 | Central HP <5.4 tons | HEIL | HRCU-A-CB (Split System: Heat Pump with Remote Outdoor Unit-Air-Source) | DLCURAH24ABK |  |  | EN(A,D)4X24L17** | *95ESU0601716A* | 23800 | 16.5 | 8.5 | 26800 | 23400 | 87.31% | 1.92 | 0 | 10 |  |  |  |  | R-410A | 1.9833 | Residential & Commercial | USHP | Ducted CEE Tier 1
212578538 | Central HP <5.4 tons | GE Appliances | HRCU-A-C (Split System: Heat Pump with Remote Outdoor Unit with No Indoor Fan --Air Source) | AUH2436ZGDA* |  |  | NCCC24BT4** | 0 | 23000 | 15.2 | 8.5 | 24000 | 21600 | 90% | 1.8 | 0 | 11 |  |  |  |  | R-410A | 1.9167 | Residential & Commercial | USHP | Ducted CEE Tier 1
210474472 | Central HP <5.4 tons | HEIL | HRCU-A-CB (Split System: Heat Pump with Remote Outdoor Unit-Air-Source) | HVH825GKA3* |  |  | EHD4X48AAL+WALLCON | *80CSU0401712A* | 24200 | 16.5 | 8.1 | 21200 | 16600 | 78.3% | 2.02 | 0 | 11 |  |  |  |  | R-410A | 2.0167 | Residential & Commercial | USHP | Ducted CEE Tier 1
212383131 | Central HP <5.4 tons | TEMPSTAR | HRCU-A-CB (Split System: Heat Pump with Remote Outdoor Unit-Air-Source) | DLCURAH36ABK |  |  | EA*4X36L21A* | *96VSN1002120A* | 35200 | 16 | 8.1 | 39000 | 35200 | 90.26% | 1.82 | 0 | 9.5 |  |  |  |  | R-410A | 2.9333 | Residential & Commercial | USHP
211378861 | Central HP <5.4 tons | YORK | HRCU-A-CB (Split System: Heat Pump with Remote Outdoor Unit-Air-Source) | HMH72B341 |  |  | XAFC36DBCN1 | TL9E060B12UH11 | 33800 | 18 | 8.1 | 34000 | 24200 | 71.18% | 2.04 | 0 | 9.5 |  |  |  |  | R-410A | 2.8167 | Residential & Commercial | USHP
214862326 | Central HP <5.4 tons | BRYANT HEATING AND COOLING SYSTEMS | HRCU-A-CB (Split System: Heat Pump with Remote Outdoor Unit-Air-Source) | 288BNV025*0**C* | ADP |  | H,PG48936 | 987MC60080C21*** | 24200 | 17 | 8.1 | 19600 | 16200 | 82.65% | 2.02 | 0 | 11.5 |  |  |  |  | R-410A | 2.0167 | Residential & Commercial | USHP | Ducted CEE Tier 1
214862341 | Central HP <5.4 tons | BRYANT HEATING AND COOLING SYSTEMS | HRCU-A-CB (Split System: Heat Pump with Remote Outdoor Unit-Air-Source) | 288BNV025*0**C* | ADP |  | H,PG35936 | 987MC66120C24*** | 23800 | 16 | 8.1 | 19800 | 16200 | 81.82% | 1.96 | 0 | 11 |  |  |  |  | R-410A | 1.9833 | Residential & Commercial | USHP | Ducted CEE Tier 1
214394799 | Central HP <5.4 tons | CARRIER | HRCU-A-CB (Split System: Heat Pump with Remote Outdoor Unit-Air-Source) | 25VNA837A*030* | ADP |  | H,PG53936 | 59TN6C100C21**22 | 32400 | 18 | 8.5 | 30400 | 24400 | 80.26% | 2 | 0 | 11.5 |  |  |  |  | R-410A | 2.7 | Residential & Commercial | USHP | Ducted CEE Tier 1
210599990 | Central HP <5.4 tons | TEMPSTAR | HRCU-A-CB (Split System: Heat Pump with Remote Outdoor Unit-Air-Source) | TVH825GKA2* |  |  | EN(A,D,W)4X48L21**+WALLCON | *80CTL0901716A* | 24200 | 17.5 | 8.1 | 21200 | 16500 | 77.83% | 2.02 | 0 | 11.7 |  |  |  |  | R-410A | 2.0167 | Residential & Commercial | USHP | Ducted CEE Tier 1
213785403 | Central HP <5.4 tons | BRYANT HEATING AND COOLING SYSTEMS | HRCU-A-CB (Split System: Heat Pump with Remote Outdoor Unit-Air-Source) | 284ANV036*0**B* |  |  | CAP**3721AL*+UI | 88*TB60110C21*** | 33800 | 19.5 | 9 | 36400 | 25600 | 70.33% | 2.04 | 0 | 12 |  |  |  |  | R-410A | 2.8167 | Residential & Commercial | USHP | Ducted CEE Tier 1
213785435 | Central HP <5.4 tons | BRYANT HEATING AND COOLING SYSTEMS | HRCU-A-CB (Split System: Heat Pump with Remote Outdoor Unit-Air-Source) | 284ANV036*0**B* |  |  | CAP**4221AL*+UI | 987MC66100C21*** | 32600 | 19 | 9 | 37800 | 26600 | 70.37% | 1.98 | 0 | 11.7 |  |  |  |  | R-410A | 2.7167 | Residential & Commercial | USHP | Ducted CEE Tier 1
213785162 | Central HP <5.4 tons | BRYANT HEATING AND COOLING SYSTEMS | HRCU-A-CB (Split System: Heat Pump with Remote Outdoor Unit-Air-Source) | 284ANV024*0**B* |  |  | CAP**4224AL*+UI | 986TD66120C24*** | 23400 | 20 | 10 | 26600 | 19700 | 74.06% | 2.46 | 0 | 13 |  |  |  |  | R-410A | 1.95 | Residential & Commercial | USHP | Ducted CEE Tier 1
213785192 | Central HP <5.4 tons | BRYANT HEATING AND COOLING SYSTEMS | HRCU-A-CB (Split System: Heat Pump with Remote Outdoor Unit-Air-Source) | 284ANV024*0**B* |  |  | CSPH*3012AL*+UI | 88*TB48090C17*** | 23200 | 19 | 9 | 27000 | 20000 | 74.07% | 2.44 | 0 | 12.5 |  |  |  |  | R-410A | 1.9333 | Residential & Commercial | USHP | Ducted CEE Tier 1
213785212 | Central HP <5.4 tons | BRYANT HEATING AND COOLING SYSTEMS | HRCU-A-CB (Split System: Heat Pump with Remote Outdoor Unit-Air-Source) | 284ANV024*0**B* |  |  | CSPH*3012AL*+UI | 986TD66100C21*** | 23400 | 19 | 10 | 26800 | 19900 | 74.25% | 2.44 | 0 | 12.5 |  |  |  |  | R-410A | 1.95 | Residential & Commercial | USHP | Ducted CEE Tier 1
213785262 | Central HP <5.4 tons | BRYANT HEATING AND COOLING SYSTEMS | HRCU-A-CB (Split System: Heat Pump with Remote Outdoor Unit-Air-Source) | 284ANV024*0**B* |  |  | CSPH*4212AL*+UI | 987MC42080C17*** | 23800 | 19 | 9.5 | 26600 | 19800 | 74.44% | 2.5 | 0 | 12.5 |  |  |  |  | R-410A | 1.9833 | Residential & Commercial | USHP | Ducted CEE Tier 1
213785485 | Central HP <5.4 tons | BRYANT HEATING AND COOLING SYSTEMS | HRCU-A-CB (Split System: Heat Pump with Remote Outdoor Unit-Air-Source) | 284ANV036*0**B* |  |  | CAP**4821AL*+UI | 88*TB48090C17*** | 33200 | 19.5 | 9 | 36600 | 25800 | 70.49% | 2.02 | 0 | 12 |  |  |  |  | R-410A | 2.7667 | Residential & Commercial | USHP | Ducted CEE Tier 1
213781486 | Central HP <5.4 tons | BRYANT HEATING AND COOLING SYSTEMS | HRCU-A-CB (Split System: Heat Pump with Remote Outdoor Unit-Air-Source) | 288BNV037*0**B* |  |  | CAP**6024AL*+UI | 88*TB66135C24*** | 32800 | 17.5 | 8.1 | 31800 | 24600 | 77.36% | 1.98 | 0 | 11.5 |  |  |  |  | R-410A | 2.7333 | Residential & Commercial | USHP | Ducted CEE Tier 1
213781536 | Central HP <5.4 tons | BRYANT HEATING AND COOLING SYSTEMS | HRCU-A-CB (Split System: Heat Pump with Remote Outdoor Unit-Air-Source) | 288BNV037*0**B* |  |  | CAP**6121AL*+UI | 88*TB36045C17*** | 33000 | 17 | 8.1 | 32400 | 25200 | 77.78% | 1.94 | 0 | 11 |  |  |  |  | R-410A | 2.75 | Residential & Commercial | USHP | Ducted CEE Tier 1
214862365 | Central HP <5.4 tons | BRYANT HEATING AND COOLING SYSTEMS | HRCU-A-CB (Split System: Heat Pump with Remote Outdoor Unit-Air-Source) | 288BNV037*0**A* | ADP |  | H,PG83936 | 987MC60060C21*** | 32200 | 18 | 8.5 | 30400 | 24600 | 80.92% | 1.98 | 0 | 11 |  |  |  |  | R-410A | 2.6833 | Residential & Commercial | USHP | Ducted CEE Tier 1
214862382 | Central HP <5.4 tons | BRYANT HEATING AND COOLING SYSTEMS | HRCU-A-CB (Split System: Heat Pump with Remote Outdoor Unit-Air-Source) | 288BNV037*0**A* | ADP |  | H,PE9J936 | 987MC66120C24*** | 30800 | 18 | 8.1 | 30600 | 24400 | 79.74% | 1.98 | 0 | 11 |  |  |  |  | R-410A | 2.5667 | Residential & Commercial | USHP | Ducted CEE Tier 1
216981305 | Central HP <5.4 tons | BRYANT HEATING AND COOLING SYSTEMS | HRCU-A-CB (Split System: Heat Pump with Remote Outdoor Unit-Air-Source) | 290VAN048**AA* | ADP |  | PL48H210P75*+TXV | 935CB48060C17*** | 44000 | 17 | 9 | 47000 | 34200 | 72.77% | 2.04 | 0 | 9 |  |  |  |  | R-454B | 3.6667 | Residential & Commercial | USHP
214440988 | Central HP <5.4 tons | CARRIER | HRCU-A-CB (Split System: Heat Pump with Remote Outdoor Unit-Air-Source) | 25VNA436A*031* | ADP |  | H,PG34936 | 59TN6C120C24**22 | 32600 | 20 | 9 | 34800 | 27200 | 78.16% | 2.04 | 0 | 12 |  |  |  |  | R-410A | 2.7167 | Residential & Commercial | USHP | Ducted CEE Tier 1
214624808 | Central HP <5.4 tons | CARRIER | HRCU-A-CB (Split System: Heat Pump with Remote Outdoor Unit-Air-Source) | 38MURAQ30AB3* | ADP |  | C36A***L129 | 58SU*B040M17**12 | 29200 | 15.2 | 8.5 | 32200 | 27400 | 85.09% | 1.76 | 0 | 8.5 |  |  |  |  | R-410A | 2.4333 | Residential & Commercial | USHP
213785501 | Central HP <5.4 tons | BRYANT HEATING AND COOLING SYSTEMS | HRCU-A-CB (Split System: Heat Pump with Remote Outdoor Unit-Air-Source) | 284ANV036*0**B* |  |  | CAP**4821AL*+UI | 986TD42080C17*** | 33000 | 19 | 9 | 36600 | 26000 | 71.04% | 2.02 | 0 | 11.7 |  |  |  |  | R-410A | 2.75 | Residential & Commercial | USHP | Ducted CEE Tier 1
213785503 | Central HP <5.4 tons | BRYANT HEATING AND COOLING SYSTEMS | HRCU-A-CB (Split System: Heat Pump with Remote Outdoor Unit-Air-Source) | 284ANV036*0**B* |  |  | CAP**4821AL*+UI | 986TD66100C21*** | 33200 | 19.5 | 9 | 36400 | 25800 | 70.88% | 2.02 | 0 | 12 |  |  |  |  | R-410A | 2.7667 | Residential & Commercial | USHP | Ducted CEE Tier 1
213785551 | Central HP <5.4 tons | BRYANT HEATING AND COOLING SYSTEMS | HRCU-A-CB (Split System: Heat Pump with Remote Outdoor Unit-Air-Source) | 284ANV036*0**B* |  |  | CAP**6121AL*+UI | 986TD42060C17*** | 34000 | 19 | 9 | 36000 | 25400 | 70.56% | 1.98 | 0 | 11.7 |  |  |  |  | R-410A | 2.8333 | Residential & Commercial | USHP | Ducted CEE Tier 1
213785651 | Central HP <5.4 tons | BRYANT HEATING AND COOLING SYSTEMS | HRCU-A-CB (Split System: Heat Pump with Remote Outdoor Unit-Air-Source) | 284ANV036*0**B* |  |  | CSPH*3612AL*+UI | 987MC42060C17*** | 32800 | 17.5 | 8.5 | 37400 | 26400 | 70.59% | 1.98 | 0 | 11 |  |  |  |  | R-410A | 2.7333 | Residential & Commercial | USHP | Ducted CEE Tier 1
213785687 | Central HP <5.4 tons | BRYANT HEATING AND COOLING SYSTEMS | HRCU-A-CB (Split System: Heat Pump with Remote Outdoor Unit-Air-Source) | 284ANV036*0**B* |  |  | CSPH*4212AL*+UI | 987MC66100C21*** | 33400 | 18.5 | 8.5 | 36600 | 26000 | 71.04% | 2.02 | 0 | 11.7 |  |  |  |  | R-410A | 2.7833 | Residential & Commercial | USHP | Ducted CEE Tier 1
215864711 | Central HP <5.4 tons | TRANE | HRCU-A-CB (Split System: Heat Pump with Remote Outdoor Unit-Air-Source) | 5TWV8X60A1 |  |  | 5TXCC009AS3 | L8V1C100U5VSB+LRP | 54500 | 18.1 | 8.5 | 55000 | 39500 | 71.82% | 2 | 0 | 10 |  |  |  |  | R-454B | 4.5417 | Residential & Commercial | USHP | Ducted CEE Tier 1
215864727 | Central HP <5.4 tons | TRANE | HRCU-A-CB (Split System: Heat Pump with Remote Outdoor Unit-Air-Source) | 5TWV8X60A1 |  |  | 5TXCD008AS3 | *UHMD120CCV5+LRP | 52500 | 18.1 | 8.5 | 55500 | 39500 | 71.17% | 2 | 0 | 10 |  |  |  |  | R-454B | 4.375 | Residential & Commercial | USHP | Ducted CEE Tier 1
215864759 | Central HP <5.4 tons | TRANE | HRCU-A-CB (Split System: Heat Pump with Remote Outdoor Unit-Air-Source) | 5TWV8X60A1 |  |  | 5TXCD010AS3 | S9V2D120U5VSB+LRP | 54500 | 18.1 | 8.5 | 55000 | 39500 | 71.82% | 2 | 0 | 10.5 |  |  |  |  | R-454B | 4.5417 | Residential & Commercial | USHP | Ducted CEE Tier 1
213249275 | Central HP <5.4 tons | HEIL | HRCU-A-CB (Split System: Heat Pump with Remote Outdoor Unit-Air-Source) | DLCURAH24ABK |  |  | FEVA0024**+NAVA43601CK | 0 | 24200 | 17 | 9 | 25800 | 22200 | 86.05% | 1.84 | 0 | 10 |  |  |  |  | R-410A | 2.0167 | Residential & Commercial | USHP | Ducted CEE Tier 1
215864761 | Central HP <5.4 tons | TRANE | HRCU-A-CB (Split System: Heat Pump with Remote Outdoor Unit-Air-Source) | 5TWV8X60A1 |  |  | 5TXCD010AS3 | S9V2D120U5PSC+LRP | 54500 | 18.1 | 8.5 | 55000 | 39500 | 71.82% | 2 | 0 | 10.5 |  |  |  |  | R-454B | 4.5417 | Residential & Commercial | USHP | Ducted CEE Tier 1
215864791 | Central HP <5.4 tons | TRANE | HRCU-A-CB (Split System: Heat Pump with Remote Outdoor Unit-Air-Source) | 5TWV8X36A1 |  |  | 5PX*BD06AS3 | S8V2B080M4PCB | 32800 | 18.1 | 8.5 | 34400 | 26000 | 75.58% | 2 | 0 | 10 |  |  |  |  | R-454B | 2.7333 | Residential & Commercial | USHP | Ducted CEE Tier 1
211712446 | Central HP <5.4 tons | CARRIER | HRCU-A-CB (Split System: Heat Pump with Remote Outdoor Unit-Air-Source) | 38MURAQ30AB3* |  |  | CAP**4221AL* | 58S(B,C)*A070E21**16 | 29600 | 15.2 | 8.1 | 33600 | 27400 | 81.55% | 1.78 | 0 | 9 |  |  |  |  | R-410A | 2.4667 | Residential & Commercial | USHP
214572711 | Central HP <5.4 tons | AIRQUEST | HRCU-A-CB (Split System: Heat Pump with Remote Outdoor Unit-Air-Source) | HVH837GKA** |  |  | EA*4X43L21A*+WALLCON | *80CTL0702120B* | 32800 | 17.5 | 8.5 | 32800 | 25200 | 76.83% | 2 | 0 | 11 |  |  |  |  | R-410A | 2.7333 | Residential & Commercial | USHP | Ducted CEE Tier 1
214571171 | Central HP <5.4 tons | AIRQUEST | HRCU-A-CB (Split System: Heat Pump with Remote Outdoor Unit-Air-Source) | HVH825GKA3* |  |  | EN(A,D,W)4X42L21**+WALLCON | *95CSU1002122B* | 23800 | 16.5 | 8.1 | 21400 | 16600 | 77.57% | 1.96 | 0 | 11 |  |  |  |  | R-410A | 1.9833 | Residential & Commercial | USHP | Ducted CEE Tier 1
214862309 | Central HP <5.4 tons | BRYANT HEATING AND COOLING SYSTEMS | HRCU-A-CB (Split System: Heat Pump with Remote Outdoor Unit-Air-Source) | 288BNV025*0**C* | ADP |  | H,PE7J936 | 987MC42080C17*** | 23600 | 16 | 8.1 | 20000 | 16300 | 81.5% | 1.94 | 0 | 10.5 |  |  |  |  | R-410A | 1.9667 | Residential & Commercial | USHP | Ducted CEE Tier 1
212978664 | Central HP <5.4 tons | CARRIER | HRCU-A-CB (Split System: Heat Pump with Remote Outdoor Unit-Air-Source) | 38MURAQ24AB3* |  |  | CAP**3621AL* | 58S(B,C)*B070M17**12 | 23600 | 17.5 | 8.5 | 26000 | 24000 | 92.31% | 2 | 0 | 10 |  |  |  |  | R-410A | 1.9667 | Residential & Commercial | USHP | Ducted CEE Tier 1
215294429 | Central HP <5.4 tons | AIRQUEST | HRCU-A-CB (Split System: Heat Pump with Remote Outdoor Unit-Air-Source) | DLCURAH30ABK | ADP |  | HG80936 | *96VTN1002122A* | 30000 | 15.2 | 8.1 | 32400 | 26800 | 82.72% | 1.8 | 0 | 9 |  |  |  |  | R-410A | 2.5 | Residential & Commercial | USHP
214862320 | Central HP <5.4 tons | BRYANT HEATING AND COOLING SYSTEMS | HRCU-A-CB (Split System: Heat Pump with Remote Outdoor Unit-Air-Source) | 288BNV025*0**C* | ADP |  | H,PE9J936 | 987MC60060C21*** | 23600 | 16 | 8.1 | 20000 | 16300 | 81.5% | 1.94 | 0 | 11 |  |  |  |  | R-410A | 1.9667 | Residential & Commercial | USHP | Ducted CEE Tier 1
214862322 | Central HP <5.4 tons | BRYANT HEATING AND COOLING SYSTEMS | HRCU-A-CB (Split System: Heat Pump with Remote Outdoor Unit-Air-Source) | 288BNV025*0**C* | ADP |  | H,CD12936 | 987MC60080C21*** | 23200 | 16 | 8.1 | 20000 | 16300 | 81.5% | 1.92 | 0 | 11 |  |  |  |  | R-410A | 1.9333 | Residential & Commercial | USHP | Ducted CEE Tier 1
215293309 | Central HP <5.4 tons | AIRQUEST | HRCU-A-CB (Split System: Heat Pump with Remote Outdoor Unit-Air-Source) | DLCURAH24ABK | ADP |  | HG8J936 | *96VTN1002122B* | 23600 | 17 | 8.5 | 24800 | 23400 | 94.35% | 1.98 | 0 | 10.5 |  |  |  |  | R-410A | 1.9667 | Residential & Commercial | USHP | Ducted CEE Tier 1
214570631 | Central HP <5.4 tons | AIRQUEST | HRCU-A-CB (Split System: Heat Pump with Remote Outdoor Unit-Air-Source) | HVH825GKA3* |  |  | EA*4X43L21A*+WALLCON | *95CSU1002122B* | 24400 | 17 | 8.5 | 21200 | 16600 | 78.3% | 2.04 | 0 | 11 |  |  |  |  | R-410A | 2.0333 | Residential & Commercial | USHP | Ducted CEE Tier 1
214570711 | Central HP <5.4 tons | AIRQUEST | HRCU-A-CB (Split System: Heat Pump with Remote Outdoor Unit-Air-Source) | HVH825GKA3* |  |  | EA*4X48L21A*+WALLCON | *97CMN0802120B* | 24000 | 16.5 | 8.5 | 21000 | 16500 | 78.57% | 2.02 | 0 | 11 |  |  |  |  | R-410A | 2 | Residential & Commercial | USHP | Ducted CEE Tier 1
214629012 | Central HP <5.4 tons | CARRIER | HRCU-A-CB (Split System: Heat Pump with Remote Outdoor Unit-Air-Source) | 38MURAQ36AB3* | ADP |  | C36A***L139 | 58S(B,C)*B070M17**12 | 35000 | 16 | 8.1 | 36800 | 34800 | 94.57% | 1.82 | 0 | 9.5 |  |  |  |  | R-410A | 2.9167 | Residential & Commercial | USHP
214629093 | Central HP <5.4 tons | CARRIER | HRCU-A-CB (Split System: Heat Pump with Remote Outdoor Unit-Air-Source) | 38MURAQ36AB3* | ADP |  | V,C36H175P149 | 58S(B,C)*B090M17**14 | 35400 | 16 | 8.1 | 36800 | 34600 | 94.02% | 1.88 | 0 | 10 |  |  |  |  | R-410A | 2.95 | Residential & Commercial | USHP | Ducted CEE Tier 1
214629111 | Central HP <5.4 tons | CARRIER | HRCU-A-CB (Split System: Heat Pump with Remote Outdoor Unit-Air-Source) | 38MURAQ36AB3* | ADP |  | PL36H210P749 | 58S(B,C)*B090M21**16 | 35200 | 16 | 8.1 | 36800 | 34600 | 94.02% | 1.88 | 0 | 10 |  |  |  |  | R-410A | 2.9333 | Residential & Commercial | USHP | Ducted CEE Tier 1
212985888 | Central HP <5.4 tons | COMFORTMAKER | HRCU-A-CB (Split System: Heat Pump with Remote Outdoor Unit-Air-Source) | DLCURAH18ABK |  |  | EA*4X24L14A* | *96MSN0261410A* | 17300 | 16 | 8.5 | 18200 | 19400 | 106.6% | 2.34 | 0 | 10.5 |  |  |  |  | R-410A | 1.4417 | Residential & Commercial | USHP | Ducted CEE Tier 1
216977306 | Central HP <5.4 tons | BRYANT HEATING AND COOLING SYSTEMS | HRCU-A-CB (Split System: Heat Pump with Remote Outdoor Unit-Air-Source) | 37MUHAQ24AA3 | ADP |  | PL36H210P74*+TXV | 83*CA36040C17*** | 23000 | 17 | 8.5 | 19800 | 18700 | 94.44% | 1.94 | 0 | 11 |  |  |  |  | R-454B | 1.9167 | Residential & Commercial | USHP | Ducted CEE Tier 1
216977310 | Central HP <5.4 tons | BRYANT HEATING AND COOLING SYSTEMS | HRCU-A-CB (Split System: Heat Pump with Remote Outdoor Unit-Air-Source) | 37MUHAQ24AA3 | ADP |  | PL36H210P29*+TXV | 83*SB36040M17*** | 23000 | 17 | 8.5 | 19000 | 18000 | 94.74% | 1.96 | 0 | 11 |  |  |  |  | R-454B | 1.9167 | Residential & Commercial | USHP | Ducted CEE Tier 1
214627235 | Central HP <5.4 tons | CARRIER | HRCU-A-CB (Split System: Heat Pump with Remote Outdoor Unit-Air-Source) | 25VNA448A*031* | ADP |  | V,C60H210P179 | 59CU5A100C21**22 | 45000 | 21 | 9.5 | 43500 | 35600 | 81.84% | 2.36 | 0 | 12 |  |  |  |  | R-410A | 3.75 | Residential & Commercial | USHP | Ducted CEE Tier 1
214628596 | Central HP <5.4 tons | CARRIER | HRCU-A-CB (Split System: Heat Pump with Remote Outdoor Unit-Air-Source) | 38MURAQ30AB3* | ADP |  | PL36H175P159 | 58S(B,C)*B070M17**12 | 29800 | 15.2 | 8.1 | 32600 | 27200 | 83.44% | 1.8 | 0 | 9 |  |  |  |  | R-410A | 2.4833 | Residential & Commercial | USHP
207154539 | Central HP <5.4 tons | TRANE | HRCU-A-CB (Split System: Heat Pump with Remote Outdoor Unit-Air-Source) | 4TWA7048A3 |  |  | 4PX*CU42BS3 | S8X1C100M5PSC | 47000 | 17 | 8.1 | 49500 | 46500 | 93.94% | 3.4 | 12 | 11.5 |  |  |  |  | R-410A | 3.9167 | Residential & Commercial | USHP | Ducted CEE Tier 1
214630534 | Central HP <5.4 tons | CARRIER | HRCU-A-CB (Split System: Heat Pump with Remote Outdoor Unit-Air-Source) | 25VNA837A*031* | ADP |  | PL36H210P299 | 59MN7B080C17**14 | 31600 | 17 | 8.1 | 31800 | 24400 | 76.73% | 1.86 | 0 | 11 |  |  |  |  | R-410A | 2.6333 | Residential & Commercial | USHP | Ducted CEE Tier 1
206136349 | Central HP <5.4 tons | TEMPSTAR | HRCU-A-CB (Split System: Heat Pump with Remote Outdoor Unit-Air-Source) | TVH837GKA** |  |  | EHD4X42AAL+WALLCON | *95CSU1002122A* | 32600 | 17 | 8.1 | 33000 | 24800 | 75.15% | 1.96 | 11.5 | 11 |  |  |  |  | R-410A | 2.7167 | Residential & Commercial | USHP | Ducted CEE Tier 1
214862299 | Central HP <5.4 tons | BRYANT HEATING AND COOLING SYSTEMS | HRCU-A-CB (Split System: Heat Pump with Remote Outdoor Unit-Air-Source) | 288BNV025*0**C* | ADP |  | H,PG48936 | 987MC42060C17*** | 24000 | 16 | 8.1 | 19800 | 16300 | 82.32% | 2 | 0 | 11 |  |  |  |  | R-410A | 2 | Residential & Commercial | USHP | Ducted CEE Tier 1
214862315 | Central HP <5.4 tons | BRYANT HEATING AND COOLING SYSTEMS | HRCU-A-CB (Split System: Heat Pump with Remote Outdoor Unit-Air-Source) | 288BNV025*0**C* | ADP |  | H,CD16936 | 987MC60060C21*** | 23600 | 16 | 8.1 | 20000 | 16300 | 81.5% | 1.94 | 0 | 11 |  |  |  |  | R-410A | 1.9667 | Residential & Commercial | USHP | Ducted CEE Tier 1
214862318 | Central HP <5.4 tons | BRYANT HEATING AND COOLING SYSTEMS | HRCU-A-CB (Split System: Heat Pump with Remote Outdoor Unit-Air-Source) | 288BNV025*0**C* | ADP |  | H,PE7J936 | 987MC60060C21*** | 23600 | 16 | 8.1 | 19800 | 16300 | 82.32% | 1.92 | 0 | 10.5 |  |  |  |  | R-410A | 1.9667 | Residential & Commercial | USHP | Ducted CEE Tier 1
214862331 | Central HP <5.4 tons | BRYANT HEATING AND COOLING SYSTEMS | HRCU-A-CB (Split System: Heat Pump with Remote Outdoor Unit-Air-Source) | 288BNV025*0**C* | ADP |  | H,CD12936 | 987MC66100C21*** | 23400 | 16 | 8.1 | 19800 | 16300 | 82.32% | 1.92 | 0 | 11 |  |  |  |  | R-410A | 1.95 | Residential & Commercial | USHP | Ducted CEE Tier 1
214862332 | Central HP <5.4 tons | BRYANT HEATING AND COOLING SYSTEMS | HRCU-A-CB (Split System: Heat Pump with Remote Outdoor Unit-Air-Source) | 288BNV025*0**C* | ADP |  | H,PG35936 | 987MC66100C21*** | 23800 | 16 | 8.1 | 19800 | 16200 | 81.82% | 1.96 | 0 | 11 |  |  |  |  | R-410A | 1.9833 | Residential & Commercial | USHP | Ducted CEE Tier 1
211244073 | Central HP <5.4 tons | HEIL | HRCU-A-CB (Split System: Heat Pump with Remote Outdoor Unit-Air-Source) | DLCURAH24ABK |  |  | EN(A,D)4X24L17** | *96VTN0601412A* | 23200 | 16 | 8.5 | 26400 | 24600 | 93.18% | 2.04 | 0 | 10 |  |  |  |  | R-410A | 1.9333 | Residential & Commercial | USHP | Ducted CEE Tier 1
210599857 | Central HP <5.4 tons | TEMPSTAR | HRCU-A-CB (Split System: Heat Pump with Remote Outdoor Unit-Air-Source) | TVH825GKA2* |  |  | EA*4X42L21A*+WALLCON | *80CTL0451712A* | 23600 | 16.5 | 8.1 | 21600 | 16800 | 77.78% | 1.94 | 0 | 10.5 |  |  |  |  | R-410A | 1.9667 | Residential & Commercial | USHP | Ducted CEE Tier 1
214629211 | Central HP <5.4 tons | CARRIER | HRCU-A-CB (Split System: Heat Pump with Remote Outdoor Unit-Air-Source) | 38MURAQ36AB3* | ADP |  | PL36H210P299 | 59SC6A080M17**16 | 35600 | 16 | 8.1 | 36800 | 34600 | 94.02% | 1.98 | 0 | 10 |  |  |  |  | R-410A | 2.9667 | Residential & Commercial | USHP | Ducted CEE Tier 1
214629296 | Central HP <5.4 tons | CARRIER | HRCU-A-CB (Split System: Heat Pump with Remote Outdoor Unit-Air-Source) | 38MURAQ36AB3* | ADP |  | V,C36H175P139 | 59SU5B040M17**12 | 35200 | 15.2 | 8.1 | 37400 | 34800 | 93.05% | 1.88 | 0 | 9.5 |  |  |  |  | R-410A | 2.9333 | Residential & Commercial | USHP
214629310 | Central HP <5.4 tons | CARRIER | HRCU-A-CB (Split System: Heat Pump with Remote Outdoor Unit-Air-Source) | 38MURAQ36AB3* | ADP |  | V,C36H175P149 | 59SU5B060M17**16 | 35000 | 16 | 8.1 | 36800 | 34600 | 94.02% | 1.86 | 0 | 9.5 |  |  |  |  | R-410A | 2.9167 | Residential & Commercial | USHP
214629346 | Central HP <5.4 tons | CARRIER | HRCU-A-CB (Split System: Heat Pump with Remote Outdoor Unit-Air-Source) | 38MURAQ36AB3* | ADP |  | PL36H210P749 | 59SU5B100M21**22 | 35600 | 16 | 8.1 | 36800 | 34600 | 94.02% | 1.9 | 0 | 10 |  |  |  |  | R-410A | 2.9667 | Residential & Commercial | USHP | Ducted CEE Tier 1
214630514 | Central HP <5.4 tons | CARRIER | HRCU-A-CB (Split System: Heat Pump with Remote Outdoor Unit-Air-Source) | 25VNA837A*031* | ADP |  | C36A***L539 | 58CU*A060C17**16 | 32400 | 18 | 8.5 | 30600 | 24600 | 80.39% | 1.98 | 0 | 11 |  |  |  |  | R-410A | 2.7 | Residential & Commercial | USHP | Ducted CEE Tier 1
214573331 | Central HP <5.4 tons | AIRQUEST | HRCU-A-CB (Split System: Heat Pump with Remote Outdoor Unit-Air-Source) | HVH837GKA** |  |  | EN(A,D)4X36L21**+WALLCON | *95CSU1002122B* | 31400 | 17 | 8.1 | 33000 | 24000 | 72.73% | 1.84 | 0 | 11 |  |  |  |  | R-410A | 2.6167 | Residential & Commercial | USHP | Ducted CEE Tier 1
210474384 | Central HP <5.4 tons | HEIL | HRCU-A-CB (Split System: Heat Pump with Remote Outdoor Unit-Air-Source) | HVH825GKA3* |  |  | EHD4X42AAL+WALLCON | *97CMN1202422A* | 24200 | 16 | 8.1 | 21400 | 16700 | 78.04% | 2 | 0 | 10.5 |  |  |  |  | R-410A | 2.0167 | Residential & Commercial | USHP | Ducted CEE Tier 1
210474450 | Central HP <5.4 tons | HEIL | HRCU-A-CB (Split System: Heat Pump with Remote Outdoor Unit-Air-Source) | HVH825GKA3* |  |  | EHD4X48AAL+WALLCON | *95CSU0802120A* | 24200 | 16.5 | 8.1 | 21200 | 16600 | 78.3% | 2.02 | 0 | 11 |  |  |  |  | R-410A | 2.0167 | Residential & Commercial | USHP | Ducted CEE Tier 1
214862340 | Central HP <5.4 tons | BRYANT HEATING AND COOLING SYSTEMS | HRCU-A-CB (Split System: Heat Pump with Remote Outdoor Unit-Air-Source) | 288BNV025*0**C* | ADP |  | H,CD12936 | 987MC66120C24*** | 23200 | 16 | 8.1 | 19800 | 16200 | 81.82% | 1.96 | 0 | 10.5 |  |  |  |  | R-410A | 1.9333 | Residential & Commercial | USHP | Ducted CEE Tier 1
214862343 | Central HP <5.4 tons | BRYANT HEATING AND COOLING SYSTEMS | HRCU-A-CB (Split System: Heat Pump with Remote Outdoor Unit-Air-Source) | 288BNV025*0**C* | ADP |  | H,CD13936 | 987MC66120C24*** | 23600 | 16 | 8.1 | 19800 | 16200 | 81.82% | 1.96 | 0 | 11 |  |  |  |  | R-410A | 1.9667 | Residential & Commercial | USHP | Ducted CEE Tier 1
213781546 | Central HP <5.4 tons | BRYANT HEATING AND COOLING SYSTEMS | HRCU-A-CB (Split System: Heat Pump with Remote Outdoor Unit-Air-Source) | 288BNV037*0**B* |  |  | CAP**6121AL*+UI | 88*TB48070C17*** | 32800 | 17 | 8.1 | 32200 | 25000 | 77.64% | 1.96 | 0 | 11 |  |  |  |  | R-410A | 2.7333 | Residential & Commercial | USHP | Ducted CEE Tier 1
212970894 | Central HP <5.4 tons | CARRIER | HRCU-A-CB (Split System: Heat Pump with Remote Outdoor Unit-Air-Source) | 38MURAQ18AB3* |  |  | CAP**3014AL* | 58TP*B045V14**12 | 17800 | 16.5 | 8.5 | 18400 | 18800 | 102.2% | 2.26 | 0 | 10.5 |  |  |  |  | R-410A | 1.4833 | Residential & Commercial | USHP | Ducted CEE Tier 1
212970930 | Central HP <5.4 tons | CARRIER | HRCU-A-CB (Split System: Heat Pump with Remote Outdoor Unit-Air-Source) | 38MURAQ18AB3* |  |  | CNPV*2417AL* | 58TP*B045V14**12 | 17700 | 16.5 | 8.5 | 18700 | 19100 | 102.1% | 2.3 | 0 | 11 |  |  |  |  | R-410A | 1.475 | Residential & Commercial | USHP | Ducted CEE Tier 1
214570671 | Central HP <5.4 tons | AIRQUEST | HRCU-A-CB (Split System: Heat Pump with Remote Outdoor Unit-Air-Source) | HVH825GKA3* |  |  | EA*4X48L21A*+WALLCON | *80CTL0702120B* | 24000 | 16.5 | 8.5 | 21000 | 16600 | 79.05% | 2.02 | 0 | 11 |  |  |  |  | R-410A | 2 | Residential & Commercial | USHP | Ducted CEE Tier 1
214572661 | Central HP <5.4 tons | AIRQUEST | HRCU-A-CB (Split System: Heat Pump with Remote Outdoor Unit-Air-Source) | HVH837GKA** |  |  | EA*4X42L24A*+WALLCON | *95CSU0802120B* | 31800 | 17 | 8.5 | 33000 | 24400 | 73.94% | 1.9 | 0 | 11 |  |  |  |  | R-410A | 2.65 | Residential & Commercial | USHP | Ducted CEE Tier 1
214570781 | Central HP <5.4 tons | AIRQUEST | HRCU-A-CB (Split System: Heat Pump with Remote Outdoor Unit-Air-Source) | HVH825GKA3* |  |  | EA*4X48L24A*+WALLCON | *96CTN0802120B* | 24200 | 17 | 8.5 | 20800 | 16500 | 79.33% | 2.02 | 0 | 11 |  |  |  |  | R-410A | 2.0167 | Residential & Commercial | USHP | Ducted CEE Tier 1
214570661 | Central HP <5.4 tons | AIRQUEST | HRCU-A-CB (Split System: Heat Pump with Remote Outdoor Unit-Air-Source) | HVH825GKA3* |  |  | EA*4X43L21A*+WALLCON | *96CTN0802120B* | 24400 | 17 | 8.5 | 21200 | 16600 | 78.3% | 2.04 | 0 | 11 |  |  |  |  | R-410A | 2.0333 | Residential & Commercial | USHP | Ducted CEE Tier 1
215295726 | Central HP <5.4 tons | AIRQUEST | HRCU-A-CB (Split System: Heat Pump with Remote Outdoor Unit-Air-Source) | DLCURAH36ABK | ADP |  | HG8J936 | *96VTN1202422A* | 35600 | 16 | 8.1 | 36800 | 34600 | 94.02% | 1.88 | 0 | 10 |  |  |  |  | R-410A | 2.9667 | Residential & Commercial | USHP | Ducted CEE Tier 1
214570681 | Central HP <5.4 tons | AIRQUEST | HRCU-A-CB (Split System: Heat Pump with Remote Outdoor Unit-Air-Source) | HVH825GKA3* |  |  | EA*4X48L21A*+WALLCON | *95CSU0802120B* | 24000 | 16.5 | 8.5 | 21000 | 16600 | 79.05% | 2.02 | 0 | 11 |  |  |  |  | R-410A | 2 | Residential & Commercial | USHP | Ducted CEE Tier 1
214572501 | Central HP <5.4 tons | AIRQUEST | HRCU-A-CB (Split System: Heat Pump with Remote Outdoor Unit-Air-Source) | HVH837GKA** |  |  | EA*4X36L21A*+WALLCON | *97CMN0602120B* | 31400 | 17 | 8.1 | 33200 | 24400 | 73.49% | 1.84 | 0 | 10.5 |  |  |  |  | R-410A | 2.6167 | Residential & Commercial | USHP | Ducted CEE Tier 1
216997193 | Central HP <5.4 tons | CARRIER | HRCU-A-CB (Split System: Heat Pump with Remote Outdoor Unit-Air-Source) | 27VNA154A*030* | ADP |  | H,PG48*60+TXV | 59TN7A080C21**20 | 49000 | 19 | 10.5 | 50500 | 53000 | 105% | 1.94 | 0 | 11 |  |  |  |  | R-454B | 4.0833 | Residential & Commercial | USHP | Ducted CEE Tier 1
214568838 | Central HP <5.4 tons | CARRIER | HRCU-A-CB (Split System: Heat Pump with Remote Outdoor Unit-Air-Source) | 25VNA837A*031* | ADP |  | H,PE9J936 | 59TN6B080C17**14 | 31600 | 17 | 8.1 | 31800 | 24400 | 76.73% | 1.86 | 0 | 11 |  |  |  |  | R-410A | 2.6333 | Residential & Commercial | USHP | Ducted CEE Tier 1
215864775 | Central HP <5.4 tons | TRANE | HRCU-A-CB (Split System: Heat Pump with Remote Outdoor Unit-Air-Source) | 5TWV8X60A1 |  |  | 5TXCD010AS3 | S8V2C080M5PDB | 54000 | 18.1 | 8.5 | 55000 | 39500 | 71.82% | 2 | 0 | 10 |  |  |  |  | R-454B | 4.5 | Residential & Commercial | USHP | Ducted CEE Tier 1
211244597 | Central HP <5.4 tons | TEMPSTAR | HRCU-A-CB (Split System: Heat Pump with Remote Outdoor Unit-Air-Source) | DLCURAH24ABK |  |  | EN(A,D)4X30L17** | *80VTL0701716A* | 24200 | 17 | 8.1 | 26200 | 23000 | 87.79% | 1.9 | 0 | 10.5 |  |  |  |  | R-410A | 2.0167 | Residential & Commercial | USHP | Ducted CEE Tier 1
211244640 | Central HP <5.4 tons | TEMPSTAR | HRCU-A-CB (Split System: Heat Pump with Remote Outdoor Unit-Air-Source) | DLCURAH24ABK |  |  | EN(A,D)4X30L17** | *96VTN0401410A* | 23400 | 16 | 8.1 | 25800 | 24000 | 93.02% | 2 | 0 | 10 |  |  |  |  | R-410A | 1.95 | Residential & Commercial | USHP | Ducted CEE Tier 1
211244806 | Central HP <5.4 tons | TEMPSTAR | HRCU-A-CB (Split System: Heat Pump with Remote Outdoor Unit-Air-Source) | DLCURAH24ABK |  |  | EN(A,D)4X30L17** | *80ES(N,L)0701412A* | 24200 | 16.5 | 8.1 | 26400 | 22800 | 86.36% | 1.88 | 0 | 10.5 |  |  |  |  | R-410A | 2.0167 | Residential & Commercial | USHP | Ducted CEE Tier 1
211259889 | Central HP <5.4 tons | AIRQUEST | HRCU-A-CB (Split System: Heat Pump with Remote Outdoor Unit-Air-Source) | DLCURAH18ABK |  |  | EA*4X19L17A* | *80ES(N,L)0451412A* | 18600 | 16.5 | 8.5 | 18500 | 17500 | 94.59% | 2.14 | 0 | 11 |  |  |  |  | R-410A | 1.55 | Residential & Commercial | USHP | Ducted CEE Tier 1
211259982 | Central HP <5.4 tons | AIRQUEST | HRCU-A-CB (Split System: Heat Pump with Remote Outdoor Unit-Air-Source) | DLCURAH18ABK |  |  | EA*4X19L17A* | *92ESN0401712A* | 18300 | 15.5 | 8.5 | 18400 | 17600 | 95.65% | 2.12 | 0 | 10.5 |  |  |  |  | R-410A | 1.525 | Residential & Commercial | USHP | Ducted CEE Tier 1
214573011 | Central HP <5.4 tons | AIRQUEST | HRCU-A-CB (Split System: Heat Pump with Remote Outdoor Unit-Air-Source) | HVH837GKA** |  |  | EA*4X61L24A*+WALLCON | *80CTL0702120B* | 33200 | 18 | 8.5 | 32000 | 24800 | 77.5% | 2 | 0 | 11.5 |  |  |  |  | R-410A | 2.7667 | Residential & Commercial | USHP | Ducted CEE Tier 1
214573411 | Central HP <5.4 tons | AIRQUEST | HRCU-A-CB (Split System: Heat Pump with Remote Outdoor Unit-Air-Source) | HVH837GKA** |  |  | EN(A,D,W)4X42L21**+WALLCON | *97CMN0802120B* | 31800 | 17 | 8.1 | 33000 | 24400 | 73.94% | 1.88 | 0 | 11 |  |  |  |  | R-410A | 2.65 | Residential & Commercial | USHP | Ducted CEE Tier 1
211259731 | Central HP <5.4 tons | AIRQUEST | HRCU-A-CB (Split System: Heat Pump with Remote Outdoor Unit-Air-Source) | DLCURAH18ABK |  |  | EA*4X19L17A* | *80ESU0401712A* | 19000 | 17 | 8.5 | 18900 | 17400 | 92.06% | 2.14 | 0 | 11 |  |  |  |  | R-410A | 1.5833 | Residential & Commercial | USHP | Ducted CEE Tier 1
211259822 | Central HP <5.4 tons | AIRQUEST | HRCU-A-CB (Split System: Heat Pump with Remote Outdoor Unit-Air-Source) | DLCURAH18ABK |  |  | EA*4X19L17A* | *95ESN0601412A* | 18400 | 16.5 | 8.5 | 18300 | 17600 | 96.17% | 2.14 | 0 | 11 |  |  |  |  | R-410A | 1.5333 | Residential & Commercial | USHP | Ducted CEE Tier 1
211260097 | Central HP <5.4 tons | AIRQUEST | HRCU-A-CB (Split System: Heat Pump with Remote Outdoor Unit-Air-Source) | DLCURAH18ABK |  |  | EA*4X24L14A* | *96VSN0601412A* | 17800 | 16 | 8.5 | 18800 | 19000 | 101.1% | 2.28 | 0 | 10.5 |  |  |  |  | R-410A | 1.4833 | Residential & Commercial | USHP | Ducted CEE Tier 1
214630530 | Central HP <5.4 tons | CARRIER | HRCU-A-CB (Split System: Heat Pump with Remote Outdoor Unit-Air-Source) | 25VNA837A*031* | ADP |  | V,C36H175P459 | 59CU5B060C17**16 | 32200 | 17 | 8.1 | 31400 | 24600 | 78.34% | 1.94 | 0 | 11.5 |  |  |  |  | R-410A | 2.6833 | Residential & Commercial | USHP | Ducted CEE Tier 1
214630548 | Central HP <5.4 tons | CARRIER | HRCU-A-CB (Split System: Heat Pump with Remote Outdoor Unit-Air-Source) | 25VNA837A*031* | ADP |  | PL36H210P299 | 59TN6B100C21**22 | 32400 | 18 | 8.5 | 30400 | 24400 | 80.26% | 2 | 0 | 11.7 |  |  |  |  | R-410A | 2.7 | Residential & Commercial | USHP | Ducted CEE Tier 1
212975060 | Central HP <5.4 tons | COMFORTMAKER | HRCU-A-CB (Split System: Heat Pump with Remote Outdoor Unit-Air-Source) | DLCURAH24ABK |  |  | EN(A,D,W)4X36L17** | *96VTN0401410B* | 23400 | 16 | 8.1 | 26400 | 24600 | 93.18% | 2.04 | 0 | 10 |  |  |  |  | R-410A | 1.95 | Residential & Commercial | USHP | Ducted CEE Tier 1
212973188 | Central HP <5.4 tons | HEIL | HRCU-A-CB (Split System: Heat Pump with Remote Outdoor Unit-Air-Source) | DLCURAH24ABK |  |  | EA*4X24L17A* | *96VSN0401712B* | 23400 | 16 | 8.5 | 27000 | 26200 | 97.04% | 2.18 | 0 | 9.5 |  |  |  |  | R-410A | 1.95 | Residential & Commercial | USHP
214394800 | Central HP <5.4 tons | CARRIER | HRCU-A-CB (Split System: Heat Pump with Remote Outdoor Unit-Air-Source) | 25VNA837A*030* | ADP |  | H,PG53936 | 59TN6C120C24**22 | 32800 | 18 | 8.5 | 30200 | 24400 | 80.79% | 2 | 0 | 11.7 |  |  |  |  | R-410A | 2.7333 | Residential & Commercial | USHP | Ducted CEE Tier 1
212975734 | Central HP <5.4 tons | HEIL | HRCU-A-CB (Split System: Heat Pump with Remote Outdoor Unit-Air-Source) | DLCURAH24ABK |  |  | EN(A,D)4X30L14** | *96VTN0601412B* | 23400 | 16.5 | 8.1 | 26000 | 24400 | 93.85% | 2.02 | 0 | 10 |  |  |  |  | R-410A | 1.95 | Residential & Commercial | USHP | Ducted CEE Tier 1
212976000 | Central HP <5.4 tons | HEIL | HRCU-A-CB (Split System: Heat Pump with Remote Outdoor Unit-Air-Source) | DLCURAH24ABK |  |  | EA*4X24L17A* | *96VTN0801716B* | 23600 | 16.5 | 8.5 | 27000 | 25600 | 94.81% | 2.14 | 0 | 10 |  |  |  |  | R-410A | 1.9667 | Residential & Commercial | USHP | Ducted CEE Tier 1
214570761 | Central HP <5.4 tons | AIRQUEST | HRCU-A-CB (Split System: Heat Pump with Remote Outdoor Unit-Air-Source) | HVH825GKA3* |  |  | EA*4X48L24A*+WALLCON | *97CMN0602120B* | 24000 | 16.5 | 8.5 | 21000 | 16600 | 79.05% | 2 | 0 | 10.5 |  |  |  |  | R-410A | 2 | Residential & Commercial | USHP | Ducted CEE Tier 1
214571181 | Central HP <5.4 tons | AIRQUEST | HRCU-A-CB (Split System: Heat Pump with Remote Outdoor Unit-Air-Source) | HVH825GKA3* |  |  | EN(A,D,W)4X42L21**+WALLCON | *97CMN0602120B* | 23600 | 16 | 8.1 | 21600 | 16700 | 77.31% | 1.94 | 0 | 11 |  |  |  |  | R-410A | 1.9667 | Residential & Commercial | USHP | Ducted CEE Tier 1
216981898 | Central HP <5.4 tons | BRYANT HEATING AND COOLING SYSTEMS | HRCU-A-CB (Split System: Heat Pump with Remote Outdoor Unit-Air-Source) | 293VAN048**AA* | ADP |  | C60A***L19*+TXV | 987MC66100C21*** | 45000 | 21 | 9.5 | 46500 | 36400 | 78.28% | 2 | 0 | 10.5 |  |  |  |  | R-454B | 3.75 | Residential & Commercial | USHP | Ducted CEE Tier 1
214442623 | Central HP <5.4 tons | CARRIER | HRCU-A-CB (Split System: Heat Pump with Remote Outdoor Unit-Air-Source) | 25VNA448A*031* | ADP |  | H,PG48960 | 59TN6C100C21**22 | 44500 | 21 | 9.5 | 44000 | 35800 | 81.36% | 2.34 | 0 | 11.7 |  |  |  |  | R-410A | 3.7083 | Residential & Commercial | USHP | Ducted CEE Tier 1
211226345 | Central HP <5.4 tons | TEMPSTAR | HRCU-A-CB (Split System: Heat Pump with Remote Outdoor Unit-Air-Source) | DLCURAH36ABK |  |  | EA*4X36L21A* | *92ESN1002122A* | 36400 | 15.2 | 8.1 | 40000 | 35400 | 88.5% | 1.86 | 0 | 9.5 |  |  |  |  | R-410A | 3.0333 | Residential & Commercial | USHP
214572561 | Central HP <5.4 tons | AIRQUEST | HRCU-A-CB (Split System: Heat Pump with Remote Outdoor Unit-Air-Source) | HVH837GKA** |  |  | EA*4X37L21A*+WALLCON | *97CMN0602120B* | 32800 | 17 | 8.5 | 33000 | 25400 | 76.97% | 1.98 | 0 | 11 |  |  |  |  | R-410A | 2.7333 | Residential & Commercial | USHP | Ducted CEE Tier 1
214572811 | Central HP <5.4 tons | AIRQUEST | HRCU-A-CB (Split System: Heat Pump with Remote Outdoor Unit-Air-Source) | HVH837GKA** |  |  | EA*4X48L21A*+WALLCON | *97CMN0802120B* | 32200 | 17.5 | 8.5 | 32400 | 25000 | 77.16% | 1.98 | 0 | 11 |  |  |  |  | R-410A | 2.6833 | Residential & Commercial | USHP | Ducted CEE Tier 1
214573211 | Central HP <5.4 tons | AIRQUEST | HRCU-A-CB (Split System: Heat Pump with Remote Outdoor Unit-Air-Source) | HVH837GKA** |  |  | EHD4X48AAL+WALLCON | *95CSU1002122B* | 32600 | 17.5 | 8.5 | 32600 | 24800 | 76.07% | 1.98 | 0 | 11 |  |  |  |  | R-410A | 2.7167 | Residential & Commercial | USHP | Ducted CEE Tier 1
214573311 | Central HP <5.4 tons | AIRQUEST | HRCU-A-CB (Split System: Heat Pump with Remote Outdoor Unit-Air-Source) | HVH837GKA** |  |  | EN(A,D)4X36L21**+WALLCON | *80CTL0702120B* | 31400 | 17 | 8.1 | 33200 | 24200 | 72.89% | 1.82 | 0 | 11 |  |  |  |  | R-410A | 2.6167 | Residential & Commercial | USHP | Ducted CEE Tier 1
214624775 | Central HP <5.4 tons | CARRIER | HRCU-A-CB (Split System: Heat Pump with Remote Outdoor Unit-Air-Source) | 38MURAQ24AB3* | ADP |  | A36VCA+TXV | 58SU*B060M17**16 | 23400 | 17 | 8.5 | 24000 | 23600 | 98.33% | 2 | 0 | 10.5 |  |  |  |  | R-410A | 1.95 | Residential & Commercial | USHP | Ducted CEE Tier 1
213311590 | Central HP <5.4 tons | CARRIER | HRCU-A-CB (Split System: Heat Pump with Remote Outdoor Unit-Air-Source) | 38MURAQ24AB3* | ADP |  | C36A***L159+CBPE4B* | 0 | 24200 | 18 | 9 | 25000 | 22600 | 90.4% | 1.92 | 0 | 10.5 |  |  |  |  | R-410A | 2.0167 | Residential & Commercial | USHP | Ducted CEE Tier 1
213311593 | Central HP <5.4 tons | CARRIER | HRCU-A-CB (Split System: Heat Pump with Remote Outdoor Unit-Air-Source) | 38MURAQ24AB3* | ADP |  | PL36H***P449+CBPE3A* | 0 | 24200 | 18 | 9 | 25000 | 22600 | 90.4% | 1.92 | 0 | 10.5 |  |  |  |  | R-410A | 2.0167 | Residential & Commercial | USHP | Ducted CEE Tier 1
213352704 | Central HP <5.4 tons | CARRIER | HRCU-A-CB (Split System: Heat Pump with Remote Outdoor Unit-Air-Source) | 38MURAQ24AB3* | ADP |  | C36A***L139 | 59TP6C060V14**12 | 23200 | 17 | 8.5 | 24600 | 23600 | 95.93% | 2 | 0 | 9.5 |  |  |  |  | R-410A | 1.9333 | Residential & Commercial | USHP
215295732 | Central HP <5.4 tons | AIRQUEST | HRCU-A-CB (Split System: Heat Pump with Remote Outdoor Unit-Air-Source) | DLCURAH36ABK | ADP |  | H,GE1K936 | *96VTN1202422A* | 35800 | 16 | 8.5 | 36800 | 34200 | 92.93% | 2.06 | 0 | 10 |  |  |  |  | R-410A | 2.9833 | Residential & Commercial | USHP | Ducted CEE Tier 1
212384681 | Central HP <5.4 tons | HEIL | HRCU-A-CB (Split System: Heat Pump with Remote Outdoor Unit-Air-Source) | DLCURAH36ABK |  |  | EN(A,D,W)4X42L21** | *92ESN0802120A* | 36400 | 15.5 | 8.1 | 39500 | 35200 | 89.11% | 1.92 | 0 | 10 |  |  |  |  | R-410A | 3.0333 | Residential & Commercial | USHP | Ducted CEE Tier 1
212969826 | Central HP <5.4 tons | CARRIER | HRCU-A-CB (Split System: Heat Pump with Remote Outdoor Unit-Air-Source) | 38MURAQ24AB3* |  |  | CNPV*3017AL* | 58SP*B045V14**12 | 23600 | 17 | 8.5 | 26200 | 24600 | 93.89% | 2.04 | 0 | 10.5 |  |  |  |  | R-410A | 1.9667 | Residential & Commercial | USHP | Ducted CEE Tier 1
216494104 | Central HP <5.4 tons | BRYANT HEATING AND COOLING SYSTEMS | HRCU-A-CB (Split System: Heat Pump with Remote Outdoor Unit-Air-Source) | 290VAN024**AA* | ADP |  | CE(P,V)3621G34*+TXV | 88*TB60070C21*** | 22600 | 17 | 9 | 22000 | 15900 | 72.27% | 2.02 | 0 | 9.5 |  |  |  |  | R-454B | 1.8833 | Residential & Commercial | USHP
216494122 | Central HP <5.4 tons | BRYANT HEATING AND COOLING SYSTEMS | HRCU-A-CB (Split System: Heat Pump with Remote Outdoor Unit-Air-Source) | 290VAN036**AA* | ADP |  | CE(P,V)3621G34*+TXV | 987MC60060C21*** | 32400 | 17 | 9 | 32800 | 24600 | 75% | 1.9 | 0 | 9.5 |  |  |  |  | R-454B | 2.7 | Residential & Commercial | USHP
214572881 | Central HP <5.4 tons | AIRQUEST | HRCU-A-CB (Split System: Heat Pump with Remote Outdoor Unit-Air-Source) | HVH837GKA** |  |  | EA*4X48L24A*+WALLCON | *96CTN0802120B* | 32400 | 17.5 | 8.5 | 32200 | 24800 | 77.02% | 2 | 0 | 11.5 |  |  |  |  | R-410A | 2.7 | Residential & Commercial | USHP | Ducted CEE Tier 1
214573431 | Central HP <5.4 tons | AIRQUEST | HRCU-A-CB (Split System: Heat Pump with Remote Outdoor Unit-Air-Source) | HVH837GKA** |  |  | EN(A,D,W)4X48L21**+WALLCON | *80CTL0702120B* | 32400 | 18.5 | 8.1 | 32800 | 24800 | 75.61% | 1.96 | 0 | 11.5 |  |  |  |  | R-410A | 2.7 | Residential & Commercial | USHP | Ducted CEE Tier 1
213080274 | Central HP <5.4 tons | HEIL | HRCU-A-CB (Split System: Heat Pump with Remote Outdoor Unit-Air-Source) | DLCURAH36ABK |  |  | EA*4X36L21A* | *96MSN1002120A* | 35200 | 16 | 8.1 | 38500 | 35200 | 91.43% | 1.8 | 0 | 9.5 |  |  |  |  | R-410A | 2.9333 | Residential & Commercial | USHP
213078136 | Central HP <5.4 tons | HEIL | HRCU-A-CB (Split System: Heat Pump with Remote Outdoor Unit-Air-Source) | DLCURAH36ABK |  |  | END4X42L17** | *80MS(N,L)0701716A* | 35800 | 15.5 | 8.1 | 38500 | 35200 | 91.43% | 1.96 | 0 | 10 |  |  |  |  | R-410A | 2.9833 | Residential & Commercial | USHP | Ducted CEE Tier 1
214862416 | Central HP <5.4 tons | BRYANT HEATING AND COOLING SYSTEMS | HRCU-A-CB (Split System: Heat Pump with Remote Outdoor Unit-Air-Source) | 288BNV037*0**B* | ADP |  | H,CD16936 | 987MC66120C24*** | 31400 | 18 | 8.1 | 30600 | 24400 | 79.74% | 1.98 | 0 | 11 |  |  |  |  | R-410A | 2.6167 | Residential & Commercial | USHP | Ducted CEE Tier 1
213781556 | Central HP <5.4 tons | BRYANT HEATING AND COOLING SYSTEMS | HRCU-A-CB (Split System: Heat Pump with Remote Outdoor Unit-Air-Source) | 288BNV037*0**B* |  |  | CAP**6121AL*+UI | 88*TB48090C17*** | 33200 | 17.5 | 8.1 | 32000 | 24800 | 77.5% | 1.98 | 0 | 11.5 |  |  |  |  | R-410A | 2.7667 | Residential & Commercial | USHP | Ducted CEE Tier 1
213782156 | Central HP <5.4 tons | BRYANT HEATING AND COOLING SYSTEMS | HRCU-A-CB (Split System: Heat Pump with Remote Outdoor Unit-Air-Source) | 288BNV037*0**B* |  |  | CSPH*4812AL*+UI | 987MC66120C24*** | 32600 | 16.5 | 8.1 | 33000 | 24800 | 75.15% | 1.96 | 0 | 11 |  |  |  |  | R-410A | 2.7167 | Residential & Commercial | USHP | Ducted CEE Tier 1
213782356 | Central HP <5.4 tons | BRYANT HEATING AND COOLING SYSTEMS | HRCU-A-CB (Split System: Heat Pump with Remote Outdoor Unit-Air-Source) | 288BNV037*0**B* |  |  | CSPH*6012AL*+UI | 986TD66120C24*** | 33000 | 16.5 | 8.1 | 32200 | 24800 | 77.02% | 2 | 0 | 11.5 |  |  |  |  | R-410A | 2.75 | Residential & Commercial | USHP | Ducted CEE Tier 1
211240206 | Central HP <5.4 tons | CARRIER | HRCU-A-CB (Split System: Heat Pump with Remote Outdoor Unit-Air-Source) | 38MURAQ24AB3* |  |  | CNPV*3621AL* | OVMAAB042112 | 24200 | 16 | 8.1 | 26400 | 23000 | 87.12% | 1.88 | 0 | 10 |  |  |  |  | R-410A | 2.0167 | Residential & Commercial | USHP | Ducted CEE Tier 1
211260364 | Central HP <5.4 tons | AIRQUEST | HRCU-A-CB (Split System: Heat Pump with Remote Outdoor Unit-Air-Source) | DLCURAH18ABK |  |  | EA*4X24L17A* | *80VSL0701716A* | 17400 | 16 | 8.5 | 18300 | 19200 | 104.9% | 2.32 | 0 | 10.5 |  |  |  |  | R-410A | 1.45 | Residential & Commercial | USHP | Ducted CEE Tier 1
211260389 | Central HP <5.4 tons | AIRQUEST | HRCU-A-CB (Split System: Heat Pump with Remote Outdoor Unit-Air-Source) | DLCURAH18ABK |  |  | EA*4X24L17A* | *80VTL0451412A* | 17600 | 16.5 | 8.5 | 18500 | 19100 | 103.2% | 2.3 | 0 | 10.5 |  |  |  |  | R-410A | 1.4667 | Residential & Commercial | USHP | Ducted CEE Tier 1
212971414 | Central HP <5.4 tons | CARRIER | HRCU-A-CB (Split System: Heat Pump with Remote Outdoor Unit-Air-Source) | 38MURAQ24AB3* |  |  | CNPV*3017AL* | 58TP*B070V14**12 | 23800 | 17 | 8.5 | 26400 | 24000 | 90.91% | 2 | 0 | 10.5 |  |  |  |  | R-410A | 1.9833 | Residential & Commercial | USHP | Ducted CEE Tier 1
211260431 | Central HP <5.4 tons | AIRQUEST | HRCU-A-CB (Split System: Heat Pump with Remote Outdoor Unit-Air-Source) | DLCURAH18ABK |  |  | EA*4X24L17A* | *80VTL0701716A* | 17300 | 16 | 8.5 | 18100 | 19200 | 106.1% | 2.32 | 0 | 10.5 |  |  |  |  | R-410A | 1.4417 | Residential & Commercial | USHP | Ducted CEE Tier 1
211260683 | Central HP <5.4 tons | AIRQUEST | HRCU-A-CB (Split System: Heat Pump with Remote Outdoor Unit-Air-Source) | DLCURAH18ABK |  |  | EA*4X25L17A* | *80VSL0451412A* | 18300 | 16.5 | 8.5 | 18100 | 17500 | 96.69% | 2.12 | 0 | 11 |  |  |  |  | R-410A | 1.525 | Residential & Commercial | USHP | Ducted CEE Tier 1
211260815 | Central HP <5.4 tons | AIRQUEST | HRCU-A-CB (Split System: Heat Pump with Remote Outdoor Unit-Air-Source) | DLCURAH18ABK |  |  | EA*4X25L17A* | *80ESU0401712A* | 19000 | 16.5 | 8.5 | 18600 | 17200 | 92.47% | 2.12 | 0 | 11 |  |  |  |  | R-410A | 1.5833 | Residential & Commercial | USHP | Ducted CEE Tier 1
207155059 | Central HP <5.4 tons | AMERICAN STANDARD | HRCU-A-CB (Split System: Heat Pump with Remote Outdoor Unit-Air-Source) | 4A6C7048A4 |  |  | 4PX*CU42BS3 | S8X1C100M5PSC | 47000 | 17 | 8.1 | 49500 | 46500 | 93.94% | 3.4 | 12 | 11.5 |  |  |  |  | R-410A | 3.9167 | Residential & Commercial | USHP | Ducted CEE Tier 1
214229161 | Central HP <5.4 tons | COMFORTMAKER | HRCU-A-CB (Split System: Heat Pump with Remote Outdoor Unit-Air-Source) | DLCURAH24ABK |  |  | EA*4X36L17A* | *80MSU0601716A* | 23800 | 17.5 | 8.5 | 25600 | 23600 | 92.19% | 1.96 | 0 | 10 |  |  |  |  | R-410A | 1.9833 | Residential & Commercial | USHP | Ducted CEE Tier 1
214862338 | Central HP <5.4 tons | BRYANT HEATING AND COOLING SYSTEMS | HRCU-A-CB (Split System: Heat Pump with Remote Outdoor Unit-Air-Source) | 288BNV025*0**C* | ADP |  | H,PE9J936 | 987MC66100C21*** | 23800 | 16 | 8.1 | 19800 | 16200 | 81.82% | 1.96 | 0 | 11 |  |  |  |  | R-410A | 1.9833 | Residential & Commercial | USHP | Ducted CEE Tier 1
214862345 | Central HP <5.4 tons | BRYANT HEATING AND COOLING SYSTEMS | HRCU-A-CB (Split System: Heat Pump with Remote Outdoor Unit-Air-Source) | 288BNV025*0**C* | ADP |  | H,PE7J936 | 987MC66120C24*** | 23400 | 16 | 8.1 | 19800 | 16200 | 81.82% | 1.96 | 0 | 10.5 |  |  |  |  | R-410A | 1.95 | Residential & Commercial | USHP | Ducted CEE Tier 1
213077171 | Central HP <5.4 tons | HEIL | HRCU-A-CB (Split System: Heat Pump with Remote Outdoor Unit-Air-Source) | DLCURAH36ABK |  |  | EA*4X42L24A* | *96VSN1002120B* | 35400 | 16 | 8.1 | 38500 | 35200 | 91.43% | 1.88 | 0 | 10 |  |  |  |  | R-410A | 2.95 | Residential & Commercial | USHP | Ducted CEE Tier 1
213077503 | Central HP <5.4 tons | HEIL | HRCU-A-CB (Split System: Heat Pump with Remote Outdoor Unit-Air-Source) | DLCURAH36ABK |  |  | EA*4X42L21A* | *96VTN0802120B* | 35600 | 16 | 8.1 | 38500 | 35200 | 91.43% | 1.9 | 0 | 10 |  |  |  |  | R-410A | 2.9667 | Residential & Commercial | USHP | Ducted CEE Tier 1
213077514 | Central HP <5.4 tons | HEIL | HRCU-A-CB (Split System: Heat Pump with Remote Outdoor Unit-Air-Source) | DLCURAH36ABK |  |  | EA*4X42L24A* | *96VTN0802120B* | 35000 | 16 | 8.1 | 38500 | 35000 | 90.91% | 1.88 | 0 | 10 |  |  |  |  | R-410A | 2.9167 | Residential & Commercial | USHP | Ducted CEE Tier 1
214628203 | Central HP <5.4 tons | CARRIER | HRCU-A-CB (Split System: Heat Pump with Remote Outdoor Unit-Air-Source) | 38MURAQ24AB3* | ADP |  | C36A***L129 | 58S(B,C)*B070M17**16 | 23400 | 17 | 9 | 25200 | 26000 | 103.2% | 2.24 | 0 | 10 |  |  |  |  | R-410A | 1.95 | Residential & Commercial | USHP | Ducted CEE Tier 1
214628212 | Central HP <5.4 tons | CARRIER | HRCU-A-CB (Split System: Heat Pump with Remote Outdoor Unit-Air-Source) | 38MURAQ24AB3* | ADP |  | V,C36H175P149 | 58S(B,C)*B070M17**16 | 23600 | 17 | 8.5 | 24800 | 24000 | 96.77% | 2.02 | 0 | 10.5 |  |  |  |  | R-410A | 1.9667 | Residential & Commercial | USHP | Ducted CEE Tier 1
214628237 | Central HP <5.4 tons | CARRIER | HRCU-A-CB (Split System: Heat Pump with Remote Outdoor Unit-Air-Source) | 38MURAQ24AB3* | ADP |  | V,C36H***P039 | 58TP*B045V14**12 | 22400 | 16 | 9.5 | 36800 | 26800 | 72.83% | 2.32 | 0 | 9.5 |  |  |  |  | R-410A | 1.8667 | Residential & Commercial | USHP
214628269 | Central HP <5.4 tons | CARRIER | HRCU-A-CB (Split System: Heat Pump with Remote Outdoor Unit-Air-Source) | 38MURAQ24AB3* | ADP |  | V,C36H***P429 | 58TP*B070V14**12 | 23400 | 17 | 9 | 25400 | 25600 | 100.8% | 2.18 | 0 | 10 |  |  |  |  | R-410A | 1.95 | Residential & Commercial | USHP | Ducted CEE Tier 1
214628314 | Central HP <5.4 tons | CARRIER | HRCU-A-CB (Split System: Heat Pump with Remote Outdoor Unit-Air-Source) | 38MURAQ24AB3* | ADP |  | V,C36H***P039 | 59SC6A026M14**10 | 22600 | 16 | 8.5 | 25400 | 25800 | 101.6% | 2.2 | 0 | 9.5 |  |  |  |  | R-410A | 1.8833 | Residential & Commercial | USHP
212544205 | Central HP <5.4 tons | DAY & NIGHT | HRCU-A-CB (Split System: Heat Pump with Remote Outdoor Unit-Air-Source) | DLCURAH30ABK | ADP |  | FG80936 | *80ESU0401712A* | 30400 | 15.2 | 8.1 | 32600 | 26600 | 81.6% | 1.8 | 0 | 9 |  |  |  |  | R-410A | 2.5333 | Residential & Commercial | USHP
212544206 | Central HP <5.4 tons | DAY & NIGHT | HRCU-A-CB (Split System: Heat Pump with Remote Outdoor Unit-Air-Source) | DLCURAH30ABK | ADP |  | FG80936 | *80ESU0601716A | 30200 | 15.2 | 8.5 | 31800 | 25600 | 80.5% | 1.86 | 0 | 8.5 |  |  |  |  | R-410A | 2.5167 | Residential & Commercial | USHP
214499798 | Central HP <5.4 tons | GOODMAN | HRCU-A-CB (Split System: Heat Pump with Remote Outdoor Unit-Air-Source) | GSZS601810A* |  |  | CA*EA1818*4B* | G*VM970804CNB* | 16600 | 17.5 | 8.5 | 17400 | 13000 | 74.71% | 2.1 | 0 | 10.9 |  |  |  |  | R-410A | 1.3833 | Residential & Commercial | USHP | Ducted CEE Tier 1
216505510 | Central HP <5.4 tons | GREE | HRCU-A-CB (Split System: Heat Pump with Remote Outdoor Unit-Air-Source) | GUD24W2/NHG-D(U) |  |  | GUD24AH2/G-D(U) | 0 | 24000 | 18.5 | 8.3 | 24000 | 19000 | 79.17% | 1.75 | 0 | 11.7 |  |  |  |  | R-32 | 2 | Residential & Commercial | USHP | Ducted CEE Tier 1
206771333 | Central HP <5.4 tons | TEMPSTAR | HRCU-A-CB (Split System: Heat Pump with Remote Outdoor Unit-Air-Source) | TVH837GKA2* |  |  | EA*4X37L21A*+WALLCON | *97CMN1002122A* | 33000 | 17.5 | 8.5 | 33000 | 25200 | 76.36% | 2 | 12 | 11.7 |  |  |  |  | R-410A | 2.75 | Residential & Commercial | USHP | Ducted CEE Tier 1
214630345 | Central HP <5.4 tons | CARRIER | HRCU-A-CB (Split System: Heat Pump with Remote Outdoor Unit-Air-Source) | 25VNA825A*032* | ADP |  | A36VCA+TXV | 58CU*A040C17**12 | 23800 | 17 | 8.1 | 19800 | 16200 | 81.82% | 1.96 | 0 | 11 |  |  |  |  | R-410A | 1.9833 | Residential & Commercial | USHP | Ducted CEE Tier 1
214630398 | Central HP <5.4 tons | CARRIER | HRCU-A-CB (Split System: Heat Pump with Remote Outdoor Unit-Air-Source) | 25VNA825A*032* | ADP |  | PL36H175P159 | 59MN7B060C17**14 | 23800 | 16 | 8.1 | 19400 | 16300 | 84.02% | 2 | 0 | 11 |  |  |  |  | R-410A | 1.9833 | Residential & Commercial | USHP | Ducted CEE Tier 1
214630431 | Central HP <5.4 tons | CARRIER | HRCU-A-CB (Split System: Heat Pump with Remote Outdoor Unit-Air-Source) | 25VNA825A*032* | ADP |  | PL36H***P449 | 59TN6C040C14**10 | 23200 | 15.2 | 8.1 | 20000 | 16600 | 83% | 1.96 | 0 | 9.5 |  |  |  |  | R-410A | 1.9333 | Residential & Commercial | USHP
215792876 | Central HP <5.4 tons | CARRIER | HRCU-A-CB (Split System: Heat Pump with Remote Outdoor Unit-Air-Source) | 38MURAQ36AB3* | ADP |  | CDP36A15P | 59TP6C060V17**16 | 33600 | 15.2 | 8.5 | 36800 | 34600 | 94.02% | 1.94 | 0 | 9.5 |  |  |  |  | R-410A | 2.8 | Residential & Commercial | USHP
212976807 | Central HP <5.4 tons | BRYANT HEATING AND COOLING SYSTEMS | HRCU-A-CB (Split System: Heat Pump with Remote Outdoor Unit-Air-Source) | 38MURAQ36AB3* |  |  | CAP**4824AL* | 926TC60100V21*** | 36000 | 16.5 | 8.5 | 37800 | 34800 | 92.06% | 2.04 | 0 | 10 |  |  |  |  | R-410A | 3 | Residential & Commercial | USHP | Ducted CEE Tier 1
214628337 | Central HP <5.4 tons | CARRIER | HRCU-A-CB (Split System: Heat Pump with Remote Outdoor Unit-Air-Source) | 38MURAQ24AB3* | ADP |  | A24VBA+TXV | 59SC6A040M14**10 | 23200 | 16 | 8.5 | 25400 | 24800 | 97.64% | 2.1 | 0 | 10 |  |  |  |  | R-410A | 1.9333 | Residential & Commercial | USHP | Ducted CEE Tier 1
214628369 | Central HP <5.4 tons | CARRIER | HRCU-A-CB (Split System: Heat Pump with Remote Outdoor Unit-Air-Source) | 38MURAQ24AB3* | ADP |  | V,C36H175P149 | 59SC6A040M17**12 | 23200 | 16 | 8.5 | 24800 | 24600 | 99.19% | 2.08 | 0 | 9.5 |  |  |  |  | R-410A | 1.9333 | Residential & Commercial | USHP
214628439 | Central HP <5.4 tons | CARRIER | HRCU-A-CB (Split System: Heat Pump with Remote Outdoor Unit-Air-Source) | 38MURAQ24AB3* | ADP |  | PL36H175P159 | 59SC6A060M17**16 | 23600 | 17 | 9 | 24200 | 23200 | 95.87% | 1.96 | 0 | 10 |  |  |  |  | R-410A | 1.9667 | Residential & Commercial | USHP | Ducted CEE Tier 1
214628462 | Central HP <5.4 tons | CARRIER | HRCU-A-CB (Split System: Heat Pump with Remote Outdoor Unit-Air-Source) | 38MURAQ24AB3* | ADP |  | PL36H175P149 | 59SU5B040M17**12 | 23200 | 17 | 8.5 | 24400 | 24000 | 98.36% | 2.02 | 0 | 10 |  |  |  |  | R-410A | 1.9333 | Residential & Commercial | USHP | Ducted CEE Tier 1
211230843 | Central HP <5.4 tons | DAY & NIGHT | HRCU-A-CB (Split System: Heat Pump with Remote Outdoor Unit-Air-Source) | DLCURAH36ABK |  |  | FEM4X42**BL | 0 | 37000 | 16 | 8.1 | 38500 | 34800 | 90.39% | 2 | 0 | 10 |  |  |  |  | R-410A | 3.0833 | Residential & Commercial | USHP | Ducted CEE Tier 1
211230909 | Central HP <5.4 tons | DAY & NIGHT | HRCU-A-CB (Split System: Heat Pump with Remote Outdoor Unit-Air-Source) | DLCURAH36ABK |  |  | FXM4X36**AL | 0 | 35800 | 16.5 | 8.1 | 38500 | 34600 | 89.87% | 1.94 | 0 | 10 |  |  |  |  | R-410A | 2.9833 | Residential & Commercial | USHP | Ducted CEE Tier 1
211240396 | Central HP <5.4 tons | DAY & NIGHT | HRCU-A-CB (Split System: Heat Pump with Remote Outdoor Unit-Air-Source) | DLCURAH24ABK |  |  | EA*4X24L17A* | *96VSN0401410A* | 23400 | 15.5 | 8.5 | 26800 | 24800 | 92.54% | 2.04 | 0 | 9.5 |  |  |  |  | R-410A | 1.95 | Residential & Commercial | USHP
211240444 | Central HP <5.4 tons | DAY & NIGHT | HRCU-A-CB (Split System: Heat Pump with Remote Outdoor Unit-Air-Source) | DLCURAH24ABK |  |  | EA*4X24L17A* | *80ES(N,L)0701716A* | 24600 | 16 | 8.5 | 27400 | 23000 | 83.94% | 1.88 | 0 | 10 |  |  |  |  | R-410A | 2.05 | Residential & Commercial | USHP | Ducted CEE Tier 1
213548652 | Central HP <5.4 tons | LENNOX | HRCU-A-CB (Split System: Heat Pump with Remote Outdoor Unit-Air-Source) | SL25XPV-036-230A** | ADP |  | L*35/36U9 | SLP98UH090XV60C* | 33600 | 21 | 8.6 | 32800 | 26200 | 79.88% | 1.8 | 0 | 13 |  |  |  |  | R-410A | 2.8 | Residential & Commercial | USHP | Ducted CEE Tier 1
214239689 | Central HP <5.4 tons | DAY & NIGHT | HRCU-A-CB (Split System: Heat Pump with Remote Outdoor Unit-Air-Source) | CVH837GKA** |  |  | END4X42L17**+WALLCON | *97CMN0601714B* | 31800 | 16.5 | 8.1 | 33200 | 25000 | 75.3% | 1.88 | 0 | 11 |  |  |  |  | R-410A | 2.65 | Residential & Commercial | USHP | Ducted CEE Tier 1
214239989 | Central HP <5.4 tons | DAY & NIGHT | HRCU-A-CB (Split System: Heat Pump with Remote Outdoor Unit-Air-Source) | CVH837GKA** |  |  | EN(A,D)4X48L24**+WALLCON | *80CTL1352422B* | 32400 | 17 | 8.1 | 32600 | 24600 | 75.46% | 1.96 | 0 | 11.7 |  |  |  |  | R-410A | 2.7 | Residential & Commercial | USHP | Ducted CEE Tier 1
207436279 | Central HP <5.4 tons | LENNOX | HRCU-A-CB (Split System: Heat Pump with Remote Outdoor Unit-Air-Source) | SL25XPV-036-230A** |  |  | C35-48C+TDR+TXV | SL280UH110V60C* | 34000 | 21 | 8.8 | 35400 | 27400 | 77.4% | 1.84 | 14 | 13.5 |  |  |  |  | R-410A | 2.8333 | Residential & Commercial | USHP | Ducted CEE Tier 1
207436302 | Central HP <5.4 tons | LENNOX | HRCU-A-CB (Split System: Heat Pump with Remote Outdoor Unit-Air-Source) | SL25XPV-036-230A** |  |  | C35-50/60C+TDR+TXV | SL297UH080NV48C* | 33600 | 22.2 | 8.7 | 34200 | 26600 | 77.78% | 1.8 | 14 | 13.3 |  |  |  |  | R-410A | 2.8 | Residential & Commercial | USHP | Ducted CEE Tier 1
213778736 | Central HP <5.4 tons | BRYANT HEATING AND COOLING SYSTEMS | HRCU-A-CB (Split System: Heat Pump with Remote Outdoor Unit-Air-Source) | 288BNV037*0**A* |  |  | CAP**3617AL*+UI | 88*TB36070C14*** | 31400 | 16.5 | 8.1 | 33400 | 24400 | 73.05% | 1.82 | 0 | 10.5 |  |  |  |  | R-410A | 2.6167 | Residential & Commercial | USHP | Ducted CEE Tier 1
213778786 | Central HP <5.4 tons | BRYANT HEATING AND COOLING SYSTEMS | HRCU-A-CB (Split System: Heat Pump with Remote Outdoor Unit-Air-Source) | 288BNV037*0**A* |  |  | CAP**3617AL*+UI | 987MC42080C17*** | 31400 | 16.5 | 8.1 | 33200 | 24400 | 73.49% | 1.82 | 0 | 10.5 |  |  |  |  | R-410A | 2.6167 | Residential & Commercial | USHP | Ducted CEE Tier 1
211240537 | Central HP <5.4 tons | DAY & NIGHT | HRCU-A-CB (Split System: Heat Pump with Remote Outdoor Unit-Air-Source) | DLCURAH24ABK |  |  | EA*4X24L17A* | *96VTN0801716A* | 23800 | 16.5 | 8.5 | 26800 | 24000 | 89.55% | 1.98 | 0 | 10 |  |  |  |  | R-410A | 1.9833 | Residential & Commercial | USHP | Ducted CEE Tier 1
211240621 | Central HP <5.4 tons | DAY & NIGHT | HRCU-A-CB (Split System: Heat Pump with Remote Outdoor Unit-Air-Source) | DLCURAH24ABK |  |  | EA*4X24L17A* | *96VTN0601714A* | 23600 | 16 | 8.5 | 26800 | 24400 | 91.04% | 2.02 | 0 | 10 |  |  |  |  | R-410A | 1.9667 | Residential & Commercial | USHP | Ducted CEE Tier 1
211240778 | Central HP <5.4 tons | DAY & NIGHT | HRCU-A-CB (Split System: Heat Pump with Remote Outdoor Unit-Air-Source) | DLCURAH24ABK |  |  | EA*4X24L17A* | OMV098J12* | 23400 | 16.5 | 8.5 | 26600 | 25000 | 93.98% | 2.08 | 0 | 10 |  |  |  |  | R-410A | 1.95 | Residential & Commercial | USHP | Ducted CEE Tier 1
211240973 | Central HP <5.4 tons | DAY & NIGHT | HRCU-A-CB (Split System: Heat Pump with Remote Outdoor Unit-Air-Source) | DLCURAH24ABK |  |  | EA*4X25L17A* | *96VTN0801716A* | 24800 | 17 | 8.5 | 25600 | 21200 | 82.81% | 1.78 | 0 | 10.5 |  |  |  |  | R-410A | 2.0667 | Residential & Commercial | USHP | Ducted CEE Tier 1
214570401 | Central HP <5.4 tons | AIRQUEST | HRCU-A-CB (Split System: Heat Pump with Remote Outdoor Unit-Air-Source) | HVH825GKA3* |  |  | EA*4X36L21A*+WALLCON | *97CMN0602120B* | 23600 | 16 | 8.1 | 21400 | 16700 | 78.04% | 1.92 | 0 | 10.5 |  |  |  |  | R-410A | 1.9667 | Residential & Commercial | USHP | Ducted CEE Tier 1
212973338 | Central HP <5.4 tons | HEIL | HRCU-A-CB (Split System: Heat Pump with Remote Outdoor Unit-Air-Source) | DLCURAH18ABK |  |  | EA*4X30L14A* | *96VSN0601412B* | 17400 | 16.5 | 8.5 | 18000 | 18900 | 105% | 2.28 | 0 | 10.5 |  |  |  |  | R-410A | 1.45 | Residential & Commercial | USHP | Ducted CEE Tier 1
216494190 | Central HP <5.4 tons | BRYANT HEATING AND COOLING SYSTEMS | HRCU-A-CB (Split System: Heat Pump with Remote Outdoor Unit-Air-Source) | 293VAN048**AA* | ADP |  | CE(P,V)4824G1K*+TXV | 986TD42080C17*** | 42500 | 20 | 9 | 46500 | 34800 | 74.84% | 2 | 0 | 11 |  |  |  |  | R-454B | 3.5417 | Residential & Commercial | USHP | Ducted CEE Tier 1
216981806 | Central HP <5.4 tons | BRYANT HEATING AND COOLING SYSTEMS | HRCU-A-CB (Split System: Heat Pump with Remote Outdoor Unit-Air-Source) | 293VAN048**AA* | ADP |  | V,C48H210P16*+TXV | 935CB60080C21*** | 43500 | 21 | 9.5 | 46500 | 36200 | 77.85% | 2 | 0 | 10.5 |  |  |  |  | R-454B | 3.625 | Residential & Commercial | USHP | Ducted CEE Tier 1
216981841 | Central HP <5.4 tons | BRYANT HEATING AND COOLING SYSTEMS | HRCU-A-CB (Split System: Heat Pump with Remote Outdoor Unit-Air-Source) | 293VAN048**AA* | ADP |  | C60A***L19*+TXV | 986TD60080C21*** | 44500 | 21 | 9.5 | 46500 | 36200 | 77.85% | 2 | 0 | 11 |  |  |  |  | R-454B | 3.7083 | Residential & Commercial | USHP | Ducted CEE Tier 1
216981857 | Central HP <5.4 tons | BRYANT HEATING AND COOLING SYSTEMS | HRCU-A-CB (Split System: Heat Pump with Remote Outdoor Unit-Air-Source) | 293VAN048**AA* | ADP |  | PL60H210P29*+TXV | 987MC60060C21*** | 43000 | 20 | 9.5 | 46500 | 37000 | 79.57% | 2 | 0 | 10 |  |  |  |  | R-454B | 3.5833 | Residential & Commercial | USHP | Ducted CEE Tier 1
216981858 | Central HP <5.4 tons | BRYANT HEATING AND COOLING SYSTEMS | HRCU-A-CB (Split System: Heat Pump with Remote Outdoor Unit-Air-Source) | 293VAN048**AA* | ADP |  | V,C60H210P29*+TXV | 987MC60060C21*** | 43000 | 20 | 9.5 | 46500 | 37000 | 79.57% | 2 | 0 | 10 |  |  |  |  | R-454B | 3.5833 | Residential & Commercial | USHP | Ducted CEE Tier 1
216976492 | Central HP <5.4 tons | BRYANT HEATING AND COOLING SYSTEMS | HRCU-A-CB (Split System: Heat Pump with Remote Outdoor Unit-Air-Source) | 37MURAQ24AA3 | ADP |  | V,C36H***P42*+TXV | 82*TB36070V14*** | 23400 | 15.2 | 9 | 23200 | 19200 | 82.76% | 1.98 | 0 | 9.5 |  |  |  |  | R-454B | 1.95 | Residential & Commercial | USHP
207436386 | Central HP <5.4 tons | LENNOX | HRCU-A-CB (Split System: Heat Pump with Remote Outdoor Unit-Air-Source) | SL25XPV-036-230A** |  |  | CHX35-42B-**-*+TDR | SL280UH090XV48B* | 34800 | 21.4 | 8.8 | 34200 | 26200 | 76.61% | 1.84 | 14 | 13.5 |  |  |  |  | R-410A | 2.9 | Residential & Commercial | USHP | Ducted CEE Tier 1
207436420 | Central HP <5.4 tons | LENNOX | HRCU-A-CB (Split System: Heat Pump with Remote Outdoor Unit-Air-Source) | SL25XPV-036-230A** |  |  | CHX35-48C-**-*+TDR | EL296UH110XV60C* | 34000 | 21.2 | 8.5 | 33800 | 26000 | 76.92% | 1.76 | 14 | 13.5 |  |  |  |  | R-410A | 2.8333 | Residential & Commercial | USHP | Ducted CEE Tier 1
207436518 | Central HP <5.4 tons | LENNOX | HRCU-A-CB (Split System: Heat Pump with Remote Outdoor Unit-Air-Source) | SL25XPV-048-230A** |  |  | C35-49C+TDR+TXV | SL280UH100NV60C* | 45500 | 20.4 | 8.9 | 44000 | 35800 | 81.36% | 1.78 | 12.5 | 12.3 |  |  |  |  | R-410A | 3.7917 | Residential & Commercial | USHP | Ducted CEE Tier 1
207436522 | Central HP <5.4 tons | LENNOX | HRCU-A-CB (Split System: Heat Pump with Remote Outdoor Unit-Air-Source) | SL25XPV-048-230A** |  |  | C35-49C+TDR+TXV | SL297UH080NV60C* | 45500 | 20 | 8.9 | 44000 | 36000 | 81.82% | 1.76 | 12.5 | 12 |  |  |  |  | R-410A | 3.7917 | Residential & Commercial | USHP | Ducted CEE Tier 1
212973358 | Central HP <5.4 tons | HEIL | HRCU-A-CB (Split System: Heat Pump with Remote Outdoor Unit-Air-Source) | DLCURAH18ABK |  |  | EN(A,D)4X18L14** | *96VSN0601412B* | 17300 | 16 | 8.5 | 18500 | 19800 | 107% | 2.38 | 0 | 10.5 |  |  |  |  | R-410A | 1.4417 | Residential & Commercial | USHP | Ducted CEE Tier 1
212977599 | Central HP <5.4 tons | BRYANT HEATING AND COOLING SYSTEMS | HRCU-A-CB (Split System: Heat Pump with Remote Outdoor Unit-Air-Source) | 38MURAQ24AB3* |  |  | CAP**3014AL* | 8(0,1)*SB36045M14*** | 23600 | 17 | 8.5 | 26400 | 24600 | 93.18% | 2.04 | 0 | 10 |  |  |  |  | R-410A | 1.9667 | Residential & Commercial | USHP | Ducted CEE Tier 1
213778936 | Central HP <5.4 tons | BRYANT HEATING AND COOLING SYSTEMS | HRCU-A-CB (Split System: Heat Pump with Remote Outdoor Unit-Air-Source) | 288BNV037*0**A* |  |  | CAP**3721AL*+UI | 88*TB36045C17*** | 32600 | 16.5 | 8.1 | 33200 | 25400 | 76.51% | 1.94 | 0 | 10.5 |  |  |  |  | R-410A | 2.7167 | Residential & Commercial | USHP | Ducted CEE Tier 1
213779286 | Central HP <5.4 tons | BRYANT HEATING AND COOLING SYSTEMS | HRCU-A-CB (Split System: Heat Pump with Remote Outdoor Unit-Air-Source) | 288BNV037*0**A* |  |  | CAP**4321AL*+UI | 88*TB60110C21*** | 33000 | 17 | 8.5 | 32600 | 25000 | 76.69% | 1.98 | 0 | 11.5 |  |  |  |  | R-410A | 2.75 | Residential & Commercial | USHP | Ducted CEE Tier 1
213779386 | Central HP <5.4 tons | BRYANT HEATING AND COOLING SYSTEMS | HRCU-A-CB (Split System: Heat Pump with Remote Outdoor Unit-Air-Source) | 288BNV037*0**A* |  |  | CAP**4821AL*+UI | 88*TB48090C17*** | 32400 | 17 | 8.1 | 32600 | 25000 | 76.69% | 1.96 | 0 | 11 |  |  |  |  | R-410A | 2.7 | Residential & Commercial | USHP | Ducted CEE Tier 1
212383118 | Central HP <5.4 tons | HEIL | HRCU-A-CB (Split System: Heat Pump with Remote Outdoor Unit-Air-Source) | DLCURAH36ABK |  |  | EA*4X36L21A* | *96VSN0802120A* | 35400 | 16 | 8.1 | 39500 | 35200 | 89.11% | 1.82 | 0 | 9.5 |  |  |  |  | R-410A | 2.95 | Residential & Commercial | USHP
214862419 | Central HP <5.4 tons | BRYANT HEATING AND COOLING SYSTEMS | HRCU-A-CB (Split System: Heat Pump with Remote Outdoor Unit-Air-Source) | 288BNV037*0**B* | ADP |  | H,PG83936 | 987MC66120C24*** | 32400 | 18 | 8.1 | 30600 | 24400 | 79.74% | 1.98 | 0 | 11.5 |  |  |  |  | R-410A | 2.7 | Residential & Commercial | USHP | Ducted CEE Tier 1
212384281 | Central HP <5.4 tons | HEIL | HRCU-A-CB (Split System: Heat Pump with Remote Outdoor Unit-Air-Source) | DLCURAH36ABK |  |  | END4X42L17** | *80ES(N,L)0701712A* | 35800 | 15.2 | 8.1 | 39500 | 35000 | 88.61% | 1.96 | 0 | 10 |  |  |  |  | R-410A | 2.9833 | Residential & Commercial | USHP | Ducted CEE Tier 1
215213329 | Central HP <5.4 tons | GREE | HRCU-A-CB (Split System: Heat Pump with Remote Outdoor Unit-Air-Source) | FXU24HP230V1R32AO |  |  | FXU24HP230V1R32AH | 0 | 24000 | 18 | 10 | 25000 | 25000 | 100% | 2 | 0 | 12.5 |  |  |  |  | R-32 | 2 | Residential & Commercial | USHP | Ducted CEE Tier 1
214572551 | Central HP <5.4 tons | AIRQUEST | HRCU-A-CB (Split System: Heat Pump with Remote Outdoor Unit-Air-Source) | HVH837GKA** |  |  | EA*4X37L21A*+WALLCON | *95CSU1002122B* | 33000 | 17.5 | 8.5 | 32600 | 25000 | 76.69% | 2 | 0 | 11.5 |  |  |  |  | R-410A | 2.75 | Residential & Commercial | USHP | Ducted CEE Tier 1
214572651 | Central HP <5.4 tons | AIRQUEST | HRCU-A-CB (Split System: Heat Pump with Remote Outdoor Unit-Air-Source) | HVH837GKA** |  |  | EA*4X42L24A*+WALLCON | *80CTL0702120B* | 31800 | 18 | 8.5 | 33000 | 24400 | 73.94% | 1.9 | 0 | 11 |  |  |  |  | R-410A | 2.65 | Residential & Commercial | USHP | Ducted CEE Tier 1
214572751 | Central HP <5.4 tons | AIRQUEST | HRCU-A-CB (Split System: Heat Pump with Remote Outdoor Unit-Air-Source) | HVH837GKA** |  |  | EA*4X43L21A*+WALLCON | *97CMN0802120B* | 32800 | 17.5 | 8.5 | 32800 | 25200 | 76.83% | 2 | 0 | 11.5 |  |  |  |  | R-410A | 2.7333 | Residential & Commercial | USHP | Ducted CEE Tier 1
212975107 | Central HP <5.4 tons | HEIL | HRCU-A-CB (Split System: Heat Pump with Remote Outdoor Unit-Air-Source) | DLCURAH18ABK |  |  | EA*4X30L17A* | *96VTN0401712B* | 17400 | 16 | 8.5 | 18000 | 18800 | 104.4% | 2.24 | 0 | 10.5 |  |  |  |  | R-410A | 1.45 | Residential & Commercial | USHP | Ducted CEE Tier 1
212974328 | Central HP <5.4 tons | HEIL | HRCU-A-CB (Split System: Heat Pump with Remote Outdoor Unit-Air-Source) | DLCURAH24ABK |  |  | EA*4X37L21A* | *96VSN1002120B* | 24800 | 17.5 | 8.5 | 25600 | 21200 | 82.81% | 1.8 | 0 | 10.5 |  |  |  |  | R-410A | 2.0667 | Residential & Commercial | USHP | Ducted CEE Tier 1
212975023 | Central HP <5.4 tons | HEIL | HRCU-A-CB (Split System: Heat Pump with Remote Outdoor Unit-Air-Source) | DLCURAH24ABK |  |  | EN(A,D)4X24L17** | *96VTN0401410B* | 23200 | 15.5 | 8.5 | 27000 | 25000 | 92.59% | 2.06 | 0 | 10 |  |  |  |  | R-410A | 1.9333 | Residential & Commercial | USHP | Ducted CEE Tier 1
212978285 | Central HP <5.4 tons | AIRQUEST | HRCU-A-CB (Split System: Heat Pump with Remote Outdoor Unit-Air-Source) | DLCURAH18ABK |  |  | EA*4X30L17A* | *80MS(N,L)0701412A* | 17400 | 16.5 | 8.5 | 17900 | 18700 | 104.5% | 2.24 | 0 | 10.5 |  |  |  |  | R-410A | 1.45 | Residential & Commercial | USHP | Ducted CEE Tier 1
216976518 | Central HP <5.4 tons | BRYANT HEATING AND COOLING SYSTEMS | HRCU-A-CB (Split System: Heat Pump with Remote Outdoor Unit-Air-Source) | 37MURAQ24AA3 | ADP |  | V,C36H175P14*+TXV | 83*SB36040M17*** | 23800 | 15.2 | 8.5 | 22400 | 18900 | 84.38% | 1.92 | 0 | 10 |  |  |  |  | R-454B | 1.9833 | Residential & Commercial | USHP | Ducted CEE Tier 1
213078471 | Central HP <5.4 tons | HEIL | HRCU-A-CB (Split System: Heat Pump with Remote Outdoor Unit-Air-Source) | DLCURAH36ABK |  |  | EN(A,D,W)4X48L21** | *80MS(N,L)0902116A* | 35800 | 16.5 | 8.1 | 38500 | 34800 | 90.39% | 2 | 0 | 10 |  |  |  |  | R-410A | 2.9833 | Residential & Commercial | USHP | Ducted CEE Tier 1
211226292 | Central HP <5.4 tons | TEMPSTAR | HRCU-A-CB (Split System: Heat Pump with Remote Outdoor Unit-Air-Source) | DLCURAH36ABK |  |  | EA*4X36L21A* | *80ES(N,L)1102120A* | 35200 | 16 | 8.1 | 38500 | 35200 | 91.43% | 1.82 | 0 | 9.5 |  |  |  |  | R-410A | 2.9333 | Residential & Commercial | USHP
214573601 | Central HP <5.4 tons | AIRQUEST | HRCU-A-CB (Split System: Heat Pump with Remote Outdoor Unit-Air-Source) | HVH837GKA** |  |  | EN(A,D,W)4X60L24**+WALLCON | *96CTN0802120B* | 32800 | 19 | 8.5 | 32200 | 24600 | 76.4% | 1.98 | 0 | 12 |  |  |  |  | R-410A | 2.7333 | Residential & Commercial | USHP | Ducted CEE Tier 1
212971992 | Central HP <5.4 tons | BRYANT HEATING AND COOLING SYSTEMS | HRCU-A-CB (Split System: Heat Pump with Remote Outdoor Unit-Air-Source) | 38MURAQ24AB3* |  |  | CAP**3621AL* | 82*TB48090V17*** | 23600 | 17 | 8.5 | 26200 | 24000 | 91.6% | 2 | 0 | 10 |  |  |  |  | R-410A | 1.9667 | Residential & Commercial | USHP | Ducted CEE Tier 1
213779736 | Central HP <5.4 tons | BRYANT HEATING AND COOLING SYSTEMS | HRCU-A-CB (Split System: Heat Pump with Remote Outdoor Unit-Air-Source) | 288BNV037*0**A* |  |  | CAP**6121AL*+UI | 986TD66100C21*** | 33200 | 17.5 | 8.5 | 32000 | 24800 | 77.5% | 1.98 | 0 | 11.7 |  |  |  |  | R-410A | 2.7667 | Residential & Commercial | USHP | Ducted CEE Tier 1
213075917 | Central HP <5.4 tons | HEIL | HRCU-A-CB (Split System: Heat Pump with Remote Outdoor Unit-Air-Source) | DLCURAH36ABK |  |  | EA*4X42L24A* | *95MSU1002120A* | 35600 | 16 | 8.1 | 38500 | 35200 | 91.43% | 1.9 | 0 | 10 |  |  |  |  | R-410A | 2.9667 | Residential & Commercial | USHP | Ducted CEE Tier 1
213076285 | Central HP <5.4 tons | HEIL | HRCU-A-CB (Split System: Heat Pump with Remote Outdoor Unit-Air-Source) | DLCURAH36ABK |  |  | EA*4X43L21A* | *95MSU1002122A* | 36400 | 16.5 | 8.5 | 38000 | 34800 | 91.58% | 2.06 | 0 | 10 |  |  |  |  | R-410A | 3.0333 | Residential & Commercial | USHP | Ducted CEE Tier 1
215289754 | Central HP <5.4 tons | AIRQUEST | HRCU-A-CB (Split System: Heat Pump with Remote Outdoor Unit-Air-Source) | DLCURAH18ABK | ADP |  | HE32936 | *96MSN0261410A* | 16900 | 20 | 8.1 | 16700 | 18800 | 112.6% | 2.3 | 0 | 10 |  |  |  |  | R-410A | 1.4083 | Residential & Commercial | USHP | Ducted CEE Tier 1
215289755 | Central HP <5.4 tons | AIRQUEST | HRCU-A-CB (Split System: Heat Pump with Remote Outdoor Unit-Air-Source) | DLCURAH18ABK | ADP |  | H,GG33936 | *96MSN0261410A* | 17100 | 20 | 8.1 | 16700 | 18800 | 112.6% | 2.3 | 0 | 10 |  |  |  |  | R-410A | 1.425 | Residential & Commercial | USHP | Ducted CEE Tier 1
215289770 | Central HP <5.4 tons | AIRQUEST | HRCU-A-CB (Split System: Heat Pump with Remote Outdoor Unit-Air-Source) | DLCURAH18ABK | ADP |  | HG7J936 | *96MSN0261410A* | 16900 | 20 | 8.1 | 16700 | 18800 | 112.6% | 2.3 | 0 | 10 |  |  |  |  | R-410A | 1.4083 | Residential & Commercial | USHP | Ducted CEE Tier 1
215289789 | Central HP <5.4 tons | AIRQUEST | HRCU-A-CB (Split System: Heat Pump with Remote Outdoor Unit-Air-Source) | DLCURAH18ABK | ADP |  | H,GE31924 | *96MSN0401410A* | 16800 | 16 | 8.5 | 16900 | 19100 | 113% | 2.34 | 0 | 10 |  |  |  |  | R-410A | 1.4 | Residential & Commercial | USHP | Ducted CEE Tier 1
215289806 | Central HP <5.4 tons | AIRQUEST | HRCU-A-CB (Split System: Heat Pump with Remote Outdoor Unit-Air-Source) | DLCURAH18ABK | ADP |  | H,GE34936 | *96MSN0401410A* | 17400 | 16 | 8.5 | 16900 | 19100 | 113% | 2.34 | 0 | 10.5 |  |  |  |  | R-410A | 1.45 | Residential & Commercial | USHP | Ducted CEE Tier 1
215289820 | Central HP <5.4 tons | AIRQUEST | HRCU-A-CB (Split System: Heat Pump with Remote Outdoor Unit-Air-Source) | DLCURAH18ABK | ADP |  | H,GE8J936 | *96MSN0401410A* | 17400 | 16 | 8.5 | 16900 | 19100 | 113% | 2.34 | 0 | 10.5 |  |  |  |  | R-410A | 1.45 | Residential & Commercial | USHP | Ducted CEE Tier 1
215289853 | Central HP <5.4 tons | AIRQUEST | HRCU-A-CB (Split System: Heat Pump with Remote Outdoor Unit-Air-Source) | DLCURAH18ABK | ADP |  | H,GG35936 | *96MSN0401712A* | 17500 | 15.2 | 8.5 | 17100 | 18800 | 109.9% | 2.3 | 0 | 10.5 |  |  |  |  | R-410A | 1.4583 | Residential & Commercial | USHP | Ducted CEE Tier 1
215289855 | Central HP <5.4 tons | AIRQUEST | HRCU-A-CB (Split System: Heat Pump with Remote Outdoor Unit-Air-Source) | DLCURAH18ABK | ADP |  | H,GG36936 | *96MSN0401712A* | 17500 | 15.2 | 8.5 | 17100 | 18800 | 109.9% | 2.3 | 0 | 10.5 |  |  |  |  | R-410A | 1.4583 | Residential & Commercial | USHP | Ducted CEE Tier 1
212972988 | Central HP <5.4 tons | HEIL | HRCU-A-CB (Split System: Heat Pump with Remote Outdoor Unit-Air-Source) | DLCURAH24ABK |  |  | EN(A,D)4X30L14** | *96VSN0401410B* | 23400 | 16 | 8.1 | 26400 | 24800 | 93.94% | 2.04 | 0 | 10 |  |  |  |  | R-410A | 1.95 | Residential & Commercial | USHP | Ducted CEE Tier 1
212971201 | Central HP <5.4 tons | HEIL | HRCU-A-CB (Split System: Heat Pump with Remote Outdoor Unit-Air-Source) | DLCURAH24ABK |  |  | EN(A,D)4X24L14** | *80VTL0451412B* | 23400 | 17 | 8.5 | 27000 | 25000 | 92.59% | 2.08 | 0 | 10 |  |  |  |  | R-410A | 1.95 | Residential & Commercial | USHP | Ducted CEE Tier 1
215318915 | Central HP <5.4 tons | COMFORTMAKER | HRCU-A-CB (Split System: Heat Pump with Remote Outdoor Unit-Air-Source) | D5CUHAH18AAK |  |  | D5FUAAH18XAK | 0 | 18000 | 19 | 9.8 | 19000 | 18000 | 94.74% | 2 | 0 | 12.5 |  |  |  |  | R-454B | 1.5 | Residential & Commercial | USHP | Ducted CEE Tier 1
207436170 | Central HP <5.4 tons | LENNOX | HRCU-A-CB (Split System: Heat Pump with Remote Outdoor Unit-Air-Source) | SL25XPV-024-230A** |  |  | CH35-42B+TDR+TXV | SL280UH080NV48B* | 22600 | 21.8 | 9.4 | 21400 | 20000 | 93.46% | 1.94 | 15.5 | 14.4 |  |  |  |  | R-410A | 1.8833 | Residential & Commercial | USHP | Ducted CEE Tier 1
215289872 | Central HP <5.4 tons | AIRQUEST | HRCU-A-CB (Split System: Heat Pump with Remote Outdoor Unit-Air-Source) | DLCURAH18ABK | ADP |  | H,GE22936 | *96MSN0601412A* | 17000 | 16 | 8.5 | 17000 | 19400 | 114.1% | 2.38 | 0 | 10 |  |  |  |  | R-410A | 1.4167 | Residential & Commercial | USHP | Ducted CEE Tier 1
215289903 | Central HP <5.4 tons | AIRQUEST | HRCU-A-CB (Split System: Heat Pump with Remote Outdoor Unit-Air-Source) | DLCURAH18ABK | ADP |  | HE30924 | *96MSN0601412A* | 16200 | 16 | 8.5 | 16500 | 18300 | 110.9% | 2.26 | 0 | 9.5 |  |  |  |  | R-410A | 1.35 | Residential & Commercial | USHP
215289904 | Central HP <5.4 tons | AIRQUEST | HRCU-A-CB (Split System: Heat Pump with Remote Outdoor Unit-Air-Source) | DLCURAH18ABK | ADP |  | HG7J924 | *96MSN0601412A* | 17400 | 16 | 8.5 | 17000 | 19400 | 114.1% | 2.38 | 0 | 10.5 |  |  |  |  | R-410A | 1.45 | Residential & Commercial | USHP | Ducted CEE Tier 1
215289936 | Central HP <5.4 tons | AIRQUEST | HRCU-A-CB (Split System: Heat Pump with Remote Outdoor Unit-Air-Source) | DLCURAH18ABK | ADP |  | HG33936 | *96MSN0601716A* | 17100 | 16 | 8.5 | 16500 | 19000 | 115.2% | 2.32 | 0 | 10.5 |  |  |  |  | R-410A | 1.425 | Residential & Commercial | USHP | Ducted CEE Tier 1
215289954 | Central HP <5.4 tons | AIRQUEST | HRCU-A-CB (Split System: Heat Pump with Remote Outdoor Unit-Air-Source) | DLCURAH18ABK | ADP |  | HG8J936 | *96MSN0601716A* | 17100 | 16 | 8.5 | 16500 | 19000 | 115.2% | 2.32 | 0 | 10.5 |  |  |  |  | R-410A | 1.425 | Residential & Commercial | USHP | Ducted CEE Tier 1
215289971 | Central HP <5.4 tons | AIRQUEST | HRCU-A-CB (Split System: Heat Pump with Remote Outdoor Unit-Air-Source) | DLCURAH18ABK | ADP |  | HE31924 | *96MSN0801716A* | 17200 | 16 | 8.5 | 17000 | 19000 | 111.8% | 2.32 | 0 | 10 |  |  |  |  | R-410A | 1.4333 | Residential & Commercial | USHP | Ducted CEE Tier 1
215289972 | Central HP <5.4 tons | AIRQUEST | HRCU-A-CB (Split System: Heat Pump with Remote Outdoor Unit-Air-Source) | DLCURAH18ABK | ADP |  | HE31930 | *96MSN0801716A* | 17200 | 16 | 8.5 | 17000 | 19000 | 111.8% | 2.32 | 0 | 10 |  |  |  |  | R-410A | 1.4333 | Residential & Commercial | USHP | Ducted CEE Tier 1
215289988 | Central HP <5.4 tons | AIRQUEST | HRCU-A-CB (Split System: Heat Pump with Remote Outdoor Unit-Air-Source) | DLCURAH18ABK | ADP |  | H,GG35936 | *96MSN0801716A* | 17600 | 16 | 8.5 | 17000 | 18700 | 110% | 2.3 | 0 | 11 |  |  |  |  | R-410A | 1.4667 | Residential & Commercial | USHP | Ducted CEE Tier 1
211245065 | Central HP <5.4 tons | TEMPSTAR | HRCU-A-CB (Split System: Heat Pump with Remote Outdoor Unit-Air-Source) | DLCURAH24ABK |  |  | EN(A,D,W)4X36L17** | *95ESN0601412A* | 24400 | 15.5 | 8.1 | 26600 | 22600 | 84.96% | 1.86 | 0 | 10 |  |  |  |  | R-410A | 2.0333 | Residential & Commercial | USHP | Ducted CEE Tier 1
211245165 | Central HP <5.4 tons | TEMPSTAR | HRCU-A-CB (Split System: Heat Pump with Remote Outdoor Unit-Air-Source) | DLCURAH24ABK |  |  | EN(A,D,W)4X36L17** | *92ESN0601412A* | 23400 | 17 | 8.1 | 25800 | 24000 | 93.02% | 2 | 0 | 10 |  |  |  |  | R-410A | 1.95 | Residential & Commercial | USHP | Ducted CEE Tier 1
216997186 | Central HP <5.4 tons | CARRIER | HRCU-A-CB (Split System: Heat Pump with Remote Outdoor Unit-Air-Source) | 27VNA154A*030* | ADP |  | H,PG48*60+TXV | 59MN7C080C21**20 | 49000 | 19 | 10.5 | 50500 | 52000 | 103% | 2 | 0 | 11 |  |  |  |  | R-454B | 4.0833 | Residential & Commercial | USHP | Ducted CEE Tier 1
211226515 | Central HP <5.4 tons | TEMPSTAR | HRCU-A-CB (Split System: Heat Pump with Remote Outdoor Unit-Air-Source) | DLCURAH36ABK |  |  | EA*4X37L17A* | *80ES(N,L)0701712A* | 36000 | 15.2 | 8.1 | 38500 | 35000 | 90.91% | 2 | 0 | 9.5 |  |  |  |  | R-410A | 3 | Residential & Commercial | USHP
211226588 | Central HP <5.4 tons | TEMPSTAR | HRCU-A-CB (Split System: Heat Pump with Remote Outdoor Unit-Air-Source) | DLCURAH36ABK |  |  | EA*4X37L17A* | *80VTL0451412A* | 36000 | 15.2 | 8.1 | 38500 | 35000 | 90.91% | 2.02 | 0 | 9.5 |  |  |  |  | R-410A | 3 | Residential & Commercial | USHP
216997210 | Central HP <5.4 tons | CARRIER | HRCU-A-CB (Split System: Heat Pump with Remote Outdoor Unit-Air-Source) | 27VNA348A*030* | ADP |  | H,PG35*48+TXV | 59MN7C120C24**22 | 44000 | 20 | 9 | 46500 | 36200 | 77.85% | 1.82 | 0 | 10.5 |  |  |  |  | R-454B | 3.6667 | Residential & Commercial | USHP | Ducted CEE Tier 1
211226643 | Central HP <5.4 tons | TEMPSTAR | HRCU-A-CB (Split System: Heat Pump with Remote Outdoor Unit-Air-Source) | DLCURAH36ABK |  |  | EA*4X37L17A* | *92ESN0801716A* | 36800 | 15.2 | 8.5 | 39500 | 35000 | 88.61% | 2.06 | 0 | 10 |  |  |  |  | R-410A | 3.0667 | Residential & Commercial | USHP | Ducted CEE Tier 1
211244577 | Central HP <5.4 tons | TEMPSTAR | HRCU-A-CB (Split System: Heat Pump with Remote Outdoor Unit-Air-Source) | DLCURAH24ABK |  |  | EN(A,D)4X30L17** | *96VTN0401712A* | 23400 | 16 | 8.1 | 25800 | 24000 | 93.02% | 1.98 | 0 | 10 |  |  |  |  | R-410A | 1.95 | Residential & Commercial | USHP | Ducted CEE Tier 1
211244660 | Central HP <5.4 tons | TEMPSTAR | HRCU-A-CB (Split System: Heat Pump with Remote Outdoor Unit-Air-Source) | DLCURAH24ABK |  |  | EN(A,D)4X30L17** | *95ESN0261410A* | 23400 | 16 | 8.1 | 25800 | 24200 | 93.8% | 2 | 0 | 10 |  |  |  |  | R-410A | 1.95 | Residential & Commercial | USHP | Ducted CEE Tier 1
211245013 | Central HP <5.4 tons | TEMPSTAR | HRCU-A-CB (Split System: Heat Pump with Remote Outdoor Unit-Air-Source) | DLCURAH24ABK |  |  | EN(A,D,W)4X36L17** | *96VTN0401712A* | 23400 | 16 | 8.1 | 25800 | 24000 | 93.02% | 1.98 | 0 | 10 |  |  |  |  | R-410A | 1.95 | Residential & Commercial | USHP | Ducted CEE Tier 1
211245345 | Central HP <5.4 tons | TEMPSTAR | HRCU-A-CB (Split System: Heat Pump with Remote Outdoor Unit-Air-Source) | DLCURAH24ABK |  |  | EN(A,D)4X36L21** | *96VSN0401712A* | 23400 | 16 | 8.1 | 25800 | 24000 | 93.02% | 1.98 | 0 | 10 |  |  |  |  | R-410A | 1.95 | Residential & Commercial | USHP | Ducted CEE Tier 1
211245478 | Central HP <5.4 tons | TEMPSTAR | HRCU-A-CB (Split System: Heat Pump with Remote Outdoor Unit-Air-Source) | DLCURAH24ABK |  |  | EN(A,D)4X36L21** | *80ESU0401712A* | 24000 | 17 | 8.1 | 26000 | 23200 | 89.23% | 1.92 | 0 | 10.5 |  |  |  |  | R-410A | 2 | Residential & Commercial | USHP | Ducted CEE Tier 1
211245563 | Central HP <5.4 tons | TEMPSTAR | HRCU-A-CB (Split System: Heat Pump with Remote Outdoor Unit-Air-Source) | DLCURAH24ABK |  |  | EN(A,D)4X36L21** | *96VTN0802120A* | 23600 | 17 | 8.1 | 25800 | 23800 | 92.25% | 1.98 | 0 | 10.5 |  |  |  |  | R-410A | 1.9667 | Residential & Commercial | USHP | Ducted CEE Tier 1
215290004 | Central HP <5.4 tons | AIRQUEST | HRCU-A-CB (Split System: Heat Pump with Remote Outdoor Unit-Air-Source) | DLCURAH18ABK | ADP |  | H,GE9J936 | *96MSN0801716A* | 17600 | 16 | 8.5 | 17000 | 18700 | 110% | 2.3 | 0 | 11 |  |  |  |  | R-410A | 1.4667 | Residential & Commercial | USHP | Ducted CEE Tier 1
215290006 | Central HP <5.4 tons | AIRQUEST | HRCU-A-CB (Split System: Heat Pump with Remote Outdoor Unit-Air-Source) | DLCURAH18ABK | ADP |  | HG80936 | *96MSN0801716A* | 17600 | 16 | 8.5 | 17000 | 18700 | 110% | 2.3 | 0 | 11 |  |  |  |  | R-410A | 1.4667 | Residential & Commercial | USHP | Ducted CEE Tier 1
215290020 | Central HP <5.4 tons | AIRQUEST | HRCU-A-CB (Split System: Heat Pump with Remote Outdoor Unit-Air-Source) | DLCURAH18ABK | ADP |  | HG32936 | *96VTN0401410A* | 17100 | 16 | 8.5 | 16700 | 18800 | 112.6% | 2.3 | 0 | 10 |  |  |  |  | R-410A | 1.425 | Residential & Commercial | USHP | Ducted CEE Tier 1
215290054 | Central HP <5.4 tons | AIRQUEST | HRCU-A-CB (Split System: Heat Pump with Remote Outdoor Unit-Air-Source) | DLCURAH18ABK | ADP |  | HG31930 | *96VTN0401410B* | 16600 | 16 | 8.5 | 16600 | 19000 | 114.5% | 2.34 | 0 | 9.5 |  |  |  |  | R-410A | 1.3833 | Residential & Commercial | USHP
215290057 | Central HP <5.4 tons | AIRQUEST | HRCU-A-CB (Split System: Heat Pump with Remote Outdoor Unit-Air-Source) | DLCURAH18ABK | ADP |  | HE31924 | *96VTN0401410B* | 16600 | 16 | 8.5 | 16600 | 19000 | 114.5% | 2.34 | 0 | 9.5 |  |  |  |  | R-410A | 1.3833 | Residential & Commercial | USHP
215290073 | Central HP <5.4 tons | AIRQUEST | HRCU-A-CB (Split System: Heat Pump with Remote Outdoor Unit-Air-Source) | DLCURAH18ABK | ADP |  | HE34936 | *96VTN0401410B* | 17200 | 16 | 8.5 | 16600 | 19000 | 114.5% | 2.34 | 0 | 10 |  |  |  |  | R-410A | 1.4333 | Residential & Commercial | USHP | Ducted CEE Tier 1
215290090 | Central HP <5.4 tons | AIRQUEST | HRCU-A-CB (Split System: Heat Pump with Remote Outdoor Unit-Air-Source) | DLCURAH18ABK | ADP |  | H,GE9J936 | *96VTN0401410B* | 17200 | 16 | 8.5 | 16600 | 19000 | 114.5% | 2.34 | 0 | 10 |  |  |  |  | R-410A | 1.4333 | Residential & Commercial | USHP | Ducted CEE Tier 1
206772404 | Central HP <5.4 tons | TEMPSTAR | HRCU-A-CB (Split System: Heat Pump with Remote Outdoor Unit-Air-Source) | TVH837GKA2* |  |  | EN(A,D)4X48L24**+WALLCON | *97CMN1002122A* | 32400 | 17.5 | 8.1 | 33000 | 24800 | 75.15% | 1.96 | 12 | 11.7 |  |  |  |  | R-410A | 2.7 | Residential & Commercial | USHP | Ducted CEE Tier 1
213076951 | Central HP <5.4 tons | HEIL | HRCU-A-CB (Split System: Heat Pump with Remote Outdoor Unit-Air-Source) | DLCURAH36ABK |  |  | EA*4X37L17A* | *96VSN0801716B* | 36000 | 15.5 | 8.5 | 38500 | 35200 | 91.43% | 2 | 0 | 10 |  |  |  |  | R-410A | 3 | Residential & Commercial | USHP | Ducted CEE Tier 1
213078405 | Central HP <5.4 tons | HEIL | HRCU-A-CB (Split System: Heat Pump with Remote Outdoor Unit-Air-Source) | DLCURAH36ABK |  |  | EA*4X37L21A* | *80MS(N,L)0902116A* | 36400 | 16.5 | 8.5 | 38000 | 34800 | 91.58% | 2.06 | 0 | 10 |  |  |  |  | R-410A | 3.0333 | Residential & Commercial | USHP | Ducted CEE Tier 1
213779786 | Central HP <5.4 tons | BRYANT HEATING AND COOLING SYSTEMS | HRCU-A-CB (Split System: Heat Pump with Remote Outdoor Unit-Air-Source) | 288BNV037*0**A* |  |  | CAP**6124AL*+UI | 987MC66120C24*** | 33200 | 17.5 | 8.5 | 32000 | 24800 | 77.5% | 1.98 | 0 | 11.7 |  |  |  |  | R-410A | 2.7667 | Residential & Commercial | USHP | Ducted CEE Tier 1
213780306 | Central HP <5.4 tons | BRYANT HEATING AND COOLING SYSTEMS | HRCU-A-CB (Split System: Heat Pump with Remote Outdoor Unit-Air-Source) | 288BNV037*0**A* |  |  | CSPH*6012AL*+UI | 88*TB36070C14*** | 32800 | 16.5 | 8.1 | 32400 | 25600 | 79.01% | 2 | 0 | 11 |  |  |  |  | R-410A | 2.7333 | Residential & Commercial | USHP | Ducted CEE Tier 1
213078416 | Central HP <5.4 tons | HEIL | HRCU-A-CB (Split System: Heat Pump with Remote Outdoor Unit-Air-Source) | DLCURAH36ABK |  |  | EA*4X42L21A* | *80MS(N,L)0902116A* | 35200 | 16.5 | 8.1 | 38500 | 35000 | 90.91% | 1.88 | 0 | 10 |  |  |  |  | R-410A | 2.9333 | Residential & Commercial | USHP | Ducted CEE Tier 1
216976493 | Central HP <5.4 tons | BRYANT HEATING AND COOLING SYSTEMS | HRCU-A-CB (Split System: Heat Pump with Remote Outdoor Unit-Air-Source) | 37MURAQ24AA3 | ADP |  | A24VBA*+TXV | 82*TB36070V14*** | 23400 | 15.2 | 9 | 23200 | 19200 | 82.76% | 1.98 | 0 | 9.5 |  |  |  |  | R-454B | 1.95 | Residential & Commercial | USHP
216981876 | Central HP <5.4 tons | BRYANT HEATING AND COOLING SYSTEMS | HRCU-A-CB (Split System: Heat Pump with Remote Outdoor Unit-Air-Source) | 293VAN048**AA* | ADP |  | V,C48H210P75*+TXV | 987MC60080C21*** | 43500 | 20 | 9.5 | 46000 | 36200 | 78.7% | 2 | 0 | 10.5 |  |  |  |  | R-454B | 3.625 | Residential & Commercial | USHP | Ducted CEE Tier 1
214389416 | Central HP <5.4 tons | BRYANT HEATING AND COOLING SYSTEMS | HRCU-A-CB (Split System: Heat Pump with Remote Outdoor Unit-Air-Source) | 284ANV036*0**B* |  |  | CNPV*4221AL*+UI | 987MC42080C17*** | 33000 | 18.5 | 9 | 38000 | 26800 | 70.53% | 1.96 | 0 | 11.7 |  |  |  |  | R-410A | 2.75 | Residential & Commercial | USHP | Ducted CEE Tier 1
211226823 | Central HP <5.4 tons | TEMPSTAR | HRCU-A-CB (Split System: Heat Pump with Remote Outdoor Unit-Air-Source) | DLCURAH36ABK |  |  | EA*4X37L21A* | *80ES(N,L)0901714A* | 36800 | 16 | 8.5 | 38500 | 34800 | 90.39% | 2.1 | 0 | 10 |  |  |  |  | R-410A | 3.0667 | Residential & Commercial | USHP | Ducted CEE Tier 1
211226859 | Central HP <5.4 tons | TEMPSTAR | HRCU-A-CB (Split System: Heat Pump with Remote Outdoor Unit-Air-Source) | DLCURAH36ABK |  |  | EA*4X37L21A* | *80ES(N,L)1102120A* | 37000 | 15.5 | 8.5 | 38500 | 34800 | 90.39% | 2.12 | 0 | 10 |  |  |  |  | R-410A | 3.0833 | Residential & Commercial | USHP | Ducted CEE Tier 1
215290123 | Central HP <5.4 tons | AIRQUEST | HRCU-A-CB (Split System: Heat Pump with Remote Outdoor Unit-Air-Source) | DLCURAH18ABK | ADP |  | HG7J924 | *96VTN0401712A* | 17600 | 15.2 | 8.5 | 17100 | 18700 | 109.4% | 2.28 | 0 | 10.5 |  |  |  |  | R-410A | 1.4667 | Residential & Commercial | USHP | Ducted CEE Tier 1
215290157 | Central HP <5.4 tons | AIRQUEST | HRCU-A-CB (Split System: Heat Pump with Remote Outdoor Unit-Air-Source) | DLCURAH18ABK | ADP |  | HG34936 | *96VTN0401712B* | 17200 | 16 | 8.5 | 16600 | 19000 | 114.5% | 2.34 | 0 | 10.5 |  |  |  |  | R-410A | 1.4333 | Residential & Commercial | USHP | Ducted CEE Tier 1
215290170 | Central HP <5.4 tons | AIRQUEST | HRCU-A-CB (Split System: Heat Pump with Remote Outdoor Unit-Air-Source) | DLCURAH18ABK | ADP |  | HE7J936 | *96VTN0401712B* | 16900 | 16 | 8.5 | 16600 | 19000 | 114.5% | 2.34 | 0 | 10 |  |  |  |  | R-410A | 1.4083 | Residential & Commercial | USHP | Ducted CEE Tier 1
215290222 | Central HP <5.4 tons | AIRQUEST | HRCU-A-CB (Split System: Heat Pump with Remote Outdoor Unit-Air-Source) | DLCURAH18ABK | ADP |  | H,GG24936 | *96VTN0601412B* | 17500 | 16 | 8.5 | 16900 | 18800 | 111.2% | 2.3 | 0 | 10.5 |  |  |  |  | R-410A | 1.4583 | Residential & Commercial | USHP | Ducted CEE Tier 1
215290223 | Central HP <5.4 tons | AIRQUEST | HRCU-A-CB (Split System: Heat Pump with Remote Outdoor Unit-Air-Source) | DLCURAH18ABK | ADP |  | H,GE24936 | *96VTN0601412B* | 17500 | 16 | 8.5 | 16900 | 18800 | 111.2% | 2.3 | 0 | 10.5 |  |  |  |  | R-410A | 1.4583 | Residential & Commercial | USHP | Ducted CEE Tier 1
215290239 | Central HP <5.4 tons | AIRQUEST | HRCU-A-CB (Split System: Heat Pump with Remote Outdoor Unit-Air-Source) | DLCURAH18ABK | ADP |  | HG33936 | *96VTN0601412B* | 17400 | 16 | 8.5 | 16900 | 18800 | 111.2% | 2.3 | 0 | 10.5 |  |  |  |  | R-410A | 1.45 | Residential & Commercial | USHP | Ducted CEE Tier 1
215290255 | Central HP <5.4 tons | AIRQUEST | HRCU-A-CB (Split System: Heat Pump with Remote Outdoor Unit-Air-Source) | DLCURAH18ABK | ADP |  | H,GE7J936 | *96VTN0601412B* | 17300 | 16 | 8.5 | 16900 | 19400 | 114.8% | 2.38 | 0 | 10.5 |  |  |  |  | R-410A | 1.4417 | Residential & Commercial | USHP | Ducted CEE Tier 1
216981288 | Central HP <5.4 tons | BRYANT HEATING AND COOLING SYSTEMS | HRCU-A-CB (Split System: Heat Pump with Remote Outdoor Unit-Air-Source) | 290VAN036**AA* | ADP |  | C36A***L15*+TXV | 987MC42080C17*** | 33400 | 17 | 9 | 33600 | 24800 | 73.81% | 1.88 | 0 | 9.5 |  |  |  |  | R-454B | 2.7833 | Residential & Commercial | USHP
216981909 | Central HP <5.4 tons | BRYANT HEATING AND COOLING SYSTEMS | HRCU-A-CB (Split System: Heat Pump with Remote Outdoor Unit-Air-Source) | 293VAN060**AA* | ADP |  | V,C60H210P29*+TXV | 935CB66100C21*** | 56000 | 18 | 8.1 | 59000 | 45000 | 76.27% | 2 | 0 | 11.5 |  |  |  |  | R-454B | 4.6667 | Residential & Commercial | USHP | Ducted CEE Tier 1
216981941 | Central HP <5.4 tons | BRYANT HEATING AND COOLING SYSTEMS | HRCU-A-CB (Split System: Heat Pump with Remote Outdoor Unit-Air-Source) | 293VAN060**AA* | ADP |  | PL60H210P29*+TXV | 987MC66100C21*** | 54500 | 18 | 8.5 | 58500 | 46000 | 78.63% | 2.02 | 0 | 11 |  |  |  |  | R-454B | 4.5417 | Residential & Commercial | USHP | Ducted CEE Tier 1
216981942 | Central HP <5.4 tons | BRYANT HEATING AND COOLING SYSTEMS | HRCU-A-CB (Split System: Heat Pump with Remote Outdoor Unit-Air-Source) | 293VAN060**AA* | ADP |  | V,C60H210P29*+TXV | 987MC66100C21*** | 54500 | 18 | 8.5 | 58500 | 46000 | 78.63% | 2.02 | 0 | 11 |  |  |  |  | R-454B | 4.5417 | Residential & Commercial | USHP | Ducted CEE Tier 1
216981943 | Central HP <5.4 tons | BRYANT HEATING AND COOLING SYSTEMS | HRCU-A-CB (Split System: Heat Pump with Remote Outdoor Unit-Air-Source) | 293VAN060**AA* | ADP |  | A60VHA*+TXV | 987MC66100C21*** | 56000 | 18 | 8.5 | 58500 | 46000 | 78.63% | 2.02 | 0 | 11 |  |  |  |  | R-454B | 4.6667 | Residential & Commercial | USHP | Ducted CEE Tier 1
214391043 | Central HP <5.4 tons | DAY & NIGHT | HRCU-A-CB (Split System: Heat Pump with Remote Outdoor Unit-Air-Source) | DLCURAH24ABK | ADP |  | H,GE32936 | *96VTN0601412B* | 23200 | 16 | 8.5 | 25200 | 26400 | 104.8% | 2.28 | 0 | 10 |  |  |  |  | R-410A | 1.9333 | Residential & Commercial | USHP | Ducted CEE Tier 1
215290321 | Central HP <5.4 tons | AIRQUEST | HRCU-A-CB (Split System: Heat Pump with Remote Outdoor Unit-Air-Source) | DLCURAH18ABK | ADP |  | H,GE32930 | *96VTN0601716B* | 17100 | 16 | 8.5 | 16800 | 19100 | 113.7% | 2.34 | 0 | 10 |  |  |  |  | R-410A | 1.425 | Residential & Commercial | USHP | Ducted CEE Tier 1
215290322 | Central HP <5.4 tons | AIRQUEST | HRCU-A-CB (Split System: Heat Pump with Remote Outdoor Unit-Air-Source) | DLCURAH18ABK | ADP |  | H,GE32936 | *96VTN0601716B* | 17100 | 16 | 8.5 | 16800 | 19100 | 113.7% | 2.34 | 0 | 10 |  |  |  |  | R-410A | 1.425 | Residential & Commercial | USHP | Ducted CEE Tier 1
215290323 | Central HP <5.4 tons | AIRQUEST | HRCU-A-CB (Split System: Heat Pump with Remote Outdoor Unit-Air-Source) | DLCURAH18ABK | ADP |  | HE32936 | *96VTN0601716B* | 17100 | 16 | 8.5 | 16800 | 19100 | 113.7% | 2.34 | 0 | 10 |  |  |  |  | R-410A | 1.425 | Residential & Commercial | USHP | Ducted CEE Tier 1
215290340 | Central HP <5.4 tons | AIRQUEST | HRCU-A-CB (Split System: Heat Pump with Remote Outdoor Unit-Air-Source) | DLCURAH18ABK | ADP |  | H,GE7J924 | *96VTN0601716B* | 17200 | 16 | 8.5 | 16800 | 19100 | 113.7% | 2.34 | 0 | 10 |  |  |  |  | R-410A | 1.4333 | Residential & Commercial | USHP | Ducted CEE Tier 1
215290355 | Central HP <5.4 tons | AIRQUEST | HRCU-A-CB (Split System: Heat Pump with Remote Outdoor Unit-Air-Source) | DLCURAH18ABK | ADP |  | H,GG31924 | *96VTN0801716A* | 16800 | 15.2 | 8.5 | 16700 | 18800 | 112.6% | 2.3 | 0 | 10 |  |  |  |  | R-410A | 1.4 | Residential & Commercial | USHP | Ducted CEE Tier 1
215290357 | Central HP <5.4 tons | AIRQUEST | HRCU-A-CB (Split System: Heat Pump with Remote Outdoor Unit-Air-Source) | DLCURAH18ABK | ADP |  | H,GE31924 | *96VTN0801716A* | 16800 | 15.2 | 8.5 | 16700 | 18800 | 112.6% | 2.3 | 0 | 10 |  |  |  |  | R-410A | 1.4 | Residential & Commercial | USHP | Ducted CEE Tier 1
215290389 | Central HP <5.4 tons | AIRQUEST | HRCU-A-CB (Split System: Heat Pump with Remote Outdoor Unit-Air-Source) | DLCURAH18ABK | ADP |  | H,GE9J936 | *96VTN0801716A* | 17400 | 16 | 8.5 | 16700 | 18800 | 112.6% | 2.3 | 0 | 10.5 |  |  |  |  | R-410A | 1.45 | Residential & Commercial | USHP | Ducted CEE Tier 1
214628293 | Central HP <5.4 tons | CARRIER | HRCU-A-CB (Split System: Heat Pump with Remote Outdoor Unit-Air-Source) | 38MURAQ24AB3* | ADP |  | A36VCA+TXV | 58TP*B070V17**16 | 23600 | 17 | 8.5 | 24800 | 23800 | 95.97% | 2.02 | 0 | 10.5 |  |  |  |  | R-410A | 1.9667 | Residential & Commercial | USHP | Ducted CEE Tier 1
213779526 | Central HP <5.4 tons | BRYANT HEATING AND COOLING SYSTEMS | HRCU-A-CB (Split System: Heat Pump with Remote Outdoor Unit-Air-Source) | 288BNV037*0**A* |  |  | CAP**4824AL*+UI | 987MC66120C24*** | 32200 | 17 | 8.1 | 32600 | 24800 | 76.07% | 1.98 | 0 | 11 |  |  |  |  | R-410A | 2.6833 | Residential & Commercial | USHP | Ducted CEE Tier 1
213779696 | Central HP <5.4 tons | BRYANT HEATING AND COOLING SYSTEMS | HRCU-A-CB (Split System: Heat Pump with Remote Outdoor Unit-Air-Source) | 288BNV037*0**A* |  |  | CAP**6121AL*+UI | 987MC42080C17*** | 33000 | 17 | 8.1 | 32200 | 25000 | 77.64% | 1.96 | 0 | 11 |  |  |  |  | R-410A | 2.75 | Residential & Commercial | USHP | Ducted CEE Tier 1
213779746 | Central HP <5.4 tons | BRYANT HEATING AND COOLING SYSTEMS | HRCU-A-CB (Split System: Heat Pump with Remote Outdoor Unit-Air-Source) | 288BNV037*0**A* |  |  | CAP**6124AL*+UI | 88*TB60090C21*** | 33200 | 17.5 | 8.5 | 32000 | 24800 | 77.5% | 2 | 0 | 11.7 |  |  |  |  | R-410A | 2.7667 | Residential & Commercial | USHP | Ducted CEE Tier 1
212979174 | Central HP <5.4 tons | HEIL | HRCU-A-CB (Split System: Heat Pump with Remote Outdoor Unit-Air-Source) | DLCURAH24ABK |  |  | EA*4X36L21A* | *80MS(N,L)0701716A* | 23800 | 17.5 | 8.5 | 26200 | 23600 | 90.08% | 1.98 | 0 | 10 |  |  |  |  | R-410A | 1.9833 | Residential & Commercial | USHP | Ducted CEE Tier 1
215295775 | Central HP <5.4 tons | AIRQUEST | HRCU-A-CB (Split System: Heat Pump with Remote Outdoor Unit-Air-Source) | DLCURAH36ABK | ADP |  | H,GG80936 | *96VTN1202422B* | 35600 | 16 | 8.5 | 36200 | 34200 | 94.48% | 2.02 | 0 | 10 |  |  |  |  | R-410A | 2.9667 | Residential & Commercial | USHP | Ducted CEE Tier 1
214628307 | Central HP <5.4 tons | CARRIER | HRCU-A-CB (Split System: Heat Pump with Remote Outdoor Unit-Air-Source) | 38MURAQ24AB3* | ADP |  | PL36H175P159 | 58TP*B070V17**16 | 23600 | 17 | 8.5 | 24800 | 23800 | 95.97% | 2.02 | 0 | 10.5 |  |  |  |  | R-410A | 1.9667 | Residential & Commercial | USHP | Ducted CEE Tier 1
214628308 | Central HP <5.4 tons | CARRIER | HRCU-A-CB (Split System: Heat Pump with Remote Outdoor Unit-Air-Source) | 38MURAQ24AB3* | ADP |  | V,C36H175P159 | 58TP*B070V17**16 | 23600 | 17 | 8.5 | 24800 | 23800 | 95.97% | 2.02 | 0 | 10.5 |  |  |  |  | R-410A | 1.9667 | Residential & Commercial | USHP | Ducted CEE Tier 1
214628309 | Central HP <5.4 tons | CARRIER | HRCU-A-CB (Split System: Heat Pump with Remote Outdoor Unit-Air-Source) | 38MURAQ24AB3* | ADP |  | PL36H210P749 | 58TP*B070V17**16 | 23400 | 17 | 8.5 | 24800 | 23800 | 95.97% | 2.02 | 0 | 10.5 |  |  |  |  | R-410A | 1.95 | Residential & Commercial | USHP | Ducted CEE Tier 1
212979122 | Central HP <5.4 tons | AIRQUEST | HRCU-A-CB (Split System: Heat Pump with Remote Outdoor Unit-Air-Source) | DLCURAH24ABK |  |  | EA*4X24L17A* | *80MS(N,L)0701716A* | 23400 | 17 | 9 | 26800 | 26400 | 98.51% | 2.24 | 0 | 10 |  |  |  |  | R-410A | 1.95 | Residential & Commercial | USHP | Ducted CEE Tier 1
211244999 | Central HP <5.4 tons | TEMPSTAR | HRCU-A-CB (Split System: Heat Pump with Remote Outdoor Unit-Air-Source) | DLCURAH24ABK |  |  | EN(A,D,W)4X36L17** | *80VTL0451412A* | 24200 | 16.5 | 8.1 | 26200 | 22800 | 87.02% | 1.88 | 0 | 10.5 |  |  |  |  | R-410A | 2.0167 | Residential & Commercial | USHP | Ducted CEE Tier 1
211245117 | Central HP <5.4 tons | TEMPSTAR | HRCU-A-CB (Split System: Heat Pump with Remote Outdoor Unit-Air-Source) | DLCURAH24ABK |  |  | EN(A,D,W)4X36L17** | *80ES(N,L)0451412A* | 24600 | 16 | 8.1 | 26600 | 22400 | 84.21% | 1.84 | 0 | 10.5 |  |  |  |  | R-410A | 2.05 | Residential & Commercial | USHP | Ducted CEE Tier 1
211245231 | Central HP <5.4 tons | TEMPSTAR | HRCU-A-CB (Split System: Heat Pump with Remote Outdoor Unit-Air-Source) | DLCURAH24ABK |  |  | EN(A,D,W)4X36L17** | *92ESN0401712A* | 23600 | 15.5 | 8.1 | 26200 | 23400 | 89.31% | 1.92 | 0 | 10 |  |  |  |  | R-410A | 1.9667 | Residential & Commercial | USHP | Ducted CEE Tier 1
216981659 | Central HP <5.4 tons | BRYANT HEATING AND COOLING SYSTEMS | HRCU-A-CB (Split System: Heat Pump with Remote Outdoor Unit-Air-Source) | 291VAN054**AA* | ADP |  | C60A***L16*+TXV | 986TD60080C21*** | 48000 | 19 | 10.5 | 50500 | 53000 | 105% | 1.94 | 0 | 10.5 |  |  |  |  | R-454B | 4 | Residential & Commercial | USHP | Ducted CEE Tier 1
216981674 | Central HP <5.4 tons | BRYANT HEATING AND COOLING SYSTEMS | HRCU-A-CB (Split System: Heat Pump with Remote Outdoor Unit-Air-Source) | 291VAN054**AA* | ADP |  | C60A***L18*+TXV | 986TD66100C21*** | 49000 | 19 | 10.5 | 50500 | 53000 | 105% | 1.96 | 0 | 11 |  |  |  |  | R-454B | 4.0833 | Residential & Commercial | USHP | Ducted CEE Tier 1
214628326 | Central HP <5.4 tons | CARRIER | HRCU-A-CB (Split System: Heat Pump with Remote Outdoor Unit-Air-Source) | 38MURAQ24AB3* | ADP |  | C36A***L159 | 59SC6A026M14**10 | 23400 | 16 | 8.5 | 24800 | 24200 | 97.58% | 2.04 | 0 | 10 |  |  |  |  | R-410A | 1.95 | Residential & Commercial | USHP | Ducted CEE Tier 1
214628343 | Central HP <5.4 tons | CARRIER | HRCU-A-CB (Split System: Heat Pump with Remote Outdoor Unit-Air-Source) | 38MURAQ24AB3* | ADP |  | C36A***L139 | 59SC6A040M14**10 | 23200 | 16 | 8.5 | 24800 | 24200 | 97.58% | 2.04 | 0 | 10 |  |  |  |  | R-410A | 1.9333 | Residential & Commercial | USHP | Ducted CEE Tier 1
214499805 | Central HP <5.4 tons | GOODMAN | HRCU-A-CB (Split System: Heat Pump with Remote Outdoor Unit-Air-Source) | GSZS601810A* |  |  | CA*EA2422*4B* | G*VC960603BNB* | 16600 | 17.5 | 8.5 | 17400 | 13000 | 74.71% | 2.1 | 0 | 10.9 |  |  |  |  | R-410A | 1.3833 | Residential & Commercial | USHP | Ducted CEE Tier 1
216981675 | Central HP <5.4 tons | BRYANT HEATING AND COOLING SYSTEMS | HRCU-A-CB (Split System: Heat Pump with Remote Outdoor Unit-Air-Source) | 291VAN054**AA* | ADP |  | C60A***L19*+TXV | 986TD66100C21*** | 49000 | 19 | 10.5 | 50500 | 53000 | 105% | 1.96 | 0 | 11 |  |  |  |  | R-454B | 4.0833 | Residential & Commercial | USHP | Ducted CEE Tier 1
216981708 | Central HP <5.4 tons | BRYANT HEATING AND COOLING SYSTEMS | HRCU-A-CB (Split System: Heat Pump with Remote Outdoor Unit-Air-Source) | 291VAN054**AA* | ADP |  | C60A***L18*+TXV | 987MC66100C21*** | 49000 | 19 | 10.5 | 50500 | 53000 | 105% | 1.96 | 0 | 11 |  |  |  |  | R-454B | 4.0833 | Residential & Commercial | USHP | Ducted CEE Tier 1
214628360 | Central HP <5.4 tons | CARRIER | HRCU-A-CB (Split System: Heat Pump with Remote Outdoor Unit-Air-Source) | 38MURAQ24AB3* | ADP |  | C36A***L129 | 59SC6A040M17**12 | 22600 | 16 | 8.5 | 24800 | 24600 | 99.19% | 2.08 | 0 | 9 |  |  |  |  | R-410A | 1.8833 | Residential & Commercial | USHP
214628392 | Central HP <5.4 tons | CARRIER | HRCU-A-CB (Split System: Heat Pump with Remote Outdoor Unit-Air-Source) | 38MURAQ24AB3* | ADP |  | V,C36H***P429 | 59SC6A060M14**12 | 23400 | 16 | 8.5 | 25400 | 26000 | 102.4% | 2.22 | 0 | 10 |  |  |  |  | R-410A | 1.95 | Residential & Commercial | USHP | Ducted CEE Tier 1
216981793 | Central HP <5.4 tons | BRYANT HEATING AND COOLING SYSTEMS | HRCU-A-CB (Split System: Heat Pump with Remote Outdoor Unit-Air-Source) | 293VAN048**AA* | ADP |  | C48A***L15*+TXV | 935CB48060C17*** | 42000 | 20 | 9.4 | 47000 | 36200 | 77.02% | 1.98 | 0 | 10 |  |  |  |  | R-454B | 3.5 | Residential & Commercial | USHP | Ducted CEE Tier 1
211244552 | Central HP <5.4 tons | TEMPSTAR | HRCU-A-CB (Split System: Heat Pump with Remote Outdoor Unit-Air-Source) | DLCURAH24ABK |  |  | EN(A,D)4X30L17** | *80ESU0401712A* | 24000 | 17 | 8.1 | 26000 | 23200 | 89.23% | 1.94 | 0 | 10.5 |  |  |  |  | R-410A | 2 | Residential & Commercial | USHP | Ducted CEE Tier 1
211244784 | Central HP <5.4 tons | TEMPSTAR | HRCU-A-CB (Split System: Heat Pump with Remote Outdoor Unit-Air-Source) | DLCURAH24ABK |  |  | EN(A,D)4X30L17** | *92ESN0401410A* | 24000 | 15.2 | 8.1 | 26600 | 22800 | 85.71% | 1.86 | 0 | 10 |  |  |  |  | R-410A | 2 | Residential & Commercial | USHP | Ducted CEE Tier 1
211244919 | Central HP <5.4 tons | TEMPSTAR | HRCU-A-CB (Split System: Heat Pump with Remote Outdoor Unit-Air-Source) | DLCURAH24ABK |  |  | EN(A,D,W)4X36L17** | *95ESU0401712A* | 23600 | 16.5 | 8.1 | 25800 | 23600 | 91.47% | 1.96 | 0 | 10 |  |  |  |  | R-410A | 1.9667 | Residential & Commercial | USHP | Ducted CEE Tier 1
213778731 | Central HP <5.4 tons | DAY & NIGHT | HRCU-A-CB (Split System: Heat Pump with Remote Outdoor Unit-Air-Source) | CVH837GKA** |  |  | EA*4X36L17A*+WALLCON | *80CTL0451712B* | 31200 | 16.5 | 8.1 | 33400 | 24600 | 73.65% | 1.8 | 0 | 10.5 |  |  |  |  | R-410A | 2.6 | Residential & Commercial | USHP | Ducted CEE Tier 1
211226527 | Central HP <5.4 tons | TEMPSTAR | HRCU-A-CB (Split System: Heat Pump with Remote Outdoor Unit-Air-Source) | DLCURAH36ABK |  |  | EA*4X37L17A* | *80ES(N,L)0701716A* | 36200 | 15.5 | 8.5 | 39500 | 35000 | 88.61% | 2.02 | 0 | 10 |  |  |  |  | R-410A | 3.0167 | Residential & Commercial | USHP | Ducted CEE Tier 1
213923871 | Central HP <5.4 tons | MIDEA | HRCU-A-CB (Split System: Heat Pump with Remote Outdoor Unit-Air-Source) | 38MURAQ36AB3 | ADP |  | C36A***L139+AEFE3A* | 0 | 35800 | 15.2 | 8.35 | 36200 | 31200 | 86.19% | 1.8 | 0 | 10 |  |  |  |  | R-410A | 2.9833 | Residential & Commercial | USHP | Ducted CEE Tier 1
211244693 | Central HP <5.4 tons | TEMPSTAR | HRCU-A-CB (Split System: Heat Pump with Remote Outdoor Unit-Air-Source) | DLCURAH24ABK |  |  | EN(A,D)4X30L17** | *80ES(N,L)0451712A* | 24000 | 16.5 | 8.1 | 26200 | 23000 | 87.79% | 1.9 | 0 | 10.5 |  |  |  |  | R-410A | 2 | Residential & Commercial | USHP | Ducted CEE Tier 1
211244828 | Central HP <5.4 tons | TEMPSTAR | HRCU-A-CB (Split System: Heat Pump with Remote Outdoor Unit-Air-Source) | DLCURAH24ABK |  |  | EN(A,D)4X30L17** | OMV098J12* | 23600 | 16.5 | 8.1 | 26000 | 23600 | 90.77% | 1.96 | 0 | 10 |  |  |  |  | R-410A | 1.9667 | Residential & Commercial | USHP | Ducted CEE Tier 1
211244846 | Central HP <5.4 tons | TEMPSTAR | HRCU-A-CB (Split System: Heat Pump with Remote Outdoor Unit-Air-Source) | DLCURAH24ABK |  |  | EN(A,D)4X30L17** | OMV112K14A | 24000 | 16 | 8.1 | 26400 | 23000 | 87.12% | 1.88 | 0 | 10 |  |  |  |  | R-410A | 2 | Residential & Commercial | USHP | Ducted CEE Tier 1
211245430 | Central HP <5.4 tons | TEMPSTAR | HRCU-A-CB (Split System: Heat Pump with Remote Outdoor Unit-Air-Source) | DLCURAH24ABK |  |  | EN(A,D)4X36L21** | *80VSL0451716A* | 24200 | 16 | 8.1 | 26400 | 22800 | 86.36% | 1.88 | 0 | 10.5 |  |  |  |  | R-410A | 2.0167 | Residential & Commercial | USHP | Ducted CEE Tier 1
214573751 | Central HP <5.4 tons | AIRQUEST | HRCU-A-CB (Split System: Heat Pump with Remote Outdoor Unit-Air-Source) | HVH837GKA2* |  |  | EA*4X42L21A*+WALLCON | *95CSU1002122B* | 31800 | 17.5 | 8.5 | 32800 | 24400 | 74.39% | 1.9 | 0 | 11 |  |  |  |  | R-410A | 2.65 | Residential & Commercial | USHP | Ducted CEE Tier 1
214573801 | Central HP <5.4 tons | AIRQUEST | HRCU-A-CB (Split System: Heat Pump with Remote Outdoor Unit-Air-Source) | HVH837GKA2* |  |  | EA*4X42L24A*+WALLCON | *95CSU0802120B* | 31800 | 17 | 8.5 | 33000 | 24400 | 73.94% | 1.9 | 0 | 11 |  |  |  |  | R-410A | 2.65 | Residential & Commercial | USHP | Ducted CEE Tier 1
211245023 | Central HP <5.4 tons | TEMPSTAR | HRCU-A-CB (Split System: Heat Pump with Remote Outdoor Unit-Air-Source) | DLCURAH24ABK |  |  | EN(A,D,W)4X36L17** | *96VTN0801716A* | 24200 | 16.5 | 8.1 | 26200 | 23000 | 87.79% | 1.9 | 0 | 10.5 |  |  |  |  | R-410A | 2.0167 | Residential & Commercial | USHP | Ducted CEE Tier 1
211227992 | Central HP <5.4 tons | DAY & NIGHT | HRCU-A-CB (Split System: Heat Pump with Remote Outdoor Unit-Air-Source) | DLCURAH36ABK |  |  | EA*4X42L24A* | *92ESN1202420A* | 35800 | 16 | 8.1 | 38500 | 35000 | 90.91% | 1.9 | 0 | 10 |  |  |  |  | R-410A | 2.9833 | Residential & Commercial | USHP | Ducted CEE Tier 1
211228560 | Central HP <5.4 tons | DAY & NIGHT | HRCU-A-CB (Split System: Heat Pump with Remote Outdoor Unit-Air-Source) | DLCURAH36ABK |  |  | EA*4X43L21A* | *96VSN0802120A* | 36400 | 16 | 8.5 | 38500 | 34800 | 90.39% | 2.08 | 0 | 10 |  |  |  |  | R-410A | 3.0333 | Residential & Commercial | USHP | Ducted CEE Tier 1
211228669 | Central HP <5.4 tons | DAY & NIGHT | HRCU-A-CB (Split System: Heat Pump with Remote Outdoor Unit-Air-Source) | DLCURAH36ABK |  |  | EA*4X43L21A* | OLV098A12* | 36200 | 15.2 | 8.5 | 38500 | 35000 | 90.91% | 2.06 | 0 | 9.5 |  |  |  |  | R-410A | 3.0167 | Residential & Commercial | USHP
211228687 | Central HP <5.4 tons | DAY & NIGHT | HRCU-A-CB (Split System: Heat Pump with Remote Outdoor Unit-Air-Source) | DLCURAH36ABK |  |  | EA*4X43L21A* | OMV098J12* | 36200 | 15.2 | 8.5 | 38500 | 35000 | 90.91% | 2.06 | 0 | 10 |  |  |  |  | R-410A | 3.0167 | Residential & Commercial | USHP | Ducted CEE Tier 1
216984643 | Central HP <5.4 tons | BRYANT HEATING AND COOLING SYSTEMS | HRCU-A-CB (Split System: Heat Pump with Remote Outdoor Unit-Air-Source) | 293VAN048**AA* | ADP |  | PL48H210P75*+TXV | 987TA66100C21*** | 43500 | 21 | 9.5 | 46000 | 36000 | 78.26% | 2 | 0 | 10.5 |  |  |  |  | R-454B | 3.625 | Residential & Commercial | USHP | Ducted CEE Tier 1
216992524 | Central HP <5.4 tons | BRYANT HEATING AND COOLING SYSTEMS | HRCU-A-CB (Split System: Heat Pump with Remote Outdoor Unit-Air-Source) | 293VAN048**AA* | ADP |  | H,PG35*48+TXV | 88*TB48090C17*** | 43500 | 20 | 9 | 46500 | 35400 | 76.13% | 1.86 | 0 | 11 |  |  |  |  | R-454B | 3.625 | Residential & Commercial | USHP | Ducted CEE Tier 1
216981702 | Central HP <5.4 tons | BRYANT HEATING AND COOLING SYSTEMS | HRCU-A-CB (Split System: Heat Pump with Remote Outdoor Unit-Air-Source) | 291VAN054**AA* | ADP |  | V,C48H210P16*+TXV | 987MC66100C21*** | 48000 | 19 | 10.5 | 50500 | 53000 | 105% | 1.96 | 0 | 10.5 |  |  |  |  | R-454B | 4 | Residential & Commercial | USHP | Ducted CEE Tier 1
211226632 | Central HP <5.4 tons | TEMPSTAR | HRCU-A-CB (Split System: Heat Pump with Remote Outdoor Unit-Air-Source) | DLCURAH36ABK |  |  | EA*4X37L17A* | *92ESN0601714A* | 35800 | 16 | 8.1 | 38500 | 34800 | 90.39% | 2 | 0 | 10 |  |  |  |  | R-410A | 2.9833 | Residential & Commercial | USHP | Ducted CEE Tier 1
214604340 | Central HP <5.4 tons | MIDEA | HRCU-A-C (Split System: Heat Pump with Remote Outdoor Unit with No Indoor Fan --Air Source) | 38MURAQ36AB3 | ADP |  | HG7J936+TD | 0 | 35200 | 15.2 | 8.35 | 36200 | 31200 | 86.19% | 1.8 | 0 | 9.5 |  |  |  |  | R-410A | 2.9333 | Residential & Commercial | USHP
216984588 | Central HP <5.4 tons | BRYANT HEATING AND COOLING SYSTEMS | HRCU-A-CB (Split System: Heat Pump with Remote Outdoor Unit-Air-Source) | 291VAN054**AA* | ADP |  | C48A***L16*+TXV | 987TA66100C21*** | 48000 | 19 | 10.5 | 50500 | 53000 | 105% | 1.96 | 0 | 10.5 |  |  |  |  | R-454B | 4 | Residential & Commercial | USHP | Ducted CEE Tier 1
211245107 | Central HP <5.4 tons | TEMPSTAR | HRCU-A-CB (Split System: Heat Pump with Remote Outdoor Unit-Air-Source) | DLCURAH24ABK |  |  | EN(A,D,W)4X36L17** | *96VTN0601714A* | 24000 | 16.5 | 8.1 | 26200 | 23200 | 88.55% | 1.92 | 0 | 10 |  |  |  |  | R-410A | 2 | Residential & Commercial | USHP | Ducted CEE Tier 1
214573781 | Central HP <5.4 tons | AIRQUEST | HRCU-A-CB (Split System: Heat Pump with Remote Outdoor Unit-Air-Source) | HVH837GKA2* |  |  | EA*4X42L21A*+WALLCON | *96CTN0802120B* | 31800 | 17.5 | 8.5 | 32800 | 24400 | 74.39% | 1.9 | 0 | 11 |  |  |  |  | R-410A | 2.65 | Residential & Commercial | USHP | Ducted CEE Tier 1
214573931 | Central HP <5.4 tons | AIRQUEST | HRCU-A-CB (Split System: Heat Pump with Remote Outdoor Unit-Air-Source) | HVH837GKA2* |  |  | EA*4X48L21A*+WALLCON | *95CSU1002122B* | 32400 | 17.5 | 8.5 | 32400 | 24800 | 76.54% | 2 | 0 | 11.5 |  |  |  |  | R-410A | 2.7 | Residential & Commercial | USHP | Ducted CEE Tier 1
214574331 | Central HP <5.4 tons | AIRQUEST | HRCU-A-CB (Split System: Heat Pump with Remote Outdoor Unit-Air-Source) | HVH837GKA2* |  |  | EHD4X48AAL+WALLCON | *80CTL0702120B* | 32600 | 17.5 | 8.5 | 32800 | 25000 | 76.22% | 1.98 | 0 | 11 |  |  |  |  | R-410A | 2.7167 | Residential & Commercial | USHP | Ducted CEE Tier 1
211245593 | Central HP <5.4 tons | TEMPSTAR | HRCU-A-CB (Split System: Heat Pump with Remote Outdoor Unit-Air-Source) | DLCURAH24ABK |  |  | EN(A,D)4X36L21** | *80ES(N,L)0451712A* | 24000 | 16.5 | 8.1 | 26200 | 23000 | 87.79% | 1.9 | 0 | 10.5 |  |  |  |  | R-410A | 2 | Residential & Commercial | USHP | Ducted CEE Tier 1
216981808 | Central HP <5.4 tons | BRYANT HEATING AND COOLING SYSTEMS | HRCU-A-CB (Split System: Heat Pump with Remote Outdoor Unit-Air-Source) | 293VAN048**AA* | ADP |  | C60A***L16*+TXV | 935CB60080C21*** | 43500 | 21 | 9.5 | 46500 | 36200 | 77.85% | 2 | 0 | 10.5 |  |  |  |  | R-454B | 3.625 | Residential & Commercial | USHP | Ducted CEE Tier 1
216981859 | Central HP <5.4 tons | BRYANT HEATING AND COOLING SYSTEMS | HRCU-A-CB (Split System: Heat Pump with Remote Outdoor Unit-Air-Source) | 293VAN048**AA* | ADP |  | A60VHA*+TXV | 987MC60060C21*** | 44000 | 20 | 9.5 | 46500 | 37000 | 79.57% | 2 | 0 | 10 |  |  |  |  | R-454B | 3.6667 | Residential & Commercial | USHP | Ducted CEE Tier 1
216981874 | Central HP <5.4 tons | BRYANT HEATING AND COOLING SYSTEMS | HRCU-A-CB (Split System: Heat Pump with Remote Outdoor Unit-Air-Source) | 293VAN048**AA* | ADP |  | C48A***L15*+TXV | 987MC60080C21*** | 43500 | 20 | 9.5 | 46000 | 36200 | 78.7% | 2 | 0 | 10.5 |  |  |  |  | R-454B | 3.625 | Residential & Commercial | USHP | Ducted CEE Tier 1
216981875 | Central HP <5.4 tons | BRYANT HEATING AND COOLING SYSTEMS | HRCU-A-CB (Split System: Heat Pump with Remote Outdoor Unit-Air-Source) | 293VAN048**AA* | ADP |  | PL48H210P75*+TXV | 987MC60080C21*** | 43500 | 20 | 9.5 | 46000 | 36200 | 78.7% | 2 | 0 | 10.5 |  |  |  |  | R-454B | 3.625 | Residential & Commercial | USHP | Ducted CEE Tier 1
216494156 | Central HP <5.4 tons | BRYANT HEATING AND COOLING SYSTEMS | HRCU-A-CB (Split System: Heat Pump with Remote Outdoor Unit-Air-Source) | 293VAN048**AA* | ADP |  | CE(P,V)4824G1K*+TXV | 88*TB48090C17*** | 43500 | 20 | 9 | 46500 | 35400 | 76.13% | 1.86 | 0 | 11 |  |  |  |  | R-454B | 3.625 | Residential & Commercial | USHP | Ducted CEE Tier 1
216981906 | Central HP <5.4 tons | BRYANT HEATING AND COOLING SYSTEMS | HRCU-A-CB (Split System: Heat Pump with Remote Outdoor Unit-Air-Source) | 293VAN060**AA* | ADP |  | C60A***L18*+TXV | 935CB60080C21*** | 55500 | 18 | 8.1 | 58500 | 45500 | 77.78% | 1.95 | 0 | 11 |  |  |  |  | R-454B | 4.625 | Residential & Commercial | USHP | Ducted CEE Tier 1
216981907 | Central HP <5.4 tons | BRYANT HEATING AND COOLING SYSTEMS | HRCU-A-CB (Split System: Heat Pump with Remote Outdoor Unit-Air-Source) | 293VAN060**AA* | ADP |  | C60A***L19*+TXV | 935CB60080C21*** | 56000 | 18 | 8.5 | 58500 | 46000 | 78.63% | 2.02 | 0 | 11 |  |  |  |  | R-454B | 4.6667 | Residential & Commercial | USHP | Ducted CEE Tier 1
216981910 | Central HP <5.4 tons | BRYANT HEATING AND COOLING SYSTEMS | HRCU-A-CB (Split System: Heat Pump with Remote Outdoor Unit-Air-Source) | 293VAN060**AA* | ADP |  | A60VHA*+TXV | 935CB66100C21*** | 56000 | 18 | 8.5 | 58500 | 45000 | 76.92% | 2.08 | 0 | 11.5 |  |  |  |  | R-454B | 4.6667 | Residential & Commercial | USHP | Ducted CEE Tier 1
216981926 | Central HP <5.4 tons | BRYANT HEATING AND COOLING SYSTEMS | HRCU-A-CB (Split System: Heat Pump with Remote Outdoor Unit-Air-Source) | 293VAN060**AA* | ADP |  | V,C60H210P29*+TXV | 987MC60060C21*** | 55000 | 17 | 8.1 | 59500 | 46500 | 78.15% | 1.95 | 0 | 10.5 |  |  |  |  | R-454B | 4.5833 | Residential & Commercial | USHP | Ducted CEE Tier 1
211244758 | Central HP <5.4 tons | DAY & NIGHT | HRCU-A-CB (Split System: Heat Pump with Remote Outdoor Unit-Air-Source) | DLCURAH24ABK |  |  | EN(A,D)4X30L17** | *95ESN0601714A* | 24600 | 16 | 8.1 | 26600 | 22400 | 84.21% | 1.84 | 0 | 10 |  |  |  |  | R-410A | 2.05 | Residential & Commercial | USHP | Ducted CEE Tier 1
211245092 | Central HP <5.4 tons | DAY & NIGHT | HRCU-A-CB (Split System: Heat Pump with Remote Outdoor Unit-Air-Source) | DLCURAH24ABK |  |  | EN(A,D,W)4X36L17** | *95ESN0261410A* | 23400 | 16 | 8.1 | 25800 | 24200 | 93.8% | 2 | 0 | 10 |  |  |  |  | R-410A | 1.95 | Residential & Commercial | USHP | Ducted CEE Tier 1
212976052 | Central HP <5.4 tons | HEIL | HRCU-A-CB (Split System: Heat Pump with Remote Outdoor Unit-Air-Source) | DLCURAH24ABK |  |  | EA*4X36L21A* | *96VTN0801716B* | 23600 | 17 | 8.5 | 26200 | 24000 | 91.6% | 2 | 0 | 10 |  |  |  |  | R-410A | 1.9667 | Residential & Commercial | USHP | Ducted CEE Tier 1
211245242 | Central HP <5.4 tons | TEMPSTAR | HRCU-A-CB (Split System: Heat Pump with Remote Outdoor Unit-Air-Source) | DLCURAH24ABK |  |  | EN(A,D,W)4X36L17** | *80ES(N,L)0701412A* | 24200 | 16.5 | 8.1 | 26400 | 22800 | 86.36% | 1.88 | 0 | 10.5 |  |  |  |  | R-410A | 2.0167 | Residential & Commercial | USHP | Ducted CEE Tier 1
215865059 | Central HP <5.4 tons | TRANE | HRCU-A-CB (Split System: Heat Pump with Remote Outdoor Unit-Air-Source) | 5TWV8X36A1 |  |  | 5TXCB004AS3+P0V0A000M30SD+LRP | 0 | 31400 | 18.1 | 8.5 | 32600 | 25400 | 77.91% | 2 | 0 | 10 |  |  |  |  | R-454B | 2.6167 | Residential & Commercial | USHP | Ducted CEE Tier 1
211245676 | Central HP <5.4 tons | TEMPSTAR | HRCU-A-CB (Split System: Heat Pump with Remote Outdoor Unit-Air-Source) | DLCURAH24ABK |  |  | EN(A,D)4X36L21** | *92ESN0801716A* | 24200 | 17 | 8.1 | 26200 | 22800 | 87.02% | 1.88 | 0 | 10.5 |  |  |  |  | R-410A | 2.0167 | Residential & Commercial | USHP | Ducted CEE Tier 1
214574051 | Central HP <5.4 tons | AIRQUEST | HRCU-A-CB (Split System: Heat Pump with Remote Outdoor Unit-Air-Source) | HVH837GKA2* |  |  | EA*4X60L24A*+WALLCON | *95CSU1002122B* | 32800 | 17.5 | 8.5 | 31600 | 24800 | 78.48% | 2 | 0 | 11.5 |  |  |  |  | R-410A | 2.7333 | Residential & Commercial | USHP | Ducted CEE Tier 1
211244671 | Central HP <5.4 tons | TEMPSTAR | HRCU-A-CB (Split System: Heat Pump with Remote Outdoor Unit-Air-Source) | DLCURAH24ABK |  |  | EN(A,D)4X30L17** | *96VTN0601714A* | 24000 | 16.5 | 8.1 | 26200 | 23200 | 88.55% | 1.92 | 0 | 10 |  |  |  |  | R-410A | 2 | Residential & Commercial | USHP | Ducted CEE Tier 1
211245282 | Central HP <5.4 tons | TEMPSTAR | HRCU-A-CB (Split System: Heat Pump with Remote Outdoor Unit-Air-Source) | DLCURAH24ABK |  |  | EN(A,D,W)4X36L17** | OMV112K14A | 24000 | 16 | 8.1 | 26400 | 23000 | 87.12% | 1.88 | 0 | 10 |  |  |  |  | R-410A | 2 | Residential & Commercial | USHP | Ducted CEE Tier 1
211245375 | Central HP <5.4 tons | TEMPSTAR | HRCU-A-CB (Split System: Heat Pump with Remote Outdoor Unit-Air-Source) | DLCURAH24ABK |  |  | EN(A,D)4X36L21** | *80ES(N,L)0701716A* | 24800 | 16 | 8.1 | 26800 | 22200 | 82.84% | 1.82 | 0 | 10.5 |  |  |  |  | R-410A | 2.0667 | Residential & Commercial | USHP | Ducted CEE Tier 1
216984585 | Central HP <5.4 tons | BRYANT HEATING AND COOLING SYSTEMS | HRCU-A-CB (Split System: Heat Pump with Remote Outdoor Unit-Air-Source) | 291VAN054**AA* | ADP |  | V,C60H210P29*+TXV | 987TA66100C21*** | 48000 | 19 | 10.5 | 50500 | 53000 | 105% | 1.96 | 0 | 10.5 |  |  |  |  | R-454B | 4 | Residential & Commercial | USHP | Ducted CEE Tier 1
211245486 | Central HP <5.4 tons | COMFORTMAKER | HRCU-A-CB (Split System: Heat Pump with Remote Outdoor Unit-Air-Source) | DLCURAH24ABK |  |  | EN(A,D)4X36L21** | *80VTL0902120A* | 23800 | 16.5 | 8.1 | 26000 | 23200 | 89.23% | 1.92 | 0 | 10.5 |  |  |  |  | R-410A | 1.9833 | Residential & Commercial | USHP | Ducted CEE Tier 1
214627546 | Central HP <5.4 tons | CARRIER | HRCU-A-CB (Split System: Heat Pump with Remote Outdoor Unit-Air-Source) | 38MURAQ18AB3* | ADP |  | PL36H175P149 | 58S(B,C)*B070M14**12 | 17600 | 16 | 8.5 | 16900 | 18700 | 110.7% | 2.3 | 0 | 11 |  |  |  |  | R-410A | 1.4667 | Residential & Commercial | USHP | Ducted CEE Tier 1
214627613 | Central HP <5.4 tons | CARRIER | HRCU-A-CB (Split System: Heat Pump with Remote Outdoor Unit-Air-Source) | 38MURAQ18AB3* | ADP |  | PL36H175P159 | 58TP*B070V17**16 | 17700 | 16 | 8.1 | 16600 | 18200 | 109.6% | 2.24 | 0 | 11 |  |  |  |  | R-410A | 1.475 | Residential & Commercial | USHP | Ducted CEE Tier 1
216981639 | Central HP <5.4 tons | BRYANT HEATING AND COOLING SYSTEMS | HRCU-A-CB (Split System: Heat Pump with Remote Outdoor Unit-Air-Source) | 291VAN054**AA* | ADP |  | PL60H210P17*+TXV | 935CB60080C21*** | 49000 | 19 | 10.5 | 51000 | 52000 | 102% | 1.94 | 0 | 10.5 |  |  |  |  | R-454B | 4.0833 | Residential & Commercial | USHP | Ducted CEE Tier 1
216981640 | Central HP <5.4 tons | BRYANT HEATING AND COOLING SYSTEMS | HRCU-A-CB (Split System: Heat Pump with Remote Outdoor Unit-Air-Source) | 291VAN054**AA* | ADP |  | V,C60H210P17*+TXV | 935CB60080C21*** | 49000 | 19 | 10.5 | 51000 | 52000 | 102% | 1.94 | 0 | 10.5 |  |  |  |  | R-454B | 4.0833 | Residential & Commercial | USHP | Ducted CEE Tier 1
216981641 | Central HP <5.4 tons | BRYANT HEATING AND COOLING SYSTEMS | HRCU-A-CB (Split System: Heat Pump with Remote Outdoor Unit-Air-Source) | 291VAN054**AA* | ADP |  | C60A***L18*+TXV | 935CB60080C21*** | 49000 | 19 | 10.5 | 51000 | 52000 | 102% | 1.94 | 0 | 10.5 |  |  |  |  | R-454B | 4.0833 | Residential & Commercial | USHP | Ducted CEE Tier 1
214628659 | Central HP <5.4 tons | CARRIER | HRCU-A-CB (Split System: Heat Pump with Remote Outdoor Unit-Air-Source) | 38MURAQ30AB3* | ADP |  | V,C36H175P159 | 58S(B,C)*B090M17**14 | 30000 | 15.2 | 8.1 | 32600 | 27200 | 83.44% | 1.8 | 0 | 9 |  |  |  |  | R-410A | 2.5 | Residential & Commercial | USHP
207436195 | Central HP <5.4 tons | LENNOX | HRCU-A-CB (Split System: Heat Pump with Remote Outdoor Unit-Air-Source) | SL25XPV-024-230A** |  |  | CHX35-42B-**-*+TDR | EL296UH070XV36B* | 22800 | 23.2 | 9.5 | 21200 | 20000 | 94.34% | 1.96 | 15.5 | 14.5 |  |  |  |  | R-410A | 1.9 | Residential & Commercial | USHP | Ducted CEE Tier 1
207436468 | Central HP <5.4 tons | LENNOX | HRCU-A-CB (Split System: Heat Pump with Remote Outdoor Unit-Air-Source) | SL25XPV-036-230A** |  |  | CX35-48B+TDR | EL296UH045XV36B* | 33800 | 21.4 | 8.8 | 35800 | 27800 | 77.65% | 1.8 | 13.5 | 12.5 |  |  |  |  | R-410A | 2.8167 | Residential & Commercial | USHP | Ducted CEE Tier 1
207436229 | Central HP <5.4 tons | LENNOX | HRCU-A-CB (Split System: Heat Pump with Remote Outdoor Unit-Air-Source) | SL25XPV-024-230A** |  |  | CX35-36A+TDR | SL280UH060NV36A* | 22400 | 22.2 | 9.2 | 21400 | 20400 | 95.33% | 1.84 | 15.5 | 14.5 |  |  |  |  | R-410A | 1.8667 | Residential & Commercial | USHP | Ducted CEE Tier 1
207436243 | Central HP <5.4 tons | LENNOX | HRCU-A-CB (Split System: Heat Pump with Remote Outdoor Unit-Air-Source) | SL25XPV-024-230A** |  |  | CX35-48B+TDR | SL280UH090V36B* | 22200 | 21.8 | 9.5 | 21400 | 20400 | 95.33% | 1.86 | 14.5 | 14.3 |  |  |  |  | R-410A | 1.85 | Residential & Commercial | USHP | Ducted CEE Tier 1
211245763 | Central HP <5.4 tons | TEMPSTAR | HRCU-A-CB (Split System: Heat Pump with Remote Outdoor Unit-Air-Source) | DLCURAH24ABK |  |  | EN(A,D)4X36L21** | OMV098J12* | 23600 | 16.5 | 8.1 | 26000 | 23600 | 90.77% | 1.96 | 0 | 10 |  |  |  |  | R-410A | 1.9667 | Residential & Commercial | USHP | Ducted CEE Tier 1
211245880 | Central HP <5.4 tons | TEMPSTAR | HRCU-A-CB (Split System: Heat Pump with Remote Outdoor Unit-Air-Source) | DLCURAH24ABK |  |  | FMA4P30**AL* | 0 | 25200 | 15.2 | 9 | 27800 | 21600 | 77.7% | 1.78 | 0 | 10 |  |  |  |  | R-410A | 2.1 | Residential & Commercial | USHP | Ducted CEE Tier 1
216986127 | Central HP <5.4 tons | BRYANT HEATING AND COOLING SYSTEMS | HRCU-A-CB (Split System: Heat Pump with Remote Outdoor Unit-Air-Source) | 37MURAQ24AA3 | ADP |  | V,C36H175P14*+TXV | 935SB36040M17*** | 22800 | 15.2 | 8.5 | 21400 | 18700 | 87.38% | 1.96 | 0 | 9 |  |  |  |  | R-454B | 1.9 | Residential & Commercial | USHP
216986129 | Central HP <5.4 tons | BRYANT HEATING AND COOLING SYSTEMS | HRCU-A-CB (Split System: Heat Pump with Remote Outdoor Unit-Air-Source) | 37MURAQ24AA3 | ADP |  | PL36H175P15*+TXV | 935SB36040M17*** | 23200 | 15.2 | 8.5 | 21400 | 18700 | 87.38% | 1.96 | 0 | 9.5 |  |  |  |  | R-454B | 1.9333 | Residential & Commercial | USHP
216986130 | Central HP <5.4 tons | BRYANT HEATING AND COOLING SYSTEMS | HRCU-A-CB (Split System: Heat Pump with Remote Outdoor Unit-Air-Source) | 37MURAQ24AA3 | ADP |  | V,C36H175P15*+TXV | 935SB36040M17*** | 23200 | 15.2 | 8.5 | 21400 | 18700 | 87.38% | 1.96 | 0 | 9.5 |  |  |  |  | R-454B | 1.9333 | Residential & Commercial | USHP
216997074 | Central HP <5.4 tons | CARRIER | HRCU-A-CB (Split System: Heat Pump with Remote Outdoor Unit-Air-Source) | 27VNA048A*030* | ADP |  | H,PG35*48+TXV | 59TN6C080C21**20 | 44000 | 17 | 9 | 46500 | 33800 | 72.69% | 2.06 | 0 | 9.5 |  |  |  |  | R-454B | 3.6667 | Residential & Commercial | USHP
214573041 | Central HP <5.4 tons | AIRQUEST | HRCU-A-CB (Split System: Heat Pump with Remote Outdoor Unit-Air-Source) | HVH837GKA** |  |  | EA*4X61L24A*+WALLCON | *97CMN0602120B* | 33000 | 18 | 8.5 | 32000 | 25000 | 78.12% | 1.98 | 0 | 11.5 |  |  |  |  | R-410A | 2.75 | Residential & Commercial | USHP | Ducted CEE Tier 1
212981861 | Central HP <5.4 tons | COMFORTMAKER | HRCU-A-CB (Split System: Heat Pump with Remote Outdoor Unit-Air-Source) | DLCURAH18ABK |  |  | EA*4X30L17A* | *80MSU1002120A* | 17500 | 16 | 8.5 | 18100 | 18700 | 103.3% | 2.24 | 0 | 10.5 |  |  |  |  | R-410A | 1.4583 | Residential & Commercial | USHP | Ducted CEE Tier 1
214573241 | Central HP <5.4 tons | AIRQUEST | HRCU-A-CB (Split System: Heat Pump with Remote Outdoor Unit-Air-Source) | HVH837GKA** |  |  | EHD4X48AAL+WALLCON | *96CTN0802120B* | 32600 | 17.5 | 8.5 | 32600 | 24800 | 76.07% | 1.98 | 0 | 11 |  |  |  |  | R-410A | 2.7167 | Residential & Commercial | USHP | Ducted CEE Tier 1
214571211 | Central HP <5.4 tons | AIRQUEST | HRCU-A-CB (Split System: Heat Pump with Remote Outdoor Unit-Air-Source) | HVH825GKA3* |  |  | EN(A,D,W)4X48L21**+WALLCON | *80CTL0702120B* | 24200 | 17 | 8.1 | 21200 | 16600 | 78.3% | 2.02 | 0 | 11 |  |  |  |  | R-410A | 2.0167 | Residential & Commercial | USHP | Ducted CEE Tier 1
214572831 | Central HP <5.4 tons | AIRQUEST | HRCU-A-CB (Split System: Heat Pump with Remote Outdoor Unit-Air-Source) | HVH837GKA** |  |  | EA*4X48L24A*+WALLCON | *80CTL0702120B* | 32400 | 17.5 | 8.5 | 32400 | 25000 | 77.16% | 1.98 | 0 | 11 |  |  |  |  | R-410A | 2.7 | Residential & Commercial | USHP | Ducted CEE Tier 1
214572981 | Central HP <5.4 tons | AIRQUEST | HRCU-A-CB (Split System: Heat Pump with Remote Outdoor Unit-Air-Source) | HVH837GKA** |  |  | EA*4X61L21A*+WALLCON | *97CMN0602120B* | 33000 | 17.5 | 8.5 | 32200 | 25000 | 77.64% | 1.98 | 0 | 11 |  |  |  |  | R-410A | 2.75 | Residential & Commercial | USHP | Ducted CEE Tier 1
214573351 | Central HP <5.4 tons | AIRQUEST | HRCU-A-CB (Split System: Heat Pump with Remote Outdoor Unit-Air-Source) | HVH837GKA** |  |  | EN(A,D)4X36L21**+WALLCON | *97CMN0802120B* | 31400 | 17 | 8.1 | 33200 | 24200 | 72.89% | 1.82 | 0 | 11 |  |  |  |  | R-410A | 2.6167 | Residential & Commercial | USHP | Ducted CEE Tier 1
212978186 | Central HP <5.4 tons | CARRIER | HRCU-A-CB (Split System: Heat Pump with Remote Outdoor Unit-Air-Source) | 38MURAQ24AB3* |  |  | CNPV*3014AL* | 58S(B,C)*B070M14**12 | 23600 | 17 | 8.5 | 26200 | 24600 | 93.89% | 2.04 | 0 | 10.5 |  |  |  |  | R-410A | 1.9667 | Residential & Commercial | USHP | Ducted CEE Tier 1
211259578 | Central HP <5.4 tons | AIRQUEST | HRCU-A-CB (Split System: Heat Pump with Remote Outdoor Unit-Air-Source) | DLCURAH18ABK |  |  | EA*4X19L17A* | *80VSL0451412A* | 18200 | 16.5 | 8.5 | 18200 | 17600 | 96.7% | 2.14 | 0 | 11 |  |  |  |  | R-410A | 1.5167 | Residential & Commercial | USHP | Ducted CEE Tier 1
213779046 | Central HP <5.4 tons | BRYANT HEATING AND COOLING SYSTEMS | HRCU-A-CB (Split System: Heat Pump with Remote Outdoor Unit-Air-Source) | 288BNV037*0**A* |  |  | CAP**3721AL*+UI | 986TD66100C21*** | 33000 | 17 | 8.5 | 32600 | 25000 | 76.69% | 1.98 | 0 | 11.5 |  |  |  |  | R-410A | 2.75 | Residential & Commercial | USHP | Ducted CEE Tier 1
213779246 | Central HP <5.4 tons | BRYANT HEATING AND COOLING SYSTEMS | HRCU-A-CB (Split System: Heat Pump with Remote Outdoor Unit-Air-Source) | 288BNV037*0**A* |  |  | CAP**4321AL*+UI | 88*TB36045C17*** | 32600 | 16.5 | 8.1 | 33200 | 25400 | 76.51% | 1.94 | 0 | 10.5 |  |  |  |  | R-410A | 2.7167 | Residential & Commercial | USHP | Ducted CEE Tier 1
213779766 | Central HP <5.4 tons | BRYANT HEATING AND COOLING SYSTEMS | HRCU-A-CB (Split System: Heat Pump with Remote Outdoor Unit-Air-Source) | 288BNV037*0**A* |  |  | CAP**6124AL*+UI | 88*TB66135C24*** | 33200 | 17.5 | 8.5 | 32000 | 24800 | 77.5% | 2 | 0 | 11.7 |  |  |  |  | R-410A | 2.7667 | Residential & Commercial | USHP | Ducted CEE Tier 1
213780016 | Central HP <5.4 tons | BRYANT HEATING AND COOLING SYSTEMS | HRCU-A-CB (Split System: Heat Pump with Remote Outdoor Unit-Air-Source) | 288BNV037*0**A* |  |  | CSPH*4212AL*+UI | 88*TB60090C21*** | 32400 | 16.5 | 8.1 | 32800 | 24600 | 75% | 1.94 | 0 | 11 |  |  |  |  | R-410A | 2.7 | Residential & Commercial | USHP | Ducted CEE Tier 1
215318941 | Central HP <5.4 tons | COMFORTMAKER | HRCU-A-CB (Split System: Heat Pump with Remote Outdoor Unit-Air-Source) | D5CLRAH48AAK |  |  | D5FLAAH48XAK | 0 | 48000 | 17.8 | 10 | 50000 | 35200 | 70.4% | 1.9 | 0 | 10 |  |  |  |  | R-454B | 4 | Residential & Commercial | USHP | Ducted CEE Tier 1
212984128 | Central HP <5.4 tons | HEIL | HRCU-A-CB (Split System: Heat Pump with Remote Outdoor Unit-Air-Source) | DLCURAH24ABK |  |  | EN(A,D)4X30L17** | *92MSN0601714A* | 23600 | 17 | 8.5 | 26400 | 24400 | 92.42% | 2.02 | 0 | 10.5 |  |  |  |  | R-410A | 1.9667 | Residential & Commercial | USHP | Ducted CEE Tier 1
212977611 | Central HP <5.4 tons | BRYANT HEATING AND COOLING SYSTEMS | HRCU-A-CB (Split System: Heat Pump with Remote Outdoor Unit-Air-Source) | 38MURAQ24AB3* |  |  | CAP**3017AL* | 8(0,1)*SB36045M14*** | 23600 | 17 | 8.5 | 26000 | 24000 | 92.31% | 2 | 0 | 10 |  |  |  |  | R-410A | 1.9667 | Residential & Commercial | USHP | Ducted CEE Tier 1
216986116 | Central HP <5.4 tons | BRYANT HEATING AND COOLING SYSTEMS | HRCU-A-CB (Split System: Heat Pump with Remote Outdoor Unit-Air-Source) | 37MURAQ24AA3 | ADP |  | A24VBA*+TXV | 926TC36060V14*** | 23000 | 15.2 | 8.5 | 22400 | 19000 | 84.82% | 1.9 | 0 | 9.5 |  |  |  |  | R-454B | 1.9167 | Residential & Commercial | USHP
212596404 | Central HP <5.4 tons | GE Appliances | HRCU-A-C (Split System: Heat Pump with Remote Outdoor Unit with No Indoor Fan --Air Source) | AUH4860ZGDA* |  |  | NCCC60DT4** | 0 | 50500 | 15.2 | 8.5 | 53000 | 37200 | 70.19% | 1.8 | 0 | 9.5 |  |  |  |  | R-410A | 4.2083 | Residential & Commercial | USHP
212977089 | Central HP <5.4 tons | BRYANT HEATING AND COOLING SYSTEMS | HRCU-A-CB (Split System: Heat Pump with Remote Outdoor Unit-Air-Source) | 38MURAQ36AB3* |  |  | CAP**4824AL* | 926TC66100V21*** | 35800 | 16.5 | 8.5 | 37800 | 34600 | 91.53% | 2.02 | 0 | 10 |  |  |  |  | R-410A | 2.9833 | Residential & Commercial | USHP | Ducted CEE Tier 1
212978620 | Central HP <5.4 tons | CARRIER | HRCU-A-CB (Split System: Heat Pump with Remote Outdoor Unit-Air-Source) | 38MURAQ24AB3* |  |  | CAP**2417AL* | 58S(B,C)*B070M17**12 | 23600 | 17 | 9 | 27000 | 25800 | 95.56% | 2.16 | 0 | 10 |  |  |  |  | R-410A | 1.9667 | Residential & Commercial | USHP | Ducted CEE Tier 1
211259845 | Central HP <5.4 tons | AIRQUEST | HRCU-A-CB (Split System: Heat Pump with Remote Outdoor Unit-Air-Source) | DLCURAH18ABK |  |  | EA*4X19L17A* | *96VTN0601412A* | 18400 | 16 | 8.5 | 18400 | 17600 | 95.65% | 2.12 | 0 | 11 |  |  |  |  | R-410A | 1.5333 | Residential & Commercial | USHP | Ducted CEE Tier 1
211260562 | Central HP <5.4 tons | AIRQUEST | HRCU-A-CB (Split System: Heat Pump with Remote Outdoor Unit-Air-Source) | DLCURAH18ABK |  |  | EA*4X24L17A* | *80ES(N,L)0701712A* | 18000 | 16 | 8.5 | 18800 | 18900 | 100.5% | 2.28 | 0 | 10.5 |  |  |  |  | R-410A | 1.5 | Residential & Commercial | USHP | Ducted CEE Tier 1
211261047 | Central HP <5.4 tons | AIRQUEST | HRCU-A-CB (Split System: Heat Pump with Remote Outdoor Unit-Air-Source) | DLCURAH18ABK |  |  | EA*4X25L17A* | *92ESN0401410A* | 18400 | 15.5 | 8.5 | 18400 | 17500 | 95.11% | 2.12 | 0 | 10.5 |  |  |  |  | R-410A | 1.5333 | Residential & Commercial | USHP | Ducted CEE Tier 1
211261149 | Central HP <5.4 tons | AIRQUEST | HRCU-A-CB (Split System: Heat Pump with Remote Outdoor Unit-Air-Source) | DLCURAH18ABK |  |  | EA*4X25L17A* | *80ESU0601716A | 19100 | 16.5 | 8.5 | 18900 | 17300 | 91.53% | 2.12 | 0 | 11 |  |  |  |  | R-410A | 1.5917 | Residential & Commercial | USHP | Ducted CEE Tier 1
216984625 | Central HP <5.4 tons | BRYANT HEATING AND COOLING SYSTEMS | HRCU-A-CB (Split System: Heat Pump with Remote Outdoor Unit-Air-Source) | 293VAN048**AA* | ADP |  | PL60H210P29*+TXV | 987TA60080C21*** | 44000 | 21 | 9.5 | 46500 | 36200 | 77.85% | 2 | 0 | 10.5 |  |  |  |  | R-454B | 3.6667 | Residential & Commercial | USHP | Ducted CEE Tier 1
213770501 | Central HP <5.4 tons | DAY & NIGHT | HRCU-A-CB (Split System: Heat Pump with Remote Outdoor Unit-Air-Source) | CVH825GKA2* |  |  | EA*4X24L17A*+WALLCON | *80CTL0701412B* | 23400 | 16.5 | 8.1 | 22000 | 16800 | 76.36% | 1.9 | 0 | 10.5 |  |  |  |  | R-410A | 1.95 | Residential & Commercial | USHP | Ducted CEE Tier 1
216984575 | Central HP <5.4 tons | BRYANT HEATING AND COOLING SYSTEMS | HRCU-A-CB (Split System: Heat Pump with Remote Outdoor Unit-Air-Source) | 291VAN054**AA* | ADP |  | A60VHA*+TXV | 987TA60080C21*** | 49000 | 19 | 10.5 | 50500 | 53000 | 105% | 1.94 | 0 | 11 |  |  |  |  | R-454B | 4.0833 | Residential & Commercial | USHP | Ducted CEE Tier 1
216986112 | Central HP <5.4 tons | BRYANT HEATING AND COOLING SYSTEMS | HRCU-A-CB (Split System: Heat Pump with Remote Outdoor Unit-Air-Source) | 37MURAQ24AA3 | ADP |  | PL36H***P44*+TXV | 926TC36040V17*** | 23400 | 15.2 | 8.5 | 22000 | 18900 | 85.91% | 1.96 | 0 | 9.5 |  |  |  |  | R-454B | 1.95 | Residential & Commercial | USHP
216989068 | Central HP <5.4 tons | BRYANT HEATING AND COOLING SYSTEMS | HRCU-A-CB (Split System: Heat Pump with Remote Outdoor Unit-Air-Source) | 37MURAQ24AA3 | ADP |  | PL36H175P14*+TXV | 8(0,1)*SB36070M14*** | 23800 | 15.2 | 8.5 | 22600 | 19100 | 84.51% | 1.9 | 0 | 9.5 |  |  |  |  | R-454B | 1.9833 | Residential & Commercial | USHP
211261181 | Central HP <5.4 tons | AIRQUEST | HRCU-A-CB (Split System: Heat Pump with Remote Outdoor Unit-Air-Source) | DLCURAH18ABK |  |  | EA*4X25L17A* | OMV098J12* | 18800 | 16 | 8.5 | 18700 | 17300 | 92.51% | 2.12 | 0 | 11 |  |  |  |  | R-410A | 1.5667 | Residential & Commercial | USHP | Ducted CEE Tier 1
213780236 | Central HP <5.4 tons | BRYANT HEATING AND COOLING SYSTEMS | HRCU-A-CB (Split System: Heat Pump with Remote Outdoor Unit-Air-Source) | 288BNV037*0**A* |  |  | CSPH*4812AL*+UI | 987MC66100C21*** | 32600 | 16.5 | 8.1 | 33000 | 24800 | 75.15% | 1.96 | 0 | 11 |  |  |  |  | R-410A | 2.7167 | Residential & Commercial | USHP | Ducted CEE Tier 1
213780286 | Central HP <5.4 tons | BRYANT HEATING AND COOLING SYSTEMS | HRCU-A-CB (Split System: Heat Pump with Remote Outdoor Unit-Air-Source) | 288BNV037*0**A* |  |  | CSPH*4812AL*+UI | 986TD66120C24*** | 32600 | 16.5 | 8.1 | 33000 | 24800 | 75.15% | 1.96 | 0 | 11 |  |  |  |  | R-410A | 2.7167 | Residential & Commercial | USHP | Ducted CEE Tier 1
213780736 | Central HP <5.4 tons | BRYANT HEATING AND COOLING SYSTEMS | HRCU-A-CB (Split System: Heat Pump with Remote Outdoor Unit-Air-Source) | 288BNV037*0**B* |  |  | CAP**3621AL*+UI | 88*TB48070C17*** | 31400 | 16.5 | 8.1 | 33000 | 24400 | 73.94% | 1.84 | 0 | 10.5 |  |  |  |  | R-410A | 2.6167 | Residential & Commercial | USHP | Ducted CEE Tier 1
213780986 | Central HP <5.4 tons | BRYANT HEATING AND COOLING SYSTEMS | HRCU-A-CB (Split System: Heat Pump with Remote Outdoor Unit-Air-Source) | 288BNV037*0**B* |  |  | CAP**4221AL*+UI | 88*TB48090C17*** | 31800 | 17 | 8.1 | 33000 | 24400 | 73.94% | 1.88 | 0 | 11 |  |  |  |  | R-410A | 2.65 | Residential & Commercial | USHP | Ducted CEE Tier 1
214862387 | Central HP <5.4 tons | BRYANT HEATING AND COOLING SYSTEMS | HRCU-A-CB (Split System: Heat Pump with Remote Outdoor Unit-Air-Source) | 288BNV037*0**B* | ADP |  | H,PG48936 | 987MC42060C17*** | 31200 | 18 | 8.1 | 31600 | 24200 | 76.58% | 1.84 | 0 | 10.5 |  |  |  |  | R-410A | 2.6 | Residential & Commercial | USHP | Ducted CEE Tier 1
212380983 | Central HP <5.4 tons | CARRIER | HRCU-A-CB (Split System: Heat Pump with Remote Outdoor Unit-Air-Source) | 25VNA448A*031* | ADP |  | C60A***L169 | 58TN*A090C21**20 | 44000 | 21 | 8.1 | 44500 | 35800 | 80.45% | 2.28 | 0 | 12 |  |  |  |  | R-410A | 3.6667 | Residential & Commercial | USHP | Ducted CEE Tier 1
216986088 | Central HP <5.4 tons | BRYANT HEATING AND COOLING SYSTEMS | HRCU-A-CB (Split System: Heat Pump with Remote Outdoor Unit-Air-Source) | 37MURAQ24AA3 | ADP |  | A24VBA*+TXV | 926SB36060V14*** | 23000 | 15.2 | 8.5 | 22400 | 19000 | 84.82% | 1.9 | 0 | 9.5 |  |  |  |  | R-454B | 1.9167 | Residential & Commercial | USHP
213311566 | Central HP <5.4 tons | CARRIER | HRCU-A-CB (Split System: Heat Pump with Remote Outdoor Unit-Air-Source) | 38MURAQ18AB3* | ADP |  | V36H***P219+CBPE3A* | 0 | 17800 | 15.5 | 9 | 17100 | 19400 | 113.5% | 2.4 | 0 | 10.5 |  |  |  |  | R-410A | 1.4833 | Residential & Commercial | USHP | Ducted CEE Tier 1
211244637 | Central HP <5.4 tons | HEIL | HRCU-A-CB (Split System: Heat Pump with Remote Outdoor Unit-Air-Source) | DLCURAH24ABK |  |  | EN(A,D)4X30L17** | *96VTN0401410A* | 23400 | 16 | 8.1 | 25800 | 24000 | 93.02% | 2 | 0 | 10 |  |  |  |  | R-410A | 1.95 | Residential & Commercial | USHP | Ducted CEE Tier 1
216984632 | Central HP <5.4 tons | BRYANT HEATING AND COOLING SYSTEMS | HRCU-A-CB (Split System: Heat Pump with Remote Outdoor Unit-Air-Source) | 293VAN048**AA* | ADP |  | C48A***L16*+TXV | 987TA60080C21*** | 43500 | 21 | 9.5 | 46500 | 36200 | 77.85% | 2 | 0 | 10.5 |  |  |  |  | R-454B | 3.625 | Residential & Commercial | USHP | Ducted CEE Tier 1
211226335 | Central HP <5.4 tons | TEMPSTAR | HRCU-A-CB (Split System: Heat Pump with Remote Outdoor Unit-Air-Source) | DLCURAH36ABK |  |  | EA*4X36L21A* | *92ESN0601714A* | 35200 | 16 | 8.1 | 38500 | 35200 | 91.43% | 1.82 | 0 | 9.5 |  |  |  |  | R-410A | 2.9333 | Residential & Commercial | USHP
211226418 | Central HP <5.4 tons | TEMPSTAR | HRCU-A-CB (Split System: Heat Pump with Remote Outdoor Unit-Air-Source) | DLCURAH36ABK |  |  | EA*4X36L21A* | *96VTN1002120A* | 35600 | 15.5 | 8.1 | 39500 | 35200 | 89.11% | 1.84 | 0 | 9.5 |  |  |  |  | R-410A | 2.9667 | Residential & Commercial | USHP
216984634 | Central HP <5.4 tons | BRYANT HEATING AND COOLING SYSTEMS | HRCU-A-CB (Split System: Heat Pump with Remote Outdoor Unit-Air-Source) | 293VAN048**AA* | ADP |  | PL60H210P17*+TXV | 987TA60080C21*** | 44500 | 21 | 9.5 | 46500 | 36200 | 77.85% | 2 | 0 | 11 |  |  |  |  | R-454B | 3.7083 | Residential & Commercial | USHP | Ducted CEE Tier 1
216984649 | Central HP <5.4 tons | BRYANT HEATING AND COOLING SYSTEMS | HRCU-A-CB (Split System: Heat Pump with Remote Outdoor Unit-Air-Source) | 293VAN048**AA* | ADP |  | V,C60H210P17*+TXV | 987TA66100C21*** | 44500 | 21 | 9.5 | 46000 | 36000 | 78.26% | 2 | 0 | 11 |  |  |  |  | R-454B | 3.7083 | Residential & Commercial | USHP | Ducted CEE Tier 1
211244837 | Central HP <5.4 tons | TEMPSTAR | HRCU-A-CB (Split System: Heat Pump with Remote Outdoor Unit-Air-Source) | DLCURAH24ABK |  |  | EN(A,D)4X30L17** | OLV098A12* | 23400 | 16.5 | 8.1 | 25800 | 24200 | 93.8% | 2 | 0 | 10 |  |  |  |  | R-410A | 1.95 | Residential & Commercial | USHP | Ducted CEE Tier 1
216976494 | Central HP <5.4 tons | BRYANT HEATING AND COOLING SYSTEMS | HRCU-A-CB (Split System: Heat Pump with Remote Outdoor Unit-Air-Source) | 37MURAQ24AA3 | ADP |  | C36A***L13*+TXV | 82*TB36070V14*** | 23400 | 15.2 | 9 | 23200 | 19200 | 82.76% | 1.98 | 0 | 9.5 |  |  |  |  | R-454B | 1.95 | Residential & Commercial | USHP
216986103 | Central HP <5.4 tons | BRYANT HEATING AND COOLING SYSTEMS | HRCU-A-CB (Split System: Heat Pump with Remote Outdoor Unit-Air-Source) | 37MURAQ24AA3 | ADP |  | PL36H210P29*+TXV | 926TC36040V17*** | 24200 | 15.2 | 8.5 | 22000 | 18900 | 85.91% | 1.96 | 0 | 9.5 |  |  |  |  | R-454B | 2.0167 | Residential & Commercial | USHP
212976298 | Central HP <5.4 tons | BRYANT HEATING AND COOLING SYSTEMS | HRCU-A-CB (Split System: Heat Pump with Remote Outdoor Unit-Air-Source) | 38MURAQ36AB3* |  |  | CAP**4821AL* | 926TC48080V17*** | 35400 | 16 | 8.1 | 37800 | 34800 | 92.06% | 2 | 0 | 10 |  |  |  |  | R-410A | 2.95 | Residential & Commercial | USHP | Ducted CEE Tier 1
211245086 | Central HP <5.4 tons | TEMPSTAR | HRCU-A-CB (Split System: Heat Pump with Remote Outdoor Unit-Air-Source) | DLCURAH24ABK |  |  | EN(A,D,W)4X36L17** | *96VTN0601412A* | 23600 | 16.5 | 8.1 | 25800 | 23800 | 92.25% | 1.98 | 0 | 10 |  |  |  |  | R-410A | 1.9667 | Residential & Commercial | USHP | Ducted CEE Tier 1
211245891 | Central HP <5.4 tons | TEMPSTAR | HRCU-A-CB (Split System: Heat Pump with Remote Outdoor Unit-Air-Source) | DLCURAH24ABK |  |  | FMA4X24**AL* | 0 | 23600 | 17 | 9 | 27200 | 25600 | 94.12% | 2.14 | 0 | 10 |  |  |  |  | R-410A | 1.9667 | Residential & Commercial | USHP | Ducted CEE Tier 1
211245968 | Central HP <5.4 tons | TEMPSTAR | HRCU-A-CB (Split System: Heat Pump with Remote Outdoor Unit-Air-Source) | DLCURAH24ABK |  |  | FM(C,U)4Z36**AL* | 0 | 24200 | 18 | 9 | 26600 | 23000 | 86.47% | 1.92 | 0 | 10.5 |  |  |  |  | R-410A | 2.0167 | Residential & Commercial | USHP | Ducted CEE Tier 1
212986863 | Central HP <5.4 tons | DAY & NIGHT | HRCU-A-CB (Split System: Heat Pump with Remote Outdoor Unit-Air-Source) | DLCURAH24ABK |  |  | EA*4X24L14A* | *96MSN0601412A* | 23200 | 16.5 | 8.5 | 27000 | 26400 | 97.78% | 2.22 | 0 | 10 |  |  |  |  | R-410A | 1.9333 | Residential & Commercial | USHP | Ducted CEE Tier 1
216986075 | Central HP <5.4 tons | BRYANT HEATING AND COOLING SYSTEMS | HRCU-A-CB (Split System: Heat Pump with Remote Outdoor Unit-Air-Source) | 37MURAQ24AA3 | ADP |  | PL36H210P29*+TXV | 926SB36040V17*** | 24200 | 15.2 | 8.5 | 22000 | 18900 | 85.91% | 1.96 | 0 | 9.5 |  |  |  |  | R-454B | 2.0167 | Residential & Commercial | USHP
216986080 | Central HP <5.4 tons | BRYANT HEATING AND COOLING SYSTEMS | HRCU-A-CB (Split System: Heat Pump with Remote Outdoor Unit-Air-Source) | 37MURAQ24AA3 | ADP |  | PL36H175P15*+TXV | 926SB36040V17*** | 23600 | 15.2 | 8.5 | 22000 | 18900 | 85.91% | 1.96 | 0 | 9.5 |  |  |  |  | R-454B | 1.9667 | Residential & Commercial | USHP
212976794 | Central HP <5.4 tons | BRYANT HEATING AND COOLING SYSTEMS | HRCU-A-CB (Split System: Heat Pump with Remote Outdoor Unit-Air-Source) | 38MURAQ36AB3* |  |  | CAP**4821AL* | 926TC60100V21*** | 35800 | 16.5 | 8.5 | 37800 | 34600 | 91.53% | 2.02 | 0 | 10 |  |  |  |  | R-410A | 2.9833 | Residential & Commercial | USHP | Ducted CEE Tier 1
215865077 | Central HP <5.4 tons | TRANE | HRCU-A-CB (Split System: Heat Pump with Remote Outdoor Unit-Air-Source) | 5TWV8X60A1 |  |  | 5TXCD008AS3+P0V0C000M50SD+LRP | 0 | 53500 | 18.1 | 8.5 | 55500 | 39500 | 71.17% | 2 | 0 | 10.5 |  |  |  |  | R-454B | 4.4583 | Residential & Commercial | USHP | Ducted CEE Tier 1
213881423 | Central HP <5.4 tons | CARRIER | HRCU-A-CB (Split System: Heat Pump with Remote Outdoor Unit-Air-Source) | 38MURAQ36AB3* | ADP |  | V,C36H175P149 | 58TP*B070V17**16 | 34600 | 16 | 8.5 | 36200 | 34400 | 95.03% | 2.02 | 0 | 9.5 |  |  |  |  | R-410A | 2.8833 | Residential & Commercial | USHP
213881425 | Central HP <5.4 tons | CARRIER | HRCU-A-CB (Split System: Heat Pump with Remote Outdoor Unit-Air-Source) | 38MURAQ36AB3* | ADP |  | V,C36H175P159 | 58TP*B070V17**16 | 35200 | 16 | 8.1 | 36800 | 34600 | 94.02% | 1.94 | 0 | 10 |  |  |  |  | R-410A | 2.9333 | Residential & Commercial | USHP | Ducted CEE Tier 1
216984580 | Central HP <5.4 tons | BRYANT HEATING AND COOLING SYSTEMS | HRCU-A-CB (Split System: Heat Pump with Remote Outdoor Unit-Air-Source) | 291VAN054**AA* | ADP |  | V,C60H210P17*+TXV | 987TA60080C21*** | 49000 | 19 | 10.5 | 50500 | 53000 | 105% | 1.94 | 0 | 11 |  |  |  |  | R-454B | 4.0833 | Residential & Commercial | USHP | Ducted CEE Tier 1
214229180 | Central HP <5.4 tons | HEIL | HRCU-A-CB (Split System: Heat Pump with Remote Outdoor Unit-Air-Source) | DLCURAH24ABK |  |  | EN(A,D)4X24L17** | *80MSU0601716A* | 23200 | 16.5 | 8.5 | 26800 | 23600 | 88.06% | 1.96 | 0 | 10 |  |  |  |  | R-410A | 1.9333 | Residential & Commercial | USHP | Ducted CEE Tier 1
212983167 | Central HP <5.4 tons | COMFORTMAKER | HRCU-A-CB (Split System: Heat Pump with Remote Outdoor Unit-Air-Source) | DLCURAH24ABK |  |  | EA*4X36L17A* | *92MSN0401712A* | 23400 | 16 | 8.5 | 26400 | 24000 | 90.91% | 1.98 | 0 | 10 |  |  |  |  | R-410A | 1.95 | Residential & Commercial | USHP | Ducted CEE Tier 1
216986087 | Central HP <5.4 tons | BRYANT HEATING AND COOLING SYSTEMS | HRCU-A-CB (Split System: Heat Pump with Remote Outdoor Unit-Air-Source) | 37MURAQ24AA3 | ADP |  | V,C36H***P42*+TXV | 926SB36060V14*** | 23000 | 15.2 | 8.5 | 22400 | 19000 | 84.82% | 1.9 | 0 | 9.5 |  |  |  |  | R-454B | 1.9167 | Residential & Commercial | USHP
213078007 | Central HP <5.4 tons | HEIL | HRCU-A-CB (Split System: Heat Pump with Remote Outdoor Unit-Air-Source) | DLCURAH36ABK |  |  | END4X42L17** | *80MS(N,L)0701712A* | 35600 | 16 | 8.1 | 38500 | 35000 | 90.91% | 1.94 | 0 | 10 |  |  |  |  | R-410A | 2.9667 | Residential & Commercial | USHP | Ducted CEE Tier 1
212981777 | Central HP <5.4 tons | COMFORTMAKER | HRCU-A-CB (Split System: Heat Pump with Remote Outdoor Unit-Air-Source) | DLCURAH24ABK |  |  | EN(A,D)4X24L17** | *80MSU1002120A* | 23200 | 16 | 8.5 | 27000 | 25000 | 92.59% | 2.08 | 0 | 10 |  |  |  |  | R-410A | 1.9333 | Residential & Commercial | USHP | Ducted CEE Tier 1
216620204 | Central HP <5.4 tons | COMFORTMAKER | HRCU-A-CB (Split System: Heat Pump with Remote Outdoor Unit-Air-Source) | DLCURAH48ABK |  |  | 40MUAAQ48XA3 | 0 | 47000 | 15.6 | 9.4 | 50000 | 46000 | 92% | 1.9 | 8.5 | 8.2 |  |  |  |  | R-410A | 3.9167 | Residential & Commercial | USHP
214627630 | Central HP <5.4 tons | CARRIER | HRCU-A-CB (Split System: Heat Pump with Remote Outdoor Unit-Air-Source) | 38MURAQ18AB3* | ADP |  | V,C36H***P429 | 59SC6A026M14**10 | 17000 | 20 | 8.1 | 16700 | 18800 | 112.6% | 2.3 | 0 | 10 |  |  |  |  | R-410A | 1.4167 | Residential & Commercial | USHP | Ducted CEE Tier 1
214627664 | Central HP <5.4 tons | CARRIER | HRCU-A-CB (Split System: Heat Pump with Remote Outdoor Unit-Air-Source) | 38MURAQ18AB3* | ADP |  | A24VBA+TXV | 59SC6A040M14**10 | 17300 | 16 | 8.5 | 16900 | 19100 | 113% | 2.34 | 0 | 10.5 |  |  |  |  | R-410A | 1.4417 | Residential & Commercial | USHP | Ducted CEE Tier 1
214627750 | Central HP <5.4 tons | CARRIER | HRCU-A-CB (Split System: Heat Pump with Remote Outdoor Unit-Air-Source) | 38MURAQ18AB3* | ADP |  | A36VCA+TXV | 59SC6A060M17**16 | 17200 | 16 | 8.5 | 16500 | 19000 | 115.2% | 2.32 | 0 | 10.5 |  |  |  |  | R-410A | 1.4333 | Residential & Commercial | USHP | Ducted CEE Tier 1
212578266 | Central HP <5.4 tons | CARRIER | HRCU-A-CB (Split System: Heat Pump with Remote Outdoor Unit-Air-Source) | 25VNA837A*031* | ADP |  | H,PG53936 | 59MN7B120C24**22 | 32800 | 17 | 8.5 | 30400 | 24400 | 80.26% | 1.98 | 0 | 11.7 |  |  |  |  | R-410A | 2.7333 | Residential & Commercial | USHP | Ducted CEE Tier 1
216779061 | Central HP <5.4 tons | BRYANT HEATING AND COOLING SYSTEMS | HRCU-A-CB (Split System: Heat Pump with Remote Outdoor Unit-Air-Source) | 288BNV025*0**C* | ADP |  | H,PG1K*36+TXV | 987MB42060C17*** | 23800 | 16 | 8.1 | 19400 | 16300 | 84.02% | 2 | 0 | 11 |  |  |  |  | R-410A | 1.9833 | Residential & Commercial | USHP | Ducted CEE Tier 1
216779077 | Central HP <5.4 tons | BRYANT HEATING AND COOLING SYSTEMS | HRCU-A-CB (Split System: Heat Pump with Remote Outdoor Unit-Air-Source) | 288BNV025*0**C* | ADP |  | H,PG1K*36+TXV | 987MC60080C21*** | 23600 | 17 | 8.1 | 19600 | 16200 | 82.65% | 2.02 | 0 | 11 |  |  |  |  | R-410A | 1.9667 | Residential & Commercial | USHP | Ducted CEE Tier 1
216779079 | Central HP <5.4 tons | BRYANT HEATING AND COOLING SYSTEMS | HRCU-A-CB (Split System: Heat Pump with Remote Outdoor Unit-Air-Source) | 288BNV025*0**C* | ADP |  | H,PG1K*36+TXV | 987MC66100C21*** | 23600 | 17 | 8.1 | 19600 | 16100 | 82.14% | 2 | 0 | 11 |  |  |  |  | R-410A | 1.9667 | Residential & Commercial | USHP | Ducted CEE Tier 1
213738455 | Central HP <5.4 tons | DAY & NIGHT | HRCU-A-CB (Split System: Heat Pump with Remote Outdoor Unit-Air-Source) | DLCURAH36ABK | ADP |  | FG35936 | *80MS(N,L)0451412A* | 35200 | 15.2 | 8.5 | 36800 | 34800 | 94.57% | 2 | 0 | 9.5 |  |  |  |  | R-410A | 2.9333 | Residential & Commercial | USHP
213738498 | Central HP <5.4 tons | DAY & NIGHT | HRCU-A-CB (Split System: Heat Pump with Remote Outdoor Unit-Air-Source) | DLCURAH36ABK | ADP |  | PL36H175P789 | *80MSU0401712A* | 35800 | 16 | 8.5 | 36800 | 34600 | 94.02% | 2 | 0 | 10 |  |  |  |  | R-410A | 2.9833 | Residential & Commercial | USHP | Ducted CEE Tier 1
216977315 | Central HP <5.4 tons | BRYANT HEATING AND COOLING SYSTEMS | HRCU-A-CB (Split System: Heat Pump with Remote Outdoor Unit-Air-Source) | 37MUHAQ24AA3 | ADP |  | PL36H175P15*+TXV | 83*SB36040M17*** | 22400 | 16 | 8.5 | 19200 | 18300 | 95.31% | 1.96 | 0 | 11 |  |  |  |  | R-454B | 1.8667 | Residential & Commercial | USHP | Ducted CEE Tier 1
212986588 | Central HP <5.4 tons | COMFORTMAKER | HRCU-A-CB (Split System: Heat Pump with Remote Outdoor Unit-Air-Source) | DLCURAH24ABK |  |  | EA*4X37L17A* | *96MSN0401712A* | 24000 | 15.5 | 8.5 | 25600 | 22200 | 86.72% | 1.82 | 0 | 10 |  |  |  |  | R-410A | 2 | Residential & Commercial | USHP | Ducted CEE Tier 1
214855359 | Central HP <5.4 tons | BRYANT HEATING AND COOLING SYSTEMS | HRCU-A-CB (Split System: Heat Pump with Remote Outdoor Unit-Air-Source) | 38MURAQ36AB3* | ADP |  | H,PG7J936 | 916SA60080M21*** | 35200 | 16 | 8.1 | 36800 | 34800 | 94.57% | 1.9 | 0 | 9.5 |  |  |  |  | R-410A | 2.9333 | Residential & Commercial | USHP
216984620 | Central HP <5.4 tons | BRYANT HEATING AND COOLING SYSTEMS | HRCU-A-CB (Split System: Heat Pump with Remote Outdoor Unit-Air-Source) | 293VAN036**AA* | ADP |  | C36A***L53*+TXV | 987TA42080C17*** | 33600 | 20 | 9 | 33200 | 26200 | 78.92% | 1.92 | 0 | 11 |  |  |  |  | R-454B | 2.8 | Residential & Commercial | USHP | Ducted CEE Tier 1
215864703 | Central HP <5.4 tons | TRANE | HRCU-A-CB (Split System: Heat Pump with Remote Outdoor Unit-Air-Source) | 5TWV8X60A1 |  |  | 5TXCC007AS3 | S9V2C100U5PSC+LRP | 53000 | 18.1 | 8.5 | 56000 | 40000 | 71.43% | 2 | 0 | 10 |  |  |  |  | R-454B | 4.4167 | Residential & Commercial | USHP | Ducted CEE Tier 1
215864705 | Central HP <5.4 tons | TRANE | HRCU-A-CB (Split System: Heat Pump with Remote Outdoor Unit-Air-Source) | 5TWV8X60A1 |  |  | 5TXCC007AS3 | S9V2C080U5PSC+LRP | 53000 | 18.1 | 8.5 | 56000 | 40000 | 71.43% | 2 | 0 | 10 |  |  |  |  | R-454B | 4.4167 | Residential & Commercial | USHP | Ducted CEE Tier 1
212977069 | Central HP <5.4 tons | BRYANT HEATING AND COOLING SYSTEMS | HRCU-A-CB (Split System: Heat Pump with Remote Outdoor Unit-Air-Source) | 38MURAQ30AB3* |  |  | CNPV*4221AL* | 926TC66100V21*** | 29800 | 15.2 | 8.1 | 34200 | 27800 | 81.29% | 1.8 | 0 | 9 |  |  |  |  | R-410A | 2.4833 | Residential & Commercial | USHP
213738341 | Central HP <5.4 tons | DAY & NIGHT | HRCU-A-CB (Split System: Heat Pump with Remote Outdoor Unit-Air-Source) | DLCURAH30ABK | ADP |  | FG80936 | *80MS(N,L)0701412A* | 29400 | 15.2 | 8.1 | 32400 | 26800 | 82.72% | 1.82 | 0 | 8.5 |  |  |  |  | R-410A | 2.45 | Residential & Commercial | USHP
213738348 | Central HP <5.4 tons | DAY & NIGHT | HRCU-A-CB (Split System: Heat Pump with Remote Outdoor Unit-Air-Source) | DLCURAH30ABK | ADP |  | V,G36H175P159 | *80MS(N,L)0701712A* | 29800 | 15.2 | 8.1 | 32600 | 27200 | 83.44% | 1.8 | 0 | 9 |  |  |  |  | R-410A | 2.4833 | Residential & Commercial | USHP
213738357 | Central HP <5.4 tons | DAY & NIGHT | HRCU-A-CB (Split System: Heat Pump with Remote Outdoor Unit-Air-Source) | DLCURAH30ABK | ADP |  | FG32936 | *80MSU0401712A* | 29000 | 15.2 | 8.1 | 32400 | 27600 | 85.19% | 1.76 | 0 | 8.5 |  |  |  |  | R-410A | 2.4167 | Residential & Commercial | USHP
212970376 | Central HP <5.4 tons | CARRIER | HRCU-A-CB (Split System: Heat Pump with Remote Outdoor Unit-Air-Source) | 38MURAQ36AB3* |  |  | CAP**3621AL* | 58SP*B070V17**16 | 35200 | 15.5 | 8.1 | 38500 | 35200 | 91.43% | 1.84 | 0 | 9.5 |  |  |  |  | R-410A | 2.9333 | Residential & Commercial | USHP
216997076 | Central HP <5.4 tons | CARRIER | HRCU-A-CB (Split System: Heat Pump with Remote Outdoor Unit-Air-Source) | 27VNA048A*030* | ADP |  | H,PG35*48+TXV | 59TN6C100C21**22 | 43000 | 18 | 8.95 | 45500 | 33200 | 72.97% | 2.04 | 0 | 9 |  |  |  |  | R-454B | 3.5833 | Residential & Commercial | USHP
213881419 | Central HP <5.4 tons | CARRIER | HRCU-A-CB (Split System: Heat Pump with Remote Outdoor Unit-Air-Source) | 38MURAQ36AB3* | ADP |  | PL36H210P299 | 58TP*B070V17**16 | 36200 | 16 | 8.5 | 36400 | 34400 | 94.51% | 2.04 | 0 | 10 |  |  |  |  | R-410A | 3.0167 | Residential & Commercial | USHP | Ducted CEE Tier 1
211226693 | Central HP <5.4 tons | TEMPSTAR | HRCU-A-CB (Split System: Heat Pump with Remote Outdoor Unit-Air-Source) | DLCURAH36ABK |  |  | EA*4X37L17A* | *96VSN0801716A* | 36200 | 15.2 | 8.5 | 39500 | 35000 | 88.61% | 2.02 | 0 | 10 |  |  |  |  | R-410A | 3.0167 | Residential & Commercial | USHP | Ducted CEE Tier 1
211227064 | Central HP <5.4 tons | TEMPSTAR | HRCU-A-CB (Split System: Heat Pump with Remote Outdoor Unit-Air-Source) | DLCURAH36ABK |  |  | EA*4X37L21A* | *95ESN0802120A* | 37200 | 15.5 | 8.5 | 38500 | 35000 | 90.91% | 2.12 | 0 | 10 |  |  |  |  | R-410A | 3.1 | Residential & Commercial | USHP | Ducted CEE Tier 1
212985759 | Central HP <5.4 tons | DAY & NIGHT | HRCU-A-CB (Split System: Heat Pump with Remote Outdoor Unit-Air-Source) | DLCURAH24ABK |  |  | EA*4X24L14A* | *96MSN0261410A* | 23200 | 16.5 | 8.5 | 27000 | 26400 | 97.78% | 2.2 | 0 | 10 |  |  |  |  | R-410A | 1.9333 | Residential & Commercial | USHP | Ducted CEE Tier 1
213780916 | Central HP <5.4 tons | BRYANT HEATING AND COOLING SYSTEMS | HRCU-A-CB (Split System: Heat Pump with Remote Outdoor Unit-Air-Source) | 288BNV037*0**B* |  |  | CAP**3721AL*+UI | 987MC42080C17*** | 32800 | 17 | 8.1 | 33000 | 25200 | 76.36% | 1.96 | 0 | 11 |  |  |  |  | R-410A | 2.7333 | Residential & Commercial | USHP | Ducted CEE Tier 1
211712523 | Central HP <5.4 tons | CARRIER | HRCU-A-CB (Split System: Heat Pump with Remote Outdoor Unit-Air-Source) | 38MURAQ30AB3* |  |  | CAP**4221AL* | 59SC2D080E17**16 | 29600 | 15.2 | 8.1 | 33800 | 27400 | 81.07% | 1.78 | 0 | 9 |  |  |  |  | R-410A | 2.4667 | Residential & Commercial | USHP
216765694 | Central HP <5.4 tons | GREE | HRCU-A-C (Split System: Heat Pump with Remote Outdoor Unit with No Indoor Fan --Air Source) | GUD60W2/NHE-D(U) |  |  | GCAC60H/NHA | 0 | 52000 | 15.2 | 8.5 | 53000 | 40000 | 75.47% | 1.8 | 0 | 9.5 |  |  |  |  | R-32 | 4.3333 | Residential & Commercial | USHP
212972663 | Central HP <5.4 tons | BRYANT HEATING AND COOLING SYSTEMS | HRCU-A-CB (Split System: Heat Pump with Remote Outdoor Unit-Air-Source) | 38MURAQ18AB3* |  |  | CAP**1917AL* | 926SB30040V14*** | 17700 | 16 | 8.1 | 17800 | 17900 | 100.6% | 2.16 | 0 | 10.5 |  |  |  |  | R-410A | 1.475 | Residential & Commercial | USHP | Ducted CEE Tier 1
213607635 | Central HP <5.4 tons | AIRQUEST | HRCU-A-CB (Split System: Heat Pump with Remote Outdoor Unit-Air-Source) | DLCURAH24ABK |  |  | FTMA4B36L0C* | 0 | 24600 | 17.5 | 9 | 25800 | 22400 | 86.82% | 1.86 | 0 | 10.5 |  |  |  |  | R-410A | 2.05 | Residential & Commercial | USHP | Ducted CEE Tier 1
211245813 | Central HP <5.4 tons | TEMPSTAR | HRCU-A-CB (Split System: Heat Pump with Remote Outdoor Unit-Air-Source) | DLCURAH24ABK |  |  | FEM4X24**CL | 0 | 23800 | 17.5 | 8.5 | 26000 | 23800 | 91.54% | 2 | 0 | 10 |  |  |  |  | R-410A | 1.9833 | Residential & Commercial | USHP | Ducted CEE Tier 1
213774656 | Central HP <5.4 tons | BRYANT HEATING AND COOLING SYSTEMS | HRCU-A-CB (Split System: Heat Pump with Remote Outdoor Unit-Air-Source) | 288BNV025*0**C* |  |  | CSPH*4812AL*+UI | 987MC66100C21*** | 24200 | 16 | 8.1 | 21200 | 16600 | 78.3% | 2.02 | 0 | 11 |  |  |  |  | R-410A | 2.0167 | Residential & Commercial | USHP | Ducted CEE Tier 1
213774706 | Central HP <5.4 tons | BRYANT HEATING AND COOLING SYSTEMS | HRCU-A-CB (Split System: Heat Pump with Remote Outdoor Unit-Air-Source) | 288BNV025*0**C* |  |  | CSPH*4812AL*+UI | 986TD66100C21*** | 24200 | 16 | 8.1 | 21200 | 16600 | 78.3% | 2.02 | 0 | 11 |  |  |  |  | R-410A | 2.0167 | Residential & Commercial | USHP | Ducted CEE Tier 1
213079016 | Central HP <5.4 tons | HEIL | HRCU-A-CB (Split System: Heat Pump with Remote Outdoor Unit-Air-Source) | DLCURAH36ABK |  |  | EA*4X43L21A* | *80MSU0401712A* | 36600 | 16 | 8.5 | 38500 | 34800 | 90.39% | 2.08 | 0 | 10 |  |  |  |  | R-410A | 3.05 | Residential & Commercial | USHP | Ducted CEE Tier 1
213078682 | Central HP <5.4 tons | HEIL | HRCU-A-CB (Split System: Heat Pump with Remote Outdoor Unit-Air-Source) | DLCURAH36ABK |  |  | EA*4X48L24A* | *80MS(N,L)1102120A* | 36200 | 16.5 | 8.5 | 38000 | 34800 | 91.58% | 2.06 | 0 | 10 |  |  |  |  | R-410A | 3.0167 | Residential & Commercial | USHP | Ducted CEE Tier 1
211245742 | Central HP <5.4 tons | TEMPSTAR | HRCU-A-CB (Split System: Heat Pump with Remote Outdoor Unit-Air-Source) | DLCURAH24ABK |  |  | EN(A,D)4X36L21** | *80ESU0802120A | 24400 | 17 | 8.5 | 26200 | 22800 | 87.02% | 1.88 | 0 | 10.5 |  |  |  |  | R-410A | 2.0333 | Residential & Commercial | USHP | Ducted CEE Tier 1
213607650 | Central HP <5.4 tons | AIRQUEST | HRCU-A-CB (Split System: Heat Pump with Remote Outdoor Unit-Air-Source) | DLCURAH24ABK |  |  | FTMA4X24L0B* | 0 | 24600 | 17 | 9.5 | 26000 | 22200 | 85.38% | 1.84 | 0 | 10 |  |  |  |  | R-410A | 2.05 | Residential & Commercial | USHP | Ducted CEE Tier 1
214229370 | Central HP <5.4 tons | COMFORTMAKER | HRCU-A-CB (Split System: Heat Pump with Remote Outdoor Unit-Air-Source) | DLCURAH24ABK |  |  | EA*4X36L21A* | *80MSU0802120A* | 23600 | 17.5 | 8.5 | 25600 | 23400 | 91.41% | 1.94 | 0 | 10 |  |  |  |  | R-410A | 1.9667 | Residential & Commercial | USHP | Ducted CEE Tier 1
212977743 | Central HP <5.4 tons | BRYANT HEATING AND COOLING SYSTEMS | HRCU-A-CB (Split System: Heat Pump with Remote Outdoor Unit-Air-Source) | 38MURAQ18AB3* |  |  | CAP**2517AL* | 8(0,1)*SB36045M14*** | 18000 | 16.5 | 8.5 | 17900 | 17700 | 98.88% | 2.14 | 0 | 11 |  |  |  |  | R-410A | 1.5 | Residential & Commercial | USHP | Ducted CEE Tier 1
212977827 | Central HP <5.4 tons | BRYANT HEATING AND COOLING SYSTEMS | HRCU-A-CB (Split System: Heat Pump with Remote Outdoor Unit-Air-Source) | 38MURAQ18AB3* |  |  | CNPV*3017AL* | 8(0,1)*SB36045M14*** | 17700 | 16.5 | 8.1 | 18100 | 18600 | 102.8% | 2.24 | 0 | 11 |  |  |  |  | R-410A | 1.475 | Residential & Commercial | USHP | Ducted CEE Tier 1
216984308 | Central HP <5.4 tons | BRYANT HEATING AND COOLING SYSTEMS | HRCU-A-CB (Split System: Heat Pump with Remote Outdoor Unit-Air-Source) | 290VAN060**AA* | ADP |  | PL60H210P29*+TXV | 987TA66100C21*** | 54000 | 18 | 9 | 57500 | 41000 | 71.3% | 1.9 | 0 | 8.5 |  |  |  |  | R-454B | 4.5 | Residential & Commercial | USHP
214311499 | Central HP <5.4 tons | THERMAL ZONE | HRCU-A-C (Split System: Heat Pump with Remote Outdoor Unit with No Indoor Fan --Air Source) | TZPLV362PA | ADP |  | H,RG33936+TD | 0 | 35400 | 15.2 | 8.35 | 36200 | 31200 | 86.19% | 1.8 | 0 | 9.5 |  |  |  |  | R-410A | 2.95 | Residential & Commercial | USHP
214229438 | Central HP <5.4 tons | HEIL | HRCU-A-CB (Split System: Heat Pump with Remote Outdoor Unit-Air-Source) | DLCURAH36ABK |  |  | EA*4X48L24A* | *80MSU1002120A* | 35600 | 16 | 8.5 | 38000 | 34600 | 91.05% | 2.04 | 0 | 10 |  |  |  |  | R-410A | 2.9667 | Residential & Commercial | USHP | Ducted CEE Tier 1
215429751 | Central HP <5.4 tons | GOODMAN | HRCU-A-CB (Split System: Heat Pump with Remote Outdoor Unit-Air-Source) | GZV7SA4210A* |  |  | AHVE60DP0300A* | 0 | 41000 | 17.5 | 8.8 | 41000 | 31000 | 75.61% | 2 | 0 | 10 |  |  |  |  | R-32 | 3.4167 | Residential & Commercial | USHP | Ducted CEE Tier 1
214239169 | Central HP <5.4 tons | DAY & NIGHT | HRCU-A-CB (Split System: Heat Pump with Remote Outdoor Unit-Air-Source) | CVH837GKA2* |  |  | EN(A,D,W)4X48L21**+WALLCON | *80CTL0451712B* | 32200 | 16.5 | 8.1 | 33200 | 25000 | 75.3% | 1.9 | 0 | 11 |  |  |  |  | R-410A | 2.6833 | Residential & Commercial | USHP | Ducted CEE Tier 1
212383128 | Central HP <5.4 tons | HEIL | HRCU-A-CB (Split System: Heat Pump with Remote Outdoor Unit-Air-Source) | DLCURAH36ABK |  |  | EA*4X36L21A* | *96VSN1002120A* | 35200 | 16 | 8.1 | 39000 | 35200 | 90.26% | 1.82 | 0 | 9.5 |  |  |  |  | R-410A | 2.9333 | Residential & Commercial | USHP
216981457 | Central HP <5.4 tons | BRYANT HEATING AND COOLING SYSTEMS | HRCU-A-CB (Split System: Heat Pump with Remote Outdoor Unit-Air-Source) | 290VAN060**AA* | ADP |  | V,C60H210P17*+TXV | 987MC60080C21*** | 55000 | 18 | 9 | 58000 | 41500 | 71.55% | 2.02 | 0 | 8.5 |  |  |  |  | R-454B | 4.5833 | Residential & Commercial | USHP
216981726 | Central HP <5.4 tons | BRYANT HEATING AND COOLING SYSTEMS | HRCU-A-CB (Split System: Heat Pump with Remote Outdoor Unit-Air-Source) | 293VAN036**AA* | ADP |  | C36A***L53*+TXV | 935CB60080C21*** | 33800 | 20 | 9.5 | 32800 | 25600 | 78.05% | 2.06 | 0 | 11.7 |  |  |  |  | R-454B | 2.8167 | Residential & Commercial | USHP | Ducted CEE Tier 1
216981756 | Central HP <5.4 tons | BRYANT HEATING AND COOLING SYSTEMS | HRCU-A-CB (Split System: Heat Pump with Remote Outdoor Unit-Air-Source) | 293VAN036**AA* | ADP |  | PL36H210P29*+TXV | 987MC42060C17*** | 33800 | 19 | 9.5 | 32600 | 25800 | 79.14% | 2.06 | 0 | 11 |  |  |  |  | R-454B | 2.8167 | Residential & Commercial | USHP | Ducted CEE Tier 1
216981773 | Central HP <5.4 tons | BRYANT HEATING AND COOLING SYSTEMS | HRCU-A-CB (Split System: Heat Pump with Remote Outdoor Unit-Air-Source) | 293VAN036**AA* | ADP |  | V,C36H175P14*+TXV | 987MC42080C17*** | 32400 | 19 | 9.5 | 33800 | 26800 | 79.29% | 2 | 0 | 11 |  |  |  |  | R-454B | 2.7 | Residential & Commercial | USHP | Ducted CEE Tier 1
216981774 | Central HP <5.4 tons | BRYANT HEATING AND COOLING SYSTEMS | HRCU-A-CB (Split System: Heat Pump with Remote Outdoor Unit-Air-Source) | 293VAN036**AA* | ADP |  | PL36H175P15*+TXV | 987MC42080C17*** | 33200 | 19 | 9.5 | 33400 | 26400 | 79.04% | 2.02 | 0 | 11 |  |  |  |  | R-454B | 2.7667 | Residential & Commercial | USHP | Ducted CEE Tier 1
216981425 | Central HP <5.4 tons | BRYANT HEATING AND COOLING SYSTEMS | HRCU-A-CB (Split System: Heat Pump with Remote Outdoor Unit-Air-Source) | 290VAN060**AA* | ADP |  | C60A***L18*+TXV | 935CB66100C21*** | 55000 | 18 | 8.5 | 57000 | 41000 | 71.93% | 2.04 | 0 | 9 |  |  |  |  | R-454B | 4.5833 | Residential & Commercial | USHP
216981439 | Central HP <5.4 tons | BRYANT HEATING AND COOLING SYSTEMS | HRCU-A-CB (Split System: Heat Pump with Remote Outdoor Unit-Air-Source) | 290VAN060**AA* | ADP |  | PL60H210P17*+TXV | 986TD66100C21*** | 55000 | 18 | 8.5 | 57500 | 41000 | 71.3% | 1.9 | 0 | 9 |  |  |  |  | R-454B | 4.5833 | Residential & Commercial | USHP
216981440 | Central HP <5.4 tons | BRYANT HEATING AND COOLING SYSTEMS | HRCU-A-CB (Split System: Heat Pump with Remote Outdoor Unit-Air-Source) | 290VAN060**AA* | ADP |  | V,C60H210P17*+TXV | 986TD66100C21*** | 55000 | 18 | 8.5 | 57500 | 41000 | 71.3% | 1.9 | 0 | 9 |  |  |  |  | R-454B | 4.5833 | Residential & Commercial | USHP
211245153 | Central HP <5.4 tons | TEMPSTAR | HRCU-A-CB (Split System: Heat Pump with Remote Outdoor Unit-Air-Source) | DLCURAH24ABK |  |  | EN(A,D,W)4X36L17** | *80ES(N,L)0901714A* | 24600 | 16.5 | 8.1 | 26400 | 22600 | 85.61% | 1.86 | 0 | 10.5 |  |  |  |  | R-410A | 2.05 | Residential & Commercial | USHP | Ducted CEE Tier 1
211226503 | Central HP <5.4 tons | TEMPSTAR | HRCU-A-CB (Split System: Heat Pump with Remote Outdoor Unit-Air-Source) | DLCURAH36ABK |  |  | EA*4X37L17A* | *80ES(N,L)0701412A* | 35800 | 15.5 | 8.1 | 38500 | 35000 | 90.91% | 2 | 0 | 10 |  |  |  |  | R-410A | 2.9833 | Residential & Commercial | USHP | Ducted CEE Tier 1
213607728 | Central HP <5.4 tons | DAY & NIGHT | HRCU-A-CB (Split System: Heat Pump with Remote Outdoor Unit-Air-Source) | DLCURAH36ABK |  |  | FTMA4B36L0C* | 0 | 35400 | 16.5 | 8.5 | 38000 | 35200 | 92.63% | 1.86 | 0 | 10 |  |  |  |  | R-410A | 2.95 | Residential & Commercial | USHP | Ducted CEE Tier 1
215318919 | Central HP <5.4 tons | COMFORTMAKER | HRCU-A-CB (Split System: Heat Pump with Remote Outdoor Unit-Air-Source) | D5CUHAH36AAK |  |  | D5FUAAH36XAK | 0 | 36000 | 17.4 | 10.3 | 37000 | 39000 | 105.4% | 1.9 | 0 | 11.7 |  |  |  |  | R-454B | 3 | Residential & Commercial | USHP | Ducted CEE Tier 1
211245354 | Central HP <5.4 tons | TEMPSTAR | HRCU-A-CB (Split System: Heat Pump with Remote Outdoor Unit-Air-Source) | DLCURAH24ABK |  |  | EN(A,D)4X36L21** | *96VSN0801716A* | 24200 | 16.5 | 8.1 | 26200 | 23000 | 87.79% | 1.9 | 0 | 10.5 |  |  |  |  | R-410A | 2.0167 | Residential & Commercial | USHP | Ducted CEE Tier 1
211245553 | Central HP <5.4 tons | TEMPSTAR | HRCU-A-CB (Split System: Heat Pump with Remote Outdoor Unit-Air-Source) | DLCURAH24ABK |  |  | EN(A,D)4X36L21** | *96VTN0601714A* | 24000 | 16.5 | 8.1 | 26200 | 23200 | 88.55% | 1.92 | 0 | 10 |  |  |  |  | R-410A | 2 | Residential & Commercial | USHP | Ducted CEE Tier 1
214068550 | Central HP <5.4 tons | LENNOX | HRCU-A-CB (Split System: Heat Pump with Remote Outdoor Unit-Air-Source) | VPC024H4M-3P |  |  | VWHA024H4-3P | 0 | 24000 | 15.2 | 8.1 | 24000 | 16800 | 70% | 1.8 | 0 | 10.6 |  |  |  |  | R-410A | 2 | Residential & Commercial | USHP | Ducted CEE Tier 1
215864455 | Central HP <5.4 tons | TRANE | HRCU-A-CB (Split System: Heat Pump with Remote Outdoor Unit-Air-Source) | 5TWV8X24A1 |  |  | 5TXCB003AS3 | *UHMB060CCV3+LRP | 21400 | 18.1 | 8.5 | 24400 | 18700 | 76.64% | 2.2 | 0 | 11.5 |  |  |  |  | R-454B | 1.7833 | Residential & Commercial | USHP | Ducted CEE Tier 1
215864771 | Central HP <5.4 tons | TRANE | HRCU-A-CB (Split System: Heat Pump with Remote Outdoor Unit-Air-Source) | 5TWV8X60A1 |  |  | 5TXCD010AS3 | S8V2C100M5PDB | 54000 | 18.1 | 8.5 | 55500 | 39500 | 71.17% | 2 | 0 | 10 |  |  |  |  | R-454B | 4.5 | Residential & Commercial | USHP | Ducted CEE Tier 1
214068552 | Central HP <5.4 tons | LENNOX | HRCU-A-CB (Split System: Heat Pump with Remote Outdoor Unit-Air-Source) | VPC036H4M-3PD |  |  | VWHA036H4-3P | 0 | 36000 | 15.2 | 9 | 36000 | 25200 | 70% | 1.8 | 0 | 10.6 |  |  |  |  | R-410A | 3 | Residential & Commercial | USHP | Ducted CEE Tier 1
213948872 | Central HP <5.4 tons | MIDEA | HRCU-A-CB (Split System: Heat Pump with Remote Outdoor Unit-Air-Source) | 38MURAQ36AB3 | ADP |  | F,PE*G33936 | 0 | 35800 | 15.2 | 8.35 | 36200 | 31200 | 86.19% | 1.8 | 0 | 10 |  |  |  |  | R-410A | 2.9833 | Residential & Commercial | USHP | Ducted CEE Tier 1
216981739 | Central HP <5.4 tons | BRYANT HEATING AND COOLING SYSTEMS | HRCU-A-CB (Split System: Heat Pump with Remote Outdoor Unit-Air-Source) | 293VAN036**AA* | ADP |  | V,C36H175P45*+TXV | 986TD42060C17*** | 33400 | 20 | 9.4 | 32200 | 25200 | 78.26% | 2.05 | 0 | 10.5 |  |  |  |  | R-454B | 2.7833 | Residential & Commercial | USHP | Ducted CEE Tier 1
216981758 | Central HP <5.4 tons | BRYANT HEATING AND COOLING SYSTEMS | HRCU-A-CB (Split System: Heat Pump with Remote Outdoor Unit-Air-Source) | 293VAN036**AA* | ADP |  | C36A***L13*+TXV | 987MC42060C17*** | 32400 | 19 | 9.5 | 32800 | 26000 | 79.27% | 2.04 | 0 | 10.5 |  |  |  |  | R-454B | 2.7 | Residential & Commercial | USHP | Ducted CEE Tier 1
216981759 | Central HP <5.4 tons | BRYANT HEATING AND COOLING SYSTEMS | HRCU-A-CB (Split System: Heat Pump with Remote Outdoor Unit-Air-Source) | 293VAN036**AA* | ADP |  | PL36H175P14*+TXV | 987MC42060C17*** | 32400 | 19 | 9.5 | 32800 | 26000 | 79.27% | 2.04 | 0 | 10.5 |  |  |  |  | R-454B | 2.7 | Residential & Commercial | USHP | Ducted CEE Tier 1
214091937 | Central HP <5.4 tons | THERMAL ZONE | HRCU-A-CB (Split System: Heat Pump with Remote Outdoor Unit-Air-Source) | TZPLV362PA | ADP |  | H,GG33936+AEFE3A* | 0 | 35800 | 15.2 | 8.35 | 36200 | 31200 | 86.19% | 1.8 | 0 | 10 |  |  |  |  | R-410A | 2.9833 | Residential & Commercial | USHP | Ducted CEE Tier 1
215865123 | Central HP <5.4 tons | TRANE | HRCU-A-CB (Split System: Heat Pump with Remote Outdoor Unit-Air-Source) | 5TWV8X60A1 |  |  | 5PX*DD10AS3+P0V0D000M50SD+LRP | 0 | 53500 | 18.1 | 8.5 | 54500 | 39000 | 71.56% | 2 | 0 | 10.5 |  |  |  |  | R-454B | 4.4583 | Residential & Commercial | USHP | Ducted CEE Tier 1
213781066 | Central HP <5.4 tons | BRYANT HEATING AND COOLING SYSTEMS | HRCU-A-CB (Split System: Heat Pump with Remote Outdoor Unit-Air-Source) | 288BNV037*0**B* |  |  | CAP**4221AL*+UI | 986TD42080C17*** | 31600 | 17 | 8.1 | 33000 | 24600 | 74.55% | 1.86 | 0 | 10.5 |  |  |  |  | R-410A | 2.6333 | Residential & Commercial | USHP | Ducted CEE Tier 1
213781166 | Central HP <5.4 tons | BRYANT HEATING AND COOLING SYSTEMS | HRCU-A-CB (Split System: Heat Pump with Remote Outdoor Unit-Air-Source) | 288BNV037*0**B* |  |  | CAP**4321AL*+UI | 88*TB48070C17*** | 32800 | 17 | 8.5 | 33000 | 25200 | 76.36% | 1.96 | 0 | 11 |  |  |  |  | R-410A | 2.7333 | Residential & Commercial | USHP | Ducted CEE Tier 1
213781416 | Central HP <5.4 tons | BRYANT HEATING AND COOLING SYSTEMS | HRCU-A-CB (Split System: Heat Pump with Remote Outdoor Unit-Air-Source) | 288BNV037*0**B* |  |  | CAP**4824AL*+UI | 88*TB66135C24*** | 32400 | 17.5 | 8.5 | 32400 | 24800 | 76.54% | 1.98 | 0 | 11.5 |  |  |  |  | R-410A | 2.7 | Residential & Commercial | USHP | Ducted CEE Tier 1
213781936 | Central HP <5.4 tons | BRYANT HEATING AND COOLING SYSTEMS | HRCU-A-CB (Split System: Heat Pump with Remote Outdoor Unit-Air-Source) | 288BNV037*0**B* |  |  | CSPH*4212AL*+UI | 88*TB60110C21*** | 32600 | 16.5 | 8.1 | 32800 | 24600 | 75% | 1.94 | 0 | 11 |  |  |  |  | R-410A | 2.7167 | Residential & Commercial | USHP | Ducted CEE Tier 1
213782136 | Central HP <5.4 tons | BRYANT HEATING AND COOLING SYSTEMS | HRCU-A-CB (Split System: Heat Pump with Remote Outdoor Unit-Air-Source) | 288BNV037*0**B* |  |  | CSPH*4812AL*+UI | 987MC42080C17*** | 32400 | 16.5 | 8.1 | 33000 | 25000 | 75.76% | 1.94 | 0 | 11 |  |  |  |  | R-410A | 2.7 | Residential & Commercial | USHP | Ducted CEE Tier 1
214573631 | Central HP <5.4 tons | AIRQUEST | HRCU-A-CB (Split System: Heat Pump with Remote Outdoor Unit-Air-Source) | HVH837GKA2* |  |  | EA*4X36L21A*+WALLCON | *95CSU1002122B* | 31600 | 17 | 8.1 | 32800 | 24200 | 73.78% | 1.86 | 0 | 11 |  |  |  |  | R-410A | 2.6333 | Residential & Commercial | USHP | Ducted CEE Tier 1
214573761 | Central HP <5.4 tons | AIRQUEST | HRCU-A-CB (Split System: Heat Pump with Remote Outdoor Unit-Air-Source) | HVH837GKA2* |  |  | EA*4X42L21A*+WALLCON | *97CMN0602120B* | 31600 | 17 | 8.1 | 33200 | 24800 | 74.7% | 1.88 | 0 | 10.5 |  |  |  |  | R-410A | 2.6333 | Residential & Commercial | USHP | Ducted CEE Tier 1
216984251 | Central HP <5.4 tons | BRYANT HEATING AND COOLING SYSTEMS | HRCU-A-CB (Split System: Heat Pump with Remote Outdoor Unit-Air-Source) | 290VAN036**AA* | ADP |  | PL36H***P44*+TXV | 987TA42060C17*** | 33400 | 17 | 9 | 33600 | 25000 | 74.4% | 1.88 | 0 | 9.5 |  |  |  |  | R-454B | 2.7833 | Residential & Commercial | USHP
216984269 | Central HP <5.4 tons | BRYANT HEATING AND COOLING SYSTEMS | HRCU-A-CB (Split System: Heat Pump with Remote Outdoor Unit-Air-Source) | 290VAN036**AA* | ADP |  | PL36H210P74*+TXV | 987TA60080C21*** | 33200 | 18 | 9 | 33400 | 24600 | 73.65% | 1.88 | 0 | 9.5 |  |  |  |  | R-454B | 2.7667 | Residential & Commercial | USHP
216984301 | Central HP <5.4 tons | BRYANT HEATING AND COOLING SYSTEMS | HRCU-A-CB (Split System: Heat Pump with Remote Outdoor Unit-Air-Source) | 290VAN060**AA* | ADP |  | V,C60H210P29*+TXV | 987TA60080C21*** | 53500 | 18 | 9 | 58000 | 41500 | 71.55% | 2.02 | 0 | 8.5 |  |  |  |  | R-454B | 4.4583 | Residential & Commercial | USHP
213774686 | Central HP <5.4 tons | BRYANT HEATING AND COOLING SYSTEMS | HRCU-A-CB (Split System: Heat Pump with Remote Outdoor Unit-Air-Source) | 288BNV025*0**C* |  |  | CSPH*4812AL*+UI | 986TD42060C17*** | 24200 | 16 | 8.1 | 21400 | 16600 | 77.57% | 2 | 0 | 10.5 |  |  |  |  | R-410A | 2.0167 | Residential & Commercial | USHP | Ducted CEE Tier 1
216984614 | Central HP <5.4 tons | BRYANT HEATING AND COOLING SYSTEMS | HRCU-A-CB (Split System: Heat Pump with Remote Outdoor Unit-Air-Source) | 293VAN036**AA* | ADP |  | PL36H175P15*+TXV | 987TA42080C17*** | 33200 | 19 | 9.5 | 33400 | 26400 | 79.04% | 2.02 | 0 | 11 |  |  |  |  | R-454B | 2.7667 | Residential & Commercial | USHP | Ducted CEE Tier 1
213781086 | Central HP <5.4 tons | BRYANT HEATING AND COOLING SYSTEMS | HRCU-A-CB (Split System: Heat Pump with Remote Outdoor Unit-Air-Source) | 288BNV037*0**B* |  |  | CAP**4224AL*+UI | 88*TB60090C21*** | 31800 | 17 | 8.1 | 32800 | 24200 | 73.78% | 1.88 | 0 | 11 |  |  |  |  | R-410A | 2.65 | Residential & Commercial | USHP | Ducted CEE Tier 1
213782106 | Central HP <5.4 tons | BRYANT HEATING AND COOLING SYSTEMS | HRCU-A-CB (Split System: Heat Pump with Remote Outdoor Unit-Air-Source) | 288BNV037*0**B* |  |  | CSPH*4812AL*+UI | 88*TB66135C24*** | 32600 | 16.5 | 8.1 | 32600 | 24800 | 76.07% | 1.96 | 0 | 11 |  |  |  |  | R-410A | 2.7167 | Residential & Commercial | USHP | Ducted CEE Tier 1
216984615 | Central HP <5.4 tons | BRYANT HEATING AND COOLING SYSTEMS | HRCU-A-CB (Split System: Heat Pump with Remote Outdoor Unit-Air-Source) | 293VAN036**AA* | ADP |  | V,C36H175P15*+TXV | 987TA42080C17*** | 33200 | 19 | 9.5 | 33400 | 26400 | 79.04% | 2.02 | 0 | 11 |  |  |  |  | R-454B | 2.7667 | Residential & Commercial | USHP | Ducted CEE Tier 1
216984616 | Central HP <5.4 tons | BRYANT HEATING AND COOLING SYSTEMS | HRCU-A-CB (Split System: Heat Pump with Remote Outdoor Unit-Air-Source) | 293VAN036**AA* | ADP |  | PL36H210P74*+TXV | 987TA42080C17*** | 32400 | 19 | 9.5 | 33600 | 26800 | 79.76% | 2 | 0 | 11 |  |  |  |  | R-454B | 2.7 | Residential & Commercial | USHP | Ducted CEE Tier 1
216984303 | Central HP <5.4 tons | BRYANT HEATING AND COOLING SYSTEMS | HRCU-A-CB (Split System: Heat Pump with Remote Outdoor Unit-Air-Source) | 290VAN060**AA* | ADP |  | C60A***L16*+TXV | 987TA60080C21*** | 53500 | 18 | 8.9 | 58000 | 41500 | 71.55% | 2 | 0 | 8.5 |  |  |  |  | R-454B | 4.4583 | Residential & Commercial | USHP
216984610 | Central HP <5.4 tons | BRYANT HEATING AND COOLING SYSTEMS | HRCU-A-CB (Split System: Heat Pump with Remote Outdoor Unit-Air-Source) | 293VAN036**AA* | ADP |  | A36VCA*+TXV | 987TA42080C17*** | 32400 | 19 | 9.5 | 33600 | 26800 | 79.76% | 2 | 0 | 11 |  |  |  |  | R-454B | 2.7 | Residential & Commercial | USHP | Ducted CEE Tier 1
216984619 | Central HP <5.4 tons | BRYANT HEATING AND COOLING SYSTEMS | HRCU-A-CB (Split System: Heat Pump with Remote Outdoor Unit-Air-Source) | 293VAN036**AA* | ADP |  | V,C36H175P13*+TXV | 987TA42080C17*** | 32400 | 19 | 9.5 | 33600 | 26800 | 79.76% | 2 | 0 | 11 |  |  |  |  | R-454B | 2.7 | Residential & Commercial | USHP | Ducted CEE Tier 1
212977019 | Central HP <5.4 tons | BRYANT HEATING AND COOLING SYSTEMS | HRCU-A-CB (Split System: Heat Pump with Remote Outdoor Unit-Air-Source) | 38MURAQ30AB3* |  |  | CAP**3721AL* | 926TC66100V21*** | 30400 | 15.2 | 8.1 | 33400 | 26400 | 79.04% | 1.84 | 0 | 9 |  |  |  |  | R-410A | 2.5333 | Residential & Commercial | USHP
211227363 | Central HP <5.4 tons | TEMPSTAR | HRCU-A-CB (Split System: Heat Pump with Remote Outdoor Unit-Air-Source) | DLCURAH36ABK |  |  | EA*4X42L21A* | *80ES(N,L)0902120A* | 36000 | 16 | 8.1 | 39500 | 35000 | 88.61% | 1.9 | 0 | 10 |  |  |  |  | R-410A | 3 | Residential & Commercial | USHP | Ducted CEE Tier 1
216981775 | Central HP <5.4 tons | BRYANT HEATING AND COOLING SYSTEMS | HRCU-A-CB (Split System: Heat Pump with Remote Outdoor Unit-Air-Source) | 293VAN036**AA* | ADP |  | V,C36H175P15*+TXV | 987MC42080C17*** | 33200 | 19 | 9.5 | 33400 | 26400 | 79.04% | 2.02 | 0 | 11 |  |  |  |  | R-454B | 2.7667 | Residential & Commercial | USHP | Ducted CEE Tier 1
216975409 | Central HP <5.4 tons | BRYANT HEATING AND COOLING SYSTEMS | HRCU-A-CB (Split System: Heat Pump with Remote Outdoor Unit-Air-Source) | 290VAN024**AA* | ADP |  | PL36H210P29*+TXV | 83*CA36040C17*** | 24000 | 18 | 9 | 21600 | 15900 | 73.61% | 2.02 | 0 | 10.5 |  |  |  |  | R-454B | 2 | Residential & Commercial | USHP | Ducted CEE Tier 1
216975423 | Central HP <5.4 tons | BRYANT HEATING AND COOLING SYSTEMS | HRCU-A-CB (Split System: Heat Pump with Remote Outdoor Unit-Air-Source) | 290VAN024**AA* | ADP |  | PL36H175P14*+TXV | 83*CB36040C17*** | 23200 | 17 | 8.5 | 21800 | 16100 | 73.85% | 2 | 0 | 10 |  |  |  |  | R-454B | 1.9333 | Residential & Commercial | USHP | Ducted CEE Tier 1
216981776 | Central HP <5.4 tons | BRYANT HEATING AND COOLING SYSTEMS | HRCU-A-CB (Split System: Heat Pump with Remote Outdoor Unit-Air-Source) | 293VAN036**AA* | ADP |  | PL36H210P74*+TXV | 987MC42080C17*** | 32400 | 19 | 9.5 | 33800 | 26800 | 79.29% | 2 | 0 | 11 |  |  |  |  | R-454B | 2.7 | Residential & Commercial | USHP | Ducted CEE Tier 1
216981424 | Central HP <5.4 tons | BRYANT HEATING AND COOLING SYSTEMS | HRCU-A-CB (Split System: Heat Pump with Remote Outdoor Unit-Air-Source) | 290VAN060**AA* | ADP |  | V,C60H210P17*+TXV | 935CB66100C21*** | 55000 | 18 | 8.5 | 57000 | 41000 | 71.93% | 2.04 | 0 | 9 |  |  |  |  | R-454B | 4.5833 | Residential & Commercial | USHP
216981272 | Central HP <5.4 tons | BRYANT HEATING AND COOLING SYSTEMS | HRCU-A-CB (Split System: Heat Pump with Remote Outdoor Unit-Air-Source) | 290VAN036**AA* | ADP |  | PL36H175P15*+TXV | 987MC42060C17*** | 33400 | 17 | 9 | 33600 | 25000 | 74.4% | 1.88 | 0 | 9.5 |  |  |  |  | R-454B | 2.7833 | Residential & Commercial | USHP
216981291 | Central HP <5.4 tons | BRYANT HEATING AND COOLING SYSTEMS | HRCU-A-CB (Split System: Heat Pump with Remote Outdoor Unit-Air-Source) | 290VAN036**AA* | ADP |  | C36A***L53*+TXV | 987MC42080C17*** | 34200 | 18 | 9 | 33800 | 25000 | 73.96% | 1.88 | 0 | 9.5 |  |  |  |  | R-454B | 2.85 | Residential & Commercial | USHP
216981456 | Central HP <5.4 tons | BRYANT HEATING AND COOLING SYSTEMS | HRCU-A-CB (Split System: Heat Pump with Remote Outdoor Unit-Air-Source) | 290VAN060**AA* | ADP |  | PL60H210P17*+TXV | 987MC60080C21*** | 55000 | 18 | 9 | 58000 | 41500 | 71.55% | 2.02 | 0 | 8.5 |  |  |  |  | R-454B | 4.5833 | Residential & Commercial | USHP
216494188 | Central HP <5.4 tons | BRYANT HEATING AND COOLING SYSTEMS | HRCU-A-CB (Split System: Heat Pump with Remote Outdoor Unit-Air-Source) | 293VAN036**AA* | ADP |  | CE(P,V)3621G34*+TXV | 986TD66100C21*** | 32800 | 20 | 9.5 | 33200 | 26200 | 78.92% | 2 | 0 | 11.5 |  |  |  |  | R-454B | 2.7333 | Residential & Commercial | USHP | Ducted CEE Tier 1
216494123 | Central HP <5.4 tons | BRYANT HEATING AND COOLING SYSTEMS | HRCU-A-CB (Split System: Heat Pump with Remote Outdoor Unit-Air-Source) | 290VAN036**AA* | ADP |  | CE(P,V)3621G34*+TXV | 987MC60080C21*** | 33200 | 18 | 9 | 33400 | 24600 | 73.65% | 1.88 | 0 | 9.5 |  |  |  |  | R-454B | 2.7667 | Residential & Commercial | USHP
216494173 | Central HP <5.4 tons | BRYANT HEATING AND COOLING SYSTEMS | HRCU-A-CB (Split System: Heat Pump with Remote Outdoor Unit-Air-Source) | 290VAN036**AA* | ADP |  | CE(P,V)3621G34*+TXV | 986TD30040C14*** | 31600 | 16 | 8.5 | 34600 | 25200 | 72.83% | 1.76 | 0 | 9 |  |  |  |  | R-454B | 2.6333 | Residential & Commercial | USHP
216974353 | Central HP <5.4 tons | BRYANT HEATING AND COOLING SYSTEMS | HRCU-A-CB (Split System: Heat Pump with Remote Outdoor Unit-Air-Source) | 290VAN036**AA* | ADP |  | A36VCA*+TXV | 83*CA48060C17*** | 33200 | 18 | 9 | 33400 | 24800 | 74.25% | 1.88 | 0 | 9 |  |  |  |  | R-454B | 2.7667 | Residential & Commercial | USHP
211713203 | Central HP <5.4 tons | DAY & NIGHT | HRCU-A-CB (Split System: Heat Pump with Remote Outdoor Unit-Air-Source) | DLCURAH30ABK |  |  | EA*4X43L21A* | *96VTN0802120A* | 30400 | 15.2 | 8.1 | 33000 | 26200 | 79.39% | 1.84 | 0 | 9 |  |  |  |  | R-410A | 2.5333 | Residential & Commercial | USHP
216091287 | Central HP <5.4 tons | COMFORTMAKER | HRCU-A-CB (Split System: Heat Pump with Remote Outdoor Unit-Air-Source) | DLCSRBH18AAK |  |  | 40MBABQ18XB3 | 0 | 18000 | 17.6 | 9.6 | 19000 | 17000 | 89.47% | 2 | 12.5 | 11.7 |  |  |  |  | R-410A | 1.5 | Residential & Commercial | USHP | Ducted CEE Tier 1
216974355 | Central HP <5.4 tons | BRYANT HEATING AND COOLING SYSTEMS | HRCU-A-CB (Split System: Heat Pump with Remote Outdoor Unit-Air-Source) | 290VAN036**AA* | ADP |  | PL36H175P14*+TXV | 83*CA48060C17*** | 33200 | 18 | 9 | 33400 | 24800 | 74.25% | 1.88 | 0 | 9 |  |  |  |  | R-454B | 2.7667 | Residential & Commercial | USHP
214862398 | Central HP <5.4 tons | BRYANT HEATING AND COOLING SYSTEMS | HRCU-A-CB (Split System: Heat Pump with Remote Outdoor Unit-Air-Source) | 288BNV037*0**B* | ADP |  | H,CD16936 | 987MC60060C21*** | 32000 | 17 | 8.1 | 31400 | 24600 | 78.34% | 1.94 | 0 | 11.5 |  |  |  |  | R-410A | 2.6667 | Residential & Commercial | USHP | Ducted CEE Tier 1
214862415 | Central HP <5.4 tons | BRYANT HEATING AND COOLING SYSTEMS | HRCU-A-CB (Split System: Heat Pump with Remote Outdoor Unit-Air-Source) | 288BNV037*0**B* | ADP |  | H,PG35936 | 987MC66120C24*** | 31000 | 18 | 8.1 | 30600 | 24400 | 79.74% | 1.98 | 0 | 11 |  |  |  |  | R-410A | 2.5833 | Residential & Commercial | USHP | Ducted CEE Tier 1
214862417 | Central HP <5.4 tons | BRYANT HEATING AND COOLING SYSTEMS | HRCU-A-CB (Split System: Heat Pump with Remote Outdoor Unit-Air-Source) | 288BNV037*0**B* | ADP |  | H,PG48936 | 987MC66120C24*** | 32000 | 18 | 8.1 | 30600 | 24400 | 79.74% | 1.98 | 0 | 11.5 |  |  |  |  | R-410A | 2.6667 | Residential & Commercial | USHP | Ducted CEE Tier 1
212986872 | Central HP <5.4 tons | COMFORTMAKER | HRCU-A-CB (Split System: Heat Pump with Remote Outdoor Unit-Air-Source) | DLCURAH24ABK |  |  | EA*4X24L17A* | *96MSN0601412A* | 23400 | 16.5 | 8.5 | 27000 | 26400 | 97.78% | 2.22 | 0 | 10 |  |  |  |  | R-410A | 1.95 | Residential & Commercial | USHP | Ducted CEE Tier 1
213785719 | Central HP <5.4 tons | BRYANT HEATING AND COOLING SYSTEMS | HRCU-A-CB (Split System: Heat Pump with Remote Outdoor Unit-Air-Source) | 284ANV036*0**B* |  |  | CSPH*4812AL*+UI | 987MC66100C21*** | 33600 | 18.5 | 8.5 | 36600 | 25800 | 70.49% | 2.04 | 0 | 12 |  |  |  |  | R-410A | 2.8 | Residential & Commercial | USHP | Ducted CEE Tier 1
212976442 | Central HP <5.4 tons | BRYANT HEATING AND COOLING SYSTEMS | HRCU-A-CB (Split System: Heat Pump with Remote Outdoor Unit-Air-Source) | 38MURAQ30AB3* |  |  | CAP**3721AL* | 926TC60080V21*** | 30400 | 15.2 | 8.5 | 33400 | 26400 | 79.04% | 1.86 | 0 | 9 |  |  |  |  | R-410A | 2.5333 | Residential & Commercial | USHP
212977039 | Central HP <5.4 tons | BRYANT HEATING AND COOLING SYSTEMS | HRCU-A-CB (Split System: Heat Pump with Remote Outdoor Unit-Air-Source) | 38MURAQ30AB3* |  |  | CAP**4224AL* | 926TC66100V21*** | 30000 | 15.2 | 8.1 | 34200 | 27600 | 80.7% | 1.8 | 0 | 9 |  |  |  |  | R-410A | 2.5 | Residential & Commercial | USHP
212980694 | Central HP <5.4 tons | HEIL | HRCU-A-CB (Split System: Heat Pump with Remote Outdoor Unit-Air-Source) | DLCURAH36ABK |  |  | EA*4X48L24A* | *80MS(N,L)0902420A* | 36000 | 16.5 | 8.5 | 37800 | 34600 | 91.53% | 2.04 | 0 | 10 |  |  |  |  | R-410A | 3 | Residential & Commercial | USHP | Ducted CEE Tier 1
215429752 | Central HP <5.4 tons | GOODMAN | HRCU-A-CB (Split System: Heat Pump with Remote Outdoor Unit-Air-Source) | GZV7SA4810A* |  |  | AHVE60DP0300A* | 0 | 46500 | 17.5 | 8.8 | 47500 | 33600 | 70.74% | 2 | 0 | 10 |  |  |  |  | R-32 | 3.875 | Residential & Commercial | USHP | Ducted CEE Tier 1
215323726 | Central HP <5.4 tons | COMFORTMAKER | HRCU-A-CB (Split System: Heat Pump with Remote Outdoor Unit-Air-Source) | D5CUHAH36AAK |  |  | D5FUHAH36XAK | 0 | 36000 | 18 | 10 | 37000 | 37400 | 101.1% | 1.9 | 0 | 12 |  |  |  |  | R-454B | 3 | Residential & Commercial | USHP | Ducted CEE Tier 1
215318921 | Central HP <5.4 tons | COMFORTMAKER | HRCU-A-CB (Split System: Heat Pump with Remote Outdoor Unit-Air-Source) | D5CUHAH60AAK |  |  | D5FUAAH60XAK | 0 | 54000 | 16 | 9 | 56000 | 52000 | 92.86% | 1.8 | 0 | 10 |  |  |  |  | R-454B | 4.5 | Residential & Commercial | USHP | Ducted CEE Tier 1
213778836 | Central HP <5.4 tons | BRYANT HEATING AND COOLING SYSTEMS | HRCU-A-CB (Split System: Heat Pump with Remote Outdoor Unit-Air-Source) | 288BNV037*0**A* |  |  | CAP**3621AL*+UI | 88*TB48090C17*** | 31600 | 17 | 8.1 | 33000 | 24200 | 73.33% | 1.84 | 0 | 11 |  |  |  |  | R-410A | 2.6333 | Residential & Commercial | USHP | Ducted CEE Tier 1
212380988 | Central HP <5.4 tons | CARRIER | HRCU-A-CB (Split System: Heat Pump with Remote Outdoor Unit-Air-Source) | 25VNA448A*031* | ADP |  | V,C60H210P299 | 59MN7B100C21**22 | 44000 | 21 | 8.5 | 44000 | 35800 | 81.36% | 2.36 | 0 | 12 |  |  |  |  | R-410A | 3.6667 | Residential & Commercial | USHP | Ducted CEE Tier 1
216984627 | Central HP <5.4 tons | BRYANT HEATING AND COOLING SYSTEMS | HRCU-A-CB (Split System: Heat Pump with Remote Outdoor Unit-Air-Source) | 293VAN048**AA* | ADP |  | A60VHA*+TXV | 987TA60080C21*** | 44500 | 21 | 9.5 | 46500 | 36200 | 77.85% | 2 | 0 | 11 |  |  |  |  | R-454B | 3.7083 | Residential & Commercial | USHP | Ducted CEE Tier 1
216984629 | Central HP <5.4 tons | BRYANT HEATING AND COOLING SYSTEMS | HRCU-A-CB (Split System: Heat Pump with Remote Outdoor Unit-Air-Source) | 293VAN048**AA* | ADP |  | PL48H210P75*+TXV | 987TA60080C21*** | 43500 | 20 | 9.5 | 46000 | 36200 | 78.7% | 1.92 | 0 | 10.5 |  |  |  |  | R-454B | 3.625 | Residential & Commercial | USHP | Ducted CEE Tier 1
216984645 | Central HP <5.4 tons | BRYANT HEATING AND COOLING SYSTEMS | HRCU-A-CB (Split System: Heat Pump with Remote Outdoor Unit-Air-Source) | 293VAN048**AA* | ADP |  | V,C48H210P16*+TXV | 987TA66100C21*** | 43500 | 21 | 9.5 | 46000 | 36000 | 78.26% | 2 | 0 | 10.5 |  |  |  |  | R-454B | 3.625 | Residential & Commercial | USHP | Ducted CEE Tier 1
213738500 | Central HP <5.4 tons | DAY & NIGHT | HRCU-A-CB (Split System: Heat Pump with Remote Outdoor Unit-Air-Source) | DLCURAH36ABK | ADP |  | PL36H210P179 | *80MSU0401712A* | 36000 | 16 | 8.5 | 36800 | 34600 | 94.02% | 2 | 0 | 10 |  |  |  |  | R-410A | 3 | Residential & Commercial | USHP | Ducted CEE Tier 1
213738514 | Central HP <5.4 tons | DAY & NIGHT | HRCU-A-CB (Split System: Heat Pump with Remote Outdoor Unit-Air-Source) | DLCURAH36ABK | ADP |  | FG32936 | *80VTL0451412B* | 33600 | 15.2 | 8.1 | 36800 | 34600 | 94.02% | 1.94 | 0 | 9.5 |  |  |  |  | R-410A | 2.8 | Residential & Commercial | USHP
210599864 | Central HP <5.4 tons | TEMPSTAR | HRCU-A-CB (Split System: Heat Pump with Remote Outdoor Unit-Air-Source) | TVH825GKA2* |  |  | EA*4X42L21A*+WALLCON | *96CTN0801714A* | 23600 | 16.5 | 8.1 | 21400 | 16700 | 78.04% | 1.96 | 0 | 11 |  |  |  |  | R-410A | 1.9667 | Residential & Commercial | USHP | Ducted CEE Tier 1
210599896 | Central HP <5.4 tons | TEMPSTAR | HRCU-A-CB (Split System: Heat Pump with Remote Outdoor Unit-Air-Source) | TVH825GKA2* |  |  | EA*4X48L21A*+WALLCON | *80CSU0601716A* | 24000 | 17 | 8.1 | 21000 | 16600 | 79.05% | 2.02 | 0 | 11 |  |  |  |  | R-410A | 2 | Residential & Commercial | USHP | Ducted CEE Tier 1
211259797 | Central HP <5.4 tons | AIRQUEST | HRCU-A-CB (Split System: Heat Pump with Remote Outdoor Unit-Air-Source) | DLCURAH18ABK |  |  | EA*4X19L17A* | *95ESN0401410A* | 18300 | 16 | 8.5 | 18300 | 17600 | 96.17% | 2.12 | 0 | 10.5 |  |  |  |  | R-410A | 1.525 | Residential & Commercial | USHP | Ducted CEE Tier 1
215864689 | Central HP <5.4 tons | TRANE | HRCU-A-CB (Split System: Heat Pump with Remote Outdoor Unit-Air-Source) | 5TWV8X60A1 |  |  | 5PX*C007AS3 | S9V2C080U5PSC+LRP | 53000 | 18.1 | 8.5 | 56000 | 40000 | 71.43% | 2 | 0 | 10 |  |  |  |  | R-454B | 4.4167 | Residential & Commercial | USHP | Ducted CEE Tier 1
215864755 | Central HP <5.4 tons | TRANE | HRCU-A-CB (Split System: Heat Pump with Remote Outdoor Unit-Air-Source) | 5TWV8X60A1 |  |  | 5TXCD010AS3 | S9V2C100D5PSC+LRP | 51000 | 18 | 8.5 | 53000 | 38500 | 72.64% | 1.9 | 0 | 9.8 |  |  |  |  | R-454B | 4.25 | Residential & Commercial | USHP
216989004 | Central HP <5.4 tons | BRYANT HEATING AND COOLING SYSTEMS | HRCU-A-CB (Split System: Heat Pump with Remote Outdoor Unit-Air-Source) | 37MUHAQ18AA3 | ADP |  | PL36H175P15*+TXV | 82*SB36070V14*** | 17800 | 15.2 | 9.5 | 18200 | 17300 | 95.05% | 2 | 0 | 11 |  |  |  |  | R-454B | 1.4833 | Residential & Commercial | USHP | Ducted CEE Tier 1
213770731 | Central HP <5.4 tons | DAY & NIGHT | HRCU-A-CB (Split System: Heat Pump with Remote Outdoor Unit-Air-Source) | CVH825GKA2* |  |  | EA*4X30L17A*+WALLCON | *80CTL0701716B* | 23400 | 16.5 | 8.1 | 21600 | 16700 | 77.31% | 1.92 | 0 | 11 |  |  |  |  | R-410A | 1.95 | Residential & Commercial | USHP | Ducted CEE Tier 1
215224753 | Central HP <5.4 tons | CARRIER | HRCU-A-CB (Split System: Heat Pump with Remote Outdoor Unit-Air-Source) | 25VNA424A*031* | ADP |  | H,PG31930 | 59MN7C060C21**20 | 22600 | 20 | 10.5 | 25000 | 19500 | 78% | 2.42 | 0 | 12 |  |  |  |  | R-410A | 1.8833 | Residential & Commercial | USHP | Ducted CEE Tier 1
212578232 | Central HP <5.4 tons | CARRIER | HRCU-A-CB (Split System: Heat Pump with Remote Outdoor Unit-Air-Source) | 25VNA424A*031* | ADP |  | H,PG34936 | 59MN7B080C17**14 | 23400 | 20 | 10.5 | 25000 | 19500 | 78% | 2.44 | 0 | 13 |  |  |  |  | R-410A | 1.95 | Residential & Commercial | USHP | Ducted CEE Tier 1
214626829 | Central HP <5.4 tons | CARRIER | HRCU-A-CB (Split System: Heat Pump with Remote Outdoor Unit-Air-Source) | 25VNA424A*031* | ADP |  | A36VCA+TXV | 58CU*A060C17**16 | 23400 | 20 | 10.5 | 25000 | 19300 | 77.2% | 2.46 | 0 | 13.5 |  |  |  |  | R-410A | 1.95 | Residential & Commercial | USHP | Ducted CEE Tier 1
212380523 | Central HP <5.4 tons | CARRIER | HRCU-A-CB (Split System: Heat Pump with Remote Outdoor Unit-Air-Source) | 25VNA424A*031* | ADP |  | V,C36H175P459 | 58TN*A045C17**12 | 23400 | 20 | 8.1 | 25000 | 19600 | 78.4% | 2.42 | 0 | 13 |  |  |  |  | R-410A | 1.95 | Residential & Commercial | USHP | Ducted CEE Tier 1
212380539 | Central HP <5.4 tons | CARRIER | HRCU-A-CB (Split System: Heat Pump with Remote Outdoor Unit-Air-Source) | 25VNA424A*031* | ADP |  | V,C36H175P159 | 58TN*A070C17**16 | 23400 | 20 | 8.5 | 25000 | 19400 | 77.6% | 2.46 | 0 | 13.5 |  |  |  |  | R-410A | 1.95 | Residential & Commercial | USHP | Ducted CEE Tier 1
212380541 | Central HP <5.4 tons | CARRIER | HRCU-A-CB (Split System: Heat Pump with Remote Outdoor Unit-Air-Source) | 25VNA424A*031* | ADP |  | C36A***L159 | 58TN*A070C17**16 | 23400 | 20 | 8.5 | 25000 | 19400 | 77.6% | 2.46 | 0 | 13.5 |  |  |  |  | R-410A | 1.95 | Residential & Commercial | USHP | Ducted CEE Tier 1
216986081 | Central HP <5.4 tons | BRYANT HEATING AND COOLING SYSTEMS | HRCU-A-CB (Split System: Heat Pump with Remote Outdoor Unit-Air-Source) | 37MURAQ24AA3 | ADP |  | V,C36H175P15*+TXV | 926SB36040V17*** | 23600 | 15.2 | 8.5 | 22000 | 18900 | 85.91% | 1.96 | 0 | 9.5 |  |  |  |  | R-454B | 1.9667 | Residential & Commercial | USHP
215318929 | Central HP <5.4 tons | COMFORTMAKER | HRCU-A-CB (Split System: Heat Pump with Remote Outdoor Unit-Air-Source) | D5CUHAH18AAK |  |  | D5FUHAH24XAK | 0 | 18000 | 19 | 10.2 | 18000 | 18600 | 103.3% | 2.12 | 0 | 12.5 |  |  |  |  | R-454B | 1.5 | Residential & Commercial | USHP | Ducted CEE Tier 1
207436563 | Central HP <5.4 tons | LENNOX | HRCU-A-CB (Split System: Heat Pump with Remote Outdoor Unit-Air-Source) | SL25XPV-048-230A** |  |  | CHX35-51/61C-**-*+TDR | EL296UH110XV60C* | 45000 | 20 | 9.2 | 45500 | 37400 | 82.2% | 1.82 | 12 | 12 |  |  |  |  | R-410A | 3.75 | Residential & Commercial | USHP | Ducted CEE Tier 1
214628426 | Central HP <5.4 tons | CARRIER | HRCU-A-CB (Split System: Heat Pump with Remote Outdoor Unit-Air-Source) | 38MURAQ24AB3* | ADP |  | C36A***L129 | 59SC6A060M17**16 | 23600 | 16 | 9.5 | 25000 | 24400 | 97.6% | 2.04 | 0 | 10 |  |  |  |  | R-410A | 1.9667 | Residential & Commercial | USHP | Ducted CEE Tier 1
214628490 | Central HP <5.4 tons | CARRIER | HRCU-A-CB (Split System: Heat Pump with Remote Outdoor Unit-Air-Source) | 38MURAQ24AB3* | ADP |  | V,C36H175P149 | 59SU5B060M17**16 | 23600 | 17 | 8.5 | 24800 | 24000 | 96.77% | 2.02 | 0 | 10.5 |  |  |  |  | R-410A | 1.9667 | Residential & Commercial | USHP | Ducted CEE Tier 1
212380555 | Central HP <5.4 tons | CARRIER | HRCU-A-CB (Split System: Heat Pump with Remote Outdoor Unit-Air-Source) | 25VNA424A*031* | ADP |  | C36A***L539 | 58TN*A090C17**16 | 24200 | 21 | 8.5 | 24800 | 19200 | 77.42% | 2.58 | 0 | 14 |  |  |  |  | R-410A | 2.0167 | Residential & Commercial | USHP | Ducted CEE Tier 1
212380558 | Central HP <5.4 tons | CARRIER | HRCU-A-CB (Split System: Heat Pump with Remote Outdoor Unit-Air-Source) | 25VNA424A*031* | ADP |  | C36A***L129 | 59MN7B060C17**14 | 23000 | 19 | 8.1 | 25200 | 19600 | 77.78% | 2.38 | 0 | 12.5 |  |  |  |  | R-410A | 1.9167 | Residential & Commercial | USHP | Ducted CEE Tier 1
214628584 | Central HP <5.4 tons | CARRIER | HRCU-A-CB (Split System: Heat Pump with Remote Outdoor Unit-Air-Source) | 38MURAQ30AB3* | ADP |  | PL36H210P299 | 58S(B,C)*B070M17**12 | 30600 | 15.2 | 8.1 | 31800 | 26000 | 81.76% | 1.86 | 0 | 9 |  |  |  |  | R-410A | 2.55 | Residential & Commercial | USHP
214628635 | Central HP <5.4 tons | CARRIER | HRCU-A-CB (Split System: Heat Pump with Remote Outdoor Unit-Air-Source) | 38MURAQ30AB3* | ADP |  | C36A***L159 | 58S(B,C)*B070M21**16 | 29800 | 15.2 | 8.1 | 32600 | 27200 | 83.44% | 1.8 | 0 | 9 |  |  |  |  | R-410A | 2.4833 | Residential & Commercial | USHP
214628667 | Central HP <5.4 tons | CARRIER | HRCU-A-CB (Split System: Heat Pump with Remote Outdoor Unit-Air-Source) | 38MURAQ30AB3* | ADP |  | V,C36H175P139 | 58S(B,C)*B090M17**14 | 29600 | 15.2 | 8.1 | 32600 | 27200 | 83.44% | 1.8 | 0 | 8.5 |  |  |  |  | R-410A | 2.4667 | Residential & Commercial | USHP
214628733 | Central HP <5.4 tons | CARRIER | HRCU-A-CB (Split System: Heat Pump with Remote Outdoor Unit-Air-Source) | 38MURAQ30AB3* | ADP |  | PL36H***P449 | 58TP*B070V14**12 | 29400 | 15.2 | 8.1 | 32400 | 26800 | 82.72% | 1.82 | 0 | 8.5 |  |  |  |  | R-410A | 2.45 | Residential & Commercial | USHP
212380575 | Central HP <5.4 tons | CARRIER | HRCU-A-CB (Split System: Heat Pump with Remote Outdoor Unit-Air-Source) | 25VNA424A*031* | ADP |  | C36A***L139 | 59MN7B080C17**14 | 23200 | 20 | 8.5 | 25000 | 19500 | 78% | 2.44 | 0 | 13 |  |  |  |  | R-410A | 1.9333 | Residential & Commercial | USHP | Ducted CEE Tier 1
212380589 | Central HP <5.4 tons | CARRIER | HRCU-A-CB (Split System: Heat Pump with Remote Outdoor Unit-Air-Source) | 25VNA424A*031* | ADP |  | PL36H175P159 | 59TN6B060C17**14 | 23400 | 20 | 8.1 | 25200 | 19600 | 77.78% | 2.42 | 0 | 13 |  |  |  |  | R-410A | 1.95 | Residential & Commercial | USHP | Ducted CEE Tier 1
212986288 | Central HP <5.4 tons | COMFORTMAKER | HRCU-A-CB (Split System: Heat Pump with Remote Outdoor Unit-Air-Source) | DLCURAH18ABK |  |  | EA*4X24L14A* | *96MSN0401410A* | 17400 | 16 | 8.5 | 18500 | 19500 | 105.4% | 2.34 | 0 | 10.5 |  |  |  |  | R-410A | 1.45 | Residential & Commercial | USHP | Ducted CEE Tier 1
210600091 | Central HP <5.4 tons | TEMPSTAR | HRCU-A-CB (Split System: Heat Pump with Remote Outdoor Unit-Air-Source) | TVH837GKA** |  |  | EA*4X60L24A*+WALLCON | *97CMN0602120A* | 32600 | 17 | 8.1 | 32200 | 25000 | 77.64% | 1.96 | 0 | 11.5 |  |  |  |  | R-410A | 2.7167 | Residential & Commercial | USHP | Ducted CEE Tier 1
210600096 | Central HP <5.4 tons | TEMPSTAR | HRCU-A-CB (Split System: Heat Pump with Remote Outdoor Unit-Air-Source) | TVH837GKA** |  |  | EA*4X61L21A*+WALLCON | *80CSU0601716A* | 33200 | 17.5 | 8.1 | 32200 | 25000 | 77.64% | 1.98 | 0 | 11.5 |  |  |  |  | R-410A | 2.7667 | Residential & Commercial | USHP | Ducted CEE Tier 1
210599905 | Central HP <5.4 tons | TEMPSTAR | HRCU-A-CB (Split System: Heat Pump with Remote Outdoor Unit-Air-Source) | TVH825GKA2* |  |  | EA*4X48L21A*+WALLCON | *96CTN0801714A* | 24000 | 16.5 | 8.1 | 21000 | 16600 | 79.05% | 2 | 0 | 11 |  |  |  |  | R-410A | 2 | Residential & Commercial | USHP | Ducted CEE Tier 1
210599914 | Central HP <5.4 tons | TEMPSTAR | HRCU-A-CB (Split System: Heat Pump with Remote Outdoor Unit-Air-Source) | TVH825GKA2* |  |  | EA*4X48L24A*+WALLCON | *95CSU1002122A* | 24200 | 17 | 8.1 | 21000 | 16500 | 78.57% | 2.02 | 0 | 11 |  |  |  |  | R-410A | 2.0167 | Residential & Commercial | USHP | Ducted CEE Tier 1
212984032 | Central HP <5.4 tons | HEIL | HRCU-A-CB (Split System: Heat Pump with Remote Outdoor Unit-Air-Source) | DLCURAH24ABK |  |  | EA*4X24L17A* | *92MSN0601714A* | 23400 | 17 | 8.5 | 26800 | 26400 | 98.51% | 2.24 | 0 | 10 |  |  |  |  | R-410A | 1.95 | Residential & Commercial | USHP | Ducted CEE Tier 1
212984116 | Central HP <5.4 tons | HEIL | HRCU-A-CB (Split System: Heat Pump with Remote Outdoor Unit-Air-Source) | DLCURAH24ABK |  |  | EN(A,D)4X24L17** | *92MSN0601714A* | 23200 | 16.5 | 8.5 | 26800 | 25400 | 94.78% | 2.14 | 0 | 10 |  |  |  |  | R-410A | 1.9333 | Residential & Commercial | USHP | Ducted CEE Tier 1
216976436 | Central HP <5.4 tons | BRYANT HEATING AND COOLING SYSTEMS | HRCU-A-CB (Split System: Heat Pump with Remote Outdoor Unit-Air-Source) | 37MUHAQ18AA3 | ADP |  | PL36H175P15*+TXV | 83*SB36040M17*** | 17700 | 15.2 | 10 | 19000 | 18100 | 95.26% | 1.98 | 0 | 11 |  |  |  |  | R-454B | 1.475 | Residential & Commercial | USHP | Ducted CEE Tier 1
216984642 | Central HP <5.4 tons | BRYANT HEATING AND COOLING SYSTEMS | HRCU-A-CB (Split System: Heat Pump with Remote Outdoor Unit-Air-Source) | 293VAN048**AA* | ADP |  | C48A***L15*+TXV | 987TA66100C21*** | 43500 | 21 | 9.5 | 46000 | 36000 | 78.26% | 2 | 0 | 10.5 |  |  |  |  | R-454B | 3.625 | Residential & Commercial | USHP | Ducted CEE Tier 1
214068549 | Central HP <5.4 tons | LENNOX | HRCU-A-CB (Split System: Heat Pump with Remote Outdoor Unit-Air-Source) | VPC018H4M-3P |  |  | VWHA018H4-3P | 0 | 18000 | 16 | 8.5 | 18000 | 12600 | 70% | 1.8 | 0 | 12 |  |  |  |  | R-410A | 1.5 | Residential & Commercial | USHP | Ducted CEE Tier 1
212578248 | Central HP <5.4 tons | CARRIER | HRCU-A-CB (Split System: Heat Pump with Remote Outdoor Unit-Air-Source) | 25VNA436A*031* | ADP |  | H,PG53936 | 59MN7B060C17**14 | 33800 | 19 | 9 | 33400 | 25200 | 75.45% | 1.98 | 0 | 11.7 |  |  |  |  | R-410A | 2.8167 | Residential & Commercial | USHP | Ducted CEE Tier 1
214627013 | Central HP <5.4 tons | CARRIER | HRCU-A-CB (Split System: Heat Pump with Remote Outdoor Unit-Air-Source) | 25VNA436A*031* | ADP |  | A36VCA+TXV | 59CU5A060C17**16 | 32800 | 19 | 9 | 34000 | 26200 | 77.06% | 1.98 | 0 | 11.5 |  |  |  |  | R-410A | 2.7333 | Residential & Commercial | USHP | Ducted CEE Tier 1
216620200 | Central HP <5.4 tons | COMFORTMAKER | HRCU-A-CB (Split System: Heat Pump with Remote Outdoor Unit-Air-Source) | DLCURAH30ABK |  |  | 40MUAAQ30XA3 | 0 | 30000 | 16.2 | 8.9 | 33000 | 24000 | 72.73% | 1.8 | 11 | 10 |  |  |  |  | R-410A | 2.5 | Residential & Commercial | USHP | Ducted CEE Tier 1
216984648 | Central HP <5.4 tons | BRYANT HEATING AND COOLING SYSTEMS | HRCU-A-CB (Split System: Heat Pump with Remote Outdoor Unit-Air-Source) | 293VAN048**AA* | ADP |  | PL60H210P17*+TXV | 987TA66100C21*** | 44500 | 21 | 9.5 | 46000 | 36000 | 78.26% | 2 | 0 | 11 |  |  |  |  | R-454B | 3.7083 | Residential & Commercial | USHP | Ducted CEE Tier 1
212973038 | Central HP <5.4 tons | HEIL | HRCU-A-CB (Split System: Heat Pump with Remote Outdoor Unit-Air-Source) | DLCURAH18ABK |  |  | EA*4X25L17A* | *96VSN0401712B* | 17700 | 16 | 8.1 | 17800 | 17800 | 100% | 2.14 | 0 | 10.5 |  |  |  |  | R-410A | 1.475 | Residential & Commercial | USHP | Ducted CEE Tier 1
211260278 | Central HP <5.4 tons | DAY & NIGHT | HRCU-A-CB (Split System: Heat Pump with Remote Outdoor Unit-Air-Source) | DLCURAH18ABK |  |  | EA*4X24L17A* | *96VSN0401410A* | 17400 | 16 | 8.5 | 18300 | 19200 | 104.9% | 2.3 | 0 | 10.5 |  |  |  |  | R-410A | 1.45 | Residential & Commercial | USHP | Ducted CEE Tier 1
211260379 | Central HP <5.4 tons | DAY & NIGHT | HRCU-A-CB (Split System: Heat Pump with Remote Outdoor Unit-Air-Source) | DLCURAH18ABK |  |  | EA*4X24L17A* | *80ESU0401712A* | 18400 | 16.5 | 9 | 19200 | 18700 | 97.4% | 2.26 | 0 | 11 |  |  |  |  | R-410A | 1.5333 | Residential & Commercial | USHP | Ducted CEE Tier 1
212986372 | Central HP <5.4 tons | COMFORTMAKER | HRCU-A-CB (Split System: Heat Pump with Remote Outdoor Unit-Air-Source) | DLCURAH18ABK |  |  | EN(A,D)4X30L14** | *96MSN0401410A* | 17600 | 16 | 8.1 | 18200 | 18600 | 102.2% | 2.24 | 0 | 10.5 |  |  |  |  | R-410A | 1.4667 | Residential & Commercial | USHP | Ducted CEE Tier 1
212987022 | Central HP <5.4 tons | COMFORTMAKER | HRCU-A-CB (Split System: Heat Pump with Remote Outdoor Unit-Air-Source) | DLCURAH18ABK |  |  | EA*4X30L14A* | *96MSN0601412A* | 17400 | 16 | 8.5 | 18000 | 18700 | 103.9% | 2.26 | 0 | 10.5 |  |  |  |  | R-410A | 1.45 | Residential & Commercial | USHP | Ducted CEE Tier 1
212987072 | Central HP <5.4 tons | COMFORTMAKER | HRCU-A-CB (Split System: Heat Pump with Remote Outdoor Unit-Air-Source) | DLCURAH18ABK |  |  | EN(A,D)4X30L14** | *96MSN0601412A* | 17500 | 16 | 8.1 | 18000 | 18600 | 103.3% | 2.24 | 0 | 11 |  |  |  |  | R-410A | 1.4583 | Residential & Commercial | USHP | Ducted CEE Tier 1
211260165 | Central HP <5.4 tons | AIRQUEST | HRCU-A-CB (Split System: Heat Pump with Remote Outdoor Unit-Air-Source) | DLCURAH18ABK |  |  | EA*4X24L14A* | *96VTN0601412A* | 17800 | 16 | 8.5 | 18800 | 19000 | 101.1% | 2.28 | 0 | 10.5 |  |  |  |  | R-410A | 1.4833 | Residential & Commercial | USHP | Ducted CEE Tier 1
210600100 | Central HP <5.4 tons | TEMPSTAR | HRCU-A-CB (Split System: Heat Pump with Remote Outdoor Unit-Air-Source) | TVH837GKA** |  |  | EA*4X61L21A*+WALLCON | *80CTL0902120A* | 33200 | 18 | 8.5 | 32000 | 25000 | 78.12% | 2 | 0 | 11.7 |  |  |  |  | R-410A | 2.7667 | Residential & Commercial | USHP | Ducted CEE Tier 1
213738525 | Central HP <5.4 tons | DAY & NIGHT | HRCU-A-CB (Split System: Heat Pump with Remote Outdoor Unit-Air-Source) | DLCURAH36ABK | ADP |  | PL36H175P159 | *92MSN0601412A* | 35400 | 15.2 | 8.1 | 36800 | 34800 | 94.57% | 1.94 | 0 | 10 |  |  |  |  | R-410A | 2.95 | Residential & Commercial | USHP | Ducted CEE Tier 1
214440937 | Central HP <5.4 tons | CARRIER | HRCU-A-CB (Split System: Heat Pump with Remote Outdoor Unit-Air-Source) | 25VNA424A*031* | ADP |  | H,PG9J936 | 59TN6C060C17**14 | 23400 | 20 | 10.5 | 25000 | 19500 | 78% | 2.44 | 0 | 12.5 |  |  |  |  | R-410A | 1.95 | Residential & Commercial | USHP | Ducted CEE Tier 1
214068551 | Central HP <5.4 tons | LENNOX | HRCU-A-CB (Split System: Heat Pump with Remote Outdoor Unit-Air-Source) | VPC036H4M-3PD |  |  | VWHA030H4-3P | 0 | 30000 | 15.2 | 9 | 30000 | 21000 | 70% | 1.8 | 0 | 11 |  |  |  |  | R-410A | 2.5 | Residential & Commercial | USHP | Ducted CEE Tier 1
214573511 | Central HP <5.4 tons | AIRQUEST | HRCU-A-CB (Split System: Heat Pump with Remote Outdoor Unit-Air-Source) | HVH837GKA** |  |  | EN(A,D)4X48L24**+WALLCON | *95CSU1002122B* | 32400 | 17.5 | 8.5 | 32600 | 24800 | 76.07% | 1.98 | 0 | 11.5 |  |  |  |  | R-410A | 2.7 | Residential & Commercial | USHP | Ducted CEE Tier 1
216984638 | Central HP <5.4 tons | BRYANT HEATING AND COOLING SYSTEMS | HRCU-A-CB (Split System: Heat Pump with Remote Outdoor Unit-Air-Source) | 293VAN048**AA* | ADP |  | C60A***L19*+TXV | 987TA60080C21*** | 44500 | 21 | 9.5 | 46500 | 36200 | 77.85% | 2 | 0 | 11 |  |  |  |  | R-454B | 3.7083 | Residential & Commercial | USHP | Ducted CEE Tier 1
207436245 | Central HP <5.4 tons | LENNOX | HRCU-A-CB (Split System: Heat Pump with Remote Outdoor Unit-Air-Source) | SL25XPV-024-230A** |  |  | CX35-48B+TDR | SL280UH090XV48B* | 22200 | 21 | 9.4 | 21600 | 20400 | 94.44% | 1.86 | 14.5 | 14.3 |  |  |  |  | R-410A | 1.85 | Residential & Commercial | USHP | Ducted CEE Tier 1
212974991 | Central HP <5.4 tons | BRYANT HEATING AND COOLING SYSTEMS | HRCU-A-CB (Split System: Heat Pump with Remote Outdoor Unit-Air-Source) | 38MURAQ24AB3* |  |  | CAP**3717AL* | 926TC30040V14*** | 23800 | 16 | 8.1 | 25200 | 22400 | 88.89% | 1.84 | 0 | 10 |  |  |  |  | R-410A | 1.9833 | Residential & Commercial | USHP | Ducted CEE Tier 1
212975750 | Central HP <5.4 tons | BRYANT HEATING AND COOLING SYSTEMS | HRCU-A-CB (Split System: Heat Pump with Remote Outdoor Unit-Air-Source) | 38MURAQ24AB3* |  |  | CNPV*3617AL* | 926TC36060V14*** | 23400 | 16.5 | 8.1 | 26200 | 24600 | 93.89% | 2.04 | 0 | 10 |  |  |  |  | R-410A | 1.95 | Residential & Commercial | USHP | Ducted CEE Tier 1
211260629 | Central HP <5.4 tons | DAY & NIGHT | HRCU-A-CB (Split System: Heat Pump with Remote Outdoor Unit-Air-Source) | DLCURAH18ABK |  |  | EA*4X24L17A* | *80ES(N,L)0701412A* | 17600 | 16 | 8.5 | 18400 | 19100 | 103.8% | 2.3 | 0 | 10.5 |  |  |  |  | R-410A | 1.4667 | Residential & Commercial | USHP | Ducted CEE Tier 1
216984582 | Central HP <5.4 tons | BRYANT HEATING AND COOLING SYSTEMS | HRCU-A-CB (Split System: Heat Pump with Remote Outdoor Unit-Air-Source) | 291VAN054**AA* | ADP |  | C60A***L18*+TXV | 987TA60080C21*** | 49000 | 19 | 10.5 | 50500 | 53000 | 105% | 1.94 | 0 | 11 |  |  |  |  | R-454B | 4.0833 | Residential & Commercial | USHP | Ducted CEE Tier 1
216984583 | Central HP <5.4 tons | BRYANT HEATING AND COOLING SYSTEMS | HRCU-A-CB (Split System: Heat Pump with Remote Outdoor Unit-Air-Source) | 291VAN054**AA* | ADP |  | C60A***L19*+TXV | 987TA60080C21*** | 49000 | 19 | 10.5 | 50500 | 53000 | 105% | 1.94 | 0 | 11 |  |  |  |  | R-454B | 4.0833 | Residential & Commercial | USHP | Ducted CEE Tier 1
212383216 | Central HP <5.4 tons | TEMPSTAR | HRCU-A-CB (Split System: Heat Pump with Remote Outdoor Unit-Air-Source) | DLCURAH36ABK |  |  | EA*4X36L21A* | *95ESU1002120A* | 35400 | 16 | 8.1 | 39500 | 35200 | 89.11% | 1.82 | 0 | 9.5 |  |  |  |  | R-410A | 2.95 | Residential & Commercial | USHP
210599932 | Central HP <5.4 tons | TEMPSTAR | HRCU-A-CB (Split System: Heat Pump with Remote Outdoor Unit-Air-Source) | TVH825GKA2* |  |  | EHD4X42AAL+WALLCON | *96CTN0801714A* | 24000 | 16 | 8.1 | 21400 | 16700 | 78.04% | 2 | 0 | 10.5 |  |  |  |  | R-410A | 2 | Residential & Commercial | USHP | Ducted CEE Tier 1
210599948 | Central HP <5.4 tons | TEMPSTAR | HRCU-A-CB (Split System: Heat Pump with Remote Outdoor Unit-Air-Source) | TVH825GKA2* |  |  | EHD4X48AAL+WALLCON | *95CSU0601716A* | 24200 | 16 | 8.1 | 21400 | 16700 | 78.04% | 2 | 0 | 10.5 |  |  |  |  | R-410A | 2.0167 | Residential & Commercial | USHP | Ducted CEE Tier 1
211260951 | Central HP <5.4 tons | AIRQUEST | HRCU-A-CB (Split System: Heat Pump with Remote Outdoor Unit-Air-Source) | DLCURAH18ABK |  |  | EA*4X25L17A* | *95ESN0261410A* | 18600 | 16 | 8.5 | 18500 | 17400 | 94.05% | 2.12 | 0 | 11 |  |  |  |  | R-410A | 1.55 | Residential & Commercial | USHP | Ducted CEE Tier 1
212975640 | Central HP <5.4 tons | BRYANT HEATING AND COOLING SYSTEMS | HRCU-A-CB (Split System: Heat Pump with Remote Outdoor Unit-Air-Source) | 38MURAQ24AB3* |  |  | CAP**2417AL* | 926TC36060V14*** | 23200 | 16.5 | 8.5 | 26800 | 26800 | 100% | 2.28 | 0 | 10 |  |  |  |  | R-410A | 1.9333 | Residential & Commercial | USHP | Ducted CEE Tier 1
212976401 | Central HP <5.4 tons | BRYANT HEATING AND COOLING SYSTEMS | HRCU-A-CB (Split System: Heat Pump with Remote Outdoor Unit-Air-Source) | 38MURAQ24AB3* |  |  | CAP**3721AL* | 926TC60080V21*** | 24400 | 17 | 8.5 | 25200 | 21400 | 84.92% | 1.8 | 0 | 10.5 |  |  |  |  | R-410A | 2.0333 | Residential & Commercial | USHP | Ducted CEE Tier 1
215864505 | Central HP <5.4 tons | TRANE | HRCU-A-CB (Split System: Heat Pump with Remote Outdoor Unit-Air-Source) | 5TWV8X36A1 |  |  | 5PX*BD04AS3 | S9V2B040D3PSC+LRP | 31800 | 18.1 | 8.5 | 34000 | 25800 | 75.88% | 2 | 0 | 10 |  |  |  |  | R-454B | 2.65 | Residential & Commercial | USHP | Ducted CEE Tier 1
210474516 | Central HP <5.4 tons | HEIL | HRCU-A-CB (Split System: Heat Pump with Remote Outdoor Unit-Air-Source) | HVH825GKA3* |  |  | EHD4X48AAL+WALLCON | *80CTL0701716A* | 24200 | 16.5 | 8.1 | 21200 | 16600 | 78.3% | 2.02 | 0 | 10.5 |  |  |  |  | R-410A | 2.0167 | Residential & Commercial | USHP | Ducted CEE Tier 1
212977575 | Central HP <5.4 tons | BRYANT HEATING AND COOLING SYSTEMS | HRCU-A-CB (Split System: Heat Pump with Remote Outdoor Unit-Air-Source) | 38MURAQ24AB3* |  |  | CAP**2417AL* | 8(0,1)*SB36045M14*** | 23400 | 17 | 9 | 27000 | 26200 | 97.04% | 2.2 | 0 | 10 |  |  |  |  | R-410A | 1.95 | Residential & Commercial | USHP | Ducted CEE Tier 1
215864519 | Central HP <5.4 tons | TRANE | HRCU-A-CB (Split System: Heat Pump with Remote Outdoor Unit-Air-Source) | 5TWV8X36A1 |  |  | 5PX*BD04AS3 | *DHMB060CCV3+LRP | 31600 | 18.1 | 8.5 | 34000 | 25800 | 75.88% | 1.9 | 0 | 10 |  |  |  |  | R-454B | 2.6333 | Residential & Commercial | USHP | Ducted CEE Tier 1
215864521 | Central HP <5.4 tons | TRANE | HRCU-A-CB (Split System: Heat Pump with Remote Outdoor Unit-Air-Source) | 5TWV8X36A1 |  |  | 5PX*BD04AS3 | S8V2B060M4PDB | 32000 | 18.1 | 8.5 | 34200 | 26000 | 76.02% | 2 | 0 | 10 |  |  |  |  | R-454B | 2.6667 | Residential & Commercial | USHP | Ducted CEE Tier 1
215864555 | Central HP <5.4 tons | TRANE | HRCU-A-CB (Split System: Heat Pump with Remote Outdoor Unit-Air-Source) | 5TWV8X36A1 |  |  | 5PX*CD05AS3 | S9V2C100D4VSB+LRP | 32200 | 18.1 | 8.5 | 34000 | 25600 | 75.29% | 2 | 0 | 10 |  |  |  |  | R-454B | 2.6833 | Residential & Commercial | USHP | Ducted CEE Tier 1
215864789 | Central HP <5.4 tons | TRANE | HRCU-A-CB (Split System: Heat Pump with Remote Outdoor Unit-Air-Source) | 5TWV8X36A1 |  |  | 5PX*BD06AS3 | S8V2B060M4PDB | 32800 | 18.1 | 8.5 | 34400 | 26000 | 75.58% | 2 | 0 | 10 |  |  |  |  | R-454B | 2.7333 | Residential & Commercial | USHP | Ducted CEE Tier 1
215864825 | Central HP <5.4 tons | TRANE | HRCU-A-CB (Split System: Heat Pump with Remote Outdoor Unit-Air-Source) | 5TWV8X48A1 |  |  | 5PX*B006AS3 | S8V2B080M4PCB | 44500 | 18.1 | 8.5 | 46000 | 35200 | 76.52% | 2.1 | 0 | 10 |  |  |  |  | R-454B | 3.7083 | Residential & Commercial | USHP | Ducted CEE Tier 1
215864893 | Central HP <5.4 tons | TRANE | HRCU-A-CB (Split System: Heat Pump with Remote Outdoor Unit-Air-Source) | 5TWV8X48A1 |  |  | 5PX*D010AS3 | S9V2C080U5PSC+LRP | 46000 | 18.1 | 8.5 | 45500 | 34800 | 76.48% | 2.1 | 0 | 10.5 |  |  |  |  | R-454B | 3.8333 | Residential & Commercial | USHP | Ducted CEE Tier 1
216974706 | Central HP <5.4 tons | BRYANT HEATING AND COOLING SYSTEMS | HRCU-A-CB (Split System: Heat Pump with Remote Outdoor Unit-Air-Source) | 291VAN054**AA* | ADP |  | PL60H210P29*+TXV | 83*CA60100C21*** | 48000 | 19 | 10.5 | 50500 | 53000 | 105% | 1.96 | 0 | 10.5 |  |  |  |  | R-454B | 4 | Residential & Commercial | USHP | Ducted CEE Tier 1
216974473 | Central HP <5.4 tons | BRYANT HEATING AND COOLING SYSTEMS | HRCU-A-CB (Split System: Heat Pump with Remote Outdoor Unit-Air-Source) | 290VAN060**AA* | ADP |  | A60VHA*+TXV | 83*CA60080C21*** | 56000 | 18 | 9 | 57500 | 41000 | 71.3% | 2.02 | 0 | 9 |  |  |  |  | R-454B | 4.6667 | Residential & Commercial | USHP
216974754 | Central HP <5.4 tons | BRYANT HEATING AND COOLING SYSTEMS | HRCU-A-CB (Split System: Heat Pump with Remote Outdoor Unit-Air-Source) | 293VAN036**AA* | ADP |  | C36A***L13*+TXV | 83*CA48060C17*** | 32600 | 20 | 9.5 | 33200 | 26400 | 79.52% | 2 | 0 | 11 |  |  |  |  | R-454B | 2.7167 | Residential & Commercial | USHP | Ducted CEE Tier 1
213770901 | Central HP <5.4 tons | DAY & NIGHT | HRCU-A-CB (Split System: Heat Pump with Remote Outdoor Unit-Air-Source) | CVH825GKA2* |  |  | EA*4X36L17A*+WALLCON | *96CTN0801714B* | 23600 | 16.5 | 8.1 | 21600 | 16700 | 77.31% | 1.94 | 0 | 10.5 |  |  |  |  | R-410A | 1.9667 | Residential & Commercial | USHP | Ducted CEE Tier 1
213771301 | Central HP <5.4 tons | DAY & NIGHT | HRCU-A-CB (Split System: Heat Pump with Remote Outdoor Unit-Air-Source) | CVH825GKA2* |  |  | EA*4X42L21A*+WALLCON | *95CSU0601716B* | 23600 | 16.5 | 8.1 | 21400 | 16700 | 78.04% | 1.96 | 0 | 10.5 |  |  |  |  | R-410A | 1.9667 | Residential & Commercial | USHP | Ducted CEE Tier 1
213771351 | Central HP <5.4 tons | DAY & NIGHT | HRCU-A-CB (Split System: Heat Pump with Remote Outdoor Unit-Air-Source) | CVH825GKA2* |  |  | EA*4X42L21A*+WALLCON | *96CTN0801714B* | 23600 | 16.5 | 8.1 | 21400 | 16700 | 78.04% | 1.96 | 0 | 10.5 |  |  |  |  | R-410A | 1.9667 | Residential & Commercial | USHP | Ducted CEE Tier 1
213771651 | Central HP <5.4 tons | DAY & NIGHT | HRCU-A-CB (Split System: Heat Pump with Remote Outdoor Unit-Air-Source) | CVH825GKA2* |  |  | EA*4X48L21A*+WALLCON | *96CTN0601714B* | 24000 | 16.5 | 8.1 | 21000 | 16600 | 79.05% | 2 | 0 | 10.5 |  |  |  |  | R-410A | 2 | Residential & Commercial | USHP | Ducted CEE Tier 1
212977659 | Central HP <5.4 tons | BRYANT HEATING AND COOLING SYSTEMS | HRCU-A-CB (Split System: Heat Pump with Remote Outdoor Unit-Air-Source) | 38MURAQ24AB3* |  |  | CNPV*2417AL* | 8(0,1)*SB36045M14*** | 23200 | 16.5 | 8.5 | 26800 | 25000 | 93.28% | 2.08 | 0 | 10 |  |  |  |  | R-410A | 1.9333 | Residential & Commercial | USHP | Ducted CEE Tier 1
207826597 | Central HP <5.4 tons | COMFORTMAKER | HRCU-A-CB (Split System: Heat Pump with Remote Outdoor Unit-Air-Source) | DLCSRBH18AAK |  |  | DLFSABH18XBK | 0 | 18000 | 17.6 | 9.6 | 19000 | 17000 | 89.47% | 2 | 12.5 | 11.7 |  |  |  |  | R-410A | 1.5 | Residential & Commercial | USHP | Ducted CEE Tier 1
216997072 | Central HP <5.4 tons | CARRIER | HRCU-A-CB (Split System: Heat Pump with Remote Outdoor Unit-Air-Source) | 27VNA048A*030* | ADP |  | H,PG35*48+TXV | 59MN7C120C24**22 | 43500 | 17 | 9 | 45500 | 33200 | 72.97% | 2.06 | 0 | 9.5 |  |  |  |  | R-454B | 3.625 | Residential & Commercial | USHP
214229227 | Central HP <5.4 tons | COMFORTMAKER | HRCU-A-CB (Split System: Heat Pump with Remote Outdoor Unit-Air-Source) | DLCURAH30ABK |  |  | EA*4X36L17A* | *80MSU0601716A* | 29400 | 15.2 | 8.1 | 34000 | 27800 | 81.76% | 1.76 | 0 | 9 |  |  |  |  | R-410A | 2.45 | Residential & Commercial | USHP
212969512 | Central HP <5.4 tons | HEIL | HRCU-A-CB (Split System: Heat Pump with Remote Outdoor Unit-Air-Source) | DLCURAH18ABK |  |  | EA*4X19L17A* | *80VSL0451412B* | 18200 | 16.5 | 8.5 | 18100 | 17700 | 97.79% | 2.14 | 0 | 11 |  |  |  |  | R-410A | 1.5167 | Residential & Commercial | USHP | Ducted CEE Tier 1
216984314 | Central HP <5.4 tons | BRYANT HEATING AND COOLING SYSTEMS | HRCU-A-CB (Split System: Heat Pump with Remote Outdoor Unit-Air-Source) | 290VAN060**AA* | ADP |  | C60A***L18*+TXV | 987TA66100C21*** | 55000 | 18 | 9 | 57500 | 41000 | 71.3% | 1.9 | 0 | 9 |  |  |  |  | R-454B | 4.5833 | Residential & Commercial | USHP
216984598 | Central HP <5.4 tons | BRYANT HEATING AND COOLING SYSTEMS | HRCU-A-CB (Split System: Heat Pump with Remote Outdoor Unit-Air-Source) | 293VAN036**AA* | ADP |  | C36A***L13*+TXV | 987TA42060C17*** | 32400 | 19 | 9 | 34000 | 27000 | 79.41% | 1.88 | 0 | 10.5 |  |  |  |  | R-454B | 2.7 | Residential & Commercial | USHP | Ducted CEE Tier 1
216984266 | Central HP <5.4 tons | BRYANT HEATING AND COOLING SYSTEMS | HRCU-A-CB (Split System: Heat Pump with Remote Outdoor Unit-Air-Source) | 290VAN036**AA* | ADP |  | C36A***L53*+TXV | 987TA42080C17*** | 34000 | 18 | 9 | 33000 | 24600 | 74.55% | 1.92 | 0 | 9.5 |  |  |  |  | R-454B | 2.8333 | Residential & Commercial | USHP
216974756 | Central HP <5.4 tons | BRYANT HEATING AND COOLING SYSTEMS | HRCU-A-CB (Split System: Heat Pump with Remote Outdoor Unit-Air-Source) | 293VAN036**AA* | ADP |  | V,C36H175P14*+TXV | 83*CA48060C17*** | 32600 | 20 | 9.5 | 33200 | 26400 | 79.52% | 2 | 0 | 11 |  |  |  |  | R-454B | 2.7167 | Residential & Commercial | USHP | Ducted CEE Tier 1
216974772 | Central HP <5.4 tons | BRYANT HEATING AND COOLING SYSTEMS | HRCU-A-CB (Split System: Heat Pump with Remote Outdoor Unit-Air-Source) | 293VAN036**AA* | ADP |  | PL36H210P74*+TXV | 83*CB36040C17*** | 32800 | 20 | 9.5 | 33200 | 26200 | 78.92% | 2.02 | 0 | 11.5 |  |  |  |  | R-454B | 2.7333 | Residential & Commercial | USHP | Ducted CEE Tier 1
216974773 | Central HP <5.4 tons | BRYANT HEATING AND COOLING SYSTEMS | HRCU-A-CB (Split System: Heat Pump with Remote Outdoor Unit-Air-Source) | 293VAN036**AA* | ADP |  | C36A***L15*+TXV | 83*CB36040C17*** | 33200 | 20 | 9.5 | 32800 | 25800 | 78.66% | 2.04 | 0 | 11.7 |  |  |  |  | R-454B | 2.7667 | Residential & Commercial | USHP | Ducted CEE Tier 1
216974788 | Central HP <5.4 tons | BRYANT HEATING AND COOLING SYSTEMS | HRCU-A-CB (Split System: Heat Pump with Remote Outdoor Unit-Air-Source) | 293VAN036**AA* | ADP |  | V,C36H175P13*+TXV | 83*CB48060C17*** | 32800 | 20 | 9.5 | 33200 | 26200 | 78.92% | 2 | 0 | 11.5 |  |  |  |  | R-454B | 2.7333 | Residential & Commercial | USHP | Ducted CEE Tier 1
216974372 | Central HP <5.4 tons | BRYANT HEATING AND COOLING SYSTEMS | HRCU-A-CB (Split System: Heat Pump with Remote Outdoor Unit-Air-Source) | 290VAN036**AA* | ADP |  | PL36H210P74*+TXV | 83*CB36040C17*** | 33400 | 18 | 9 | 33400 | 24600 | 73.65% | 1.9 | 0 | 9.5 |  |  |  |  | R-454B | 2.7833 | Residential & Commercial | USHP
216974386 | Central HP <5.4 tons | BRYANT HEATING AND COOLING SYSTEMS | HRCU-A-CB (Split System: Heat Pump with Remote Outdoor Unit-Air-Source) | 290VAN036**AA* | ADP |  | C36A***L15*+TXV | 83*CB48060C17*** | 33600 | 18 | 9 | 33400 | 24600 | 73.65% | 1.9 | 0 | 9.5 |  |  |  |  | R-454B | 2.8 | Residential & Commercial | USHP
216761960 | Central HP <5.4 tons | BRYANT HEATING AND COOLING SYSTEMS | HRCU-A-CB (Split System: Heat Pump with Remote Outdoor Unit-Air-Source) | 38MURAQ24AA3* | ADP |  | H,PG21930 | 927TA48060V17*** | 22800 | 15.2 | 8.95 | 23200 | 19200 | 82.76% | 2.14 | 0 | 9.5 |  |  |  |  | R-410A | 1.9 | Residential & Commercial | USHP
212976979 | Central HP <5.4 tons | BRYANT HEATING AND COOLING SYSTEMS | HRCU-A-CB (Split System: Heat Pump with Remote Outdoor Unit-Air-Source) | 38MURAQ24AB3* |  |  | CAP**3621AL* | 926TC66100V21*** | 24200 | 17.5 | 8.5 | 26400 | 23200 | 87.88% | 1.92 | 0 | 10 |  |  |  |  | R-410A | 2.0167 | Residential & Commercial | USHP | Ducted CEE Tier 1
212977647 | Central HP <5.4 tons | BRYANT HEATING AND COOLING SYSTEMS | HRCU-A-CB (Split System: Heat Pump with Remote Outdoor Unit-Air-Source) | 38MURAQ24AB3* |  |  | CNPV*2414AL* | 8(0,1)*SB36045M14*** | 23200 | 16.5 | 8.5 | 26800 | 25000 | 93.28% | 2.08 | 0 | 10 |  |  |  |  | R-410A | 1.9333 | Residential & Commercial | USHP | Ducted CEE Tier 1
211227528 | Central HP <5.4 tons | TEMPSTAR | HRCU-A-CB (Split System: Heat Pump with Remote Outdoor Unit-Air-Source) | DLCURAH36ABK |  |  | EA*4X42L21A* | *92ESN0801716A* | 35400 | 16 | 8.1 | 38500 | 35000 | 90.91% | 1.88 | 0 | 10 |  |  |  |  | R-410A | 2.95 | Residential & Commercial | USHP | Ducted CEE Tier 1
211227581 | Central HP <5.4 tons | TEMPSTAR | HRCU-A-CB (Split System: Heat Pump with Remote Outdoor Unit-Air-Source) | DLCURAH36ABK |  |  | EA*4X42L21A* | *95ESN0802120A* | 36000 | 15.5 | 8.1 | 39500 | 35200 | 89.11% | 1.92 | 0 | 10 |  |  |  |  | R-410A | 3 | Residential & Commercial | USHP | Ducted CEE Tier 1
211227797 | Central HP <5.4 tons | TEMPSTAR | HRCU-A-CB (Split System: Heat Pump with Remote Outdoor Unit-Air-Source) | DLCURAH36ABK |  |  | EA*4X42L24A* | *80ES(N,L)0902120A* | 36000 | 16 | 8.1 | 39500 | 35000 | 88.61% | 1.92 | 0 | 10 |  |  |  |  | R-410A | 3 | Residential & Commercial | USHP | Ducted CEE Tier 1
211227914 | Central HP <5.4 tons | TEMPSTAR | HRCU-A-CB (Split System: Heat Pump with Remote Outdoor Unit-Air-Source) | DLCURAH36ABK |  |  | EA*4X42L24A* | *80ESU1002120A* | 35600 | 16 | 8.1 | 38500 | 35000 | 90.91% | 1.88 | 0 | 10 |  |  |  |  | R-410A | 2.9667 | Residential & Commercial | USHP | Ducted CEE Tier 1
212980977 | Central HP <5.4 tons | HEIL | HRCU-A-CB (Split System: Heat Pump with Remote Outdoor Unit-Air-Source) | DLCURAH30ABK |  |  | EN(A,D,W)4X42L21** | *80MS(N,L)1102120A* | 30200 | 15.2 | 8.1 | 34400 | 27600 | 80.23% | 1.8 | 0 | 9 |  |  |  |  | R-410A | 2.5167 | Residential & Commercial | USHP
216984647 | Central HP <5.4 tons | BRYANT HEATING AND COOLING SYSTEMS | HRCU-A-CB (Split System: Heat Pump with Remote Outdoor Unit-Air-Source) | 293VAN048**AA* | ADP |  | C60A***L16*+TXV | 987TA66100C21*** | 43500 | 21 | 9.5 | 46000 | 36000 | 78.26% | 2 | 0 | 10.5 |  |  |  |  | R-454B | 3.625 | Residential & Commercial | USHP | Ducted CEE Tier 1
216984300 | Central HP <5.4 tons | BRYANT HEATING AND COOLING SYSTEMS | HRCU-A-CB (Split System: Heat Pump with Remote Outdoor Unit-Air-Source) | 290VAN060**AA* | ADP |  | PL60H210P29*+TXV | 987TA60080C21*** | 53500 | 18 | 9 | 58000 | 41500 | 71.55% | 2.02 | 0 | 8.5 |  |  |  |  | R-454B | 4.4583 | Residential & Commercial | USHP
215295769 | Central HP <5.4 tons | AIRQUEST | HRCU-A-CB (Split System: Heat Pump with Remote Outdoor Unit-Air-Source) | DLCURAH36ABK | ADP |  | HE8J936 | *96VTN1202422B* | 34400 | 16 | 8.5 | 36200 | 34200 | 94.48% | 2.02 | 0 | 9.5 |  |  |  |  | R-410A | 2.8667 | Residential & Commercial | USHP
216976425 | Central HP <5.4 tons | BRYANT HEATING AND COOLING SYSTEMS | HRCU-A-CB (Split System: Heat Pump with Remote Outdoor Unit-Air-Source) | 37MUHAQ18AA3 | ADP |  | PL36H175P15*+TXV | 83*CA36040C17*** | 17900 | 15.2 | 10.5 | 18400 | 17400 | 94.57% | 2 | 0 | 11 |  |  |  |  | R-454B | 1.4917 | Residential & Commercial | USHP | Ducted CEE Tier 1
216984631 | Central HP <5.4 tons | BRYANT HEATING AND COOLING SYSTEMS | HRCU-A-CB (Split System: Heat Pump with Remote Outdoor Unit-Air-Source) | 293VAN048**AA* | ADP |  | V,C48H210P16*+TXV | 987TA60080C21*** | 43500 | 21 | 9.5 | 46500 | 36200 | 77.85% | 2 | 0 | 10.5 |  |  |  |  | R-454B | 3.625 | Residential & Commercial | USHP | Ducted CEE Tier 1
212982415 | Central HP <5.4 tons | HEIL | HRCU-A-CB (Split System: Heat Pump with Remote Outdoor Unit-Air-Source) | DLCURAH18ABK |  |  | EA*4X30L17A* | *80MSU0401712A* | 17500 | 16 | 8.5 | 18100 | 18500 | 102.2% | 2.24 | 0 | 10.5 |  |  |  |  | R-410A | 1.4583 | Residential & Commercial | USHP | Ducted CEE Tier 1
212978770 | Central HP <5.4 tons | HEIL | HRCU-A-CB (Split System: Heat Pump with Remote Outdoor Unit-Air-Source) | DLCURAH18ABK |  |  | EA*4X25L17A* | *80MS(N,L)0701712A* | 18000 | 17 | 8.5 | 17800 | 17700 | 99.44% | 2.14 | 0 | 11 |  |  |  |  | R-410A | 1.5 | Residential & Commercial | USHP | Ducted CEE Tier 1
212973213 | Central HP <5.4 tons | BRYANT HEATING AND COOLING SYSTEMS | HRCU-A-CB (Split System: Heat Pump with Remote Outdoor Unit-Air-Source) | 38MURAQ24AB3* |  |  | CAP**3617AL* | 926SB36040V17*** | 23400 | 16.5 | 8.5 | 26200 | 24400 | 93.13% | 2.02 | 0 | 10 |  |  |  |  | R-410A | 1.95 | Residential & Commercial | USHP | Ducted CEE Tier 1
211259920 | Central HP <5.4 tons | AIRQUEST | HRCU-A-CB (Split System: Heat Pump with Remote Outdoor Unit-Air-Source) | DLCURAH18ABK |  |  | EA*4X19L17A* | *80ES(N,L)0701712A* | 18600 | 16.5 | 8.5 | 18400 | 17500 | 95.11% | 2.14 | 0 | 11 |  |  |  |  | R-410A | 1.55 | Residential & Commercial | USHP | Ducted CEE Tier 1
212973678 | Central HP <5.4 tons | HEIL | HRCU-A-CB (Split System: Heat Pump with Remote Outdoor Unit-Air-Source) | DLCURAH18ABK |  |  | EA*4X25L17A* | *96VSN0801716B* | 17800 | 16.5 | 8.1 | 17600 | 17800 | 101.1% | 2.14 | 0 | 10.5 |  |  |  |  | R-410A | 1.4833 | Residential & Commercial | USHP | Ducted CEE Tier 1
216984302 | Central HP <5.4 tons | BRYANT HEATING AND COOLING SYSTEMS | HRCU-A-CB (Split System: Heat Pump with Remote Outdoor Unit-Air-Source) | 290VAN060**AA* | ADP |  | A60VHA*+TXV | 987TA60080C21*** | 55500 | 18 | 9 | 58000 | 41500 | 71.55% | 2.02 | 0 | 9 |  |  |  |  | R-454B | 4.625 | Residential & Commercial | USHP
216984309 | Central HP <5.4 tons | BRYANT HEATING AND COOLING SYSTEMS | HRCU-A-CB (Split System: Heat Pump with Remote Outdoor Unit-Air-Source) | 290VAN060**AA* | ADP |  | V,C60H210P29*+TXV | 987TA66100C21*** | 54000 | 18 | 9 | 57500 | 41000 | 71.3% | 1.9 | 0 | 8.5 |  |  |  |  | R-454B | 4.5 | Residential & Commercial | USHP
213079268 | Central HP <5.4 tons | HEIL | HRCU-A-CB (Split System: Heat Pump with Remote Outdoor Unit-Air-Source) | DLCURAH36ABK |  |  | EA*4X48L21A* | *80MSU0802120A* | 36200 | 16.5 | 8.5 | 38000 | 34600 | 91.05% | 2.06 | 0 | 10 |  |  |  |  | R-410A | 3.0167 | Residential & Commercial | USHP | Ducted CEE Tier 1
214229429 | Central HP <5.4 tons | COMFORTMAKER | HRCU-A-CB (Split System: Heat Pump with Remote Outdoor Unit-Air-Source) | DLCURAH36ABK |  |  | EA*4X42L24A* | *80MSU1002120A* | 35200 | 16 | 8.5 | 38500 | 35000 | 90.91% | 1.88 | 0 | 9.5 |  |  |  |  | R-410A | 2.9333 | Residential & Commercial | USHP
211201111 | Central HP <5.4 tons | CARRIER | HRCU-A-CB (Split System: Heat Pump with Remote Outdoor Unit-Air-Source) | 38MURAQ30AB3* |  |  | CAP**3721AL* | GG96VTAA60100C | 30600 | 15.2 | 8.1 | 33000 | 26200 | 79.39% | 1.84 | 0 | 9 |  |  |  |  | R-410A | 2.55 | Residential & Commercial | USHP
216984304 | Central HP <5.4 tons | BRYANT HEATING AND COOLING SYSTEMS | HRCU-A-CB (Split System: Heat Pump with Remote Outdoor Unit-Air-Source) | 290VAN060**AA* | ADP |  | PL60H210P17*+TXV | 987TA60080C21*** | 55000 | 18 | 9 | 58000 | 41500 | 71.55% | 2.02 | 0 | 8.5 |  |  |  |  | R-454B | 4.5833 | Residential & Commercial | USHP
216984602 | Central HP <5.4 tons | BRYANT HEATING AND COOLING SYSTEMS | HRCU-A-CB (Split System: Heat Pump with Remote Outdoor Unit-Air-Source) | 293VAN036**AA* | ADP |  | V,C36H175P15*+TXV | 987TA42060C17*** | 33000 | 19 | 9 | 33800 | 26600 | 78.7% | 1.9 | 0 | 11 |  |  |  |  | R-454B | 2.75 | Residential & Commercial | USHP | Ducted CEE Tier 1
216984604 | Central HP <5.4 tons | BRYANT HEATING AND COOLING SYSTEMS | HRCU-A-CB (Split System: Heat Pump with Remote Outdoor Unit-Air-Source) | 293VAN036**AA* | ADP |  | C36A***L15*+TXV | 987TA42060C17*** | 32800 | 19 | 9 | 33800 | 26600 | 78.7% | 1.9 | 0 | 11 |  |  |  |  | R-454B | 2.7333 | Residential & Commercial | USHP | Ducted CEE Tier 1
216984611 | Central HP <5.4 tons | BRYANT HEATING AND COOLING SYSTEMS | HRCU-A-CB (Split System: Heat Pump with Remote Outdoor Unit-Air-Source) | 293VAN036**AA* | ADP |  | C36A***L13*+TXV | 987TA42080C17*** | 32400 | 19 | 9.5 | 33600 | 26800 | 79.76% | 2 | 0 | 11 |  |  |  |  | R-454B | 2.7 | Residential & Commercial | USHP | Ducted CEE Tier 1
212977671 | Central HP <5.4 tons | BRYANT HEATING AND COOLING SYSTEMS | HRCU-A-CB (Split System: Heat Pump with Remote Outdoor Unit-Air-Source) | 38MURAQ24AB3* |  |  | CNPV*3014AL* | 8(0,1)*SB36045M14*** | 23600 | 17 | 8.1 | 26000 | 24000 | 92.31% | 2 | 0 | 10 |  |  |  |  | R-410A | 1.9667 | Residential & Commercial | USHP | Ducted CEE Tier 1
212971452 | Central HP <5.4 tons | HEIL | HRCU-A-CB (Split System: Heat Pump with Remote Outdoor Unit-Air-Source) | DLCURAH18ABK |  |  | EA*4X24L17A* | *80VTL0701716B* | 17500 | 16 | 8.5 | 18500 | 19500 | 105.4% | 2.34 | 0 | 10.5 |  |  |  |  | R-410A | 1.4583 | Residential & Commercial | USHP | Ducted CEE Tier 1
212971485 | Central HP <5.4 tons | HEIL | HRCU-A-CB (Split System: Heat Pump with Remote Outdoor Unit-Air-Source) | DLCURAH18ABK |  |  | EN(A,D)4X24L17** | *80VTL0701716B* | 17500 | 16 | 8.5 | 18500 | 19200 | 103.8% | 2.3 | 0 | 10.5 |  |  |  |  | R-410A | 1.4583 | Residential & Commercial | USHP | Ducted CEE Tier 1
215318932 | Central HP <5.4 tons | COMFORTMAKER | HRCU-A-CB (Split System: Heat Pump with Remote Outdoor Unit-Air-Source) | D5CSHAH18AAK |  |  | D5FSAAH18XBK | 0 | 18000 | 18.2 | 10.1 | 19500 | 18000 | 92.31% | 2.2 | 0 | 12 |  |  |  |  | R-454B | 1.5 | Residential & Commercial | USHP | Ducted CEE Tier 1
215864497 | Central HP <5.4 tons | TRANE | HRCU-A-CB (Split System: Heat Pump with Remote Outdoor Unit-Air-Source) | 5TWV8X36A1 |  |  | 5PX*B004AS3 | L8V1B080U4VSB+LRP | 31600 | 18.1 | 8.5 | 32800 | 25600 | 78.05% | 2 | 0 | 10 |  |  |  |  | R-454B | 2.6333 | Residential & Commercial | USHP | Ducted CEE Tier 1
215864529 | Central HP <5.4 tons | TRANE | HRCU-A-CB (Split System: Heat Pump with Remote Outdoor Unit-Air-Source) | 5TWV8X36A1 |  |  | 5PX*C005AS3 | S8V2C100M5PCB | 31800 | 18.1 | 8.5 | 32800 | 25400 | 77.44% | 2.1 | 0 | 10 |  |  |  |  | R-454B | 2.65 | Residential & Commercial | USHP | Ducted CEE Tier 1
212984212 | Central HP <5.4 tons | HEIL | HRCU-A-CB (Split System: Heat Pump with Remote Outdoor Unit-Air-Source) | DLCURAH18ABK |  |  | EN(A,D)4X24L17** | *92MSN0601714A* | 17500 | 16 | 8.5 | 18500 | 19200 | 103.8% | 2.3 | 0 | 10.5 |  |  |  |  | R-410A | 1.4583 | Residential & Commercial | USHP | Ducted CEE Tier 1
212975365 | Central HP <5.4 tons | BRYANT HEATING AND COOLING SYSTEMS | HRCU-A-CB (Split System: Heat Pump with Remote Outdoor Unit-Air-Source) | 38MURAQ24AB3* |  |  | CNPV*3621AL* | 926TC36040V17*** | 23200 | 16 | 8.1 | 26200 | 24800 | 94.66% | 2.06 | 0 | 10 |  |  |  |  | R-410A | 1.9333 | Residential & Commercial | USHP | Ducted CEE Tier 1
212988835 | Central HP <5.4 tons | DAY & NIGHT | HRCU-A-CB (Split System: Heat Pump with Remote Outdoor Unit-Air-Source) | DLCURAH18ABK |  |  | EN(A,D)4X30L17** | *95MSU0401712A* | 17500 | 16 | 8.1 | 18000 | 18700 | 103.9% | 2.24 | 0 | 11 |  |  |  |  | R-410A | 1.4583 | Residential & Commercial | USHP | Ducted CEE Tier 1
216976431 | Central HP <5.4 tons | BRYANT HEATING AND COOLING SYSTEMS | HRCU-A-CB (Split System: Heat Pump with Remote Outdoor Unit-Air-Source) | 37MUHAQ18AA3 | ADP |  | PL36H210P29*+TXV | 83*SB36040M17*** | 18400 | 15.2 | 9.5 | 18400 | 17300 | 94.02% | 2 | 0 | 11.5 |  |  |  |  | R-454B | 1.5333 | Residential & Commercial | USHP | Ducted CEE Tier 1
212975717 | Central HP <5.4 tons | BRYANT HEATING AND COOLING SYSTEMS | HRCU-A-CB (Split System: Heat Pump with Remote Outdoor Unit-Air-Source) | 38MURAQ24AB3* |  |  | CNPV*2417AL* | 926TC36060V14*** | 23200 | 16.5 | 8.5 | 26800 | 25400 | 94.78% | 2.12 | 0 | 10 |  |  |  |  | R-410A | 1.9333 | Residential & Commercial | USHP | Ducted CEE Tier 1
212975994 | Central HP <5.4 tons | BRYANT HEATING AND COOLING SYSTEMS | HRCU-A-CB (Split System: Heat Pump with Remote Outdoor Unit-Air-Source) | 38MURAQ24AB3* |  |  | CAP**2417AL* | 926TC48080V17*** | 23600 | 16.5 | 8.5 | 27000 | 25600 | 94.81% | 2.14 | 0 | 10 |  |  |  |  | R-410A | 1.9667 | Residential & Commercial | USHP | Ducted CEE Tier 1
212976085 | Central HP <5.4 tons | BRYANT HEATING AND COOLING SYSTEMS | HRCU-A-CB (Split System: Heat Pump with Remote Outdoor Unit-Air-Source) | 38MURAQ24AB3* |  |  | CNPV*2417AL* | 926TC48080V17*** | 23400 | 16.5 | 8.5 | 27000 | 24800 | 91.85% | 2.04 | 0 | 10 |  |  |  |  | R-410A | 1.95 | Residential & Commercial | USHP | Ducted CEE Tier 1
216984573 | Central HP <5.4 tons | BRYANT HEATING AND COOLING SYSTEMS | HRCU-A-CB (Split System: Heat Pump with Remote Outdoor Unit-Air-Source) | 291VAN054**AA* | ADP |  | PL60H210P29*+TXV | 987TA60080C21*** | 48000 | 19 | 10.5 | 50500 | 53000 | 105% | 1.94 | 0 | 10.5 |  |  |  |  | R-454B | 4 | Residential & Commercial | USHP | Ducted CEE Tier 1
213311592 | Central HP <5.4 tons | CARRIER | HRCU-A-CB (Split System: Heat Pump with Remote Outdoor Unit-Air-Source) | 38MURAQ24AB3* | ADP |  | V36H***P219+CBPE3A* | 0 | 24000 | 18 | 8.9 | 25000 | 22600 | 90.4% | 1.9 | 0 | 10.5 |  |  |  |  | R-410A | 2 | Residential & Commercial | USHP | Ducted CEE Tier 1
216984574 | Central HP <5.4 tons | BRYANT HEATING AND COOLING SYSTEMS | HRCU-A-CB (Split System: Heat Pump with Remote Outdoor Unit-Air-Source) | 291VAN054**AA* | ADP |  | V,C60H210P29*+TXV | 987TA60080C21*** | 48000 | 19 | 10.5 | 50500 | 53000 | 105% | 1.94 | 0 | 10.5 |  |  |  |  | R-454B | 4 | Residential & Commercial | USHP | Ducted CEE Tier 1
216984590 | Central HP <5.4 tons | BRYANT HEATING AND COOLING SYSTEMS | HRCU-A-CB (Split System: Heat Pump with Remote Outdoor Unit-Air-Source) | 291VAN054**AA* | ADP |  | PL60H210P17*+TXV | 987TA66100C21*** | 49000 | 19 | 10.5 | 50500 | 53000 | 105% | 1.96 | 0 | 11 |  |  |  |  | R-454B | 4.0833 | Residential & Commercial | USHP | Ducted CEE Tier 1
216984591 | Central HP <5.4 tons | BRYANT HEATING AND COOLING SYSTEMS | HRCU-A-CB (Split System: Heat Pump with Remote Outdoor Unit-Air-Source) | 291VAN054**AA* | ADP |  | V,C60H210P17*+TXV | 987TA66100C21*** | 49000 | 19 | 10.5 | 50500 | 53000 | 105% | 1.96 | 0 | 11 |  |  |  |  | R-454B | 4.0833 | Residential & Commercial | USHP | Ducted CEE Tier 1
216984250 | Central HP <5.4 tons | BRYANT HEATING AND COOLING SYSTEMS | HRCU-A-CB (Split System: Heat Pump with Remote Outdoor Unit-Air-Source) | 290VAN036**AA* | ADP |  | C36A***L15*+TXV | 987TA42060C17*** | 33200 | 17 | 9 | 33600 | 25000 | 74.4% | 1.88 | 0 | 9.5 |  |  |  |  | R-454B | 2.7667 | Residential & Commercial | USHP
214572801 | Central HP <5.4 tons | AIRQUEST | HRCU-A-CB (Split System: Heat Pump with Remote Outdoor Unit-Air-Source) | HVH837GKA** |  |  | EA*4X48L21A*+WALLCON | *97CMN0602120B* | 32200 | 17 | 8.5 | 32600 | 25200 | 77.3% | 1.96 | 0 | 11 |  |  |  |  | R-410A | 2.6833 | Residential & Commercial | USHP | Ducted CEE Tier 1
212977587 | Central HP <5.4 tons | BRYANT HEATING AND COOLING SYSTEMS | HRCU-A-CB (Split System: Heat Pump with Remote Outdoor Unit-Air-Source) | 38MURAQ24AB3* |  |  | CAP**2517AL* | 8(0,1)*SB36045M14*** | 24200 | 17 | 8.5 | 25200 | 21800 | 86.51% | 1.82 | 0 | 10 |  |  |  |  | R-410A | 2.0167 | Residential & Commercial | USHP | Ducted CEE Tier 1
212977623 | Central HP <5.4 tons | BRYANT HEATING AND COOLING SYSTEMS | HRCU-A-CB (Split System: Heat Pump with Remote Outdoor Unit-Air-Source) | 38MURAQ24AB3* |  |  | CAP**3617AL* | 8(0,1)*SB36045M14*** | 23800 | 17 | 8.5 | 26200 | 23800 | 90.84% | 1.96 | 0 | 10 |  |  |  |  | R-410A | 1.9833 | Residential & Commercial | USHP | Ducted CEE Tier 1
211261996 | Central HP <5.4 tons | AIRQUEST | HRCU-A-CB (Split System: Heat Pump with Remote Outdoor Unit-Air-Source) | DLCURAH18ABK |  |  | EA*4X30L17A* | *80ES(N,L)0451412A* | 18200 | 16.5 | 8.5 | 18700 | 18400 | 98.4% | 2.22 | 0 | 11 |  |  |  |  | R-410A | 1.5167 | Residential & Commercial | USHP | Ducted CEE Tier 1
211262180 | Central HP <5.4 tons | AIRQUEST | HRCU-A-CB (Split System: Heat Pump with Remote Outdoor Unit-Air-Source) | DLCURAH18ABK |  |  | EA*4X30L17A* | OMV098J12* | 18300 | 16 | 8.5 | 18900 | 18400 | 97.35% | 2.22 | 0 | 10.5 |  |  |  |  | R-410A | 1.525 | Residential & Commercial | USHP | Ducted CEE Tier 1
212972398 | Central HP <5.4 tons | CARRIER | HRCU-A-CB (Split System: Heat Pump with Remote Outdoor Unit-Air-Source) | 38MURAQ24AB3* |  |  | CAP**3621AL* | 58TP*B110V21**22 | 24000 | 17.5 | 8.5 | 26400 | 23200 | 87.88% | 1.94 | 0 | 10 |  |  |  |  | R-410A | 2 | Residential & Commercial | USHP | Ducted CEE Tier 1
212972902 | Central HP <5.4 tons | CARRIER | HRCU-A-CB (Split System: Heat Pump with Remote Outdoor Unit-Air-Source) | 38MURAQ24AB3* |  |  | CAP**2417AL* | 59SP6B040V14**10 | 23200 | 16 | 8.5 | 27000 | 26600 | 98.52% | 2.24 | 0 | 9.5 |  |  |  |  | R-410A | 1.9333 | Residential & Commercial | USHP
215864655 | Central HP <5.4 tons | TRANE | HRCU-A-CB (Split System: Heat Pump with Remote Outdoor Unit-Air-Source) | 5TWV8X48A1 |  |  | 5PX*C007AS3 | S8V2C100M5PDB | 45000 | 18.1 | 8.5 | 46000 | 35400 | 76.96% | 2.1 | 0 | 10 |  |  |  |  | R-454B | 3.75 | Residential & Commercial | USHP | Ducted CEE Tier 1
215864823 | Central HP <5.4 tons | TRANE | HRCU-A-CB (Split System: Heat Pump with Remote Outdoor Unit-Air-Source) | 5TWV8X48A1 |  |  | 5PX*B006AS3 | S8V2B060M4PCB | 44500 | 18.1 | 8.5 | 46000 | 35400 | 76.96% | 2.1 | 0 | 10 |  |  |  |  | R-454B | 3.7083 | Residential & Commercial | USHP | Ducted CEE Tier 1
215864857 | Central HP <5.4 tons | TRANE | HRCU-A-CB (Split System: Heat Pump with Remote Outdoor Unit-Air-Source) | 5TWV8X48A1 |  |  | 5PX*CD09AS3 | S9V2C100D4VSB+LRP | 46000 | 18.1 | 8.5 | 45500 | 34800 | 76.48% | 2.1 | 0 | 10.5 |  |  |  |  | R-454B | 3.8333 | Residential & Commercial | USHP | Ducted CEE Tier 1
215864889 | Central HP <5.4 tons | TRANE | HRCU-A-CB (Split System: Heat Pump with Remote Outdoor Unit-Air-Source) | 5TWV8X48A1 |  |  | 5PX*D010AS3 | S9V2C100U5PSC+LRP | 46000 | 18.1 | 8.5 | 45500 | 34800 | 76.48% | 2.1 | 0 | 10.5 |  |  |  |  | R-454B | 3.8333 | Residential & Commercial | USHP | Ducted CEE Tier 1
215864937 | Central HP <5.4 tons | TRANE | HRCU-A-CB (Split System: Heat Pump with Remote Outdoor Unit-Air-Source) | 5TWV8X48A1 |  |  | 5TXCC007AS3 | *UHMC100CCV4+LRP | 45000 | 18.1 | 8.5 | 45500 | 35000 | 76.92% | 2.1 | 0 | 10.5 |  |  |  |  | R-454B | 3.75 | Residential & Commercial | USHP | Ducted CEE Tier 1
215864957 | Central HP <5.4 tons | TRANE | HRCU-A-CB (Split System: Heat Pump with Remote Outdoor Unit-Air-Source) | 5TWV8X48A1 |  |  | 5TXCD008AS3 | S9V2C100U5PSC+LRP | 45500 | 18.1 | 8.5 | 45500 | 35200 | 77.36% | 2.1 | 0 | 10 |  |  |  |  | R-454B | 3.7917 | Residential & Commercial | USHP | Ducted CEE Tier 1
215864973 | Central HP <5.4 tons | TRANE | HRCU-A-CB (Split System: Heat Pump with Remote Outdoor Unit-Air-Source) | 5TWV8X48A1 |  |  | 5TXCD008AS3 | S8V2C080M5PCB | 45000 | 18.1 | 8.5 | 45500 | 35000 | 76.92% | 2.2 | 0 | 10 |  |  |  |  | R-454B | 3.75 | Residential & Commercial | USHP | Ducted CEE Tier 1
215865091 | Central HP <5.4 tons | TRANE | HRCU-A-CB (Split System: Heat Pump with Remote Outdoor Unit-Air-Source) | 5TWV8X48A1 |  |  | 5PX*D008AS3+P0V0D000M50SD+LRP | 0 | 46000 | 18.1 | 8.5 | 45500 | 34800 | 76.48% | 2.2 | 0 | 11 |  |  |  |  | R-454B | 3.8333 | Residential & Commercial | USHP | Ducted CEE Tier 1
215865107 | Central HP <5.4 tons | TRANE | HRCU-A-CB (Split System: Heat Pump with Remote Outdoor Unit-Air-Source) | 5TWV8X48A1 |  |  | 5TXCD008AS3+P0V0C000M50SD+LRP | 0 | 45500 | 18.1 | 8.5 | 45500 | 34800 | 76.48% | 2.2 | 0 | 10.5 |  |  |  |  | R-454B | 3.7917 | Residential & Commercial | USHP | Ducted CEE Tier 1
212976387 | Central HP <5.4 tons | BRYANT HEATING AND COOLING SYSTEMS | HRCU-A-CB (Split System: Heat Pump with Remote Outdoor Unit-Air-Source) | 38MURAQ24AB3* |  |  | CAP**3621AL* | 926TC60080V21*** | 24000 | 17 | 8.5 | 26400 | 23400 | 88.64% | 1.94 | 0 | 10 |  |  |  |  | R-410A | 2 | Residential & Commercial | USHP | Ducted CEE Tier 1
212986277 | Central HP <5.4 tons | DAY & NIGHT | HRCU-A-CB (Split System: Heat Pump with Remote Outdoor Unit-Air-Source) | DLCURAH18ABK |  |  | EA*4X19L17A* | *96MSN0401410A* | 17900 | 16 | 8.5 | 18000 | 17800 | 98.89% | 2.14 | 0 | 10.5 |  |  |  |  | R-410A | 1.4917 | Residential & Commercial | USHP | Ducted CEE Tier 1
212986361 | Central HP <5.4 tons | DAY & NIGHT | HRCU-A-CB (Split System: Heat Pump with Remote Outdoor Unit-Air-Source) | DLCURAH18ABK |  |  | EN(A,D)4X24L17** | *96MSN0401410A* | 17400 | 15.5 | 8.5 | 18500 | 19200 | 103.8% | 2.3 | 0 | 10.5 |  |  |  |  | R-410A | 1.45 | Residential & Commercial | USHP | Ducted CEE Tier 1
212986697 | Central HP <5.4 tons | DAY & NIGHT | HRCU-A-CB (Split System: Heat Pump with Remote Outdoor Unit-Air-Source) | DLCURAH18ABK |  |  | EA*4X30L17A* | *96MSN0401712A* | 17300 | 15.5 | 8.5 | 18100 | 18800 | 103.9% | 2.24 | 0 | 10 |  |  |  |  | R-410A | 1.4417 | Residential & Commercial | USHP | Ducted CEE Tier 1
214570421 | Central HP <5.4 tons | AIRQUEST | HRCU-A-CB (Split System: Heat Pump with Remote Outdoor Unit-Air-Source) | HVH825GKA3* |  |  | EA*4X36L21A*+WALLCON | *96CTN0802120B* | 23600 | 16.5 | 8.1 | 21400 | 16600 | 77.57% | 1.94 | 0 | 11 |  |  |  |  | R-410A | 1.9667 | Residential & Commercial | USHP | Ducted CEE Tier 1
214571241 | Central HP <5.4 tons | AIRQUEST | HRCU-A-CB (Split System: Heat Pump with Remote Outdoor Unit-Air-Source) | HVH825GKA3* |  |  | EN(A,D,W)4X48L21**+WALLCON | *97CMN0602120B* | 24000 | 16.5 | 8.1 | 21400 | 16700 | 78.04% | 2 | 0 | 11 |  |  |  |  | R-410A | 2 | Residential & Commercial | USHP | Ducted CEE Tier 1
211260443 | Central HP <5.4 tons | AIRQUEST | HRCU-A-CB (Split System: Heat Pump with Remote Outdoor Unit-Air-Source) | DLCURAH18ABK |  |  | EA*4X24L17A* | *95ESN0401410A* | 17700 | 15.5 | 8.5 | 18700 | 19000 | 101.6% | 2.28 | 0 | 10.5 |  |  |  |  | R-410A | 1.475 | Residential & Commercial | USHP | Ducted CEE Tier 1
211260966 | Central HP <5.4 tons | AIRQUEST | HRCU-A-CB (Split System: Heat Pump with Remote Outdoor Unit-Air-Source) | DLCURAH18ABK |  |  | EA*4X25L17A* | *96VTN0601714A* | 18200 | 16 | 8.5 | 18100 | 17500 | 96.69% | 2.12 | 0 | 10.5 |  |  |  |  | R-410A | 1.5167 | Residential & Commercial | USHP | Ducted CEE Tier 1
212975651 | Central HP <5.4 tons | BRYANT HEATING AND COOLING SYSTEMS | HRCU-A-CB (Split System: Heat Pump with Remote Outdoor Unit-Air-Source) | 38MURAQ24AB3* |  |  | CAP**2517AL* | 926TC36060V14*** | 24000 | 17 | 8.5 | 25000 | 21800 | 87.2% | 1.82 | 0 | 10 |  |  |  |  | R-410A | 2 | Residential & Commercial | USHP | Ducted CEE Tier 1
212976033 | Central HP <5.4 tons | BRYANT HEATING AND COOLING SYSTEMS | HRCU-A-CB (Split System: Heat Pump with Remote Outdoor Unit-Air-Source) | 38MURAQ24AB3* |  |  | CAP**3617AL* | 926TC48080V17*** | 23600 | 17 | 8.5 | 26000 | 24200 | 93.08% | 2.02 | 0 | 10 |  |  |  |  | R-410A | 1.9667 | Residential & Commercial | USHP | Ducted CEE Tier 1
211261719 | Central HP <5.4 tons | AIRQUEST | HRCU-A-CB (Split System: Heat Pump with Remote Outdoor Unit-Air-Source) | DLCURAH18ABK |  |  | EA*4X30L17A* | *80VSL0701716A* | 17600 | 16 | 8.5 | 18100 | 18600 | 102.8% | 2.24 | 0 | 10.5 |  |  |  |  | R-410A | 1.4667 | Residential & Commercial | USHP | Ducted CEE Tier 1
211261810 | Central HP <5.4 tons | AIRQUEST | HRCU-A-CB (Split System: Heat Pump with Remote Outdoor Unit-Air-Source) | DLCURAH18ABK |  |  | EA*4X30L17A* | *96VTN0801716A* | 17600 | 16 | 8.5 | 18100 | 18600 | 102.8% | 2.24 | 0 | 10.5 |  |  |  |  | R-410A | 1.4667 | Residential & Commercial | USHP | Ducted CEE Tier 1
211262094 | Central HP <5.4 tons | AIRQUEST | HRCU-A-CB (Split System: Heat Pump with Remote Outdoor Unit-Air-Source) | DLCURAH18ABK |  |  | EA*4X30L17A* | *92ESN0601714A* | 17900 | 16.5 | 8.5 | 18300 | 18500 | 101.1% | 2.22 | 0 | 10.5 |  |  |  |  | R-410A | 1.4917 | Residential & Commercial | USHP | Ducted CEE Tier 1
212984716 | Central HP <5.4 tons | HEIL | HRCU-A-CB (Split System: Heat Pump with Remote Outdoor Unit-Air-Source) | DLCURAH18ABK |  |  | EA*4X24L17A* | *92MSN0801716A* | 17700 | 16.5 | 8.5 | 18700 | 19300 | 103.2% | 2.32 | 0 | 10.5 |  |  |  |  | R-410A | 1.475 | Residential & Commercial | USHP | Ducted CEE Tier 1
212984200 | Central HP <5.4 tons | HEIL | HRCU-A-CB (Split System: Heat Pump with Remote Outdoor Unit-Air-Source) | DLCURAH18ABK |  |  | EA*4X30L17A* | *92MSN0601714A* | 17700 | 16.5 | 8.5 | 18300 | 18700 | 102.2% | 2.24 | 0 | 10.5 |  |  |  |  | R-410A | 1.475 | Residential & Commercial | USHP | Ducted CEE Tier 1
212983312 | Central HP <5.4 tons | HEIL | HRCU-A-CB (Split System: Heat Pump with Remote Outdoor Unit-Air-Source) | DLCURAH18ABK |  |  | EN(A,D)4X30L17** | *92MSN0401712A* | 17400 | 15.5 | 8.1 | 18100 | 18700 | 103.3% | 2.24 | 0 | 10.5 |  |  |  |  | R-410A | 1.45 | Residential & Commercial | USHP | Ducted CEE Tier 1
212982367 | Central HP <5.4 tons | HEIL | HRCU-A-CB (Split System: Heat Pump with Remote Outdoor Unit-Air-Source) | DLCURAH24ABK |  |  | EN(A,D)4X36L21** | *80MSU0401712A* | 23400 | 16.5 | 8.5 | 25800 | 23800 | 92.25% | 1.98 | 0 | 10 |  |  |  |  | R-410A | 1.95 | Residential & Commercial | USHP | Ducted CEE Tier 1
212983169 | Central HP <5.4 tons | HEIL | HRCU-A-CB (Split System: Heat Pump with Remote Outdoor Unit-Air-Source) | DLCURAH24ABK |  |  | EA*4X36L17A* | *92MSN0401712A* | 23400 | 16 | 8.5 | 26400 | 24000 | 90.91% | 1.98 | 0 | 10 |  |  |  |  | R-410A | 1.95 | Residential & Commercial | USHP | Ducted CEE Tier 1