## Read Me
Mass Save Heat Pump Qualified Products List (HPQPL) | [5 empty] | Last updated | 2024-12-18
This list is updated approximately every four weeks. For the most current list, visit MassSave.com/HPQPL. For questions regarding qualified products and eligible installations, reach out to us at HVAC@MassSave.com or 833-664-0348.
Effective January 1, 2023, the federal government issued new standards for heat pump products which caused manufacturers to replace HSPF and SEER efficiency ratings with HSPF2 and SEER2. Beginning January 1, 2024, the Sponsors of Mass Save updated the efficiency requirements for residentially-sized air source heat pump equipment (rated below 65,000 Btu/h of cooling capacity) to align with the new federal standards (i.e., ENERGY STAR 6.1 Cold Climate Certification standard).
Installation Type | Equipment Type | Equipment Capacity1 |  | Efficiency Ratings
|  | Tons | Btu/Hr | EER2 | IEER3 | COP4 @ 47°F | COP4 @ 17°F
Residential and Commercial | Air Source Heat Pumps (ASHP) | < 5.4 | < 65,000 | See ASHPs < 5.4 Tons table below
Commercial |  | ≥ 5.4 and < 11.33 | ≥ 65,000 and < 135,000 | 11.1 | 15.4 | 3.5 | 2.25
|  | ≥ 11.33 and < 20 | ≥ 135,000 and < 240,000 | 10.7 | 14.6 | 3.4 | 2.05
|  | ≥ 20 and ≤ 150 | ≥ 240,000 and ≤ 1,800,000 | 9.6 | 13 | 3.3 | 2.05
Residential | Air to Water Heat Pumps (AWHP) | See AWHP criteria listed below
Residential | Ground Source Heat Pumps (GSHP) | See the ENERGY STAR Certified list
Commercial | Ground Source Heat Pumps - Closed Loop (GSHP-C) | ≤ 150 | ≤ 1,800,000 | 17.1 | --- | 3.6 | ---
| Ground Source Heat Pumps - Open Loop (GSHP-O) | ≤ 150 | ≤ 1,800,000 | 21.1 | --- | 4.1 | ---
1 Btu / Hr based on AHRI rated cooling capacity @ 95°F; Tons are calculated as Btu / Hr divided by 12,000 Btu / Hr 2 Energy Efficiency Ratio 3 Integrated Energy Efficiency Ratio 4 Coefficient of Performance
1 Btu / Hr based on AHRI rated cooling capacity @ 95°F; Tons are calculated as Btu / Hr divided by 12,000 Btu / Hr 2 Energy Efficiency Ratio 3 Integrated Energy Efficiency Ratio 4 Coefficient of Performance
Air Source Heat Pumps (ASHPs) < 5.4 Tons
Equipment |  |  | Efficiency Ratings 1
|  |  | HSPF2 2 | SEER2 3 | HCR4 @5°F | COP5 @5°F
Ductless | Mini-Split | Single-Zone | 8.5 | 15.2 | 70% | 1.75
Ductless | Mini-Split | Multi-Zone
Ducted | Mini-Split | Single-Zone | 8.1 | 15.2 | 70% | 1.75
Ducted | Mini-Split | Multi-Zone
Ducted | Central | --
Single Packaged Roof Top Units (Commercial Only) |  |  | 7.2 | 15.2 | 10.6 EER2⁶
Ducted | High Velocity | -- | 7 | 12.5 | 70% | 1.5
1 Aligns with ENERGY STAR 6.1 Cold-Climate Specification, except Ducted High Velocity Heat Pumps 2 Heating Season Performance Factor 3 Seasonal Energy Efficiency Ratio 4 Heating Capacity Ratio, calculated as heating capacity at the specified temperature divided by heating capacity @ 47°F 5 Coefficient of Performance 6 Energy Efficiency Ratio
The Data Fields below are sourced directly from the AHRI Directory of Cerified Product Performance
AHRI Directory
Air Source Heat Pumps < 5.4 Tons |  |  | Air Source Heat Pumps > 5.4 Tons |  | VRF Heat Pumps |  |  | Ground Source Heat Pumps
AHRI Certified Reference Number |  |  | AHRI Certified Reference Number |  | AHRI Certified Reference Number |  |  | AHRI Certified Reference Number
Brand Name |  |  | Brand Name |  | Brand Name |  |  | Brand Name
AHRI Type |  |  | AHRI Type |  | AHRI Type |  |  | AHRI Type
Indoor Type |  |  | Outdoor Unit Model Number |  | Indoor Type |  |  | Program Type
Outdoor Unit Model Number |  |  | Indoor Unit Model Number |  | System Model Number |  |  | Outdoor Unit Model Number
Indoor Unit Model Number(s) |  |  | Cooling Capacity (95F) |  | Module Model Number 1 |  |  | Indoor Unit Model Number(s)
Furnace Model Number |  |  | EER (95F) |  | Module Model Number 2 |  |  | Full Load GLHP Cooling Capacity (Btuh)
Cooling Capacity (AFull) - Single or High Stage (95F), btuh |  |  | IEER |  | Module Model Number 3 |  |  | Full Load GLHP Cooling EER (Btuh/watt)
SEER2 |  |  | COP at 47°F |  | Cooling Capacity (95F) |  |  | Full Load GLHP Heating COP
EER2 (AFull) - Single or High Stage (95F) |  |  | Heating Capacity at 47°F |  | EER (95F) |  |  | Full Load GLHP Heating Capacity (Btuh)
HSPF2 (Region IV) |  |  | Heating Capacity at 17°F |  | IEER
Heating Capacity (H1Full) - Single or High Stage (47F), btuh |  |  | COP at 17°F |  | High COP (47F)
Heating Capacity at 5°F as calculated by M1 |  |  |  |  | High Heating Capacity (47F)
Heating COP at 5°F as calculated by M1 |  |  |  |  | Low Heating Capacity (17F)
Heating Capacity at 17°F as calculated by M1 |  |  |  |  | Low COP (17F)
Equipment Category | AHRI Types
Ducted | ·HRCU-A-CB = Split System: Heat Pump with Remote Outdoor Unit-Air-Source ·HRCU-A-C =Split System: Heat Pump with Remote Outdoor Unit with No Indoor Fan --Air Source (Ducted) ·HSP-A = Single-Package Heat Pump Air-Source ·HMSV-A-CB = Multi-Split Heat Pump (Ducted, Mixed) ·HMSR-A-CB = Multi-Split Heat Recovery Heat Pump (Ducted, Mixed)
Ductless | ·HRCU-A-CB-O =Mini-Split Heat Pump, with Remote Outdoor Unit Air-Source, Free Delivery ·HMSV-A-CB-O = Multi-Split Heat Pump, Free Delivery (Non-ducted) ·HMSR-A-CB-O = Multi-Split Heat Recovery Heat Pump, Free Delivery (Non-ducted)
Ducted High Velocity | ·SDHV-HRCU-A-CB = Small-duct, High-velocity Heat Pump, Split-System, Air-Cooled
Air to Water Heat Pumps (residential installs only)
Criteria is as follows:
•Minimum COP of 1.7 while delivering 110°F supply water at an outside temperature of 5°F.
•Fully displacing existing hydronic heating
•Maximum 6 tons nominal capacity
Integrated Controls
Integrated controls automatically switch between a heat pump and fossil fuel heating system at a pre-set outdoor temperature.
Eligibility
For residential heat pump rebates: |  | click here
For commercial heat pump rebates |  | click here

## Air Source Heat Pumps
AHRI Certified Reference Number | Equipment Type | Outdoor Unit Brand Name | AHRI Type | Outdoor Unit Model Number | Indoor Unit Brand Name | Indoor Unit Type | Indoor Unit Model Number(s) | Furnace Model Number | Cooling Capacity (AFull) - Single or High Stage (95F), btuh | SEER2 | HSPF2 (Region IV) | Heating Capacity (H1Full) - Single or High Stage (47F), btuh | Heating Capacity at 5°F as calculated by M1 | Heating Capacity Ratio @ 5°F | Heating COP at 5°F as calculated by M1 | EER (95F) | EER2 (AFull) - Single or High Stage (95F) | IEER | COP at 47°F | COP at 17°F | Dual Fuel | Tonnage | Rebate Type | Source | Tax Credit (IRA) Eligibility
212604259 | Mini/Multi Split | MIDEA | HMSV-A-CB-O | MDV-V48WMN1T* |  | Non-Ducted Indoor Units |  |  | 48000 | 19 | 9.3 | 50000 | 35000 | 70% | 1.8 | 0 | 11 |  |  |  | No | R-410A | 4 | Residential & Commercial | No
213298359 | Mini/Multi Split | KANIONco | HMSV-A-CB-O | KWSMO-18IR410AHSP |  | Non-Ducted Indoor Units |  |  | 17000 | 22 | 9 | 19600 | 13800 | 70.41% | 1.8 | 12.5 | 12 |  |  |  | No | R-410A | 1.4167 | Residential & Commercial | No
213286775 | Mini/Multi Split | Wells | HMSV-A-CB-O | WMCA-18HFMO |  | Non-Ducted Indoor Units |  |  | 19000 | 20.5 | 9 | 20000 | 18000 | 90% | 1.8 | 12.5 | 12.5 |  |  |  | No | R-410A | 1.5833 | Residential & Commercial | No
211120894 | Mini/Multi Split | Multi MFG | HMSV-A-CB-O | 42HPC5-HH-A |  | Non-Ducted Indoor Units |  |  | 42000 | 20 | 8.95 | 41500 | 36000 | 86.75% | 1.84 | 10.5 | 10.5 |  |  |  | No | R-410A | 3.5 | Residential & Commercial | No
213286756 | Mini/Multi Split | J-KU | HMSV-A-CB-O | JKS-36H2HP-M4O |  | Non-Ducted Indoor Units |  |  | 32000 | 21 | 9 | 36000 | 36000 | 100% | 1.84 | 12.5 | 12.5 |  |  |  | No | R-410A | 2.6667 | Residential & Commercial | No
209836186 | Mini/Multi Split | Mitsubishi Electric | HMSV-A-CB-O | MXZ-2C20NAHZ3*** |  | Non-Ducted Indoor Units |  |  | 18000 | 16.5 | 9.2 | 22000 | 21600 | 98.18% | 1.89 | 13.5 | 13.5 |  |  |  | No | R-410A | 1.5 | Residential & Commercial | No
209836195 | Mini/Multi Split | Trane / Mitsubishi Electric | HMSV-A-CB-O | NTXMPH24A132B* |  | Non-Ducted Indoor Units |  |  | 22000 | 19 | 9 | 25000 | 25000 | 100% | 1.95 | 13.5 | 13.5 |  |  |  | No | R-410A | 1.8333 | Residential & Commercial | No
209836203 | Mini/Multi Split | Mitsubishi Electric | HMSV-A-CB-O | MXZ-3C24NAHZ3*** |  | Non-Ducted Indoor Units |  |  | 22000 | 19 | 9 | 25000 | 25000 | 100% | 1.95 | 13.5 | 13.5 |  |  |  | No | R-410A | 1.8333 | Residential & Commercial | No
209836212 | Mini/Multi Split | Trane / Mitsubishi Electric | HMSV-A-CB-O | NTXMPH20A122B* |  | Non-Ducted Indoor Units |  |  | 18000 | 16.5 | 9.2 | 22000 | 21600 | 98.18% | 1.89 | 13.5 | 13.5 |  |  |  | No | R-410A | 1.5 | Residential & Commercial | No
209843683 | Mini/Multi Split | American Standard / Mitsubishi Electric | HMSV-A-CB-O | NTXMPH24A132B* |  | Non-Ducted Indoor Units |  |  | 22000 | 19 | 9 | 25000 | 25000 | 100% | 1.95 | 13.5 | 13.5 |  |  |  | No | R-410A | 1.8333 | Residential & Commercial | No
209416884 | Mini/Multi Split | NOVAIR | HMSV-A-CB-O | LEA20MZ-2P-35SK-O |  | Non-Ducted Indoor Units |  |  | 19000 | 20.5 | 9 | 20000 | 18000 | 90% | 1.8 | 12.5 | 12.5 |  |  |  | No | R-410A | 1.5833 | Residential & Commercial | No
212615018 | Mini/Multi Split | Relief Sciences | HMSV-A-CB-O | LANG18OD35-2 |  | Non-Ducted Indoor Units |  |  | 19000 | 20.5 | 9 | 20000 | 18000 | 90% | 1.8 | 12.5 | 12.5 |  |  |  | No | R-410A | 1.5833 | Residential & Commercial | No
208816892 | Mini/Multi Split | SEA BREEZE+ | HMSV-A-CB-O | HMZ18H424ZMO |  | Non-Ducted Indoor Units |  |  | 19000 | 20.5 | 9 | 20000 | 18000 | 90% | 1.8 | 12.5 | 12.5 |  |  |  | No | R-410A | 1.5833 | Residential & Commercial | No
212508370 | Mini/Multi Split | Perfect Aire | HMSV-A-CB-O | UB1MSHHQC24-MZO3 |  | Non-Ducted Indoor Units |  |  | 24000 | 22 | 9.05 | 24000 | 24000 | 100% | 1.84 | 12.5 | 12.5 |  |  |  | No | R-410A | 2 | Residential & Commercial | No
212608416 | Mini/Multi Split | LENNOX | HMSV-A-CB | VPC048H4M-3P* |  | Non-Ducted Indoor Units |  |  | 48000 | 19 | 9.3 | 50000 | 35000 | 70% | 1.8 | 0 | 11 |  |  |  | No | R-410A | 4 | Residential & Commercial | No
212608406 | Mini/Multi Split | LENNOX | HMSV-A-CB | VPC024H4M-3P* |  | Non-Ducted Indoor Units |  |  | 24400 | 18.8 | 9.2 | 26000 | 18200 | 70% | 1.8 | 0 | 12.2 |  |  |  | No | R-410A | 2.0333 | Residential & Commercial | No
208674948 | Mini/Multi Split | Stealth Comfort | HMSV-A-CB-O | SC-36Z-HH-M4 |  | Non-Ducted Indoor Units |  |  | 36000 | 16 | 8.6 | 36000 | 28200 | 78.33% | 1.82 | 9 | 9 |  |  |  | No | R-410A | 3 | Residential & Commercial | No
208674951 | Mini/Multi Split | Stealth Comfort | HMSV-A-CB-O | SC-42Z-HH-M5 |  | Non-Ducted Indoor Units |  |  | 42000 | 16 | 8.6 | 42000 | 31200 | 74.29% | 1.82 | 9 | 9 |  |  |  | No | R-410A | 3.5 | Residential & Commercial | No
212604424 | Mini/Multi Split | DAIKIN | HMSV-A-CB-O | 2MXLH18WVJU* |  | Non-Ducted Indoor Units |  |  | 17800 | 16 | 8.5 | 18500 | 18900 | 102.2% | 1.8 | 0 | 12 |  |  |  | No | R-410A | 1.4833 | Residential & Commercial | No
212604425 | Mini/Multi Split | DAIKIN | HMSV-A-CB-O | 3MXLH24WVJU* |  | Non-Ducted Indoor Units |  |  | 24000 | 18 | 9.3 | 24000 | 21600 | 90% | 1.8 | 0 | 11.7 |  |  |  | No | R-410A | 2 | Residential & Commercial | No
212604426 | Mini/Multi Split | DAIKIN | HMSV-A-CB-O | 4MXLH36WVJU* |  | Non-Ducted Indoor Units |  |  | 34400 | 20 | 8.8 | 36600 | 36600 | 100% | 1.8 | 0 | 11.7 |  |  |  | No | R-410A | 2.8667 | Residential & Commercial | No
208674939 | Mini/Multi Split | DIYCOOL | HMSV-A-CB-O | SC-42Z-HH-M5 |  | Non-Ducted Indoor Units |  |  | 42000 | 16 | 8.6 | 42000 | 31200 | 74.29% | 1.82 | 9 | 9 |  |  |  | No | R-410A | 3.5 | Residential & Commercial | No
212604263 | Mini/Multi Split | MIDEA | HMSV-A-CB-O | MDV-V24WMN1T* |  | Non-Ducted Indoor Units |  |  | 24400 | 18.8 | 9.2 | 26000 | 18200 | 70% | 1.8 | 0 | 12.2 |  |  |  | No | R-410A | 2.0333 | Residential & Commercial | No
208674936 | Mini/Multi Split | DIYCOOL | HMSV-A-CB-O | SC-36Z-HH-M4 |  | Non-Ducted Indoor Units |  |  | 36000 | 16 | 8.6 | 36000 | 28200 | 78.33% | 1.82 | 9 | 9 |  |  |  | No | R-410A | 3 | Residential & Commercial | No
208674924 | Mini/Multi Split | ACIQ | HMSV-A-CB-O | SC-36Z-HH-M4 |  | Non-Ducted Indoor Units |  |  | 36000 | 16 | 8.6 | 36000 | 28200 | 78.33% | 1.82 | 9 | 9 |  |  |  | No | R-410A | 3 | Residential & Commercial | No
208674927 | Mini/Multi Split | ACIQ | HMSV-A-CB-O | SC-42Z-HH-M5 |  | Non-Ducted Indoor Units |  |  | 42000 | 16 | 8.6 | 42000 | 31200 | 74.29% | 1.82 | 9 | 9 |  |  |  | No | R-410A | 3.5 | Residential & Commercial | No
208674915 | Mini/Multi Split | 1HVAC | HMSV-A-CB-O | SC-42Z-HH-M5 |  | Non-Ducted Indoor Units |  |  | 42000 | 16 | 8.6 | 42000 | 31200 | 74.29% | 1.82 | 9 | 9 |  |  |  | No | R-410A | 3.5 | Residential & Commercial | No
208674912 | Mini/Multi Split | 1HVAC | HMSV-A-CB-O | SC-36Z-HH-M4 |  | Non-Ducted Indoor Units |  |  | 36000 | 16 | 8.6 | 36000 | 28200 | 78.33% | 1.82 | 9 | 9 |  |  |  | No | R-410A | 3 | Residential & Commercial | No
208128250 | Mini/Multi Split | Comfor Matic | HMSV-A-CB-O | GFMCB18-H2 |  | Non-Ducted Indoor Units |  |  | 18000 | 21 | 9 | 19000 | 13500 | 71.05% | 2.01 | 12.5 | 12.5 |  |  |  | No | R-410A | 1.5 | Residential & Commercial | No
208128251 | Mini/Multi Split | Comfor Matic | HMSV-A-CB-O | GFMCB24-H2 |  | Non-Ducted Indoor Units |  |  | 24000 | 21 | 9 | 26000 | 18400 | 70.77% | 1.81 | 12.5 | 11.8 |  |  |  | No | R-410A | 2 | Residential & Commercial | No
207821954 | Mini/Multi Split | Innovair | HMSV-A-CB-O | VOM36H7R4P7 |  | Non-Ducted Indoor Units |  |  | 32000 | 21 | 9 | 36000 | 36000 | 100% | 1.84 | 12.5 | 12.5 |  |  |  | No | R-410A | 2.6667 | Residential & Commercial | No
207821951 | Mini/Multi Split | Innovair | HMSV-A-CB-O | VOM24H7R3P7 |  | Non-Ducted Indoor Units |  |  | 24000 | 22 | 9.05 | 24000 | 24000 | 100% | 1.84 | 12.5 | 12.5 |  |  |  | No | R-410A | 2 | Residential & Commercial | No
207821957 | Mini/Multi Split | Innovair | HMSV-A-CB-O | VOM42H7R5P7 |  | Non-Ducted Indoor Units |  |  | 42000 | 20 | 8.95 | 41500 | 36000 | 86.75% | 1.84 | 10.5 | 10.5 |  |  |  | No | R-410A | 3.5 | Residential & Commercial | No
207804201 | Mini/Multi Split | ForestAir | HMSV-A-CB-O | FA-H16-D21TL/O2-ES |  | Non-Ducted Indoor Units |  |  | 17000 | 22 | 9 | 19600 | 13800 | 70.41% | 1.8 | 12.5 | 12 |  |  |  | No | R-410A | 1.4167 | Residential & Commercial | No
207698162 | Mini/Multi Split | Pioneer | HMSV-A-CB-O | YN020GLFI22M2D |  | Non-Ducted Indoor Units |  |  | 17000 | 22 | 9 | 19600 | 13800 | 70.41% | 1.8 | 12.5 | 12 |  |  |  | No | R-410A | 1.4167 | Residential & Commercial | No
207657335 | Mini/Multi Split | PERFECTAIRE | HMSV-A-CB-O | 3PAMS18-HH-MZO2 |  | Non-Ducted Indoor Units |  |  | 19000 | 20.5 | 9 | 20000 | 18000 | 90% | 1.8 | 12.5 | 12.5 |  |  |  | No | R-410A | 1.5833 | Residential & Commercial | No
207641316 | Mini/Multi Split | LBG Products | HMSV-A-CB-O | LMUHB18DO |  | Non-Ducted Indoor Units |  |  | 19000 | 20.5 | 9 | 20000 | 18000 | 90% | 1.8 | 12.5 | 12.5 |  |  |  | No | R-410A | 1.5833 | Residential & Commercial | No
207641291 | Mini/Multi Split | BLUERIDGE | HMSV-A-CB-O | BMM18HHC |  | Non-Ducted Indoor Units |  |  | 19000 | 20.5 | 9 | 20000 | 18000 | 90% | 1.8 | 12.5 | 12.5 |  |  |  | No | R-410A | 1.5833 | Residential & Commercial | No
207641236 | Mini/Multi Split | MDV | HMSV-A-CB-O | M2OI-18HFN1-M* |  | Non-Ducted Indoor Units |  |  | 19000 | 20.5 | 9 | 20000 | 18000 | 90% | 1.8 | 12.5 | 12.5 |  |  |  | No | R-410A | 1.5833 | Residential & Commercial | No
207616620 | Mini/Multi Split | SMARTFLEX | HMSV-A-CB-O | DHS42CMB22S |  | Non-Ducted Indoor Units |  |  | 42000 | 16 | 8.6 | 42000 | 31200 | 74.29% | 1.82 | 9 | 9 |  |  |  | No | R-410A | 3.5 | Residential & Commercial | No
207616617 | Mini/Multi Split | SMARTFLEX | HMSV-A-CB-O | DHS36CMB22S |  | Non-Ducted Indoor Units |  |  | 36000 | 16 | 8.6 | 36000 | 28200 | 78.33% | 1.82 | 9 | 9 |  |  |  | No | R-410A | 3 | Residential & Commercial | No
207616600 | Mini/Multi Split | Coleman | HMSV-A-CB-O | DHS42CMB22S |  | Non-Ducted Indoor Units |  |  | 42000 | 16 | 8.6 | 42000 | 31200 | 74.29% | 1.82 | 9 | 9 |  |  |  | No | R-410A | 3.5 | Residential & Commercial | No
207616609 | Mini/Multi Split | SMARTFLEX | HMSV-A-CB-O | DHW36CMB22S |  | Non-Ducted Indoor Units |  |  | 34000 | 21 | 8.6 | 36000 | 25400 | 70.56% | 2.32 | 12.5 | 11.8 |  |  |  | No | R-410A | 2.8333 | Residential & Commercial | No
207616597 | Mini/Multi Split | Coleman | HMSV-A-CB-O | DHS36CMB22S |  | Non-Ducted Indoor Units |  |  | 36000 | 16 | 8.6 | 36000 | 28200 | 78.33% | 1.82 | 9 | 9 |  |  |  | No | R-410A | 3 | Residential & Commercial | No
207616580 | Mini/Multi Split | CHAMPION | HMSV-A-CB-O | DHS42CMB22S |  | Non-Ducted Indoor Units |  |  | 42000 | 16 | 8.6 | 42000 | 31200 | 74.29% | 1.82 | 9 | 9 |  |  |  | No | R-410A | 3.5 | Residential & Commercial | No
207616589 | Mini/Multi Split | Coleman | HMSV-A-CB-O | DHW36CMB22S |  | Non-Ducted Indoor Units |  |  | 34000 | 21 | 8.6 | 36000 | 25400 | 70.56% | 2.32 | 12.5 | 11.8 |  |  |  | No | R-410A | 2.8333 | Residential & Commercial | No
207616577 | Mini/Multi Split | CHAMPION | HMSV-A-CB-O | DHS36CMB22S |  | Non-Ducted Indoor Units |  |  | 36000 | 16 | 8.6 | 36000 | 28200 | 78.33% | 1.82 | 9 | 9 |  |  |  | No | R-410A | 3 | Residential & Commercial | No
207616560 | Mini/Multi Split | Luxaire | HMSV-A-CB-O | DHS42CMB22S |  | Non-Ducted Indoor Units |  |  | 42000 | 16 | 8.6 | 42000 | 31200 | 74.29% | 1.82 | 9 | 9 |  |  |  | No | R-410A | 3.5 | Residential & Commercial | No
207616569 | Mini/Multi Split | CHAMPION | HMSV-A-CB-O | DHW36CMB22S |  | Non-Ducted Indoor Units |  |  | 34000 | 21 | 8.6 | 36000 | 25400 | 70.56% | 2.32 | 12.5 | 11.8 |  |  |  | No | R-410A | 2.8333 | Residential & Commercial | No
207616557 | Mini/Multi Split | Luxaire | HMSV-A-CB-O | DHS36CMB22S |  | Non-Ducted Indoor Units |  |  | 36000 | 16 | 8.6 | 36000 | 28200 | 78.33% | 1.82 | 9 | 9 |  |  |  | No | R-410A | 3 | Residential & Commercial | No
207616540 | Mini/Multi Split | York | HMSV-A-CB-O | DHS42CMB22S |  | Non-Ducted Indoor Units |  |  | 42000 | 16 | 8.6 | 42000 | 31200 | 74.29% | 1.82 | 9 | 9 |  |  |  | No | R-410A | 3.5 | Residential & Commercial | No
207616549 | Mini/Multi Split | Luxaire | HMSV-A-CB-O | DHW36CMB22S |  | Non-Ducted Indoor Units |  |  | 34000 | 21 | 8.6 | 36000 | 25400 | 70.56% | 2.32 | 12.5 | 11.8 |  |  |  | No | R-410A | 2.8333 | Residential & Commercial | No
207616537 | Mini/Multi Split | York | HMSV-A-CB-O | DHS36CMB22S |  | Non-Ducted Indoor Units |  |  | 36000 | 16 | 8.6 | 36000 | 28200 | 78.33% | 1.82 | 9 | 9 |  |  |  | No | R-410A | 3 | Residential & Commercial | No
207616529 | Mini/Multi Split | York | HMSV-A-CB-O | DHW36CMB22S |  | Non-Ducted Indoor Units |  |  | 34000 | 21 | 8.6 | 36000 | 25400 | 70.56% | 2.32 | 12.5 | 11.8 |  |  |  | No | R-410A | 2.8333 | Residential & Commercial | No
207615696 | Mini/Multi Split | Impecca | HMSV-A-CB-O | ISAM-3621 |  | Non-Ducted Indoor Units |  |  | 34000 | 21 | 8.6 | 36000 | 25400 | 70.56% | 2.32 | 12.5 | 11.8 |  |  |  | No | R-410A | 2.8333 | Residential & Commercial | No
207615699 | Mini/Multi Split | Impecca | HMSV-A-CB-O | ISAM-4221 |  | Non-Ducted Indoor Units |  |  | 39000 | 21 | 8.6 | 40000 | 28400 | 71% | 1.84 | 10.4 | 10.4 |  |  |  | No | R-410A | 3.25 | Residential & Commercial | No
207615690 | Mini/Multi Split | Impecca | HMSV-A-CB-O | ISAM-2421 |  | Non-Ducted Indoor Units |  |  | 24000 | 21 | 9 | 26000 | 18400 | 70.77% | 1.81 | 12.5 | 11.8 |  |  |  | No | R-410A | 2 | Residential & Commercial | No
207615693 | Mini/Multi Split | Impecca | HMSV-A-CB-O | ISAM-3021 |  | Non-Ducted Indoor Units |  |  | 28400 | 20 | 8.6 | 30000 | 21200 | 70.67% | 1.85 | 12.5 | 11.8 |  |  |  | No | R-410A | 2.3667 | Residential & Commercial | No
206905350 | Mini/Multi Split | BLUERIDGE | HMSV-A-CB-O | BMHH27M22C |  | Non-Ducted Indoor Units |  |  | 28000 | 22 | 9 | 28000 | 26800 | 95.71% | 1.9 | 13 | 12.5 |  |  |  | No | R-410A | 2.3333 | Residential & Commercial | No
207349914 | Mini/Multi Split | SAMSUNG | HMSV-A-CB-O | AJ020BXJ2CH |  | Non-Ducted Indoor Units |  |  | 18000 | 19.5 | 8.6 | 22000 | 15500 | 70.45% | 1.76 | 12.7 | 12.7 |  |  |  | No | R-410A | 1.5 | Residential & Commercial | No
207349916 | Mini/Multi Split | SAMSUNG | HMSV-A-CB-O | AJ036BXJ4CH |  | Non-Ducted Indoor Units |  |  | 32000 | 21 | 9 | 36000 | 26400 | 73.33% | 1.81 | 12.5 | 12.5 |  |  |  | No | R-410A | 2.6667 | Residential & Commercial | No
207349917 | Mini/Multi Split | SAMSUNG | HMSV-A-CB-O | AJ020BXS3CH |  | Non-Ducted Indoor Units |  |  | 21000 | 19 | 9 | 22000 | 22000 | 100% | 1.95 | 13.5 | 13.5 |  |  |  | No | R-410A | 1.75 | Residential & Commercial | No
207349918 | Mini/Multi Split | SAMSUNG | HMSV-A-CB-O | AJ024BXS4CH |  | Non-Ducted Indoor Units |  |  | 25000 | 20 | 9 | 25000 | 25000 | 100% | 1.83 | 13 | 13 |  |  |  | No | R-410A | 2.0833 | Residential & Commercial | No
207349919 | Mini/Multi Split | SAMSUNG | HMSV-A-CB-O | AJ030BXS4CH |  | Non-Ducted Indoor Units |  |  | 28400 | 20 | 9 | 28600 | 28600 | 100% | 1.8 | 12.5 | 12.5 |  |  |  | No | R-410A | 2.3667 | Residential & Commercial | No
207349920 | Mini/Multi Split | SAMSUNG | HMSV-A-CB-O | AJ036BXS4CH |  | Non-Ducted Indoor Units |  |  | 34000 | 21.5 | 9.3 | 36600 | 36600 | 100% | 2.04 | 12.5 | 12.5 |  |  |  | No | R-410A | 2.8333 | Residential & Commercial | No
206902030 | Mini/Multi Split | ECO AC | HMSV-A-CB-O | EMH-3O27BA |  | Non-Ducted Indoor Units |  |  | 27000 | 22 | 8.9 | 28000 | 20800 | 74.29% | 1.9 | 12 | 12 |  |  |  | No | R-410A | 2.25 | Residential & Commercial | No
206726759 | Mini/Multi Split | LBG Products | HMSV-A-CB-O | LMUH36DWO |  | Non-Ducted Indoor Units |  |  | 36000 | 16 | 8.6 | 36000 | 28200 | 78.33% | 1.82 | 9 | 9 |  |  |  | No | R-410A | 3 | Residential & Commercial | No
206726762 | Mini/Multi Split | LBG Products | HMSV-A-CB-O | LMUH42DWO |  | Non-Ducted Indoor Units |  |  | 42000 | 16 | 8.6 | 42000 | 31200 | 74.29% | 1.82 | 9 | 9 |  |  |  | No | R-410A | 3.5 | Residential & Commercial | No
206726751 | Mini/Multi Split | LBG Products | HMSV-A-CB-O | LMH42DTO |  | Non-Ducted Indoor Units |  |  | 39000 | 21 | 8.6 | 40000 | 28400 | 71% | 1.84 | 10.4 | 10.4 |  |  |  | No | R-410A | 3.25 | Residential & Commercial | No
206726739 | Mini/Multi Split | LBG Products | HMSV-A-CB-O | LMH18DTO |  | Non-Ducted Indoor Units |  |  | 18000 | 21 | 9 | 19000 | 13500 | 71.05% | 2.01 | 12.5 | 12.5 |  |  |  | No | R-410A | 1.5 | Residential & Commercial | No
206726748 | Mini/Multi Split | LBG Products | HMSV-A-CB-O | LMH36DTO |  | Non-Ducted Indoor Units |  |  | 34000 | 21 | 8.6 | 36000 | 25400 | 70.56% | 2.32 | 12.5 | 11.8 |  |  |  | No | R-410A | 2.8333 | Residential & Commercial | No
206720387 | Mini/Multi Split | FOREST AIR | HMSV-A-CB-O | FGH-36ES/MZ |  | Non-Ducted Indoor Units |  |  | 34000 | 21 | 8.6 | 36000 | 25400 | 70.56% | 2.32 | 12.5 | 11.8 |  |  |  | No | R-410A | 2.8333 | Residential & Commercial | No
206720390 | Mini/Multi Split | FOREST AIR | HMSV-A-CB-O | FGH-42ES/MZ |  | Non-Ducted Indoor Units |  |  | 39000 | 21 | 8.6 | 40000 | 28400 | 71% | 1.84 | 10.4 | 10.4 |  |  |  | No | R-410A | 3.25 | Residential & Commercial | No
206720378 | Mini/Multi Split | FOREST AIR | HMSV-A-CB-O | FGH-18ES/MZ |  | Non-Ducted Indoor Units |  |  | 18000 | 21 | 9 | 19000 | 13500 | 71.05% | 2.01 | 12.5 | 12.5 |  |  |  | No | R-410A | 1.5 | Residential & Commercial | No
206720381 | Mini/Multi Split | FOREST AIR | HMSV-A-CB-O | FGH-24ES/MZ |  | Non-Ducted Indoor Units |  |  | 24000 | 21 | 9 | 26000 | 18400 | 70.77% | 1.81 | 12.5 | 11.8 |  |  |  | No | R-410A | 2 | Residential & Commercial | No
206579779 | Mini/Multi Split | MAMMOTH | HMSV-A-CB-O | GXH42(12.3)FMK4DH1 |  | Non-Ducted Indoor Units |  |  | 39000 | 21 | 8.6 | 40000 | 28400 | 71% | 1.84 | 10.4 | 10.4 |  |  |  | No | R-410A | 3.25 | Residential & Commercial | No
206579773 | Mini/Multi Split | MAMMOTH | HMSV-A-CB-O | GXH30(8.8)FMK4DH1 |  | Non-Ducted Indoor Units |  |  | 28400 | 20 | 8.6 | 30000 | 21200 | 70.67% | 1.85 | 12.5 | 11.8 |  |  |  | No | R-410A | 2.3667 | Residential & Commercial | No
206579776 | Mini/Multi Split | MAMMOTH | HMSV-A-CB-O | GXH36(10.6)FMK4DH1 |  | Non-Ducted Indoor Units |  |  | 34000 | 21 | 8.6 | 36000 | 25400 | 70.56% | 2.32 | 12.5 | 11.8 |  |  |  | No | R-410A | 2.8333 | Residential & Commercial | No
206579767 | Mini/Multi Split | MAMMOTH | HMSV-A-CB-O | GXH18(5.3)FMK4DH1 |  | Non-Ducted Indoor Units |  |  | 18000 | 21 | 9 | 19000 | 13500 | 71.05% | 2.01 | 12.5 | 12.5 |  |  |  | No | R-410A | 1.5 | Residential & Commercial | No
206579770 | Mini/Multi Split | MAMMOTH | HMSV-A-CB-O | GXH24(7.0)FMK4DH1 |  | Non-Ducted Indoor Units |  |  | 24000 | 21 | 9 | 26000 | 18400 | 70.77% | 1.81 | 12.5 | 11.8 |  |  |  | No | R-410A | 2 | Residential & Commercial | No
206579761 | Mini/Multi Split | NORTEK | HMSV-A-CB-O | GXH36(10.6)FMK4DH1 |  | Non-Ducted Indoor Units |  |  | 34000 | 21 | 8.6 | 36000 | 25400 | 70.56% | 2.32 | 12.5 | 11.8 |  |  |  | No | R-410A | 2.8333 | Residential & Commercial | No
206579764 | Mini/Multi Split | NORTEK | HMSV-A-CB-O | GXH42(12.3)FMK4DH1 |  | Non-Ducted Indoor Units |  |  | 39000 | 21 | 8.6 | 40000 | 28400 | 71% | 1.84 | 10.4 | 10.4 |  |  |  | No | R-410A | 3.25 | Residential & Commercial | No
206579755 | Mini/Multi Split | NORTEK | HMSV-A-CB-O | GXH24(7.0)FMK4DH1 |  | Non-Ducted Indoor Units |  |  | 24000 | 21 | 9 | 26000 | 18400 | 70.77% | 1.81 | 12.5 | 11.8 |  |  |  | No | R-410A | 2 | Residential & Commercial | No
206579758 | Mini/Multi Split | NORTEK | HMSV-A-CB-O | GXH30(8.8)FMK4DH1 |  | Non-Ducted Indoor Units |  |  | 28400 | 20 | 8.6 | 30000 | 21200 | 70.67% | 1.85 | 12.5 | 11.8 |  |  |  | No | R-410A | 2.3667 | Residential & Commercial | No
206369533 | Mini/Multi Split | Durastar | HMSV-A-CB-O | DRA3U28M1A |  | Non-Ducted Indoor Units |  |  | 27000 | 22 | 8.9 | 28000 | 20800 | 74.29% | 1.9 | 12 | 12 |  |  |  | No | R-410A | 2.25 | Residential & Commercial | No
206315404 | Mini/Multi Split | Star Air Kontrol | HMSV-A-CB-O | SAK-27-22MUZ/220(OUT) |  | Non-Ducted Indoor Units |  |  | 27000 | 22 | 8.9 | 28000 | 20800 | 74.29% | 1.9 | 12 | 12 |  |  |  | No | R-410A | 2.25 | Residential & Commercial | No
206517597 | Mini/Multi Split | WESTINGHOUSE | HMSV-A-CB-O | WHP42M5A21S |  | Non-Ducted Indoor Units |  |  | 42000 | 20 | 8.95 | 41500 | 36000 | 86.75% | 1.84 | 10.5 | 10.5 |  |  |  | No | R-410A | 3.5 | Residential & Commercial | No
206362049 | Mini/Multi Split | Airlux | HMSV-A-CB-O | AM3M27O |  | Non-Ducted Indoor Units |  |  | 27000 | 22 | 8.9 | 28000 | 20800 | 74.29% | 1.9 | 12 | 12 |  |  |  | No | R-410A | 2.25 | Residential & Commercial | No
206428586 | Mini/Multi Split | ACD | HMSV-A-CB-O | MUD36KCH23S-O |  | Non-Ducted Indoor Units |  |  | 36000 | 16 | 8.6 | 36000 | 28200 | 78.33% | 1.82 | 9 | 9 |  |  |  | No | R-410A | 3 | Residential & Commercial | No
206428587 | Mini/Multi Split | ACD | HMSV-A-CB-O | MUD42KCH23S-O |  | Non-Ducted Indoor Units |  |  | 42000 | 16 | 8.6 | 42000 | 31200 | 74.29% | 1.82 | 9 | 9 |  |  |  | No | R-410A | 3.5 | Residential & Commercial | No
206428592 | Mini/Multi Split | Perfect Aire | HMSV-A-CB-O | 3PAMSHHQC24-MZO3 |  | Non-Ducted Indoor Units |  |  | 24000 | 22 | 9.05 | 24000 | 24000 | 100% | 1.84 | 12.5 | 12.5 |  |  |  | No | R-410A | 2 | Residential & Commercial | No
206347270 | Mini/Multi Split | ZEPHYR | HMSV-A-CB-O | ZE-36M422SCO |  | Non-Ducted Indoor Units |  |  | 32000 | 21 | 9 | 36000 | 36000 | 100% | 1.84 | 12.5 | 12.5 |  |  |  | No | R-410A | 2.6667 | Residential & Commercial | No
206346136 | Mini/Multi Split | AZUR | HMSV-A-CB-O | AZ-24M322SCO |  | Non-Ducted Indoor Units |  |  | 24000 | 22 | 9.05 | 24000 | 24000 | 100% | 1.84 | 12.5 | 12.5 |  |  |  | No | R-410A | 2 | Residential & Commercial | No
206347268 | Mini/Multi Split | AZUR | HMSV-A-CB-O | AZ-36M422SCO |  | Non-Ducted Indoor Units |  |  | 32000 | 21 | 9 | 36000 | 36000 | 100% | 1.84 | 12.5 | 12.5 |  |  |  | No | R-410A | 2.6667 | Residential & Commercial | No
206346130 | Mini/Multi Split | ZEPHYR | HMSV-A-CB-O | ZE-24M322SCO |  | Non-Ducted Indoor Units |  |  | 24000 | 22 | 9.05 | 24000 | 24000 | 100% | 1.84 | 12.5 | 12.5 |  |  |  | No | R-410A | 2 | Residential & Commercial | No
206346134 | Mini/Multi Split | ZEPHYR | HMSV-A-CB-O | ZE-42M522SCO |  | Non-Ducted Indoor Units |  |  | 42000 | 20 | 8.95 | 41500 | 36000 | 86.75% | 1.84 | 10.5 | 10.5 |  |  |  | No | R-410A | 3.5 | Residential & Commercial | No
206346140 | Mini/Multi Split | AZUR | HMSV-A-CB-O | AZ-42M522SCO |  | Non-Ducted Indoor Units |  |  | 42000 | 20 | 8.95 | 41500 | 36000 | 86.75% | 1.84 | 10.5 | 10.5 |  |  |  | No | R-410A | 3.5 | Residential & Commercial | No
206221555 | Mini/Multi Split | BLUERIDGE | HMSV-A-CB-O | BMKH36M23UH |  | Non-Ducted Indoor Units |  |  | 36000 | 16 | 8.6 | 36000 | 28200 | 78.33% | 1.82 | 9 | 9 |  |  |  | No | R-410A | 3 | Residential & Commercial | No
206221556 | Mini/Multi Split | BLUERIDGE | HMSV-A-CB-O | BMKH42M23UH |  | Non-Ducted Indoor Units |  |  | 42000 | 16 | 8.6 | 42000 | 31200 | 74.29% | 1.82 | 9 | 9 |  |  |  | No | R-410A | 3.5 | Residential & Commercial | No
206221558 | Mini/Multi Split | TRANE | HRCU-A-CB-O | 4TXM2330A14NU** |  | Non-Ducted Indoor Units |  |  | 36000 | 16 | 8.6 | 36000 | 28200 | 78.33% | 1.82 | 11 | 9 |  |  |  | No | R-410A | 3 | Residential & Commercial | No
206221559 | Mini/Multi Split | AMERICAN STANDARD | HRCU-A-CB-O | 4TXM2330A14NU** |  | Non-Ducted Indoor Units |  |  | 36000 | 16 | 8.6 | 36000 | 28200 | 78.33% | 1.82 | 11 | 9 |  |  |  | No | R-410A | 3 | Residential & Commercial | No
205959992 | Mini/Multi Split | GREE | HRCU-A-CB-O | GWHD(36)ND3LO |  | Non-Ducted Indoor Units |  |  | 36000 | 16 | 8.6 | 36000 | 28200 | 78.33% | 1.82 | 11 | 9 |  |  |  | No | R-410A | 3 | Residential & Commercial | No
205959993 | Mini/Multi Split | GREE | HRCU-A-CB-O | GWHD(42)ND3LO |  | Non-Ducted Indoor Units |  |  | 42000 | 16 | 8.6 | 42000 | 31200 | 74.29% | 1.82 | 11 | 9 |  |  |  | No | R-410A | 3.5 | Residential & Commercial | No
206315649 | Mini/Multi Split | DIYCOOL | HMSV-A-CB-O | ACIQ-18Z-HH-M2 |  | Non-Ducted Indoor Units |  |  | 19000 | 21.5 | 9 | 20000 | 17000 | 85% | 1.9 | 12.5 | 12.5 |  |  |  | No | R-410A | 1.5833 | Residential & Commercial | No
206315650 | Mini/Multi Split | DIYCOOL | HMSV-A-CB-O | ACIQ-27Z-HH-M3 |  | Non-Ducted Indoor Units |  |  | 28000 | 22 | 9 | 28000 | 26800 | 95.71% | 1.9 | 13 | 12.5 |  |  |  | No | R-410A | 2.3333 | Residential & Commercial | No
206315653 | Mini/Multi Split | ACIQ | HMSV-A-CB-O | ACIQ-18Z-HH-M2 |  | Non-Ducted Indoor Units |  |  | 19000 | 21.5 | 9 | 20000 | 17000 | 85% | 1.9 | 12.5 | 12.5 |  |  |  | No | R-410A | 1.5833 | Residential & Commercial | No
206315654 | Mini/Multi Split | ACIQ | HMSV-A-CB-O | ACIQ-27Z-HH-M3 |  | Non-Ducted Indoor Units |  |  | 28000 | 22 | 9 | 28000 | 26800 | 95.71% | 1.9 | 13 | 12.5 |  |  |  | No | R-410A | 2.3333 | Residential & Commercial | No
206315657 | Mini/Multi Split | 1HVAC | HMSV-A-CB-O | ACIQ-18Z-HH-M2 |  | Non-Ducted Indoor Units |  |  | 19000 | 21.5 | 9 | 20000 | 17000 | 85% | 1.9 | 12.5 | 12.5 |  |  |  | No | R-410A | 1.5833 | Residential & Commercial | No
206315658 | Mini/Multi Split | 1HVAC | HMSV-A-CB-O | ACIQ-27Z-HH-M3 |  | Non-Ducted Indoor Units |  |  | 28000 | 22 | 9 | 28000 | 26800 | 95.71% | 1.9 | 13 | 12.5 |  |  |  | No | R-410A | 2.3333 | Residential & Commercial | No
206319651 | Mini/Multi Split | TRANE | HRCU-A-CB-O | 4TXM2336A15NU** |  | Non-Ducted Indoor Units |  |  | 42000 | 16 | 8.6 | 42000 | 31200 | 74.29% | 1.82 | 11 | 9 |  |  |  | No | R-410A | 3.5 | Residential & Commercial | No
206319652 | Mini/Multi Split | AMERICAN STANDARD | HRCU-A-CB-O | 4TXM2336A15NU** |  | Non-Ducted Indoor Units |  |  | 42000 | 16 | 8.6 | 42000 | 31200 | 74.29% | 1.82 | 11 | 9 |  |  |  | No | R-410A | 3.5 | Residential & Commercial | No
205816512 | Mini/Multi Split | GOODMAN | HMSV-A-CB-O | MST273E23MHAA |  | Non-Ducted Indoor Units |  |  | 28000 | 22 | 9 | 28000 | 26800 | 95.71% | 1.9 | 13 | 12.5 |  |  |  | No | R-410A | 2.3333 | Residential & Commercial | No
205818827 | Mini/Multi Split | BOREAL | HMSV-A-CB-O | MBRS42HPJ1OA |  | Non-Ducted Indoor Units |  |  | 39000 | 21 | 8.6 | 40000 | 28400 | 71% | 1.84 | 10.4 | 10.4 |  |  |  | No | R-410A | 3.25 | Residential & Commercial | No
205818828 | Mini/Multi Split | BOREAL | HMSV-A-CB-O | MBRS18HPJ1OA |  | Non-Ducted Indoor Units |  |  | 18000 | 21 | 9 | 19000 | 13500 | 71.05% | 2.01 | 12.5 | 12.5 |  |  |  | No | R-410A | 1.5 | Residential & Commercial | No
205818829 | Mini/Multi Split | BOREAL | HMSV-A-CB-O | MBRS24HPJ1OA |  | Non-Ducted Indoor Units |  |  | 24000 | 21 | 9 | 26000 | 18400 | 70.77% | 1.81 | 12.5 | 11.8 |  |  |  | No | R-410A | 2 | Residential & Commercial | No
205818830 | Mini/Multi Split | BOREAL | HMSV-A-CB-O | MBRS30HPJ1OA |  | Non-Ducted Indoor Units |  |  | 28400 | 20 | 8.6 | 30000 | 21200 | 70.67% | 1.85 | 12.5 | 11.8 |  |  |  | No | R-410A | 2.3667 | Residential & Commercial | No
205818831 | Mini/Multi Split | BOREAL | HMSV-A-CB-O | MBRS36HPJ1OA |  | Non-Ducted Indoor Units |  |  | 34000 | 21 | 8.6 | 36000 | 25400 | 70.56% | 2.32 | 12.5 | 11.8 |  |  |  | No | R-410A | 2.8333 | Residential & Commercial | No
205645135 | Mini/Multi Split | PERFECTAIRE | HMSV-A-CB-O | 2PAMS27-HH-MZO3 |  | Non-Ducted Indoor Units |  |  | 28000 | 22 | 9 | 28000 | 26800 | 95.71% | 1.9 | 13 | 12.5 |  |  |  | No | R-410A | 2.3333 | Residential & Commercial | No
205645132 | Mini/Multi Split | PERFECTAIRE | HMSV-A-CB-O | 2PAMS18-HH-MZO2 |  | Non-Ducted Indoor Units |  |  | 19000 | 21.5 | 9 | 20000 | 17000 | 85% | 1.9 | 12.5 | 12.5 |  |  |  | No | R-410A | 1.5833 | Residential & Commercial | No
205470449 | Mini/Multi Split | Breeze33 | HMSV-A-CB-O | BZ33-HYP27HP3Z2-P |  | Non-Ducted Indoor Units |  |  | 28000 | 22 | 9 | 28000 | 26800 | 95.71% | 1.9 | 13 | 12.5 |  |  |  | No | R-410A | 2.3333 | Residential & Commercial | No
205470446 | Mini/Multi Split | Breeze33 | HMSV-A-CB-O | BZ33-HYP18HP2Z2-P |  | Non-Ducted Indoor Units |  |  | 19000 | 21.5 | 9 | 20000 | 17000 | 85% | 1.9 | 12.5 | 12.5 |  |  |  | No | R-410A | 1.5833 | Residential & Commercial | No
205446269 | Mini/Multi Split | WESTINGHOUSE | HMSV-A-CB-O | WHP36M4A21S |  | Non-Ducted Indoor Units |  |  | 32000 | 21 | 9 | 36000 | 36000 | 100% | 1.84 | 12.5 | 12.5 |  |  |  | No | R-410A | 2.6667 | Residential & Commercial | No
205470409 | Mini/Multi Split | WESTINGHOUSE | HMSV-A-CB-O | WHP24M3A21S |  | Non-Ducted Indoor Units |  |  | 24000 | 22 | 9.05 | 24000 | 24000 | 100% | 1.84 | 12.5 | 12.5 |  |  |  | No | R-410A | 2 | Residential & Commercial | No
205263894 | Mini/Multi Split | C&H | HMSV-A-CB-O | CH-HYP19MSPH-230VO |  | Non-Ducted Indoor Units |  |  | 19000 | 21.5 | 9 | 20000 | 17000 | 85% | 1.9 | 12.5 | 12.5 |  |  |  | No | R-410A | 1.5833 | Residential & Commercial | No
205263902 | Mini/Multi Split | C&H | HMSV-A-CB-O | CH-HYP28MSPH-230VO |  | Non-Ducted Indoor Units |  |  | 28000 | 22 | 9 | 28000 | 26800 | 95.71% | 1.9 | 13 | 12.5 |  |  |  | No | R-410A | 2.3333 | Residential & Commercial | No
205150426 | Mini/Multi Split | AIR-CON | HMSV-A-CB-O | AMSCI4H4S42 |  | Non-Ducted Indoor Units |  |  | 42000 | 20 | 8.95 | 41500 | 36000 | 86.75% | 1.84 | 10.5 | 10.5 |  |  |  | No | R-410A | 3.5 | Residential & Commercial | No
205141512 | Mini/Multi Split | FRIEDRICH | HMSV-A-CB-O | FPHMR42A3A |  | Non-Ducted Indoor Units |  |  | 42000 | 20 | 8.95 | 41500 | 36000 | 86.75% | 1.84 | 10.5 | 10.5 |  |  |  | No | R-410A | 3.5 | Residential & Commercial | No
205123812 | Mini/Multi Split | HISENSE | HMSV-A-CB-O | AMW5-42U3STA |  | Non-Ducted Indoor Units |  |  | 42000 | 20 | 8.95 | 41500 | 36000 | 86.75% | 1.84 | 10.5 | 10.5 |  |  |  | No | R-410A | 3.5 | Residential & Commercial | No
205092305 | Mini/Multi Split | MIDEA | HMSV-A-CB-O | MCH3U-27PHH2 |  | Non-Ducted Indoor Units |  |  | 19000 | 21.5 | 9 | 20000 | 17000 | 85% | 1.9 | 12.5 | 12.5 |  |  |  | No | R-410A | 1.5833 | Residential & Commercial | No
205047867 | Mini/Multi Split | C&H | HMSV-A-CB-O | CH-HYP28MSPH-230VO |  | Non-Ducted Indoor Units |  |  | 28000 | 22 | 9 | 28000 | 26800 | 95.71% | 1.9 | 13 | 12.5 |  |  |  | No | R-410A | 2.3333 | Residential & Commercial | No
214056550 | Mini/Multi Split | AIR TECH | HMSV-A-CB-O | ATVO48NGUG2 |  | Non-Ducted Indoor Units |  |  | 48000 | 22 | 9.2 | 48000 | 33600 | 70% | 2.2 | 0 | 11.5 |  |  |  | No | R-410A | 4 | Residential & Commercial | No
214056546 | Mini/Multi Split | AIR TECH | HMSV-A-CB-O | ATVO60NGUG2 |  | Non-Ducted Indoor Units |  |  | 60000 | 21 | 9.2 | 60000 | 42000 | 70% | 2.1 | 0 | 11 |  |  |  | No | R-410A | 5 | Residential & Commercial | No
205047861 | Mini/Multi Split | C&H | HMSV-A-CB-O | CH-HYP19MSPH-230VO |  | Non-Ducted Indoor Units |  |  | 19000 | 21.5 | 9 | 20000 | 17000 | 85% | 1.9 | 12.5 | 12.5 |  |  |  | No | R-410A | 1.5833 | Residential & Commercial | No
214056553 | Mini/Multi Split | AIR TECH | HMSV-A-CB-O | ATVO36NGUG2 |  | Non-Ducted Indoor Units |  |  | 36000 | 23 | 9 | 36000 | 25200 | 70% | 2.4 | 0 | 13 |  |  |  | No | R-410A | 3 | Residential & Commercial | No
204793306 | Mini/Multi Split | DIAL | HMSV-A-CB-O | 24000Z-03-O |  | Non-Ducted Indoor Units |  |  | 24000 | 22 | 9.05 | 24000 | 24000 | 100% | 1.84 | 12.5 | 12.5 |  |  |  | No | R-410A | 2 | Residential & Commercial | No
204793307 | Mini/Multi Split | DIAL | HMSV-A-CB-O | 36000Z-04-O |  | Non-Ducted Indoor Units |  |  | 32000 | 21 | 9 | 36000 | 36000 | 100% | 1.84 | 12.5 | 12.5 |  |  |  | No | R-410A | 2.6667 | Residential & Commercial | No
204711128 | Mini/Multi Split | Breeze33 | HMSV-A-CB-O | BZ33-HYP18HP2Z2 |  | Non-Ducted Indoor Units |  |  | 19000 | 21.5 | 9 | 20000 | 17000 | 85% | 1.9 | 12.5 | 12.5 |  |  |  | No | R-410A | 1.5833 | Residential & Commercial | No
204711129 | Mini/Multi Split | Breeze33 | HMSV-A-CB-O | BZ33-HYP27HP3Z2 |  | Non-Ducted Indoor Units |  |  | 28000 | 22 | 9 | 28000 | 26800 | 95.71% | 1.9 | 13 | 12.5 |  |  |  | No | R-410A | 2.3333 | Residential & Commercial | No
204706294 | Mini/Multi Split | ACC | HMSV-A-CB-O | MST183E23MHAA |  | Non-Ducted Indoor Units |  |  | 19000 | 21.5 | 9 | 20000 | 17000 | 85% | 1.9 | 12.5 | 12.5 |  |  |  | No | R-410A | 1.5833 | Residential & Commercial | No
204706295 | Mini/Multi Split | ACC | HMSV-A-CB-O | MST303E23MHAA |  | Non-Ducted Indoor Units |  |  | 28000 | 22 | 9 | 28000 | 26800 | 95.71% | 1.9 | 13 | 12.5 |  |  |  | No | R-410A | 2.3333 | Residential & Commercial | No
204517339 | Mini/Multi Split | AIR MAX | HMSV-A-CB-O | GFMCB18-H2 |  | Non-Ducted Indoor Units |  |  | 18000 | 21 | 9 | 19000 | 13500 | 71.05% | 2.01 | 12.5 | 12.5 |  |  |  | No | R-410A | 1.5 | Residential & Commercial | No
204517340 | Mini/Multi Split | AIR MAX | HMSV-A-CB-O | GFMCB24-H2 |  | Non-Ducted Indoor Units |  |  | 24000 | 21 | 9 | 26000 | 18400 | 70.77% | 1.81 | 12.5 | 11.8 |  |  |  | No | R-410A | 2 | Residential & Commercial | No
204462794 | Mini/Multi Split | AIR-CON | HMSV-A-CB-O | AMSCI4H4S24 |  | Non-Ducted Indoor Units |  |  | 24000 | 22 | 9.05 | 24000 | 24000 | 100% | 1.84 | 12.5 | 12.5 |  |  |  | No | R-410A | 2 | Residential & Commercial | No
204462795 | Mini/Multi Split | AIR-CON | HMSV-A-CB-O | AMSCI4H4S36 |  | Non-Ducted Indoor Units |  |  | 32000 | 21 | 9 | 36000 | 36000 | 100% | 1.84 | 12.5 | 12.5 |  |  |  | No | R-410A | 2.6667 | Residential & Commercial | No
213886038 | Mini/Multi Split | SLIMAIR | HMSV-A-CB-O | SHC2Z18VE2AG |  | Non-Ducted Indoor Units |  |  | 19000 | 20.5 | 9 | 20000 | 18000 | 90% | 1.8 | 12.5 | 12.5 |  |  |  | No | R-410A | 1.5833 | Residential & Commercial | No
204005788 | Mini/Multi Split | ELIOS | HMSV-A-CB-O | DE27HOM25230X3 |  | Non-Ducted Indoor Units |  |  | 28000 | 22 | 9 | 28000 | 26800 | 95.71% | 1.9 | 13 | 12.5 |  |  |  | No | R-410A | 2.3333 | Residential & Commercial | No
204462624 | Mini/Multi Split | KINGHOME | HRCU-A-CB-O | KM36UH5O |  | Non-Ducted Indoor Units |  |  | 36000 | 16 | 8.6 | 36000 | 28200 | 78.33% | 1.82 | 9 | 9 |  |  |  | No | R-410A | 3 | Residential & Commercial | No
204462625 | Mini/Multi Split | KINGHOME | HRCU-A-CB-O | KM42UH5O |  | Non-Ducted Indoor Units |  |  | 42000 | 16 | 8.6 | 42000 | 31200 | 74.29% | 1.82 | 9 | 9 |  |  |  | No | R-410A | 3.5 | Residential & Commercial | No
204344220 | Mini/Multi Split | TOSOT | HRCU-A-CB-O | TM36H5O |  | Non-Ducted Indoor Units |  |  | 36000 | 16 | 8.6 | 36000 | 28200 | 78.33% | 1.82 | 9 | 9 |  |  |  | No | R-410A | 3 | Residential & Commercial | No
204344221 | Mini/Multi Split | TOSOT | HRCU-A-CB-O | TM42H5O |  | Non-Ducted Indoor Units |  |  | 42000 | 16 | 8.6 | 42000 | 31200 | 74.29% | 1.82 | 9 | 9 |  |  |  | No | R-410A | 3.5 | Residential & Commercial | No
204100526 | Mini/Multi Split | HAXXAIR | HMSV-A-CB-O | HVHM-36T2D |  | Non-Ducted Indoor Units |  |  | 32000 | 21 | 9 | 36000 | 36000 | 100% | 1.84 | 12.5 | 12.5 |  |  |  | No | R-410A | 2.6667 | Residential & Commercial | No
204198639 | Mini/Multi Split | HAXXAIR | HMSV-A-CB-O | HVHM-24T2D |  | Non-Ducted Indoor Units |  |  | 24000 | 22 | 9.05 | 24000 | 24000 | 100% | 1.84 | 12.5 | 12.5 |  |  |  | No | R-410A | 2 | Residential & Commercial | No
204288780 | Mini/Multi Split | GREE | HMSV-A-CB-O | MULTIU36HP230V1DO |  | Non-Ducted Indoor Units |  |  | 36000 | 16 | 8.6 | 36000 | 28200 | 78.33% | 1.82 | 9 | 9 |  |  |  | No | R-410A | 3 | Residential & Commercial | No
204288781 | Mini/Multi Split | GREE | HMSV-A-CB-O | MULTIU42HP230V1DO |  | Non-Ducted Indoor Units |  |  | 42000 | 16 | 8.6 | 42000 | 31200 | 74.29% | 1.82 | 9 | 9 |  |  |  | No | R-410A | 3.5 | Residential & Commercial | No
204005785 | Mini/Multi Split | ELIOS | HMSV-A-CB-O | DE18HOM25230X3 |  | Non-Ducted Indoor Units |  |  | 19000 | 21.5 | 9 | 20000 | 17000 | 85% | 1.9 | 12.5 | 12.5 |  |  |  | No | R-410A | 1.5833 | Residential & Commercial | No
204101246 | Mini/Multi Split | FRIEDRICH | HMSV-A-CB-O | FPHMR24A3A |  | Non-Ducted Indoor Units |  |  | 24000 | 22 | 9.05 | 24000 | 24000 | 100% | 1.84 | 12.5 | 12.5 |  |  |  | No | R-410A | 2 | Residential & Commercial | No
204101247 | Mini/Multi Split | FRIEDRICH | HMSV-A-CB-O | FPHMR36A3A |  | Non-Ducted Indoor Units |  |  | 32000 | 21 | 9 | 36000 | 36000 | 100% | 1.84 | 12.5 | 12.5 |  |  |  | No | R-410A | 2.6667 | Residential & Commercial | No
204005772 | Mini/Multi Split | MOOVAIR | HMSV-A-CB-O | DM27HOM25230X3 |  | Non-Ducted Indoor Units |  |  | 28000 | 22 | 9 | 28000 | 26800 | 95.71% | 1.9 | 13 | 12.5 |  |  |  | No | R-410A | 2.3333 | Residential & Commercial | No
204005751 | Mini/Multi Split | MOOVAIR | HMSV-A-CB-O | DM18HOM25230X3 |  | Non-Ducted Indoor Units |  |  | 19000 | 21.5 | 9 | 20000 | 17000 | 85% | 1.9 | 12.5 | 12.5 |  |  |  | No | R-410A | 1.5833 | Residential & Commercial | No
203991183 | Mini/Multi Split | BOSCH | HMSV-A-CB-O | BMS500-AAM027-1CSXHB |  | Non-Ducted Indoor Units |  |  | 28000 | 22 | 9 | 28000 | 26800 | 95.71% | 1.9 | 13 | 12.5 |  |  |  | No | R-410A | 2.3333 | Residential & Commercial | No
203991180 | Mini/Multi Split | BOSCH | HMSV-A-CB-O | BMS500-AAM018-1CSXHB |  | Non-Ducted Indoor Units |  |  | 19000 | 21.5 | 9 | 20000 | 17000 | 85% | 1.9 | 12.5 | 12.5 |  |  |  | No | R-410A | 1.5833 | Residential & Commercial | No
203978137 | Mini/Multi Split | HISENSE | HMSV-A-CB-O | AMW3-24U3SAA |  | Non-Ducted Indoor Units |  |  | 24000 | 22 | 9.05 | 24000 | 24000 | 100% | 1.84 | 12.5 | 12.5 |  |  |  | No | R-410A | 2 | Residential & Commercial | No
203978166 | Mini/Multi Split | HISENSE | HMSV-A-CB-O | AMW4-36U3STA |  | Non-Ducted Indoor Units |  |  | 32000 | 21 | 9 | 36000 | 36000 | 100% | 1.84 | 12.5 | 12.5 |  |  |  | No | R-410A | 2.6667 | Residential & Commercial | No
203966607 | Mini/Multi Split | AIRQUEST | HMSV-A-CB-O | DLCMRAH36DAK |  | Non-Ducted Indoor Units |  |  | 36000 | 21.4 | 8.6 | 36000 | 26200 | 72.78% | 1.8 | 10.5 | 10.5 |  |  |  | No | R-410A | 3 | Residential & Commercial | No
203514061 | Mini/Multi Split | EMI | HMSV-A-CB-O | DHMZ218DA |  | Non-Ducted Indoor Units |  |  | 19000 | 21.5 | 9 | 20000 | 17000 | 85% | 1.9 | 12.5 | 12.5 |  |  |  | No | R-410A | 1.5833 | Residential & Commercial | No
203514062 | Mini/Multi Split | EMI | HMSV-A-CB-O | DHMZ327DA |  | Non-Ducted Indoor Units |  |  | 28000 | 22 | 9 | 28000 | 26800 | 95.71% | 1.9 | 13 | 12.5 |  |  |  | No | R-410A | 2.3333 | Residential & Commercial | No
203449484 | Mini/Multi Split | MIRAGE | HMSV-A-CB-O | OVMH271A |  | Non-Ducted Indoor Units |  |  | 27000 | 22 | 8.9 | 28000 | 20800 | 74.29% | 1.9 | 12 | 12 |  |  |  | No | R-410A | 2.25 | Residential & Commercial | No
203376863 | Mini/Multi Split | AIRTEMP | HMSV-A-CB-O | GXH42(12.3)FMK4DH |  | Non-Ducted Indoor Units |  |  | 39000 | 21 | 8.6 | 40000 | 28400 | 71% | 1.84 | 10.4 | 10.4 |  |  |  | No | R-410A | 3.25 | Residential & Commercial | No
203343585 | Mini/Multi Split | LENNOX | HMSV-A-CB-O | MLA018S4M-2P |  | Non-Ducted Indoor Units |  |  | 19000 | 21.5 | 9 | 20000 | 17000 | 85% | 1.9 | 12.5 | 12.5 |  |  |  | No | R-410A | 1.5833 | Residential & Commercial | No
203269782 | Mini/Multi Split | DIRECT AIR | HMSV-A-CB-O | M2OH-18HFN1-M |  | Non-Ducted Indoor Units |  |  | 19000 | 21.5 | 9 | 20000 | 17000 | 85% | 1.9 | 12.5 | 12.5 |  |  |  | No | R-410A | 1.5833 | Residential & Commercial | No
203269783 | Mini/Multi Split | DIRECT AIR | HMSV-A-CB-O | M3OH-27HFN1-M |  | Non-Ducted Indoor Units |  |  | 28000 | 22 | 9 | 28000 | 26800 | 95.71% | 1.9 | 13 | 12.5 |  |  |  | No | R-410A | 2.3333 | Residential & Commercial | No
202575895 | Mini/Multi Split | AireForce | HMSV-A-CB-O | GXH42(12.3)FMK4DH |  | Non-Ducted Indoor Units |  |  | 39000 | 21 | 8.6 | 40000 | 28400 | 71% | 1.84 | 10.4 | 10.4 |  |  |  | No | R-410A | 3.25 | Residential & Commercial | No
202557962 | Mini/Multi Split | GREE | HMSV-A-CB-O | GWHD(36)ND3JO |  | Non-Ducted Indoor Units |  |  | 36000 | 16 | 8.6 | 36000 | 28200 | 78.33% | 1.82 | 9 | 9 |  |  |  | No | R-410A | 3 | Residential & Commercial | No
202557963 | Mini/Multi Split | GREE | HMSV-A-CB-O | GWHD(42)ND3JO |  | Non-Ducted Indoor Units |  |  | 42000 | 16 | 8.6 | 42000 | 31200 | 74.29% | 1.82 | 9 | 9 |  |  |  | No | R-410A | 3.5 | Residential & Commercial | No
202575871 | Mini/Multi Split | COMFORTSTAR | HMSV-A-CB-O | CM2-18-2ZX |  | Non-Ducted Indoor Units |  |  | 19000 | 21.5 | 9 | 20000 | 17000 | 85% | 1.9 | 12.5 | 12.5 |  |  |  | No | R-410A | 1.5833 | Residential & Commercial | No
202575872 | Mini/Multi Split | COMFORTSTAR | HMSV-A-CB-O | CM3-27-3ZX |  | Non-Ducted Indoor Units |  |  | 28000 | 22 | 9 | 28000 | 26800 | 95.71% | 1.9 | 13 | 12.5 |  |  |  | No | R-410A | 2.3333 | Residential & Commercial | No
202265568 | Mini/Multi Split | YMGI | HMSV-A-CB-O | WMMS-48CH-V2B(59)4 |  | Non-Ducted Indoor Units |  |  | 34000 | 21 | 8.6 | 36000 | 25400 | 70.56% | 2.32 | 12.5 | 11.8 |  |  |  | No | R-410A | 2.8333 | Residential & Commercial | No
202265571 | Mini/Multi Split | YMGI | HMSV-A-CB-O | WMMS-60CH-V2B(59)4 |  | Non-Ducted Indoor Units |  |  | 39000 | 21 | 8.6 | 40000 | 28400 | 71% | 1.84 | 10.4 | 10.4 |  |  |  | No | R-410A | 3.25 | Residential & Commercial | No
202265565 | Mini/Multi Split | YMGI | HMSV-A-CB-O | WMMS-42CH-V2B(59)4 |  | Non-Ducted Indoor Units |  |  | 28400 | 20 | 8.6 | 30000 | 21200 | 70.67% | 1.85 | 12.5 | 11.8 |  |  |  | No | R-410A | 2.3667 | Residential & Commercial | No
202265559 | Mini/Multi Split | YMGI | HMSV-A-CB-O | WMMS-30CH-V2B(59)4 |  | Non-Ducted Indoor Units |  |  | 18000 | 21 | 9 | 19000 | 13500 | 71.05% | 2.01 | 12.5 | 12.5 |  |  |  | No | R-410A | 1.5 | Residential & Commercial | No
202265562 | Mini/Multi Split | YMGI | HMSV-A-CB-O | WMMS-36CH-V2B(59)4 |  | Non-Ducted Indoor Units |  |  | 24000 | 21 | 9 | 26000 | 18400 | 70.77% | 1.81 | 12.5 | 11.8 |  |  |  | No | R-410A | 2 | Residential & Commercial | No
202208603 | Mini/Multi Split | SMARTFLEX | HMSV-A-CB-O | DHW42CMB21S |  | Non-Ducted Indoor Units |  |  | 39000 | 21 | 8.6 | 40000 | 28400 | 71% | 1.84 | 10.4 | 10.4 |  |  |  | No | R-410A | 3.25 | Residential & Commercial | No
202110503 | Mini/Multi Split | ACD | HMSV-A-CB-O | MPD36KCH21S-O |  | Non-Ducted Indoor Units |  |  | 34000 | 21 | 8.6 | 36000 | 25400 | 70.56% | 2.32 | 12.5 | 11.8 |  |  |  | No | R-410A | 2.8333 | Residential & Commercial | No
202110506 | Mini/Multi Split | ACD | HMSV-A-CB-O | MPD42KCH21S-O |  | Non-Ducted Indoor Units |  |  | 39000 | 21 | 8.6 | 40000 | 28400 | 71% | 1.84 | 10.4 | 10.4 |  |  |  | No | R-410A | 3.25 | Residential & Commercial | No
202119271 | Mini/Multi Split | SMART COMFORT | HMSV-A-CB-O | DLCMRAH36DAK |  | Non-Ducted Indoor Units |  |  | 36000 | 21.4 | 8.6 | 36000 | 26200 | 72.78% | 1.8 | 10.5 | 10.5 |  |  |  | No | R-410A | 3 | Residential & Commercial | No
202110494 | Mini/Multi Split | ACD | HMSV-A-CB-O | MPD18KCH22S-O |  | Non-Ducted Indoor Units |  |  | 18000 | 21 | 9 | 19000 | 13500 | 71.05% | 2.01 | 12.5 | 12.5 |  |  |  | No | R-410A | 1.5 | Residential & Commercial | No
202110500 | Mini/Multi Split | ACD | HMSV-A-CB-O | MPD30KCH21S-O |  | Non-Ducted Indoor Units |  |  | 28400 | 20 | 8.6 | 30000 | 21200 | 70.67% | 1.85 | 12.5 | 11.8 |  |  |  | No | R-410A | 2.3667 | Residential & Commercial | No
202053797 | Mini/Multi Split | INNOVAIR | HMSV-A-CB-O | VOM0522H7RE602 |  | Non-Ducted Indoor Units |  |  | 18000 | 21 | 9 | 19000 | 13500 | 71.05% | 2.01 | 12.5 | 12.5 |  |  |  | No | R-410A | 1.5 | Residential & Commercial | No
202053798 | Mini/Multi Split | INNOVAIR | HMSV-A-CB-O | VOM0733H7RE603 |  | Non-Ducted Indoor Units |  |  | 24000 | 21 | 9 | 26000 | 18400 | 70.77% | 1.81 | 12.5 | 11.8 |  |  |  | No | R-410A | 2 | Residential & Commercial | No
202053799 | Mini/Multi Split | INNOVAIR | HMSV-A-CB-O | VOM0833H7RE604 |  | Non-Ducted Indoor Units |  |  | 28400 | 20 | 8.6 | 30000 | 21200 | 70.67% | 1.85 | 12.5 | 11.8 |  |  |  | No | R-410A | 2.3667 | Residential & Commercial | No
202053800 | Mini/Multi Split | INNOVAIR | HMSV-A-CB-O | VOM0836H7RE605 |  | Non-Ducted Indoor Units |  |  | 34000 | 21 | 8.6 | 36000 | 25400 | 70.56% | 2.32 | 12.5 | 11.8 |  |  |  | No | R-410A | 2.8333 | Residential & Commercial | No
202053801 | Mini/Multi Split | INNOVAIR | HMSV-A-CB-O | VOM0847H7RE605 |  | Non-Ducted Indoor Units |  |  | 39000 | 21 | 8.6 | 40000 | 28400 | 71% | 1.84 | 10.4 | 10.4 |  |  |  | No | R-410A | 3.25 | Residential & Commercial | No
202007082 | Mini/Multi Split | BLUERIDGE | HMSV-A-CB-O | BM27M23C |  | Non-Ducted Indoor Units |  |  | 27000 | 22 | 8.9 | 28000 | 20800 | 74.29% | 1.9 | 12 | 12 |  |  |  | No | R-410A | 2.25 | Residential & Commercial | No
201866479 | Mini/Multi Split | KERR | HMSV-A-CB-O | A-KMH18DU-1 |  | Non-Ducted Indoor Units |  |  | 19000 | 21.5 | 9 | 20000 | 17000 | 85% | 1.9 | 12.5 | 12.5 |  |  |  | No | R-410A | 1.5833 | Residential & Commercial | No
201866480 | Mini/Multi Split | KERR | HMSV-A-CB-O | A-KMH28TU-1 |  | Non-Ducted Indoor Units |  |  | 28000 | 22 | 9 | 28000 | 26800 | 95.71% | 1.9 | 13 | 12.5 |  |  |  | No | R-410A | 2.3333 | Residential & Commercial | No
201863419 | Mini/Multi Split | KOOLKING | HMSV-A-CB-O | M4OF-36HFN1-M |  | Non-Ducted Indoor Units |  |  | 36000 | 21.4 | 8.6 | 36000 | 26200 | 72.78% | 1.8 | 10.5 | 10.5 |  |  |  | No | R-410A | 3 | Residential & Commercial | No
201862957 | Mini/Multi Split | CENTURY | HMSV-A-CB-O | A-VMH18DU-1 |  | Non-Ducted Indoor Units |  |  | 19000 | 21.5 | 9 | 20000 | 17000 | 85% | 1.9 | 12.5 | 12.5 |  |  |  | No | R-410A | 1.5833 | Residential & Commercial | No
201862958 | Mini/Multi Split | CENTURY | HMSV-A-CB-O | A-VMH28TU-1 |  | Non-Ducted Indoor Units |  |  | 28000 | 22 | 9 | 28000 | 26800 | 95.71% | 1.9 | 13 | 12.5 |  |  |  | No | R-410A | 2.3333 | Residential & Commercial | No
201835692 | Mini/Multi Split | HEIL | HMSV-A-CB-O | DLCMRAH36DAK |  | Non-Ducted Indoor Units |  |  | 36000 | 21.4 | 8.6 | 36000 | 26200 | 72.78% | 1.8 | 10.5 | 10.5 |  |  |  | No | R-410A | 3 | Residential & Commercial | No
201835693 | Mini/Multi Split | KEEPRITE | HMSV-A-CB-O | DLCMRAH36DAK |  | Non-Ducted Indoor Units |  |  | 36000 | 21.4 | 8.6 | 36000 | 26200 | 72.78% | 1.8 | 10.5 | 10.5 |  |  |  | No | R-410A | 3 | Residential & Commercial | No
201835788 | Mini/Multi Split | KENMORE | HMSV-A-CB-O | DLCMRAH36DAK |  | Non-Ducted Indoor Units |  |  | 36000 | 21.4 | 8.6 | 36000 | 26200 | 72.78% | 1.8 | 10.5 | 10.5 |  |  |  | No | R-410A | 3 | Residential & Commercial | No
201835789 | Mini/Multi Split | TEMPSTAR | HMSV-A-CB-O | DLCMRAH36DAK |  | Non-Ducted Indoor Units |  |  | 36000 | 21.4 | 8.6 | 36000 | 26200 | 72.78% | 1.8 | 10.5 | 10.5 |  |  |  | No | R-410A | 3 | Residential & Commercial | No
201810023 | Mini/Multi Split | MDV | HMSV-A-CB-O | M3OH-27HFN1-M |  | Non-Ducted Indoor Units |  |  | 28000 | 22 | 9 | 28000 | 26800 | 95.71% | 1.9 | 13 | 12.5 |  |  |  | No | R-410A | 2.3333 | Residential & Commercial | No
201835574 | Mini/Multi Split | COMFORTMAKER | HMSV-A-CB-O | DLCMRAH36DAK |  | Non-Ducted Indoor Units |  |  | 36000 | 21.4 | 8.6 | 36000 | 26200 | 72.78% | 1.8 | 10.5 | 10.5 |  |  |  | No | R-410A | 3 | Residential & Commercial | No
201835622 | Mini/Multi Split | DAY & NIGHT | HMSV-A-CB-O | DLCMRAH36DAK |  | Non-Ducted Indoor Units |  |  | 36000 | 21.4 | 8.6 | 36000 | 26200 | 72.78% | 1.8 | 10.5 | 10.5 |  |  |  | No | R-410A | 3 | Residential & Commercial | No
201830360 | Mini/Multi Split | AC PRO | HMSV-A-CB-O | 2PAMSH27-MZO3 |  | Non-Ducted Indoor Units |  |  | 27000 | 22 | 8.9 | 28000 | 20800 | 74.29% | 1.9 | 12 | 12 |  |  |  | No | R-410A | 2.25 | Residential & Commercial | No
201810034 | Mini/Multi Split | COMFORT-AIRE | HMSV-A-CB-O | A-VMH18DU-1 |  | Non-Ducted Indoor Units |  |  | 19000 | 21.5 | 9 | 20000 | 17000 | 85% | 1.9 | 12.5 | 12.5 |  |  |  | No | R-410A | 1.5833 | Residential & Commercial | No
201771987 | Mini/Multi Split | LENNOX | HMSV-A-CB-O | MLA018S4M-1P |  | Non-Ducted Indoor Units |  |  | 19000 | 21.5 | 9 | 20000 | 17000 | 85% | 1.9 | 12.5 | 12.5 |  |  |  | No | R-410A | 1.5833 | Residential & Commercial | No
200059075 | Mini/Multi Split | SLIMAIR TECHNOLOGIES | HMSV-A-CB-O | SHC3Z27-VB2 |  | Non-Ducted Indoor Units |  |  | 27000 | 22 | 8.9 | 28000 | 20800 | 74.29% | 1.9 | 12 | 12 |  |  |  | No | R-410A | 2.25 | Residential & Commercial | No
200059076 | Mini/Multi Split | SLIMAIR | HMSV-A-CB-O | SHC3Z27-VB2 |  | Non-Ducted Indoor Units |  |  | 27000 | 22 | 8.9 | 28000 | 20800 | 74.29% | 1.9 | 12 | 12 |  |  |  | No | R-410A | 2.25 | Residential & Commercial | No
201763894 | Mini/Multi Split | ECO AIR | HMSV-A-CB-O | M3OF-27HFN1-M |  | Non-Ducted Indoor Units |  |  | 27000 | 22 | 8.9 | 28000 | 20800 | 74.29% | 1.9 | 12 | 12 |  |  |  | No | R-410A | 2.25 | Residential & Commercial | No
200059083 | Mini/Multi Split | COMFORT-AIRE | HMSV-A-CB-O | A-VFH18DB-1 |  | Non-Ducted Indoor Units |  |  | 18000 | 21 | 9 | 19000 | 13500 | 71.05% | 2.01 | 12.5 | 12.5 |  |  |  | No | R-410A | 1.5 | Residential & Commercial | No
200059084 | Mini/Multi Split | CENTURY | HMSV-A-CB-O | A-VFH18DB-1 |  | Non-Ducted Indoor Units |  |  | 18000 | 21 | 9 | 19000 | 13500 | 71.05% | 2.01 | 12.5 | 12.5 |  |  |  | No | R-410A | 1.5 | Residential & Commercial | No
200059085 | Mini/Multi Split | COMFORT-AIRE | HMSV-A-CB-O | A-VFH24TB-1 |  | Non-Ducted Indoor Units |  |  | 24000 | 21 | 9 | 26000 | 18400 | 70.77% | 1.81 | 12.5 | 11.8 |  |  |  | No | R-410A | 2 | Residential & Commercial | No
200059086 | Mini/Multi Split | CENTURY | HMSV-A-CB-O | A-VFH24TB-1 |  | Non-Ducted Indoor Units |  |  | 24000 | 21 | 9 | 26000 | 18400 | 70.77% | 1.81 | 12.5 | 11.8 |  |  |  | No | R-410A | 2 | Residential & Commercial | No
200059087 | Mini/Multi Split | COMFORT-AIRE | HMSV-A-CB-O | A-VFH30QB-1 |  | Non-Ducted Indoor Units |  |  | 28400 | 20 | 8.6 | 30000 | 21200 | 70.67% | 1.85 | 12.5 | 11.8 |  |  |  | No | R-410A | 2.3667 | Residential & Commercial | No
200059088 | Mini/Multi Split | CENTURY | HMSV-A-CB-O | A-VFH30QB-1 |  | Non-Ducted Indoor Units |  |  | 28400 | 20 | 8.6 | 30000 | 21200 | 70.67% | 1.85 | 12.5 | 11.8 |  |  |  | No | R-410A | 2.3667 | Residential & Commercial | No
200059089 | Mini/Multi Split | COMFORT-AIRE | HMSV-A-CB-O | A-VFH36QB-1 |  | Non-Ducted Indoor Units |  |  | 34000 | 21 | 8.6 | 36000 | 25400 | 70.56% | 2.32 | 12.5 | 11.8 |  |  |  | No | R-410A | 2.8333 | Residential & Commercial | No
200059090 | Mini/Multi Split | CENTURY | HMSV-A-CB-O | A-VFH36QB-1 |  | Non-Ducted Indoor Units |  |  | 34000 | 21 | 8.6 | 36000 | 25400 | 70.56% | 2.32 | 12.5 | 11.8 |  |  |  | No | R-410A | 2.8333 | Residential & Commercial | No
200059091 | Mini/Multi Split | COMFORT-AIRE | HMSV-A-CB-O | A-VFH42PB-1 |  | Non-Ducted Indoor Units |  |  | 39000 | 21 | 8.6 | 40000 | 28400 | 71% | 1.84 | 10.4 | 10.4 |  |  |  | No | R-410A | 3.25 | Residential & Commercial | No
200059092 | Mini/Multi Split | CENTURY | HMSV-A-CB-O | A-VFH42PB-1 |  | Non-Ducted Indoor Units |  |  | 39000 | 21 | 8.6 | 40000 | 28400 | 71% | 1.84 | 10.4 | 10.4 |  |  |  | No | R-410A | 3.25 | Residential & Commercial | No
10569060 | Mini/Multi Split | LENNOX | HMSV-A-CB-O | LIZ042HO-210P432 |  | Non-Ducted Indoor Units |  |  | 39000 | 21 | 8.6 | 40000 | 28400 | 71% | 1.84 | 10.4 | 10.4 |  |  |  | No | R-410A | 3.25 | Residential & Commercial | No
10569061 | Mini/Multi Split | AC PRO.COM | HMSV-A-CB-O | AWHD(42)ND3EO |  | Non-Ducted Indoor Units |  |  | 39000 | 21 | 8.6 | 40000 | 28400 | 71% | 1.84 | 10.4 | 10.4 |  |  |  | No | R-410A | 3.25 | Residential & Commercial | No
10569056 | Mini/Multi Split | LENNOX | HMSV-A-CB-O | LIZ036HO-210P432 |  | Non-Ducted Indoor Units |  |  | 34000 | 21 | 8.6 | 36000 | 25400 | 70.56% | 2.32 | 12.5 | 11.8 |  |  |  | No | R-410A | 2.8333 | Residential & Commercial | No
10569057 | Mini/Multi Split | AC PRO.COM | HMSV-A-CB-O | AWHD(36)ND3GO |  | Non-Ducted Indoor Units |  |  | 34000 | 21 | 8.6 | 36000 | 25400 | 70.56% | 2.32 | 12.5 | 11.8 |  |  |  | No | R-410A | 2.8333 | Residential & Commercial | No
10569052 | Mini/Multi Split | LENNOX | HMSV-A-CB-O | LIZ030HO-210P432 |  | Non-Ducted Indoor Units |  |  | 28400 | 20 | 8.6 | 30000 | 21200 | 70.67% | 1.85 | 12.5 | 11.8 |  |  |  | No | R-410A | 2.3667 | Residential & Commercial | No
10569053 | Mini/Multi Split | AC PRO.COM | HMSV-A-CB-O | AWHD(30)ND3GO |  | Non-Ducted Indoor Units |  |  | 28400 | 20 | 8.6 | 30000 | 21200 | 70.67% | 1.85 | 12.5 | 11.8 |  |  |  | No | R-410A | 2.3667 | Residential & Commercial | No
10569044 | Mini/Multi Split | LENNOX | HMSV-A-CB-O | LIZ018HO-210P432 |  | Non-Ducted Indoor Units |  |  | 18000 | 21 | 9 | 19000 | 13500 | 71.05% | 2.01 | 12.5 | 12.5 |  |  |  | No | R-410A | 1.5 | Residential & Commercial | No
10569045 | Mini/Multi Split | AC PRO.COM | HMSV-A-CB-O | AWHD(18)ND3GO |  | Non-Ducted Indoor Units |  |  | 18000 | 21 | 9 | 19000 | 13500 | 71.05% | 2.01 | 12.5 | 12.5 |  |  |  | No | R-410A | 1.5 | Residential & Commercial | No
10569046 | Mini/Multi Split | LENNOX | HMSV-A-CB-O | LIZ024HO-210P432 |  | Non-Ducted Indoor Units |  |  | 24000 | 21 | 9 | 26000 | 18400 | 70.77% | 1.81 | 12.5 | 11.8 |  |  |  | No | R-410A | 2 | Residential & Commercial | No
10569047 | Mini/Multi Split | AC PRO.COM | HMSV-A-CB-O | AWHD(24)ND3GO |  | Non-Ducted Indoor Units |  |  | 24000 | 21 | 9 | 26000 | 18400 | 70.77% | 1.81 | 12.5 | 11.8 |  |  |  | No | R-410A | 2 | Residential & Commercial | No
10445372 | Mini/Multi Split | LG | HMSV-A-CB-O | LMU180HHV |  | Non-Ducted Indoor Units |  |  | 18000 | 21 | 9.2 | 22000 | 19800 | 90% | 1.83 | 13.5 | 13.5 |  |  |  | No | R-410A | 1.5 | Residential & Commercial | No
10531401 | Mini/Multi Split | BLUERIDGE | HMSV-A-CB-O | BMKH24M-NDG3 |  | Non-Ducted Indoor Units |  |  | 24000 | 21 | 9 | 26000 | 18400 | 70.77% | 1.81 | 12.5 | 11.8 |  |  |  | No | R-410A | 2 | Residential & Commercial | No
10531402 | Mini/Multi Split | BLUERIDGE | HMSV-A-CB-O | BMKH36M-NDG3 |  | Non-Ducted Indoor Units |  |  | 34000 | 21 | 8.6 | 36000 | 25400 | 70.56% | 2.32 | 12.5 | 11.8 |  |  |  | No | R-410A | 2.8333 | Residential & Commercial | No
10349244 | Mini/Multi Split | SEA BREEZE | HMSV-A-CB-O | SMZ24H421ZOGB |  | Non-Ducted Indoor Units |  |  | 24000 | 21 | 9 | 26000 | 18400 | 70.77% | 1.81 | 12.5 | 11.8 |  |  |  | No | R-410A | 2 | Residential & Commercial | No
10435321 | Mini/Multi Split | SEA BREEZE | HMSV-A-CB-O | SMZ18H422ZOGB |  | Non-Ducted Indoor Units |  |  | 18000 | 21 | 9 | 19000 | 13500 | 71.05% | 2.01 | 12.5 | 12.5 |  |  |  | No | R-410A | 1.5 | Residential & Commercial | No
10349249 | Mini/Multi Split | SEA BREEZE | HMSV-A-CB-O | SMZ30H421ZOGB |  | Non-Ducted Indoor Units |  |  | 28400 | 20 | 8.6 | 30000 | 21200 | 70.67% | 1.85 | 12.5 | 11.8 |  |  |  | No | R-410A | 2.3667 | Residential & Commercial | No
10327038 | Mini/Multi Split | TGM | HMSV-A-CB-O | MMCUT27AS3 |  | Non-Ducted Indoor Units |  |  | 27000 | 22 | 8.9 | 28000 | 20800 | 74.29% | 1.9 | 12 | 12 |  |  |  | No | R-410A | 2.25 | Residential & Commercial | No
10327039 | Mini/Multi Split | CLASSIC | HMSV-A-CB-O | MMCUC27AS3 |  | Non-Ducted Indoor Units |  |  | 27000 | 22 | 8.9 | 28000 | 20800 | 74.29% | 1.9 | 12 | 12 |  |  |  | No | R-410A | 2.25 | Residential & Commercial | No
206726742 | Mini/Multi Split | LBG Products | HMSV-A-CB-O | LMH24DTO |  | Non-Ducted Indoor Units |  |  | 24000 | 21 | 9 | 26000 | 18400 | 70.77% | 1.81 | 12.5 | 11.8 |  |  |  | No | R-410A | 2 | Residential & Commercial | No
10300061 | Mini/Multi Split | GOODMAN | HMSV-A-CB-O | MST273E21MCAA |  | Non-Ducted Indoor Units |  |  | 27000 | 22 | 8.9 | 28000 | 20800 | 74.29% | 1.9 | 12 | 12 |  |  |  | No | R-410A | 2.25 | Residential & Commercial | No
10149870 | Mini/Multi Split | AIR-CON | HMSV-A-CB-O | AMTCM4H4R30 |  | Non-Ducted Indoor Units |  |  | 28400 | 20 | 8.6 | 30000 | 21200 | 70.67% | 1.85 | 12.5 | 11.8 |  |  |  | No | R-410A | 2.3667 | Residential & Commercial | No
10149873 | Mini/Multi Split | AIR-CON | HMSV-A-CB-O | AMTCM4H4R36 |  | Non-Ducted Indoor Units |  |  | 34000 | 21 | 8.6 | 36000 | 25400 | 70.56% | 2.32 | 12.5 | 11.8 |  |  |  | No | R-410A | 2.8333 | Residential & Commercial | No
10149876 | Mini/Multi Split | AIR-CON | HMSV-A-CB-O | AMTCM4H4R42 |  | Non-Ducted Indoor Units |  |  | 39000 | 21 | 8.6 | 40000 | 28400 | 71% | 1.84 | 10.4 | 10.4 |  |  |  | No | R-410A | 3.25 | Residential & Commercial | No
10149864 | Mini/Multi Split | AIR-CON | HMSV-A-CB-O | AMTCM4H4R18 |  | Non-Ducted Indoor Units |  |  | 18000 | 21 | 9 | 19000 | 13500 | 71.05% | 2.01 | 12.5 | 12.5 |  |  |  | No | R-410A | 1.5 | Residential & Commercial | No
10087084 | Mini/Multi Split | BLUERIDGE | HMSV-A-CB-O | BMKH18M-NDG3 |  | Non-Ducted Indoor Units |  |  | 18000 | 21 | 9 | 19000 | 13500 | 71.05% | 2.01 | 12.5 | 12.5 |  |  |  | No | R-410A | 1.5 | Residential & Commercial | No
10087085 | Mini/Multi Split | BLUERIDGE | HMSV-A-CB-O | BMKH30M-NDG3 |  | Non-Ducted Indoor Units |  |  | 28400 | 20 | 8.6 | 30000 | 21200 | 70.67% | 1.85 | 12.5 | 11.8 |  |  |  | No | R-410A | 2.3667 | Residential & Commercial | No
10087086 | Mini/Multi Split | BLUERIDGE | HMSV-A-CB-O | BMKH42M-NDG3 |  | Non-Ducted Indoor Units |  |  | 39000 | 21 | 8.6 | 40000 | 28400 | 71% | 1.84 | 10.4 | 10.4 |  |  |  | No | R-410A | 3.25 | Residential & Commercial | No
9967099 | Mini/Multi Split | YONAN | HMSV-A-CB-O | YBO-30HRN1 |  | Non-Ducted Indoor Units |  |  | 27000 | 22 | 8.9 | 28000 | 20800 | 74.29% | 1.9 | 12 | 12 |  |  |  | No | R-410A | 2.25 | Residential & Commercial | No
9993639 | Mini/Multi Split | TK'S | HMSV-A-CB-O | Y2OD-30HFN1 |  | Non-Ducted Indoor Units |  |  | 27000 | 22 | 8.9 | 28000 | 20800 | 74.29% | 1.9 | 12 | 12 |  |  |  | No | R-410A | 2.25 | Residential & Commercial | No
9959456 | Mini/Multi Split | KERR | HMSV-A-CB-O | A-KFH18DB-1 |  | Non-Ducted Indoor Units |  |  | 18000 | 21 | 9 | 19000 | 13500 | 71.05% | 2.01 | 12.5 | 12.5 |  |  |  | No | R-410A | 1.5 | Residential & Commercial | No
9959458 | Mini/Multi Split | KERR | HMSV-A-CB-O | A-KFH24TB-1 |  | Non-Ducted Indoor Units |  |  | 24000 | 21 | 9 | 26000 | 18400 | 70.77% | 1.81 | 12.5 | 11.8 |  |  |  | No | R-410A | 2 | Residential & Commercial | No
9959460 | Mini/Multi Split | KERR | HMSV-A-CB-O | A-KFH30QB-1 |  | Non-Ducted Indoor Units |  |  | 28400 | 20 | 8.6 | 30000 | 21200 | 70.67% | 1.85 | 12.5 | 11.8 |  |  |  | No | R-410A | 2.3667 | Residential & Commercial | No
9959462 | Mini/Multi Split | KERR | HMSV-A-CB-O | A-KFH36QB-1 |  | Non-Ducted Indoor Units |  |  | 34000 | 21 | 8.6 | 36000 | 25400 | 70.56% | 2.32 | 12.5 | 11.8 |  |  |  | No | R-410A | 2.8333 | Residential & Commercial | No
9959464 | Mini/Multi Split | KERR | HMSV-A-CB-O | A-KFH42PB-1 |  | Non-Ducted Indoor Units |  |  | 39000 | 21 | 8.6 | 40000 | 28400 | 71% | 1.84 | 10.4 | 10.4 |  |  |  | No | R-410A | 3.25 | Residential & Commercial | No
9958975 | Mini/Multi Split | GREE | HMSV-A-CB-O | MULTI18HP230V1CO |  | Non-Ducted Indoor Units |  |  | 18000 | 21 | 9 | 19000 | 13500 | 71.05% | 2.01 | 12.5 | 12.5 |  |  |  | No | R-410A | 1.5 | Residential & Commercial | No
9951750 | Mini/Multi Split | GAIR | HMSV-A-CB-O | G3OF-27HFN1-M |  | Non-Ducted Indoor Units |  |  | 27000 | 22 | 8.9 | 28000 | 20800 | 74.29% | 1.9 | 12 | 12 |  |  |  | No | R-410A | 2.25 | Residential & Commercial | No
9956415 | Mini/Multi Split | GREE | HMSV-A-CB-O | MULTI24HP230V1CO |  | Non-Ducted Indoor Units |  |  | 24000 | 21 | 9 | 26000 | 18400 | 70.77% | 1.81 | 12.5 | 11.8 |  |  |  | No | R-410A | 2 | Residential & Commercial | No
9956416 | Mini/Multi Split | GREE | HMSV-A-CB-O | MULTI30HP230V1CO |  | Non-Ducted Indoor Units |  |  | 28400 | 20 | 8.6 | 30000 | 21200 | 70.67% | 1.85 | 12.5 | 11.8 |  |  |  | No | R-410A | 2.3667 | Residential & Commercial | No
9956417 | Mini/Multi Split | GREE | HMSV-A-CB-O | MULTI36HP230V1CO |  | Non-Ducted Indoor Units |  |  | 34000 | 21 | 8.6 | 36000 | 25400 | 70.56% | 2.32 | 12.5 | 11.8 |  |  |  | No | R-410A | 2.8333 | Residential & Commercial | No
9956418 | Mini/Multi Split | GREE | HMSV-A-CB-O | MULTI42HP230V1CO |  | Non-Ducted Indoor Units |  |  | 39000 | 21 | 8.6 | 40000 | 28400 | 71% | 1.84 | 10.4 | 10.4 |  |  |  | No | R-410A | 3.25 | Residential & Commercial | No
213363382 | Mini/Multi Split | ARCOAIRE | HMSV-A-CB-O | DLCMTAH48EAK |  | Non-Ducted Indoor Units |  |  | 48000 | 18.7 | 8.8 | 48000 | 34000 | 70.83% | 1.8 | 0 | 10 |  |  |  | No | R-410A | 4 | Residential & Commercial | No
9119173 | Mini/Multi Split | C&H | HMSV-A-CB-O | CH42MVCT230VO |  | Non-Ducted Indoor Units |  |  | 39000 | 21 | 8.6 | 40000 | 28400 | 71% | 1.84 | 10.4 | 10.4 |  |  |  | No | R-410A | 3.25 | Residential & Commercial | No
9084224 | Mini/Multi Split | GREE | HMSV-A-CB-O | GWHD(18)ND3GO |  | Non-Ducted Indoor Units |  |  | 18000 | 21 | 9 | 19000 | 13500 | 71.05% | 2.01 | 12.5 | 12.5 |  |  |  | No | R-410A | 1.5 | Residential & Commercial | No
9084225 | Mini/Multi Split | GREE | HMSV-A-CB-O | GWHD(24)ND3GO |  | Non-Ducted Indoor Units |  |  | 24000 | 21 | 9 | 26000 | 18400 | 70.77% | 1.81 | 12.5 | 11.8 |  |  |  | No | R-410A | 2 | Residential & Commercial | No
9084226 | Mini/Multi Split | GREE | HMSV-A-CB-O | GWHD(30)ND3GO |  | Non-Ducted Indoor Units |  |  | 28400 | 20 | 8.6 | 30000 | 21200 | 70.67% | 1.85 | 12.5 | 11.8 |  |  |  | No | R-410A | 2.3667 | Residential & Commercial | No
9084227 | Mini/Multi Split | GREE | HMSV-A-CB-O | GWHD(36)ND3GO |  | Non-Ducted Indoor Units |  |  | 34000 | 21 | 8.6 | 36000 | 25400 | 70.56% | 2.32 | 12.5 | 11.8 |  |  |  | No | R-410A | 2.8333 | Residential & Commercial | No
9101137 | Mini/Multi Split | GARRISON | HMSV-A-CB-O | 3554191 |  | Non-Ducted Indoor Units |  |  | 27000 | 22 | 8.9 | 28000 | 20800 | 74.29% | 1.9 | 12 | 12 |  |  |  | No | R-410A | 2.25 | Residential & Commercial | No
9000111 | Mini/Multi Split | PIONEER | HMSV-A-CB-O | YN030GMFI22M3D |  | Non-Ducted Indoor Units |  |  | 27000 | 22 | 8.9 | 28000 | 20800 | 74.29% | 1.9 | 12 | 12 |  |  |  | No | R-410A | 2.25 | Residential & Commercial | No
8994411 | Mini/Multi Split | MDV | HMSV-A-CB-O | M2OH-18HFN1-M |  | Non-Ducted Indoor Units |  |  | 19000 | 21.5 | 9 | 20000 | 17000 | 85% | 1.9 | 12.5 | 12.5 |  |  |  | No | R-410A | 1.5833 | Residential & Commercial | No
9001025 | Mini/Multi Split | GIBSON | HMSV-A-CB-O | GXH42(12.3)FMK4DH |  | Non-Ducted Indoor Units |  |  | 39000 | 21 | 8.6 | 40000 | 28400 | 71% | 1.84 | 10.4 | 10.4 |  |  |  | No | R-410A | 3.25 | Residential & Commercial | No
8989595 | Mini/Multi Split | COMFORTSTAR | HMSV-A-CB-O | CM3-27-3Z |  | Non-Ducted Indoor Units |  |  | 27000 | 22 | 8.9 | 28000 | 20800 | 74.29% | 1.9 | 12 | 12 |  |  |  | No | R-410A | 2.25 | Residential & Commercial | No
8993378 | Mini/Multi Split | EMI | HMSV-A-CB-O | MZ3H27DAA |  | Non-Ducted Indoor Units |  |  | 27000 | 22 | 8.9 | 28000 | 20800 | 74.29% | 1.9 | 12 | 12 |  |  |  | No | R-410A | 2.25 | Residential & Commercial | No
8989588 | Mini/Multi Split | PERFECTAIRE | HMSV-A-CB-O | 2PAMSH27-MZO3 |  | Non-Ducted Indoor Units |  |  | 27000 | 22 | 8.9 | 28000 | 20800 | 74.29% | 1.9 | 12 | 12 |  |  |  | No | R-410A | 2.25 | Residential & Commercial | No
8982502 | Mini/Multi Split | KLIMAIRE | HMSV-A-CB-O | KMIR327-H217 |  | Non-Ducted Indoor Units |  |  | 27000 | 22 | 8.9 | 28000 | 20800 | 74.29% | 1.9 | 12 | 12 |  |  |  | No | R-410A | 2.25 | Residential & Commercial | No
8977685 | Mini/Multi Split | MDV | HMSV-A-CB-O | M3OF-27HFN1-M* |  | Non-Ducted Indoor Units |  |  | 27000 | 22 | 8.9 | 28000 | 20800 | 74.29% | 1.9 | 12 | 12 |  |  |  | No | R-410A | 2.25 | Residential & Commercial | No
8977690 | Mini/Multi Split | THERMOCORE SYSTEMS | HMSV-A-CB-O | T322D-H236-C |  | Non-Ducted Indoor Units |  |  | 27000 | 22 | 8.9 | 28000 | 20800 | 74.29% | 1.9 | 12 | 12 |  |  |  | No | R-410A | 2.25 | Residential & Commercial | No
8858350 | Mini/Multi Split | MDV | HMSV-A-CB-O | M4OF-36HFN1-M** |  | Non-Ducted Indoor Units |  |  | 36000 | 21.4 | 8.6 | 36000 | 26200 | 72.78% | 1.8 | 10.5 | 10.5 |  |  |  | No | R-410A | 3 | Residential & Commercial | No
8858351 | Mini/Multi Split | MIDEA | HMSV-A-CB-O | MCH4U-36PHH2 |  | Non-Ducted Indoor Units |  |  | 36000 | 21.4 | 8.6 | 36000 | 26200 | 72.78% | 1.8 | 10.5 | 10.5 |  |  |  | No | R-410A | 3 | Residential & Commercial | No
8669077 | Mini/Multi Split | CHAMPION | HMSV-A-CB-O | DHW42CMB21S |  | Non-Ducted Indoor Units |  |  | 39000 | 21 | 8.6 | 40000 | 28400 | 71% | 1.84 | 10.4 | 10.4 |  |  |  | No | R-410A | 3.25 | Residential & Commercial | No
8235762 | Mini/Multi Split | C&H | HMSV-A-CB-O | GWHD(42)ND3EO |  | Non-Ducted Indoor Units |  |  | 39000 | 21 | 8.6 | 40000 | 28400 | 71% | 1.84 | 10.4 | 10.4 |  |  |  | No | R-410A | 3.25 | Residential & Commercial | No
8578505 | Mini/Multi Split | YORK BY JOHNSON CONTROLS | HMSV-A-CB-O | DHW42CMB21S |  | Non-Ducted Indoor Units |  |  | 39000 | 21 | 8.6 | 40000 | 28400 | 71% | 1.84 | 10.4 | 10.4 |  |  |  | No | R-410A | 3.25 | Residential & Commercial | No
8578506 | Mini/Multi Split | COLEMAN BY JOHNSON CONTROLS | HMSV-A-CB-O | DHW42CMB21S |  | Non-Ducted Indoor Units |  |  | 39000 | 21 | 8.6 | 40000 | 28400 | 71% | 1.84 | 10.4 | 10.4 |  |  |  | No | R-410A | 3.25 | Residential & Commercial | No
8578507 | Mini/Multi Split | LUXAIRE BY JOHNSON CONTROLS | HMSV-A-CB-O | DHW42CMB21S |  | Non-Ducted Indoor Units |  |  | 39000 | 21 | 8.6 | 40000 | 28400 | 71% | 1.84 | 10.4 | 10.4 |  |  |  | No | R-410A | 3.25 | Residential & Commercial | No
8578508 | Mini/Multi Split | GUARDIAN BY JOHNSON CONTROLS | HMSV-A-CB-O | DHW42CMB21S |  | Non-Ducted Indoor Units |  |  | 39000 | 21 | 8.6 | 40000 | 28400 | 71% | 1.84 | 10.4 | 10.4 |  |  |  | No | R-410A | 3.25 | Residential & Commercial | No
214314846 | Mini/Multi Split | Cooper & Hunter | HMSV-A-CB-O | CHV6-28URBM |  | Non-Ducted Indoor Units |  |  | 27200 | 18.7 | 8.65 | 32400 | 25000 | 77.16% | 2.2 | 0 | 11.5 |  |  |  | No | R-410A | 2.2667 | Residential & Commercial | No
7151528 | Mini/Multi Split | AMERICAN STANDARD | HMSV-A-CB-O | 4TXM2142A1050AA |  | Non-Ducted Indoor Units |  |  | 39000 | 21 | 8.6 | 40000 | 28400 | 71% | 1.84 | 10.4 | 10.4 |  |  |  | No | R-410A | 3.25 | Residential & Commercial | No
7151529 | Mini/Multi Split | TRANE | HMSV-A-CB-O | 4TXM2142A1050AA |  | Non-Ducted Indoor Units |  |  | 39000 | 21 | 8.6 | 40000 | 28400 | 71% | 1.84 | 10.4 | 10.4 |  |  |  | No | R-410A | 3.25 | Residential & Commercial | No
202918820 | Mini/Multi Split | BLUERIDGE | HMSV-A-CB-O | BMHH18M22C |  | Non-Ducted Indoor Units |  |  | 19000 | 21.5 | 9 | 20000 | 17000 | 85% | 1.9 | 12.5 | 12.5 |  |  |  | No | R-410A | 1.5833 | Residential & Commercial | No
202918821 | Mini/Multi Split | BLUERIDGE | HMSV-A-CB-O | BMHH27M18C |  | Non-Ducted Indoor Units |  |  | 28000 | 22 | 9 | 28000 | 26800 | 95.71% | 1.9 | 13 | 12.5 |  |  |  | No | R-410A | 2.3333 | Residential & Commercial | No
213286754 | Mini/Multi Split | J-KU | HMSV-A-CB-O | JKS-24H2HP-M3O |  | Non-Ducted Indoor Units |  |  | 24000 | 22 | 9.05 | 24000 | 24000 | 100% | 1.84 | 12.5 | 12.5 |  |  |  | No | R-410A | 2 | Residential & Commercial | No
213286755 | Mini/Multi Split | J-KU | HMSV-A-CB-O | JKS-42H2HP-M5O |  | Non-Ducted Indoor Units |  |  | 42000 | 20 | 8.95 | 41500 | 36000 | 86.75% | 1.84 | 10.5 | 10.5 |  |  |  | No | R-410A | 3.5 | Residential & Commercial | No
7017642 | Mini/Multi Split | GREE | HMSV-A-CB-O | GWHD(42)ND3EO |  | Non-Ducted Indoor Units |  |  | 39000 | 21 | 8.6 | 40000 | 28400 | 71% | 1.84 | 10.4 | 10.4 |  |  |  | No | R-410A | 3.25 | Residential & Commercial | No
213255585 | Mini/Multi Split | Gridless | HMSV-A-CB-O | O-AYD36SD-4 |  | Non-Ducted Indoor Units |  |  | 32000 | 21 | 9 | 36000 | 36000 | 100% | 1.84 | 12.5 | 12.5 |  |  |  | No | R-410A | 2.6667 | Residential & Commercial | No
213255586 | Mini/Multi Split | Gridless | HMSV-A-CB-O | O-AYD42SD-5 |  | Non-Ducted Indoor Units |  |  | 42000 | 20 | 8.95 | 41500 | 36000 | 86.75% | 1.84 | 10.5 | 10.5 |  |  |  | No | R-410A | 3.5 | Residential & Commercial | No
214717097 | Mini/Multi Split | TOSOT | HMSV-A-CB-O | TVRF-V48WL/C |  | Non-Ducted Indoor Units |  |  | 48000 | 22 | 9.2 | 48000 | 33600 | 70% | 2.2 | 0 | 11.5 |  |  |  | No | R-410A | 4 | Residential & Commercial | No
214717098 | Mini/Multi Split | TOSOT | HMSV-A-CB-O | TVRF-V36WL/C |  | Non-Ducted Indoor Units |  |  | 36000 | 23 | 9 | 36000 | 25200 | 70% | 2.4 | 0 | 13 |  |  |  | No | R-410A | 3 | Residential & Commercial | No
216032589 | Mini/Multi Split | MRCOOL | HMSV-A-CB-O | DIY-MULTI4-27HP230D-O |  | Non-Ducted Indoor Units |  |  | 26000 | 23 | 9 | 26000 | 18200 | 70% | 2 | 0 | 12 |  |  |  | No | R-454B | 2.1667 | Residential & Commercial | No
216021090 | Mini/Multi Split | MDV | HMSV-A-CB-O | M4OD30-27HFPN10-M1D |  | Non-Ducted Indoor Units |  |  | 26000 | 23 | 9 | 26000 | 18200 | 70% | 2 | 0 | 12 |  |  |  | No | R-454B | 2.1667 | Residential & Commercial | No
216472803 | Mini/Multi Split | MDV | HMSV-A-CB-O | M5OD30-36HFN10-M1D** |  | Non-Ducted Indoor Units |  |  | 36000 | 18.8 | 8.5 | 36000 | 25200 | 70% | 1.9 | 0 | 9.5 |  |  |  | No | R-454B | 3 | Residential & Commercial | No
216472804 | Mini/Multi Split | MDV | HMSV-A-CB-O | M4OD30-27HFN10-M1D** |  | Non-Ducted Indoor Units |  |  | 26400 | 18.5 | 8.5 | 26400 | 18600 | 70.45% | 2 | 0 | 10.5 |  |  |  | No | R-454B | 2.2 | Residential & Commercial | No
216472805 | Mini/Multi Split | MDV | HMSV-A-CB-O | M3OX430-18HFN10-M1** |  | Non-Ducted Indoor Units |  |  | 18000 | 18.5 | 9.2 | 18000 | 15000 | 83.33% | 2 | 0 | 11.7 |  |  |  | No | R-454B | 1.5 | Residential & Commercial | No
216372791 | Mini/Multi Split | SAMSUNG | HMSV-A-CB-O | AJ020DXJ2CG |  | Non-Ducted Indoor Units |  |  | 18000 | 20 | 9 | 22000 | 15500 | 70.45% | 1.81 | 0 | 12.7 |  |  |  | No | R-32 | 1.5 | Residential & Commercial | No
215438063 | Mini/Multi Split | ComfiAire | HMSV-A-CB-O | CA3-24UMTO |  | Non-Ducted Indoor Units |  |  | 24000 | 22 | 9.05 | 24000 | 24000 | 100% | 1.84 | 12.5 | 12.5 |  |  |  | No | R-410A | 2 | Residential & Commercial | No
215438064 | Mini/Multi Split | ComfiAire | HMSV-A-CB-O | CA4-36UMTO |  | Non-Ducted Indoor Units |  |  | 32000 | 21 | 9 | 36000 | 36000 | 100% | 1.84 | 12.5 | 12.5 |  |  |  | No | R-410A | 2.6667 | Residential & Commercial | No
215438066 | Mini/Multi Split | ComfiAire | HMSV-A-CB-O | CA5-42UMTO |  | Non-Ducted Indoor Units |  |  | 42000 | 20 | 8.95 | 41500 | 36000 | 86.75% | 1.84 | 10.5 | 10.5 |  |  |  | No | R-410A | 3.5 | Residential & Commercial | No
215439580 | Mini/Multi Split | COSTWAY | HMSV-A-CB-O | FP10794US-WH |  | Non-Ducted Indoor Units |  |  | 17000 | 22 | 9 | 19600 | 13800 | 70.41% | 1.8 | 12.5 | 12 |  |  |  | No | R-410A | 1.4167 | Residential & Commercial | No
215428287 | Mini/Multi Split | Hisense | HMSV-A-CB-O | AVW-24H3DH2H1 |  | Non-Ducted Indoor Units |  |  | 24000 | 18.15 | 9 | 27000 | 20000 | 74.07% | 2.2 | 0 | 12 |  |  |  | No | R-32 | 2 | Residential & Commercial | No
215428288 | Mini/Multi Split | Hisense | HMSV-A-CB-O | AVW-36H3DH2H1 |  | Non-Ducted Indoor Units |  |  | 36000 | 23 | 9.35 | 42000 | 29400 | 70% | 2.1 | 0 | 12.6 |  |  |  | No | R-32 | 3 | Residential & Commercial | No
215387338 | Mini/Multi Split | OLMO | HMSV-A-CB-O | OS-MSR42-230VO |  | Non-Ducted Indoor Units |  |  | 42000 | 20 | 8.95 | 41500 | 36000 | 86.75% | 1.84 | 10.5 | 10.5 |  |  |  | No | R-410A | 3.5 | Residential & Commercial | No
215569874 | Mini/Multi Split | Viessmann | HMSV-A-CB-O | DLCMTAH48EAK |  | Non-Ducted Indoor Units |  |  | 48000 | 18.7 | 8.8 | 48000 | 34000 | 70.83% | 1.8 | 0 | 10 |  |  |  | No | R-410A | 4 | Residential & Commercial | No
215569876 | Mini/Multi Split | Viessmann | HMSV-A-CB-O | DLCMTAH18BAK |  | Non-Ducted Indoor Units |  |  | 18000 | 18 | 8.7 | 18000 | 13000 | 72.22% | 1.9 | 0 | 11.5 |  |  |  | No | R-410A | 1.5 | Residential & Commercial | No
214783957 | Mini/Multi Split | TURBRO | HMSV-A-CB-O | GL-M18/O |  | Non-Ducted Indoor Units |  |  | 17000 | 22 | 9 | 19600 | 13800 | 70.41% | 1.8 | 12.5 | 12 |  |  |  | No | R-410A | 1.4167 | Residential & Commercial | No
214438125 | Mini/Multi Split | GOODMAN | HMSV-A-CB-O | MST183G22MHAA |  | Non-Ducted Indoor Units |  |  | 19000 | 20.5 | 9 | 20000 | 18000 | 90% | 1.8 | 12.5 | 12.5 |  |  |  | No | R-410A | 1.5833 | Residential & Commercial | No
214389521 | Mini/Multi Split | ICONIC AIR SOLUTION | HMSV-A-CB-O | ICMZ18BK |  | Non-Ducted Indoor Units |  |  | 19000 | 20.5 | 9 | 20000 | 18000 | 90% | 1.8 | 12.5 | 12.5 |  |  |  | No | R-410A | 1.5833 | Residential & Commercial | No
214584775 | Mini/Multi Split | OLMO | HMSV-A-CB-O | OS-MSR24-230VO |  | Non-Ducted Indoor Units |  |  | 24000 | 22 | 9.05 | 24000 | 24000 | 100% | 1.84 | 12.5 | 12.5 |  |  |  | No | R-410A | 2 | Residential & Commercial | No
214584776 | Mini/Multi Split | OLMO | HMSV-A-CB-O | OS-MSR36-230VO |  | Non-Ducted Indoor Units |  |  | 32000 | 21 | 9 | 36000 | 36000 | 100% | 1.84 | 12.5 | 12.5 |  |  |  | No | R-410A | 2.6667 | Residential & Commercial | No
209424843 | Mini/Multi Split | TCL | HMSV-A-CB-O | TUM-18HA2/I2I22-21ES |  | Non-Ducted Indoor Units |  |  | 17000 | 22 | 9 | 19600 | 13800 | 70.41% | 1.8 | 12.5 | 12 |  |  |  | No | R-410A | 1.4167 | Residential & Commercial | No
212510994 | Mini/Multi Split | HAXXAIR | HMSV-A-CB-O | HVHM-42T2D |  | Non-Ducted Indoor Units |  |  | 42000 | 20 | 8.95 | 41500 | 36000 | 86.75% | 1.84 | 10.5 | 10.5 |  |  |  | No | R-410A | 3.5 | Residential & Commercial | No
214608822 | Mini/Multi Split | TOSOT | HMSV-A-CB-O | TVRF-V60WL/C |  | Non-Ducted Indoor Units |  |  | 60000 | 21 | 9.2 | 60000 | 42000 | 70% | 2.1 | 0 | 11 |  |  |  | No | R-410A | 5 | Residential & Commercial | No
213769952 | Mini/Multi Split | AI AIR CONDITIONING | HMSV-A-CB-O | A2MO22-18N1-M1H |  | Non-Ducted Indoor Units |  |  | 19000 | 20.5 | 9 | 20000 | 18000 | 90% | 1.8 | 12.5 | 12.5 |  |  |  | No | R-410A | 1.5833 | Residential & Commercial | No
201835526 | Mini/Multi Split | ARCOAIRE | HMSV-A-CB-O | DLCMRAH36DAK |  | Non-Ducted Indoor Units |  |  | 36000 | 21.4 | 8.6 | 36000 | 26200 | 72.78% | 1.8 | 10.5 | 10.5 |  |  |  | No | R-410A | 3 | Residential & Commercial | No
201771974 | Mini/Multi Split | MIDEA | HMSV-A-CB-O | DLCMRAH36DAK |  | Non-Ducted Indoor Units |  |  | 36000 | 21.4 | 8.6 | 36000 | 26200 | 72.78% | 1.8 | 10.5 | 10.5 |  |  |  | No | R-410A | 3 | Residential & Commercial | No
213479389 | Mini/Multi Split | TEMP SHIFT | HMSV-A-CB-O | TSM2OI18HFN1M |  | Non-Ducted Indoor Units |  |  | 19000 | 20.5 | 9 | 20000 | 18000 | 90% | 1.8 | 12.5 | 12.5 |  |  |  | No | R-410A | 1.5833 | Residential & Commercial | No
205807093 | Mini/Multi Split | TK'S | HMSV-A-CB-O | T3C-30HFN1 |  | Non-Ducted Indoor Units |  |  | 27000 | 22 | 8.9 | 28000 | 20800 | 74.29% | 1.9 | 12 | 12 |  |  |  | No | R-410A | 2.25 | Residential & Commercial | No
213350265 | Mini/Multi Split | DIAL | HMSV-A-CB-O | MZME24WW3P230BBJ |  | Non-Ducted Indoor Units |  |  | 24000 | 22 | 9.05 | 24000 | 24000 | 100% | 1.84 | 12.5 | 12.5 |  |  |  | No | R-410A | 2 | Residential & Commercial | No
213350266 | Mini/Multi Split | DIAL | HMSV-A-CB-O | MZME36WW4P230BAJ |  | Non-Ducted Indoor Units |  |  | 32000 | 21 | 9 | 36000 | 36000 | 100% | 1.84 | 12.5 | 12.5 |  |  |  | No | R-410A | 2.6667 | Residential & Commercial | No
213369557 | Mini/Multi Split | Hisense | HMSV-A-CB-O | AVW-28H3FH2 |  | Non-Ducted Indoor Units |  |  | 27200 | 18.7 | 8.65 | 32400 | 25000 | 77.16% | 2.2 | 0 | 11.5 |  |  |  | No | R-410A | 2.2667 | Residential & Commercial | No
209843682 | Mini/Multi Split | American Standard / Mitsubishi Electric | HMSV-A-CB-O | NTXMPH20A122B* |  | Non-Ducted Indoor Units |  |  | 18000 | 16.5 | 9.2 | 22000 | 21600 | 98.18% | 1.89 | 13.5 | 13.5 |  |  |  | No | R-410A | 1.5 | Residential & Commercial | No
213363388 | Mini/Multi Split | ARCOAIRE | HMSV-A-CB-O | DLCMTAH18BAK |  | Non-Ducted Indoor Units |  |  | 18000 | 18 | 8.7 | 18000 | 13000 | 72.22% | 1.9 | 0 | 11.5 |  |  |  | No | R-410A | 1.5 | Residential & Commercial | No
213363394 | Mini/Multi Split | COMFORTMAKER | HMSV-A-CB-O | DLCMTAH48EAK |  | Non-Ducted Indoor Units |  |  | 48000 | 18.7 | 8.8 | 48000 | 34000 | 70.83% | 1.8 | 0 | 10 |  |  |  | No | R-410A | 4 | Residential & Commercial | No
213363400 | Mini/Multi Split | COMFORTMAKER | HMSV-A-CB-O | DLCMTAH18BAK |  | Non-Ducted Indoor Units |  |  | 18000 | 18 | 8.7 | 18000 | 13000 | 72.22% | 1.9 | 0 | 11.5 |  |  |  | No | R-410A | 1.5 | Residential & Commercial | No
213363406 | Mini/Multi Split | DAY & NIGHT | HMSV-A-CB-O | DLCMTAH48EAK |  | Non-Ducted Indoor Units |  |  | 48000 | 18.7 | 8.8 | 48000 | 34000 | 70.83% | 1.8 | 0 | 10 |  |  |  | No | R-410A | 4 | Residential & Commercial | No
213363412 | Mini/Multi Split | DAY & NIGHT | HMSV-A-CB-O | DLCMTAH18BAK |  | Non-Ducted Indoor Units |  |  | 18000 | 18 | 8.7 | 18000 | 13000 | 72.22% | 1.9 | 0 | 11.5 |  |  |  | No | R-410A | 1.5 | Residential & Commercial | No
213363418 | Mini/Multi Split | HEIL | HMSV-A-CB-O | DLCMTAH48EAK |  | Non-Ducted Indoor Units |  |  | 48000 | 18.7 | 8.8 | 48000 | 34000 | 70.83% | 1.8 | 0 | 10 |  |  |  | No | R-410A | 4 | Residential & Commercial | No
213363424 | Mini/Multi Split | HEIL | HMSV-A-CB-O | DLCMTAH18BAK |  | Non-Ducted Indoor Units |  |  | 18000 | 18 | 8.7 | 18000 | 13000 | 72.22% | 1.9 | 0 | 11.5 |  |  |  | No | R-410A | 1.5 | Residential & Commercial | No
213363430 | Mini/Multi Split | KEEPRITE | HMSV-A-CB-O | DLCMTAH48EAK |  | Non-Ducted Indoor Units |  |  | 48000 | 18.7 | 8.8 | 48000 | 34000 | 70.83% | 1.8 | 0 | 10 |  |  |  | No | R-410A | 4 | Residential & Commercial | No
213363436 | Mini/Multi Split | KEEPRITE | HMSV-A-CB-O | DLCMTAH18BAK |  | Non-Ducted Indoor Units |  |  | 18000 | 18 | 8.7 | 18000 | 13000 | 72.22% | 1.9 | 0 | 11.5 |  |  |  | No | R-410A | 1.5 | Residential & Commercial | No
213363442 | Mini/Multi Split | KENMORE | HMSV-A-CB-O | DLCMTAH48EAK |  | Non-Ducted Indoor Units |  |  | 48000 | 18.7 | 8.8 | 48000 | 34000 | 70.83% | 1.8 | 0 | 10 |  |  |  | No | R-410A | 4 | Residential & Commercial | No
213363448 | Mini/Multi Split | KENMORE | HMSV-A-CB-O | DLCMTAH18BAK |  | Non-Ducted Indoor Units |  |  | 18000 | 18 | 8.7 | 18000 | 13000 | 72.22% | 1.9 | 0 | 11.5 |  |  |  | No | R-410A | 1.5 | Residential & Commercial | No
213363454 | Mini/Multi Split | MIDEA | HMSV-A-CB-O | DLCMTAH48EAK |  | Non-Ducted Indoor Units |  |  | 48000 | 18.7 | 8.8 | 48000 | 34000 | 70.83% | 1.8 | 0 | 10 |  |  |  | No | R-410A | 4 | Residential & Commercial | No
213363460 | Mini/Multi Split | MIDEA | HMSV-A-CB-O | DLCMTAH18BAK |  | Non-Ducted Indoor Units |  |  | 18000 | 18 | 8.7 | 18000 | 13000 | 72.22% | 1.9 | 0 | 11.5 |  |  |  | No | R-410A | 1.5 | Residential & Commercial | No
213363466 | Mini/Multi Split | TEMPSTAR | HMSV-A-CB-O | DLCMTAH48EAK |  | Non-Ducted Indoor Units |  |  | 48000 | 18.7 | 8.8 | 48000 | 34000 | 70.83% | 1.8 | 0 | 10 |  |  |  | No | R-410A | 4 | Residential & Commercial | No
213363472 | Mini/Multi Split | TEMPSTAR | HMSV-A-CB-O | DLCMTAH18BAK |  | Non-Ducted Indoor Units |  |  | 18000 | 18 | 8.7 | 18000 | 13000 | 72.22% | 1.9 | 0 | 11.5 |  |  |  | No | R-410A | 1.5 | Residential & Commercial | No
213363478 | Mini/Multi Split | SMART COMFORT | HMSV-A-CB-O | DLCMTAH48EAK |  | Non-Ducted Indoor Units |  |  | 48000 | 18.7 | 8.8 | 48000 | 34000 | 70.83% | 1.8 | 0 | 10 |  |  |  | No | R-410A | 4 | Residential & Commercial | No
213363484 | Mini/Multi Split | SMART COMFORT | HMSV-A-CB-O | DLCMTAH18BAK |  | Non-Ducted Indoor Units |  |  | 18000 | 18 | 8.7 | 18000 | 13000 | 72.22% | 1.9 | 0 | 11.5 |  |  |  | No | R-410A | 1.5 | Residential & Commercial | No
213363490 | Mini/Multi Split | AIRQUEST | HMSV-A-CB-O | DLCMTAH48EAK |  | Non-Ducted Indoor Units |  |  | 48000 | 18.7 | 8.8 | 48000 | 34000 | 70.83% | 1.8 | 0 | 10 |  |  |  | No | R-410A | 4 | Residential & Commercial | No
213363496 | Mini/Multi Split | AIRQUEST | HMSV-A-CB-O | DLCMTAH18BAK |  | Non-Ducted Indoor Units |  |  | 18000 | 18 | 8.7 | 18000 | 13000 | 72.22% | 1.9 | 0 | 11.5 |  |  |  | No | R-410A | 1.5 | Residential & Commercial | No
213363502 | Mini/Multi Split | LPS Legacy | HMSV-A-CB-O | DLCMTAH48EAK |  | Non-Ducted Indoor Units |  |  | 48000 | 18.7 | 8.8 | 48000 | 34000 | 70.83% | 1.8 | 0 | 10 |  |  |  | No | R-410A | 4 | Residential & Commercial | No
213363508 | Mini/Multi Split | LPS Legacy | HMSV-A-CB-O | DLCMTAH18BAK |  | Non-Ducted Indoor Units |  |  | 18000 | 18 | 8.7 | 18000 | 13000 | 72.22% | 1.9 | 0 | 11.5 |  |  |  | No | R-410A | 1.5 | Residential & Commercial | No
213363514 | Mini/Multi Split | CARRIER | HMSV-A-CB-O | 38MTRAQ48EA3 |  | Non-Ducted Indoor Units |  |  | 48000 | 18.7 | 8.8 | 48000 | 34000 | 70.83% | 1.8 | 0 | 10 |  |  |  | No | R-410A | 4 | Residential & Commercial | No
213363517 | Mini/Multi Split | CARRIER | HMSV-A-CB-O | 38MTRAQ18BA3 |  | Non-Ducted Indoor Units |  |  | 18000 | 18 | 8.7 | 18000 | 13000 | 72.22% | 1.9 | 0 | 11.5 |  |  |  | No | R-410A | 1.5 | Residential & Commercial | No
213363526 | Mini/Multi Split | BRYANT | HMSV-A-CB-O | 38MTRAQ48EA3 |  | Non-Ducted Indoor Units |  |  | 48000 | 18.7 | 8.8 | 48000 | 34000 | 70.83% | 1.8 | 0 | 10 |  |  |  | No | R-410A | 4 | Residential & Commercial | No
213363529 | Mini/Multi Split | BRYANT | HMSV-A-CB-O | 38MTRAQ18BA3 |  | Non-Ducted Indoor Units |  |  | 18000 | 18 | 8.7 | 18000 | 13000 | 72.22% | 1.9 | 0 | 11.5 |  |  |  | No | R-410A | 1.5 | Residential & Commercial | No
213363538 | Mini/Multi Split | PAYNE | HMSV-A-CB-O | 38MTRAQ48EA3 |  | Non-Ducted Indoor Units |  |  | 48000 | 18.7 | 8.8 | 48000 | 34000 | 70.83% | 1.8 | 0 | 10 |  |  |  | No | R-410A | 4 | Residential & Commercial | No
213363541 | Mini/Multi Split | PAYNE | HMSV-A-CB-O | 38MTRAQ18BA3 |  | Non-Ducted Indoor Units |  |  | 18000 | 18 | 8.7 | 18000 | 13000 | 72.22% | 1.9 | 0 | 11.5 |  |  |  | No | R-410A | 1.5 | Residential & Commercial | No
213363550 | Mini/Multi Split | Weathermaker | HMSV-A-CB-O | 38MTRAQ48EA3 |  | Non-Ducted Indoor Units |  |  | 48000 | 18.7 | 8.8 | 48000 | 34000 | 70.83% | 1.8 | 0 | 10 |  |  |  | No | R-410A | 4 | Residential & Commercial | No
213363553 | Mini/Multi Split | Weathermaker | HMSV-A-CB-O | 38MTRAQ18BA3 |  | Non-Ducted Indoor Units |  |  | 18000 | 18 | 8.7 | 18000 | 13000 | 72.22% | 1.9 | 0 | 11.5 |  |  |  | No | R-410A | 1.5 | Residential & Commercial | No
213363562 | Mini/Multi Split | MIDEA | HMSV-A-CB-O | 38MTRAQ48EA3 |  | Non-Ducted Indoor Units |  |  | 48000 | 18.7 | 8.8 | 48000 | 34000 | 70.83% | 1.8 | 0 | 10 |  |  |  | No | R-410A | 4 | Residential & Commercial | No
213363565 | Mini/Multi Split | MIDEA | HMSV-A-CB-O | 38MTRAQ18BA3 |  | Non-Ducted Indoor Units |  |  | 18000 | 18 | 8.7 | 18000 | 13000 | 72.22% | 1.9 | 0 | 11.5 |  |  |  | No | R-410A | 1.5 | Residential & Commercial | No
212316144 | Mini/Multi Split | STEALTH | HMSV-A-CB-O | ACIQ-18Z-HH-M2 |  | Non-Ducted Indoor Units |  |  | 19000 | 21.5 | 9 | 20000 | 17000 | 85% | 1.9 | 12.5 | 12.5 |  |  |  | No | R-410A | 1.5833 | Residential & Commercial | No
212316145 | Mini/Multi Split | STEALTH | HMSV-A-CB-O | ACIQ-27Z-HH-M3 |  | Non-Ducted Indoor Units |  |  | 28000 | 22 | 9 | 28000 | 26800 | 95.71% | 1.9 | 13 | 12.5 |  |  |  | No | R-410A | 2.3333 | Residential & Commercial | No
212316058 | Mini/Multi Split | PolarWave | HMSV-A-CB-O | ACIQ-18Z-HH-M2 |  | Non-Ducted Indoor Units |  |  | 19000 | 21.5 | 9 | 20000 | 17000 | 85% | 1.9 | 12.5 | 12.5 |  |  |  | No | R-410A | 1.5833 | Residential & Commercial | No
212316059 | Mini/Multi Split | PolarWave | HMSV-A-CB-O | ACIQ-27Z-HH-M3 |  | Non-Ducted Indoor Units |  |  | 28000 | 22 | 9 | 28000 | 26800 | 95.71% | 1.9 | 13 | 12.5 |  |  |  | No | R-410A | 2.3333 | Residential & Commercial | No
211756529 | Mini/Multi Split | LPS Legacy | HMSV-A-CB-O | DLCMRAH36DAK |  | Non-Ducted Indoor Units |  |  | 36000 | 21.4 | 8.6 | 36000 | 26200 | 72.78% | 1.8 | 10.5 | 10.5 |  |  |  | No | R-410A | 3 | Residential & Commercial | No
211694660 | Mini/Multi Split | GREE | HMSV-A-CB-O | GMV-V60WL/C-T(U) |  | Non-Ducted Indoor Units |  |  | 60000 | 21 | 9.2 | 60000 | 42000 | 70% | 2.1 | 0 | 11 |  |  |  | No | R-410A | 5 | Residential & Commercial | No
211698447 | Mini/Multi Split | GREE | HMSV-A-CB-O | GMV-V48WL/C-T(U) |  | Non-Ducted Indoor Units |  |  | 48000 | 22 | 9.2 | 48000 | 33600 | 70% | 2.2 | 0 | 11.5 |  |  |  | No | R-410A | 4 | Residential & Commercial | No
211698448 | Mini/Multi Split | GREE | HMSV-A-CB-O | GMV-V36WL/C-T(U) |  | Non-Ducted Indoor Units |  |  | 36000 | 23 | 9 | 36000 | 25200 | 70% | 2.4 | 0 | 13 |  |  |  | No | R-410A | 3 | Residential & Commercial | No
213257496 | Mini/Multi Split | MDV | HMSV-A-CB-O | M2OA-18HFN1-M** |  | Non-Ducted Indoor Units |  |  | 18000 | 18 | 8.7 | 18000 | 13000 | 72.22% | 1.9 | 0 | 11.5 |  |  |  | No | R-410A | 1.5 | Residential & Commercial | No
213257502 | Mini/Multi Split | MDV | HMSV-A-CB-O | M5OG-48HFN1-M** |  | Non-Ducted Indoor Units |  |  | 48000 | 18.7 | 8.8 | 48000 | 34000 | 70.83% | 1.8 | 0 | 10 |  |  |  | No | R-410A | 4 | Residential & Commercial | No
213255584 | Mini/Multi Split | Gridless | HMSV-A-CB-O | O-AYD24SD-3 |  | Non-Ducted Indoor Units |  |  | 24000 | 22 | 9.05 | 24000 | 24000 | 100% | 1.84 | 12.5 | 12.5 |  |  |  | No | R-410A | 2 | Residential & Commercial | No
206579752 | Mini/Multi Split | NORTEK | HMSV-A-CB-O | GXH18(5.3)FMK4DH1 |  | Non-Ducted Indoor Units |  |  | 18000 | 21 | 9 | 19000 | 13500 | 71.05% | 2.01 | 12.5 | 12.5 |  |  |  | No | R-410A | 1.5 | Residential & Commercial | No
206720384 | Mini/Multi Split | FOREST AIR | HMSV-A-CB-O | FGH-30ES/MZ |  | Non-Ducted Indoor Units |  |  | 28400 | 20 | 8.6 | 30000 | 21200 | 70.67% | 1.85 | 12.5 | 11.8 |  |  |  | No | R-410A | 2.3667 | Residential & Commercial | No
211306401 | Mini/Multi Split | Mitsutomo | HMSV-A-CB-O | HO-MD18-AB-Q |  | Non-Ducted Indoor Units |  |  | 19000 | 20.5 | 9 | 20000 | 18000 | 90% | 1.8 | 12.5 | 12.5 |  |  |  | No | R-410A | 1.5833 | Residential & Commercial | No
211306459 | Mini/Multi Split | FUJIECO | HMSV-A-CB-O | FES-18H2TK-M2O |  | Non-Ducted Indoor Units |  |  | 17000 | 22 | 9 | 19600 | 13800 | 70.41% | 1.8 | 12.5 | 12 |  |  |  | No | R-410A | 1.4167 | Residential & Commercial | No
201810035 | Mini/Multi Split | COMFORT-AIRE | HMSV-A-CB-O | A-VMH28TU-1 |  | Non-Ducted Indoor Units |  |  | 28000 | 22 | 9 | 28000 | 26800 | 95.71% | 1.9 | 13 | 12.5 |  |  |  | No | R-410A | 2.3333 | Residential & Commercial | No
211120892 | Mini/Multi Split | Multi MFG | HMSV-A-CB-O | 24HPC3-HH-A |  | Non-Ducted Indoor Units |  |  | 24000 | 22 | 9.05 | 24000 | 24000 | 100% | 1.84 | 12.5 | 12.5 |  |  |  | No | R-410A | 2 | Residential & Commercial | No
211120893 | Mini/Multi Split | Multi MFG | HMSV-A-CB-O | 36HPC4-HH-A |  | Non-Ducted Indoor Units |  |  | 32000 | 21 | 9 | 36000 | 36000 | 100% | 1.84 | 12.5 | 12.5 |  |  |  | No | R-410A | 2.6667 | Residential & Commercial | No
206726745 | Mini/Multi Split | LBG Products | HMSV-A-CB-O | LMH30DTO |  | Non-Ducted Indoor Units |  |  | 28400 | 20 | 8.6 | 30000 | 21200 | 70.67% | 1.85 | 12.5 | 11.8 |  |  |  | No | R-410A | 2.3667 | Residential & Commercial | No
10349243 | Mini/Multi Split | SEA BREEZE | HMSV-A-CB-O | SMZ18H421ZOGB |  | Non-Ducted Indoor Units |  |  | 18000 | 21 | 9 | 19000 | 13500 | 71.05% | 2.01 | 12.5 | 12.5 |  |  |  | No | R-410A | 1.5 | Residential & Commercial | No
10435324 | Mini/Multi Split | SEA BREEZE | HMSV-A-CB-O | SMZ42H421ZOGB |  | Non-Ducted Indoor Units |  |  | 39000 | 21 | 8.6 | 40000 | 28400 | 71% | 1.84 | 10.4 | 10.4 |  |  |  | No | R-410A | 3.25 | Residential & Commercial | No
202110497 | Mini/Multi Split | ACD | HMSV-A-CB-O | MPD24KCH21S-O |  | Non-Ducted Indoor Units |  |  | 24000 | 21 | 9 | 26000 | 18400 | 70.77% | 1.81 | 12.5 | 11.8 |  |  |  | No | R-410A | 2 | Residential & Commercial | No
10149867 | Mini/Multi Split | AIR-CON | HMSV-A-CB-O | AMTCM4H4R24 |  | Non-Ducted Indoor Units |  |  | 24000 | 21 | 9 | 26000 | 18400 | 70.77% | 1.81 | 12.5 | 11.8 |  |  |  | No | R-410A | 2 | Residential & Commercial | No
212920648 | Mini/Multi Split | Bladex | HMSV-A-CB-O | B20I-18SPHP1 |  | Non-Ducted Indoor Units |  |  | 19000 | 20.5 | 9 | 20000 | 18000 | 90% | 1.8 | 12.5 | 12.5 |  |  |  | No | R-410A | 1.5833 | Residential & Commercial | No
210799474 | Mini/Multi Split | Cooper&Hunter | HMSV-A-CB-O | CH-HYP19MSPH-230VO |  | Non-Ducted Indoor Units |  |  | 19000 | 21.5 | 9 | 20000 | 17000 | 85% | 1.9 | 12.5 | 12.5 |  |  |  | No | R-410A | 1.5833 | Residential & Commercial | No
210799480 | Mini/Multi Split | Cooper&Hunter | HMSV-A-CB-O | CH-HYP28MSPH-230VO |  | Non-Ducted Indoor Units |  |  | 28000 | 22 | 9 | 28000 | 26800 | 95.71% | 1.9 | 13 | 12.5 |  |  |  | No | R-410A | 2.3333 | Residential & Commercial | No
210722663 | Mini/Multi Split | DAIKIN | HMSV-A-CB-O | 5MXS48WVJU* |  | Non-Ducted Indoor Units |  |  | 47000 | 20.6 | 9.3 | 48500 | 39000 | 80.41% | 1.8 | 10.5 | 10.5 |  |  |  | No | R-410A | 3.9167 | Residential & Commercial | No
210722664 | Mini/Multi Split | DAIKIN | HMSV-A-CB-O | 2MXL18WMVJU* |  | Non-Ducted Indoor Units |  |  | 17800 | 16 | 8.7 | 18500 | 18900 | 102.2% | 1.8 | 12 | 12 |  |  |  | No | R-410A | 1.4833 | Residential & Commercial | No
210722666 | Mini/Multi Split | DAIKIN | HMSV-A-CB-O | 4MXL36WVJU* |  | Non-Ducted Indoor Units |  |  | 34400 | 20 | 9 | 36600 | 36600 | 100% | 1.8 | 11.7 | 11.7 |  |  |  | No | R-410A | 2.8667 | Residential & Commercial | No
210586151 | Mini/Multi Split | ECO AC | HMSV-A-CB-O | EMH-2O18BBH |  | Non-Ducted Indoor Units |  |  | 19000 | 20.5 | 9 | 20000 | 18000 | 90% | 1.8 | 12.5 | 12.5 |  |  |  | No | R-410A | 1.5833 | Residential & Commercial | No
210568211 | Mini/Multi Split | Durastar | HMSV-A-CB-O | DRA2H18M1A |  | Non-Ducted Indoor Units |  |  | 19000 | 20.5 | 9 | 20000 | 18000 | 90% | 1.8 | 12.5 | 12.5 |  |  |  | No | R-410A | 1.5833 | Residential & Commercial | No
210288140 | Mini/Multi Split | CTMorley | HMSV-A-CB-O | MOU-2A18H-2 |  | Non-Ducted Indoor Units |  |  | 19000 | 20.5 | 9 | 20000 | 18000 | 90% | 1.8 | 12.5 | 12.5 |  |  |  | No | R-410A | 1.5833 | Residential & Commercial | No
216592037 | Mini/Multi Split | LG | HRCU-A-CB-O | KUSXA181A |  | Mini-Splits(Non-Ducted) | KNSFB181A |  | 18000 | 20 | 9 | 20000 | 17000 | 85% | 1.8 | 0 | 12.5 |  |  |  | No | R-32 | 1.5 | Residential & Commercial | No
216598380 | Mini/Multi Split | NG Trade | HRCU-A-CB-O | OBMH090B |  | Mini-Splits(Non-Ducted) | IBMH090B |  | 9000 | 21.5 | 9 | 10000 | 7000 | 70% | 1.95 | 0 | 12.5 |  |  |  | No | R-454B | 0.75 | Residential & Commercial | No
216598382 | Mini/Multi Split | NG Trade | HRCU-A-CB-O | OBMH091B |  | Mini-Splits(Non-Ducted) | IBMH091B |  | 9000 | 21.6 | 9.4 | 10000 | 7000 | 70% | 2 | 0 | 12.6 |  |  |  | No | R-454B | 0.75 | Residential & Commercial | No
216598385 | Mini/Multi Split | NG Trade | HRCU-A-CB-O | OBMH241B |  | Mini-Splits(Non-Ducted) | IBMH241B |  | 24000 | 18.5 | 9 | 24000 | 17000 | 70.83% | 2.11 | 0 | 9.6 |  |  |  | No | R-454B | 2 | Residential & Commercial | No
216498638 | Mini/Multi Split | HISENSE | HRCU-A-CB-O | AOU-18U3T25U |  | Mini-Splits(Non-Ducted) | ADU-18U3T25U |  | 18000 | 19 | 9 | 18000 | 18000 | 100% | 2.2 | 0 | 11.7 |  |  |  | No | R-454B | 1.5 | Residential & Commercial | No
212621376 | Mini/Multi Split | GREE | HRCU-A-CB-O | GWH09ATCXB-A3DNA1A/O |  | Mini-Splits(Non-Ducted) | GWH09AWCXB-A3DN***/I |  | 9100 | 19.5 | 8.6 | 10000 | 7400 | 74% | 1.81 | 0 | 11.3 |  |  |  | No | R-410A | 0.75833 | Residential & Commercial | No
212621378 | Mini/Multi Split | HISENSE | HRCU-A-CB-O | AUW-24U3SA |  | Mini-Splits(Non-Ducted) | AST-24UW3SDB**01 |  | 23400 | 20.5 | 9.3 | 25800 | 18500 | 71.71% | 1.92 | 0 | 12.45 |  |  |  | No | R-410A | 1.95 | Residential & Commercial | No
212621379 | Mini/Multi Split | HISENSE | HRCU-A-CB-O | AUW-09U3SS |  | Mini-Splits(Non-Ducted) | AST-09UW3SVE**01 |  | 9000 | 20 | 9.3 | 9200 | 7800 | 84.78% | 2.26 | 0 | 14 |  |  |  | No | R-410A | 0.75 | Residential & Commercial | No
212621380 | Mini/Multi Split | HISENSE | HRCU-A-CB-O | AUW-12U3SS |  | Mini-Splits(Non-Ducted) | AST-12UW3SXE**01 |  | 12000 | 21.5 | 9 | 12000 | 8500 | 70.83% | 1.88 | 0 | 13.1 |  |  |  | No | R-410A | 1 | Residential & Commercial | No
209864929 | Mini/Multi Split | CTMorley | HRCU-A-CB-O | MOU-A09G-2 |  | Mini-Splits(Non-Ducted) | MIU-A09GW-2 |  | 9000 | 21.7 | 9.4 | 10000 | 7000 | 70% | 2 | 12.6 | 12.6 |  |  |  | No | R-410A | 0.75 | Residential & Commercial | No
209867857 | Mini/Multi Split | ZERO | HRCU-A-CB-O | ZMSB-09HVD110-US |  | Mini-Splits(Non-Ducted) | ZMSB-09HVD110-US |  | 9000 | 21.5 | 9.1 | 10000 | 7000 | 70% | 2.16 | 12.5 | 12.5 |  |  |  | No | R-410A | 0.75 | Residential & Commercial | No
209867859 | Mini/Multi Split | ZERO | HRCU-A-CB-O | ZMSB-09HVD-US |  | Mini-Splits(Non-Ducted) | ZMSB-09HVD-US |  | 9000 | 21.7 | 9.4 | 10000 | 7000 | 70% | 2 | 12.6 | 12.6 |  |  |  | No | R-410A | 0.75 | Residential & Commercial | No
215415541 | Mini/Multi Split | GREE | HRCU-A-CB-O | GWH12AVDXE-D6DNA1A/O |  | Mini-Splits(Non-Ducted) | GEH(12)AA-D6DNA1A/I |  | 12000 | 23.1 | 9 | 12000 | 10000 | 83.33% | 1.8 | 0 | 13 |  |  |  | No | R-32 | 1 | Residential & Commercial | No
215415525 | Mini/Multi Split | GREE | HRCU-A-CB-O | GWH12AVDXE-D6DNA1A/O |  | Mini-Splits(Non-Ducted) | GKH(12)DA-D6DN***/I |  | 12000 | 20 | 8.5 | 12000 | 10000 | 83.33% | 1.9 | 0 | 12.3 |  |  |  | No | R-32 | 1 | Residential & Commercial | No
215415526 | Mini/Multi Split | GREE | HRCU-A-CB-O | GWH12AVDXE-D6DNA1A/O |  | Mini-Splits(Non-Ducted) | GTH(12)CA-D6DN***/I |  | 12000 | 23 | 8.5 | 12000 | 10000 | 83.33% | 1.9 | 0 | 13 |  |  |  | No | R-32 | 1 | Residential & Commercial | No
215415528 | Mini/Multi Split | GREE | HRCU-A-CB-O | SAP12HP230V1R32AO |  | Mini-Splits(Non-Ducted) | CAS12HP230V1R32AH |  | 12000 | 23 | 9 | 12000 | 10000 | 83.33% | 1.9 | 0 | 13 |  |  |  | No | R-32 | 1 | Residential & Commercial | No
215415530 | Mini/Multi Split | GREE | HRCU-A-CB-O | SAP12HP230V1R32AO |  | Mini-Splits(Non-Ducted) | CON12HP230V1R32AH |  | 12000 | 23 | 9 | 12000 | 10200 | 85% | 1.9 | 0 | 13 |  |  |  | No | R-32 | 1 | Residential & Commercial | No
213286799 | Mini/Multi Split | Hessaire | HRCU-A-CB-O | H24E2 |  | Mini-Splits(Non-Ducted) | H24E2 |  | 23000 | 20.5 | 8.6 | 23000 | 18000 | 78.26% | 1.75 | 12.5 | 12.2 |  |  |  | No | R-410A | 1.9167 | Residential & Commercial | No
212615056 | Mini/Multi Split | YONAN | HRCU-A-CB-O | YS-09HRFN1-C1OU |  | Mini-Splits(Non-Ducted) | YS-09HRFN1-C1 |  | 9000 | 21.7 | 9.4 | 10000 | 7000 | 70% | 2 | 12.6 | 12.6 |  |  |  | No | R-410A | 0.75 | Residential & Commercial | No
209843077 | Mini/Multi Split | CTMorley | HRCU-A-CB-O | MOU-A36LH-2 |  | Mini-Splits(Non-Ducted) | MIU-A36LF-2 |  | 36000 | 17.6 | 10 | 39000 | 36600 | 93.85% | 1.75 | 8.6 | 8.8 |  |  |  | No | R-410A | 3 | Residential & Commercial | No
209843078 | Mini/Multi Split | CTMorley | HRCU-A-CB-O | MOU-A48LH-2 |  | Mini-Splits(Non-Ducted) | MIU-A48LC-2 |  | 48000 | 16.8 | 10.7 | 53000 | 48000 | 90.57% | 1.98 | 8.3 | 8.3 |  |  |  | No | R-410A | 4 | Residential & Commercial | No
209843080 | Mini/Multi Split | CTMorley | HRCU-A-CB-O | MOU-A48LH-2 |  | Mini-Splits(Non-Ducted) | MIU-A48LF-2 |  | 48000 | 17 | 9.8 | 51000 | 49000 | 96.08% | 1.8 | 8.2 | 8.2 |  |  |  | No | R-410A | 4 | Residential & Commercial | No
209847244 | Mini/Multi Split | MIDEA | HRCU-A-CB-O | MASAG09-21HS1GB |  | Mini-Splits(Non-Ducted) | MASAG09-21HS1GA |  | 9000 | 21.5 | 9.1 | 10000 | 7000 | 70% | 2.16 | 12.5 | 12.5 |  |  |  | No | R-410A | 0.75 | Residential & Commercial | No
209847245 | Mini/Multi Split | MIDEA | HRCU-A-CB-O | MASAG09-21HS2GB |  | Mini-Splits(Non-Ducted) | MASAG09-21HS2GA |  | 9000 | 21.7 | 9.4 | 10000 | 7000 | 70% | 2 | 12.6 | 12.6 |  |  |  | No | R-410A | 0.75 | Residential & Commercial | No
209847247 | Mini/Multi Split | KINGHOME | HRCU-A-CB-O | KW12HQ25SDO |  | Mini-Splits(Non-Ducted) | KW12HQ25SDI |  | 12000 | 24 | 9 | 12000 | 9000 | 75% | 1.85 | 12.5 | 12.5 |  |  |  | No | R-410A | 1 | Residential & Commercial | No
209847248 | Mini/Multi Split | KINGHOME | HRCU-A-CB-O | KW12HQ25SAO |  | Mini-Splits(Non-Ducted) | KW12HQ25SAI |  | 12000 | 24 | 9 | 12000 | 8800 | 73.33% | 1.85 | 12.5 | 12 |  |  |  | No | R-410A | 1 | Residential & Commercial | No
209862119 | Mini/Multi Split | PREMIUM LEVELLA | HRCU-A-CB-O | PIAW93700B |  | Mini-Splits(Non-Ducted) | PIAW93690A |  | 9000 | 21.5 | 9.1 | 10000 | 7000 | 70% | 2.16 | 12.5 | 12.5 |  |  |  | No | R-410A | 0.75 | Residential & Commercial | No
209862121 | Mini/Multi Split | PREMIUM LEVELLA | HRCU-A-CB-O | PIAW93800B |  | Mini-Splits(Non-Ducted) | PIAW93790A |  | 9000 | 21.7 | 9.4 | 10000 | 7000 | 70% | 2 | 12.6 | 12.6 |  |  |  | No | R-410A | 0.75 | Residential & Commercial | No
209550306 | Mini/Multi Split | GREE | HRCU-A-CB-O | GWH09QCXB-A3DND4B/O |  | Mini-Splits(Non-Ducted) | GWH09QCXB-A3DN***/I |  | 9100 | 20 | 8.6 | 10000 | 8900 | 89% | 1.79 | 12.5 | 12.5 |  |  |  | No | R-410A | 0.75833 | Residential & Commercial | No
209550312 | Mini/Multi Split | BLUERIDGE | HRCU-A-CB-O | BMY18HH22C |  | Mini-Splits(Non-Ducted) | BMM16LW |  | 16000 | 20.2 | 8.9 | 17000 | 16700 | 98.24% | 1.76 | 11 | 11 |  |  |  | No | R-410A | 1.3333 | Residential & Commercial | No
209694741 | Mini/Multi Split | CTMorley | HRCU-A-CB-O | MOU-A09G-1 |  | Mini-Splits(Non-Ducted) | MIU-A09W-1 |  | 9000 | 21.5 | 9.1 | 10000 | 7000 | 70% | 2.16 | 12.5 | 12.5 |  |  |  | No | R-410A | 0.75 | Residential & Commercial | No
209818478 | Mini/Multi Split | York | HRCU-A-CB-O | DHP30CSB22S |  | Mini-Splits(Non-Ducted) | DHP30NWB22S |  | 30000 | 20 | 8.5 | 30000 | 23200 | 77.33% | 1.81 | 11.25 | 11.25 |  |  |  | No | R-410A | 2.5 | Residential & Commercial | No
209818479 | Mini/Multi Split | Luxaire | HRCU-A-CB-O | DHP30CSB22S |  | Mini-Splits(Non-Ducted) | DHP30NWB22S |  | 30000 | 20 | 8.5 | 30000 | 23200 | 77.33% | 1.81 | 11.25 | 11.25 |  |  |  | No | R-410A | 2.5 | Residential & Commercial | No
209818480 | Mini/Multi Split | CHAMPION | HRCU-A-CB-O | DHP30CSB22S |  | Mini-Splits(Non-Ducted) | DHP30NWB22S |  | 30000 | 20 | 8.5 | 30000 | 23200 | 77.33% | 1.81 | 11.25 | 11.25 |  |  |  | No | R-410A | 2.5 | Residential & Commercial | No
209818481 | Mini/Multi Split | Coleman | HRCU-A-CB-O | DHP30CSB22S |  | Mini-Splits(Non-Ducted) | DHP30NWB22S |  | 30000 | 20 | 8.5 | 30000 | 23200 | 77.33% | 1.81 | 11.25 | 11.25 |  |  |  | No | R-410A | 2.5 | Residential & Commercial | No
209818482 | Mini/Multi Split | SMARTFLEX | HRCU-A-CB-O | DHP30CSB22S |  | Mini-Splits(Non-Ducted) | DHP30NWB22S |  | 30000 | 20 | 8.5 | 30000 | 23200 | 77.33% | 1.81 | 11.25 | 11.25 |  |  |  | No | R-410A | 2.5 | Residential & Commercial | No
209818483 | Mini/Multi Split | York | HRCU-A-CB-O | DHP36CSB22S |  | Mini-Splits(Non-Ducted) | DHP36NWB22S |  | 33600 | 20 | 8.5 | 34600 | 24400 | 70.52% | 1.85 | 10.5 | 10.5 |  |  |  | No | R-410A | 2.8 | Residential & Commercial | No
209818484 | Mini/Multi Split | Luxaire | HRCU-A-CB-O | DHP36CSB22S |  | Mini-Splits(Non-Ducted) | DHP36NWB22S |  | 33600 | 20 | 8.5 | 34600 | 24400 | 70.52% | 1.85 | 10.5 | 10.5 |  |  |  | No | R-410A | 2.8 | Residential & Commercial | No
209818485 | Mini/Multi Split | CHAMPION | HRCU-A-CB-O | DHP36CSB22S |  | Mini-Splits(Non-Ducted) | DHP36NWB22S |  | 33600 | 20 | 8.5 | 34600 | 24400 | 70.52% | 1.85 | 10.5 | 10.5 |  |  |  | No | R-410A | 2.8 | Residential & Commercial | No
209818486 | Mini/Multi Split | Coleman | HRCU-A-CB-O | DHP36CSB22S |  | Mini-Splits(Non-Ducted) | DHP36NWB22S |  | 33600 | 20 | 8.5 | 34600 | 24400 | 70.52% | 1.85 | 10.5 | 10.5 |  |  |  | No | R-410A | 2.8 | Residential & Commercial | No
209818487 | Mini/Multi Split | SMARTFLEX | HRCU-A-CB-O | DHP36CSB22S |  | Mini-Splits(Non-Ducted) | DHP36NWB22S |  | 33600 | 20 | 8.5 | 34600 | 24400 | 70.52% | 1.85 | 10.5 | 10.5 |  |  |  | No | R-410A | 2.8 | Residential & Commercial | No
209424847 | Mini/Multi Split | GREE | HRCU-A-CB-O | GWH12AGCXD-D3DNA1A/O |  | Mini-Splits(Non-Ducted) | GKH(12)BB-D3DN***/I |  | 12000 | 24 | 8.5 | 12000 | 9200 | 76.67% | 1.9 | 12.5 | 12.5 |  |  |  | No | R-410A | 1 | Residential & Commercial | No
209424848 | Mini/Multi Split | GREE | HRCU-A-CB-O | GWH12AGCXD-D3DNA1A/O |  | Mini-Splits(Non-Ducted) | GTH(12)CA-D3DN***/I |  | 12000 | 18.5 | 8.5 | 12000 | 10000 | 83.33% | 1.85 | 11.5 | 11.5 |  |  |  | No | R-410A | 1 | Residential & Commercial | No
209323648 | Mini/Multi Split | GREE | HRCU-A-CB-O | GWH24QEXF-D3DND4D/O |  | Mini-Splits(Non-Ducted) | GWH24QEXF-D3DN***/I |  | 22000 | 22 | 9 | 24000 | 20000 | 83.33% | 1.8 | 12.2 | 12.2 |  |  |  | No | R-410A | 1.8333 | Residential & Commercial | No
209399468 | Mini/Multi Split | LENNOX | HRCU-A-CB-O | LI012HO-250P432 |  | Mini-Splits(Non-Ducted) | LI012HI-250P432 |  | 12000 | 24 | 9 | 12000 | 9000 | 75% | 1.85 | 12.5 | 12.5 |  |  |  | No | R-410A | 1 | Residential & Commercial | No
212390858 | Mini/Multi Split | ApooDr | HRCU-A-CB-O | ATPRO23-09H1B |  | Mini-Splits(Non-Ducted) | ATPRO23-09H1A |  | 9000 | 23 | 9 | 9500 | 7000 | 73.68% | 1.8 | 12.5 | 12.5 |  |  |  | No | R-410A | 0.75 | Residential & Commercial | No
209271943 | Mini/Multi Split | GREE | HRCU-A-CB-O | GWH09ATCXB-D3DNA1A/O |  | Mini-Splits(Non-Ducted) | GWH09ATCXB-D3DN***/I |  | 9100 | 19.5 | 8.8 | 10000 | 7400 | 74% | 1.81 | 11.3 | 11.3 |  |  |  | No | R-410A | 0.75833 | Residential & Commercial | No
209271944 | Mini/Multi Split | GREE | HRCU-A-CB-O | GWH09ATCXB-A3DNA1A/O |  | Mini-Splits(Non-Ducted) | GWH09ATCXB-A3DN***/I |  | 9100 | 19.5 | 8.6 | 10000 | 7500 | 75% | 1.77 | 11.3 | 11.3 |  |  |  | No | R-410A | 0.75833 | Residential & Commercial | No
209276088 | Mini/Multi Split | GREE | HRCU-A-CB-O | GWH12ATCXB-D3DNA1C/O |  | Mini-Splits(Non-Ducted) | GWH12ATCXB-D3DN***/I |  | 12000 | 17.5 | 8.5 | 12000 | 8500 | 70.83% | 1.8 | 8.7 | 8.7 |  |  |  | No | R-410A | 1 | Residential & Commercial | No
209276090 | Mini/Multi Split | GREE | HRCU-A-CB-O | GWH12ATCXB-A3DNA1C/O |  | Mini-Splits(Non-Ducted) | GWH12ATCXB-A3DN***/I |  | 12000 | 17.5 | 8.5 | 12000 | 8500 | 70.83% | 1.75 | 8.7 | 8.7 |  |  |  | No | R-410A | 1 | Residential & Commercial | No
213199197 | Mini/Multi Split | DUOHOME | HRCU-A-CB-O | DOX230-09HFN1-BS5W |  | Mini-Splits(Non-Ducted) | DSAG11A-09HRFN1-BS5W |  | 9000 | 21.5 | 9.1 | 10000 | 7000 | 70% | 2.16 | 12.5 | 12.5 |  |  |  | No | R-410A | 0.75 | Residential & Commercial | No
209240165 | Mini/Multi Split | GREE | HRCU-A-CB-O | GWH09QCXB-D3DND4B/O |  | Mini-Splits(Non-Ducted) | GWH09QCXB-D3DN***/I |  | 9100 | 20.5 | 8.8 | 10500 | 8000 | 76.19% | 1.87 | 12.5 | 12.5 |  |  |  | No | R-410A | 0.75833 | Residential & Commercial | No
209248922 | Mini/Multi Split | GREE | HRCU-A-CB-O | GWH12AGCXD-D3DNA1A/O |  | Mini-Splits(Non-Ducted) | GWH12AFCXD-D3DN***/I |  | 12000 | 24 | 9 | 12000 | 9000 | 75% | 1.85 | 12.5 | 12.5 |  |  |  | No | R-410A | 1 | Residential & Commercial | No
209248928 | Mini/Multi Split | MDV | HRCU-A-CB-O | MOX430-17HFN1-MT0W |  | Mini-Splits(Non-Ducted) | MFA2U-16HRFN1-MV0W |  | 16000 | 20.2 | 8.9 | 17000 | 16700 | 98.24% | 1.76 | 11 | 11 |  |  |  | No | R-410A | 1.3333 | Residential & Commercial | No
209248934 | Mini/Multi Split | KANIONco | HRCU-A-CB-O | KWSM-09IR410AHS22L |  | Mini-Splits(Non-Ducted) | KWSM-09IR410AHS22L |  | 9000 | 23 | 9 | 9500 | 7000 | 73.68% | 1.8 | 12.5 | 12.5 |  |  |  | No | R-410A | 0.75 | Residential & Commercial | No
209248935 | Mini/Multi Split | KANIONco | HRCU-A-CB-O | KWSM-12IR410AHS22L |  | Mini-Splits(Non-Ducted) | KWSM-12IR410AHS22L |  | 12000 | 22 | 9 | 12000 | 8700 | 72.5% | 1.8 | 12.5 | 12.5 |  |  |  | No | R-410A | 1 | Residential & Commercial | No
209248936 | Mini/Multi Split | KANIONco | HRCU-A-CB-O | KWSM-09IR410AHS23 |  | Mini-Splits(Non-Ducted) | KWSM-09IR410AHS23 |  | 9000 | 23.5 | 9.2 | 9500 | 7300 | 76.84% | 1.8 | 13 | 13 |  |  |  | No | R-410A | 0.75 | Residential & Commercial | No
208798357 | Mini/Multi Split | GREE | HRCU-A-CB-O | GWH30QFXH-D3DNB2A/O |  | Mini-Splits(Non-Ducted) | GWH30QFXH-D3DN***/I |  | 30000 | 20 | 8.5 | 30000 | 23200 | 77.33% | 1.81 | 11.25 | 11.25 |  |  |  | No | R-410A | 2.5 | Residential & Commercial | No
208798358 | Mini/Multi Split | GREE | HRCU-A-CB-O | GWH36QFXH-D3DNB2B/O |  | Mini-Splits(Non-Ducted) | GWH36QFXH-D3DN***/I |  | 33600 | 20 | 8.5 | 34600 | 24400 | 70.52% | 1.85 | 10.5 | 10.5 |  |  |  | No | R-410A | 2.8 | Residential & Commercial | No
215413184 | Mini/Multi Split | BRYANT | HRCU-A-CB-O | 37MHRAQ24AA3 |  | Mini-Splits(Non-Ducted) | 45MHHAQ24XC3 |  | 24000 | 18.5 | 9 | 24000 | 17000 | 70.83% | 2.11 | 0 | 9.5 |  |  |  | No | R-454B | 2 | Residential & Commercial | No
215413187 | Mini/Multi Split | PAYNE | HRCU-A-CB-O | 37MHRAQ09AA1 |  | Mini-Splits(Non-Ducted) | 45MHHAQ09XC1 |  | 9000 | 21.5 | 9.1 | 10000 | 7000 | 70% | 1.95 | 0 | 12.5 |  |  |  | No | R-454B | 0.75 | Residential & Commercial | No
215413189 | Mini/Multi Split | PAYNE | HRCU-A-CB-O | 37MHRAQ09AA3 |  | Mini-Splits(Non-Ducted) | 45MHHAQ09XC3 |  | 9000 | 21.7 | 9.4 | 10000 | 7000 | 70% | 2 | 0 | 12.6 |  |  |  | No | R-454B | 0.75 | Residential & Commercial | No
215413192 | Mini/Multi Split | PAYNE | HRCU-A-CB-O | 37MHRAQ24AA3 |  | Mini-Splits(Non-Ducted) | 45MHHAQ24XC3 |  | 24000 | 18.5 | 9 | 24000 | 17000 | 70.83% | 2.11 | 0 | 9.5 |  |  |  | No | R-454B | 2 | Residential & Commercial | No
215413195 | Mini/Multi Split | Weathermaker | HRCU-A-CB-O | 37MHRAQ09AA1 |  | Mini-Splits(Non-Ducted) | 45MHHAQ09XC1 |  | 9000 | 21.5 | 9.1 | 10000 | 7000 | 70% | 1.95 | 0 | 12.5 |  |  |  | No | R-454B | 0.75 | Residential & Commercial | No
215413197 | Mini/Multi Split | Weathermaker | HRCU-A-CB-O | 37MHRAQ09AA3 |  | Mini-Splits(Non-Ducted) | 45MHHAQ09XC3 |  | 9000 | 21.7 | 9.4 | 10000 | 7000 | 70% | 2 | 0 | 12.6 |  |  |  | No | R-454B | 0.75 | Residential & Commercial | No
215413200 | Mini/Multi Split | Weathermaker | HRCU-A-CB-O | 37MHRAQ24AA3 |  | Mini-Splits(Non-Ducted) | 45MHHAQ24XC3 |  | 24000 | 18.5 | 9 | 24000 | 17000 | 70.83% | 2.11 | 0 | 9.5 |  |  |  | No | R-454B | 2 | Residential & Commercial | No
209157077 | Mini/Multi Split | ApooDr | HRCU-A-CB-O | ASF16-09H220V1B |  | Mini-Splits(Non-Ducted) | ASF16-09H220V1A |  | 9000 | 18.5 | 8.8 | 10000 | 7100 | 71% | 2.1 | 8.8 | 10.5 |  |  |  | No | R-410A | 0.75 | Residential & Commercial | No
209157081 | Mini/Multi Split | ApooDr | HRCU-A-CB-O | AAG21-09H1B |  | Mini-Splits(Non-Ducted) | AAG21-09H1A |  | 9000 | 21.5 | 9.1 | 10000 | 7000 | 70% | 2.16 | 12.5 | 12.5 |  |  |  | No | R-410A | 0.75 | Residential & Commercial | No
209157083 | Mini/Multi Split | ApooDr | HRCU-A-CB-O | AAG21-09H220V1B |  | Mini-Splits(Non-Ducted) | AAG21-09H220V1A |  | 9000 | 21.7 | 9.4 | 10000 | 7000 | 70% | 2 | 12.6 | 12.6 |  |  |  | No | R-410A | 0.75 | Residential & Commercial | No
212506082 | Mini/Multi Split | DAIKIN | HRCU-A-CB-O | RXL12WMVJU* |  | Mini-Splits(Non-Ducted) | FVXS12WVJU* |  | 10200 | 19.5 | 9.4 | 13000 | 12900 | 99.23% | 1.8 | 0 | 11 |  |  |  | No | R-410A | 0.85 | Residential & Commercial | No
212506084 | Mini/Multi Split | DAIKIN | HRCU-A-CB-O | RXL15WMVJU* |  | Mini-Splits(Non-Ducted) | FVXS15WVJU* |  | 15000 | 19.5 | 9.3 | 18000 | 17600 | 97.78% | 1.8 | 0 | 11.5 |  |  |  | No | R-410A | 1.25 | Residential & Commercial | No
208917515 | Mini/Multi Split | LENNOX | HRCU-A-CB-O | LI012HO-380P432 |  | Mini-Splits(Non-Ducted) | LI012HI-380P432 |  | 12000 | 24 | 8.5 | 12200 | 12000 | 98.36% | 1.91 | 15.3 | 14 |  |  |  | No | R-410A | 1 | Residential & Commercial | No
212608423 | Mini/Multi Split | BHI | HRCU-A-CB-O | BHI-12K115V-ES-US |  | Mini-Splits(Non-Ducted) | BHI-12K115V-ES-US |  | 12000 | 22 | 9 | 12000 | 8700 | 72.5% | 1.8 | 12.5 | 12.5 |  |  |  | No | R-410A | 1 | Residential & Commercial | No
212494263 | Mini/Multi Split | DAIKIN | HRCU-A-CB-O | RXL18WMVJU* |  | Mini-Splits(Non-Ducted) | FTX18WVJU* |  | 18000 | 19.8 | 8.5 | 21600 | 18200 | 84.26% | 1.8 | 0 | 11.5 |  |  |  | No | R-410A | 1.5 | Residential & Commercial | No
212494264 | Mini/Multi Split | DAIKIN | HRCU-A-CB-O | RXL24WMVJU* |  | Mini-Splits(Non-Ducted) | FTX24WVJU* |  | 21200 | 19.5 | 8.5 | 24000 | 24000 | 100% | 1.8 | 0 | 11.5 |  |  |  | No | R-410A | 1.7667 | Residential & Commercial | No
212437228 | Mini/Multi Split | KINGHOME | HRCU-A-CB-O | KW12HQ25SDO |  | Mini-Splits(Non-Ducted) | KM12HBKDI |  | 12000 | 24 | 8.5 | 12000 | 9200 | 76.67% | 1.9 | 0 | 12.5 |  |  |  | No | R-410A | 1 | Residential & Commercial | No
212437229 | Mini/Multi Split | KINGHOME | HRCU-A-CB-O | KW12HQ25SDO |  | Mini-Splits(Non-Ducted) | KM12HT1DI |  | 12000 | 18.5 | 8.5 | 12000 | 10000 | 83.33% | 1.85 | 0 | 11.5 |  |  |  | No | R-410A | 1 | Residential & Commercial | No
212437231 | Mini/Multi Split | KINGHOME | HRCU-A-CB-O | KW18HQ25SDO |  | Mini-Splits(Non-Ducted) | KM18HBKDI |  | 18000 | 19 | 8.5 | 18000 | 14500 | 80.56% | 1.93 | 0 | 10.05 |  |  |  | No | R-410A | 1.5 | Residential & Commercial | No
212437235 | Mini/Multi Split | KINGHOME | HRCU-A-CB-O | KW24HQ25SDO |  | Mini-Splits(Non-Ducted) | KM24HT1DI |  | 22000 | 20 | 9 | 24000 | 19000 | 79.17% | 1.8 | 0 | 12 |  |  |  | No | R-410A | 1.8333 | Residential & Commercial | No
211259275 | Mini/Multi Split | Mitsubishi Electric | HRCU-A-CB-O | PUZ-HA36NKA |  | Mini-Splits(Non-Ducted) | PLA-A36EA* |  | 36000 | 20 | 9 | 40000 | 38000 | 95% | 2 | 13 | 13 |  |  |  | No | R-410A | 3 | Residential & Commercial | No
211259276 | Mini/Multi Split | Mitsubishi Electric | HRCU-A-CB-O | PUZ-HA36NKA |  | Mini-Splits(Non-Ducted) | PKA-A36KA* |  | 33600 | 18.7 | 9 | 40000 | 38000 | 95% | 1.8 | 11.6 | 12.3 |  |  |  | No | R-410A | 2.8 | Residential & Commercial | No
211259278 | Mini/Multi Split | Mitsubishi Electric | HRCU-A-CB-O | PUZ-HA36NKA |  | Mini-Splits(Non-Ducted) | PCA-A36KA* |  | 34000 | 18 | 9.2 | 40000 | 38000 | 95% | 1.75 | 12.5 | 12.5 |  |  |  | No | R-410A | 2.8333 | Residential & Commercial | No
211497054 | Mini/Multi Split | Trane / Mitsubishi Electric | HRCU-A-CB-O | TRUZH0301KA00NA |  | Mini-Splits(Non-Ducted) | TPCA0A0301KA*** |  | 30000 | 17.9 | 8.5 | 35000 | 32000 | 91.43% | 1.8 | 12.6 | 12.6 |  |  |  | No | R-410A | 2.5 | Residential & Commercial | No
211497055 | Mini/Multi Split | Trane / Mitsubishi Electric | HRCU-A-CB-O | TRUZH0361KA00NA |  | Mini-Splits(Non-Ducted) | TPKA0A0361KA*** |  | 33600 | 18.7 | 9 | 40000 | 38000 | 95% | 1.8 | 11.6 | 12.3 |  |  |  | No | R-410A | 2.8 | Residential & Commercial | No
211497056 | Mini/Multi Split | Trane / Mitsubishi Electric | HRCU-A-CB-O | TRUZH0361KA00NA |  | Mini-Splits(Non-Ducted) | TPCA0A0361KA*** |  | 34000 | 18 | 9.2 | 40000 | 38000 | 95% | 1.75 | 12.5 | 12.5 |  |  |  | No | R-410A | 2.8333 | Residential & Commercial | No
211497075 | Mini/Multi Split | Trane / Mitsubishi Electric | HRCU-A-CB-O | TRUZH0301KA00NA |  | Mini-Splits(Non-Ducted) | TPLA0A0301EA*** |  | 30000 | 20.2 | 8.8 | 34000 | 32000 | 94.12% | 2 | 14.1 | 14.1 |  |  |  | No | R-410A | 2.5 | Residential & Commercial | No
211497076 | Mini/Multi Split | Trane / Mitsubishi Electric | HRCU-A-CB-O | TRUZH0361KA00NA |  | Mini-Splits(Non-Ducted) | TPLA0A0361EA*** |  | 36000 | 20 | 9 | 40000 | 38000 | 95% | 2 | 13 | 13 |  |  |  | No | R-410A | 3 | Residential & Commercial | No
208650701 | Mini/Multi Split | BOSCH | HRCU-A-CB-O | BMS500-AAS012-1CSXRA |  | Mini-Splits(Non-Ducted) | BMS500-AAU012-1AHWXC |  | 10800 | 19.8 | 8.5 | 10800 | 7600 | 70.37% | 1.75 | 12.5 | 11.7 |  |  |  | No | R-410A | 0.9 | Residential & Commercial | No
208650727 | Mini/Multi Split | 1HVAC | HRCU-A-CB-O | SC-12ZPL-HP230 |  | Mini-Splits(Non-Ducted) | SC-12WPL-HP230 |  | 12000 | 24 | 8.5 | 12200 | 12000 | 98.36% | 1.91 | 15.3 | 14 |  |  |  | No | R-410A | 1 | Residential & Commercial | No
208650730 | Mini/Multi Split | 1HVAC | HRCU-A-CB-O | SC-12ZGLD-HP230 |  | Mini-Splits(Non-Ducted) | SC-12WGLD-HP230 |  | 12000 | 24 | 9 | 12000 | 9000 | 75% | 1.85 | 12.5 | 12.5 |  |  |  | No | R-410A | 1 | Residential & Commercial | No
208650734 | Mini/Multi Split | 1HVAC | HRCU-A-CB-O | SC-18ZGLD-HP230 |  | Mini-Splits(Non-Ducted) | SC-18WGLD-HP230 |  | 18000 | 20 | 8.5 | 19800 | 15000 | 75.76% | 1.75 | 12.5 | 12.5 |  |  |  | No | R-410A | 1.5 | Residential & Commercial | No
208650736 | Mini/Multi Split | ACIQ | HRCU-A-CB-O | SC-12ZPL-HP230 |  | Mini-Splits(Non-Ducted) | SC-12WPL-HP230 |  | 12000 | 24 | 8.5 | 12200 | 12000 | 98.36% | 1.91 | 15.3 | 14 |  |  |  | No | R-410A | 1 | Residential & Commercial | No
208650739 | Mini/Multi Split | ACIQ | HRCU-A-CB-O | SC-12ZGLD-HP230 |  | Mini-Splits(Non-Ducted) | SC-12WGLD-HP230 |  | 12000 | 24 | 9 | 12000 | 9000 | 75% | 1.85 | 12.5 | 12.5 |  |  |  | No | R-410A | 1 | Residential & Commercial | No
208650743 | Mini/Multi Split | ACIQ | HRCU-A-CB-O | SC-18ZGLD-HP230 |  | Mini-Splits(Non-Ducted) | SC-18WGLD-HP230 |  | 18000 | 20 | 8.5 | 19800 | 15000 | 75.76% | 1.75 | 12.5 | 12.5 |  |  |  | No | R-410A | 1.5 | Residential & Commercial | No
208650745 | Mini/Multi Split | DIYCOOL | HRCU-A-CB-O | SC-12ZPL-HP230 |  | Mini-Splits(Non-Ducted) | SC-12WPL-HP230 |  | 12000 | 24 | 8.5 | 12200 | 12000 | 98.36% | 1.91 | 15.3 | 14 |  |  |  | No | R-410A | 1 | Residential & Commercial | No
208650748 | Mini/Multi Split | DIYCOOL | HRCU-A-CB-O | SC-12ZGLD-HP230 |  | Mini-Splits(Non-Ducted) | SC-12WGLD-HP230 |  | 12000 | 24 | 9 | 12000 | 9000 | 75% | 1.85 | 12.5 | 12.5 |  |  |  | No | R-410A | 1 | Residential & Commercial | No
208650752 | Mini/Multi Split | DIYCOOL | HRCU-A-CB-O | SC-18ZGLD-HP230 |  | Mini-Splits(Non-Ducted) | SC-18WGLD-HP230 |  | 18000 | 20 | 8.5 | 19800 | 15000 | 75.76% | 1.75 | 12.5 | 12.5 |  |  |  | No | R-410A | 1.5 | Residential & Commercial | No
208650754 | Mini/Multi Split | Stealth Comfort | HRCU-A-CB-O | SC-12ZPL-HP230 |  | Mini-Splits(Non-Ducted) | SC-12WPL-HP230 |  | 12000 | 24 | 8.5 | 12200 | 12000 | 98.36% | 1.91 | 15.3 | 14 |  |  |  | No | R-410A | 1 | Residential & Commercial | No
208650757 | Mini/Multi Split | Stealth Comfort | HRCU-A-CB-O | SC-12ZGLD-HP230 |  | Mini-Splits(Non-Ducted) | SC-12WGLD-HP230 |  | 12000 | 24 | 9 | 12000 | 9000 | 75% | 1.85 | 12.5 | 12.5 |  |  |  | No | R-410A | 1 | Residential & Commercial | No
208650761 | Mini/Multi Split | Stealth Comfort | HRCU-A-CB-O | SC-18ZGLD-HP230 |  | Mini-Splits(Non-Ducted) | SC-18WGLD-HP230 |  | 18000 | 20 | 8.5 | 19800 | 15000 | 75.76% | 1.75 | 12.5 | 12.5 |  |  |  | No | R-410A | 1.5 | Residential & Commercial | No
208650626 | Mini/Multi Split | BLUERIDGE | HRCU-A-CB-O | BMY36HHUC |  | Mini-Splits(Non-Ducted) | BM36MFCC |  | 36000 | 17.6 | 10 | 39000 | 36600 | 93.85% | 1.75 | 8.6 | 8.8 |  |  |  | No | R-410A | 3 | Residential & Commercial | No
208650627 | Mini/Multi Split | BLUERIDGE | HRCU-A-CB-O | BMY48HHUC |  | Mini-Splits(Non-Ducted) | BM48MFCC |  | 48000 | 17 | 9.8 | 51000 | 49000 | 96.08% | 1.8 | 8.2 | 8.2 |  |  |  | No | R-410A | 4 | Residential & Commercial | No
208650638 | Mini/Multi Split | DUCANE | HRCU-A-CB-O | 4DHP1S12S-1P |  | Mini-Splits(Non-Ducted) | DWM212S4-1P |  | 10800 | 19.8 | 8.5 | 10800 | 7600 | 70.37% | 1.75 | 12.5 | 11.7 |  |  |  | No | R-410A | 0.9 | Residential & Commercial | No
208650652 | Mini/Multi Split | Armstrong Air | HRCU-A-CB-O | 4DHP1S12S-1P |  | Mini-Splits(Non-Ducted) | DWM212S4-1P |  | 10800 | 19.8 | 8.5 | 10800 | 7600 | 70.37% | 1.75 | 12.5 | 11.7 |  |  |  | No | R-410A | 0.9 | Residential & Commercial | No
208650666 | Mini/Multi Split | AirEase | HRCU-A-CB-O | 4DHP1S12S-1P |  | Mini-Splits(Non-Ducted) | DWM212S4-1P |  | 10800 | 19.8 | 8.5 | 10800 | 7600 | 70.37% | 1.75 | 12.5 | 11.7 |  |  |  | No | R-410A | 0.9 | Residential & Commercial | No
208650680 | Mini/Multi Split | CONCORD | HRCU-A-CB-O | 4DHP1S12S-1P |  | Mini-Splits(Non-Ducted) | DWM212S4-1P |  | 10800 | 19.8 | 8.5 | 10800 | 7600 | 70.37% | 1.75 | 12.5 | 11.7 |  |  |  | No | R-410A | 0.9 | Residential & Commercial | No
208650692 | Mini/Multi Split | SEA BREEZE | HRCU-A-CB-O | 9H421YOMI |  | Mini-Splits(Non-Ducted) | 9H421YIMI |  | 9000 | 21.5 | 9.1 | 10000 | 7000 | 70% | 2.16 | 12.5 | 12.5 |  |  |  | No | R-410A | 0.75 | Residential & Commercial | No
208650694 | Mini/Multi Split | SEA BREEZE | HRCU-A-CB-O | 9H421ZOMI |  | Mini-Splits(Non-Ducted) | 9H421ZIMI |  | 9000 | 21.7 | 9.4 | 10000 | 7000 | 70% | 2 | 12.6 | 12.6 |  |  |  | No | R-410A | 0.75 | Residential & Commercial | No
208545996 | Mini/Multi Split | MDV | HRCU-A-CB-O | MOB30-12HFN1-MT0W |  | Mini-Splits(Non-Ducted) | MSEPB-12HRFN1-MW5W(GA) |  | 10800 | 19.8 | 8.5 | 10800 | 7600 | 70.37% | 1.75 | 12.5 | 11.7 |  |  |  | No | R-410A | 0.9 | Residential & Commercial | No
208546015 | Mini/Multi Split | LENNOX | HRCU-A-CB-O | MPB012S4S-1P |  | Mini-Splits(Non-Ducted) | MWMC012S4-1P |  | 10800 | 19.8 | 8.5 | 10800 | 7600 | 70.37% | 1.75 | 12.5 | 11.7 |  |  |  | No | R-410A | 0.9 | Residential & Commercial | No
208546037 | Mini/Multi Split | Allied | HRCU-A-CB-O | 4DHP1S12S-1P |  | Mini-Splits(Non-Ducted) | DWM212S4-1P |  | 10800 | 19.8 | 8.5 | 10800 | 7600 | 70.37% | 1.75 | 12.5 | 11.7 |  |  |  | No | R-410A | 0.9 | Residential & Commercial | No
208546479 | Mini/Multi Split | GREE | HRCU-A-CB-O | GWH12AGCXD-A3DNA1A/O |  | Mini-Splits(Non-Ducted) | GWH12QCXD-A3DN***/I |  | 12000 | 24 | 9 | 12000 | 8800 | 73.33% | 1.85 | 12.5 | 12 |  |  |  | No | R-410A | 1 | Residential & Commercial | No
208287562 | Mini/Multi Split | ACiQ | HRCU-A-CB-O | UB1MSHQCO09 |  | Mini-Splits(Non-Ducted) | UB1MSHQCW09 |  | 9000 | 18.5 | 9 | 9000 | 6300 | 70% | 1.8 | 12.8 | 12.8 |  |  |  | No | R-410A | 0.75 | Residential & Commercial | No
208287567 | Mini/Multi Split | ACiQ | HRCU-A-CB-O | UB1MSHQCO18 |  | Mini-Splits(Non-Ducted) | UB1MSHQCW18 |  | 18000 | 22.5 | 8.6 | 17000 | 11900 | 70% | 1.8 | 13 | 13 |  |  |  | No | R-410A | 1.5 | Residential & Commercial | No
208287568 | Mini/Multi Split | ACiQ | HRCU-A-CB-O | UB1MSHQCO24 |  | Mini-Splits(Non-Ducted) | UB1MSHQCW24 |  | 23000 | 20.5 | 8.6 | 23000 | 18000 | 78.26% | 1.75 | 12.5 | 12.2 |  |  |  | No | R-410A | 1.9167 | Residential & Commercial | No
208287570 | Mini/Multi Split | Buck Cool | HRCU-A-CB-O | UB1MSHQCO09 |  | Mini-Splits(Non-Ducted) | UB1MSHQCW09 |  | 9000 | 18.5 | 9 | 9000 | 6300 | 70% | 1.8 | 12.8 | 12.8 |  |  |  | No | R-410A | 0.75 | Residential & Commercial | No
208287574 | Mini/Multi Split | Buck Cool | HRCU-A-CB-O | UB1MSHQCO18 |  | Mini-Splits(Non-Ducted) | UB1MSHQCW18 |  | 18000 | 22.5 | 8.6 | 17000 | 11900 | 70% | 1.8 | 13 | 13 |  |  |  | No | R-410A | 1.5 | Residential & Commercial | No
208287576 | Mini/Multi Split | Buck Cool | HRCU-A-CB-O | UB1MSHQCO24 |  | Mini-Splits(Non-Ducted) | UB1MSHQCW24 |  | 23000 | 20.5 | 8.6 | 23000 | 18000 | 78.26% | 1.75 | 12.5 | 12.2 |  |  |  | No | R-410A | 1.9167 | Residential & Commercial | No
208287580 | Mini/Multi Split | Perfect Aire | HRCU-A-CB-O | UB1MSHQCO09 |  | Mini-Splits(Non-Ducted) | UB1MSHQCW09 |  | 9000 | 18.5 | 9 | 9000 | 6300 | 70% | 1.8 | 12.8 | 12.8 |  |  |  | No | R-410A | 0.75 | Residential & Commercial | No
208287583 | Mini/Multi Split | Perfect Aire | HRCU-A-CB-O | UB1MSHQCO18 |  | Mini-Splits(Non-Ducted) | UB1MSHQCW18 |  | 18000 | 22.5 | 8.6 | 17000 | 11900 | 70% | 1.8 | 13 | 13 |  |  |  | No | R-410A | 1.5 | Residential & Commercial | No
208287585 | Mini/Multi Split | Perfect Aire | HRCU-A-CB-O | UB1MSHQCO24 |  | Mini-Splits(Non-Ducted) | UB1MSHQCW24 |  | 23000 | 20.5 | 8.6 | 23000 | 18000 | 78.26% | 1.75 | 12.5 | 12.2 |  |  |  | No | R-410A | 1.9167 | Residential & Commercial | No
208287587 | Mini/Multi Split | ProAire | HRCU-A-CB-O | UB1MSHQCO09 |  | Mini-Splits(Non-Ducted) | UB1MSHQCW09 |  | 9000 | 18.5 | 9 | 9000 | 6300 | 70% | 1.8 | 12.8 | 12.8 |  |  |  | No | R-410A | 0.75 | Residential & Commercial | No
208287593 | Mini/Multi Split | ProAire | HRCU-A-CB-O | UB1MSHQCO18 |  | Mini-Splits(Non-Ducted) | UB1MSHQCW18 |  | 18000 | 22.5 | 8.6 | 17000 | 11900 | 70% | 1.8 | 13 | 13 |  |  |  | No | R-410A | 1.5 | Residential & Commercial | No
208287595 | Mini/Multi Split | ProAire | HRCU-A-CB-O | UB1MSHQCO24 |  | Mini-Splits(Non-Ducted) | UB1MSHQCW24 |  | 23000 | 20.5 | 8.6 | 23000 | 18000 | 78.26% | 1.75 | 12.5 | 12.2 |  |  |  | No | R-410A | 1.9167 | Residential & Commercial | No
208429507 | Mini/Multi Split | TOSHIBA CARRIER | HRCU-A-CB-O | RAV-SP362AT2P-UL |  | Mini-Splits(Non-Ducted) | RAV-SM362KRTP-UL |  | 36000 | 22 | 8.9 | 40000 | 28800 | 72% | 2.12 | 10.5 | 10.5 |  |  |  | No | R-410A | 3 | Residential & Commercial | No
208447695 | Mini/Multi Split | ARCOAIRE | HRCU-A-CB-O | DLCERBH09AAJ |  | Mini-Splits(Non-Ducted) | DLFEHBH09XAJ |  | 9000 | 21.5 | 9.1 | 10000 | 7000 | 70% | 2.16 | 12.5 | 12.5 |  |  |  | No | R-410A | 0.75 | Residential & Commercial | No
208447700 | Mini/Multi Split | ARCOAIRE | HRCU-A-CB-O | DLCERBH09AAK |  | Mini-Splits(Non-Ducted) | DLFEHBH09XAK |  | 9000 | 21.7 | 9.4 | 10000 | 7000 | 70% | 2 | 12.6 | 12.6 |  |  |  | No | R-410A | 0.75 | Residential & Commercial | No
208447703 | Mini/Multi Split | COMFORTMAKER | HRCU-A-CB-O | DLCERBH09AAJ |  | Mini-Splits(Non-Ducted) | DLFEHBH09XAJ |  | 9000 | 21.5 | 9.1 | 10000 | 7000 | 70% | 2.16 | 12.5 | 12.5 |  |  |  | No | R-410A | 0.75 | Residential & Commercial | No
208447708 | Mini/Multi Split | COMFORTMAKER | HRCU-A-CB-O | DLCERBH09AAK |  | Mini-Splits(Non-Ducted) | DLFEHBH09XAK |  | 9000 | 21.7 | 9.4 | 10000 | 7000 | 70% | 2 | 12.6 | 12.6 |  |  |  | No | R-410A | 0.75 | Residential & Commercial | No
208447711 | Mini/Multi Split | DAY & NIGHT | HRCU-A-CB-O | DLCERBH09AAJ |  | Mini-Splits(Non-Ducted) | DLFEHBH09XAJ |  | 9000 | 21.5 | 9.1 | 10000 | 7000 | 70% | 2.16 | 12.5 | 12.5 |  |  |  | No | R-410A | 0.75 | Residential & Commercial | No
208447716 | Mini/Multi Split | DAY & NIGHT | HRCU-A-CB-O | DLCERBH09AAK |  | Mini-Splits(Non-Ducted) | DLFEHBH09XAK |  | 9000 | 21.7 | 9.4 | 10000 | 7000 | 70% | 2 | 12.6 | 12.6 |  |  |  | No | R-410A | 0.75 | Residential & Commercial | No
208447719 | Mini/Multi Split | HEIL | HRCU-A-CB-O | DLCERBH09AAJ |  | Mini-Splits(Non-Ducted) | DLFEHBH09XAJ |  | 9000 | 21.5 | 9.1 | 10000 | 7000 | 70% | 2.16 | 12.5 | 12.5 |  |  |  | No | R-410A | 0.75 | Residential & Commercial | No
208447724 | Mini/Multi Split | HEIL | HRCU-A-CB-O | DLCERBH09AAK |  | Mini-Splits(Non-Ducted) | DLFEHBH09XAK |  | 9000 | 21.7 | 9.4 | 10000 | 7000 | 70% | 2 | 12.6 | 12.6 |  |  |  | No | R-410A | 0.75 | Residential & Commercial | No
208447727 | Mini/Multi Split | KEEPRITE | HRCU-A-CB-O | DLCERBH09AAJ |  | Mini-Splits(Non-Ducted) | DLFEHBH09XAJ |  | 9000 | 21.5 | 9.1 | 10000 | 7000 | 70% | 2.16 | 12.5 | 12.5 |  |  |  | No | R-410A | 0.75 | Residential & Commercial | No
208447732 | Mini/Multi Split | KEEPRITE | HRCU-A-CB-O | DLCERBH09AAK |  | Mini-Splits(Non-Ducted) | DLFEHBH09XAK |  | 9000 | 21.7 | 9.4 | 10000 | 7000 | 70% | 2 | 12.6 | 12.6 |  |  |  | No | R-410A | 0.75 | Residential & Commercial | No
208447735 | Mini/Multi Split | KENMORE | HRCU-A-CB-O | DLCERBH09AAJ |  | Mini-Splits(Non-Ducted) | DLFEHBH09XAJ |  | 9000 | 21.5 | 9.1 | 10000 | 7000 | 70% | 2.16 | 12.5 | 12.5 |  |  |  | No | R-410A | 0.75 | Residential & Commercial | No
208447740 | Mini/Multi Split | KENMORE | HRCU-A-CB-O | DLCERBH09AAK |  | Mini-Splits(Non-Ducted) | DLFEHBH09XAK |  | 9000 | 21.7 | 9.4 | 10000 | 7000 | 70% | 2 | 12.6 | 12.6 |  |  |  | No | R-410A | 0.75 | Residential & Commercial | No
208447743 | Mini/Multi Split | MIDEA | HRCU-A-CB-O | DLCERBH09AAJ |  | Mini-Splits(Non-Ducted) | DLFEHBH09XAJ |  | 9000 | 21.5 | 9.1 | 10000 | 7000 | 70% | 2.16 | 12.5 | 12.5 |  |  |  | No | R-410A | 0.75 | Residential & Commercial | No
208447748 | Mini/Multi Split | MIDEA | HRCU-A-CB-O | DLCERBH09AAK |  | Mini-Splits(Non-Ducted) | DLFEHBH09XAK |  | 9000 | 21.7 | 9.4 | 10000 | 7000 | 70% | 2 | 12.6 | 12.6 |  |  |  | No | R-410A | 0.75 | Residential & Commercial | No
208447751 | Mini/Multi Split | TEMPSTAR | HRCU-A-CB-O | DLCERBH09AAJ |  | Mini-Splits(Non-Ducted) | DLFEHBH09XAJ |  | 9000 | 21.5 | 9.1 | 10000 | 7000 | 70% | 2.16 | 12.5 | 12.5 |  |  |  | No | R-410A | 0.75 | Residential & Commercial | No
208447756 | Mini/Multi Split | TEMPSTAR | HRCU-A-CB-O | DLCERBH09AAK |  | Mini-Splits(Non-Ducted) | DLFEHBH09XAK |  | 9000 | 21.7 | 9.4 | 10000 | 7000 | 70% | 2 | 12.6 | 12.6 |  |  |  | No | R-410A | 0.75 | Residential & Commercial | No
208447759 | Mini/Multi Split | SMART COMFORT | HRCU-A-CB-O | DLCERBH09AAJ |  | Mini-Splits(Non-Ducted) | DLFEHBH09XAJ |  | 9000 | 21.5 | 9.1 | 10000 | 7000 | 70% | 2.16 | 12.5 | 12.5 |  |  |  | No | R-410A | 0.75 | Residential & Commercial | No
208447764 | Mini/Multi Split | SMART COMFORT | HRCU-A-CB-O | DLCERBH09AAK |  | Mini-Splits(Non-Ducted) | DLFEHBH09XAK |  | 9000 | 21.7 | 9.4 | 10000 | 7000 | 70% | 2 | 12.6 | 12.6 |  |  |  | No | R-410A | 0.75 | Residential & Commercial | No
208447767 | Mini/Multi Split | AIRQUEST | HRCU-A-CB-O | DLCERBH09AAJ |  | Mini-Splits(Non-Ducted) | DLFEHBH09XAJ |  | 9000 | 21.5 | 9.1 | 10000 | 7000 | 70% | 2.16 | 12.5 | 12.5 |  |  |  | No | R-410A | 0.75 | Residential & Commercial | No
208447772 | Mini/Multi Split | AIRQUEST | HRCU-A-CB-O | DLCERBH09AAK |  | Mini-Splits(Non-Ducted) | DLFEHBH09XAK |  | 9000 | 21.7 | 9.4 | 10000 | 7000 | 70% | 2 | 12.6 | 12.6 |  |  |  | No | R-410A | 0.75 | Residential & Commercial | No
208447844 | Mini/Multi Split | CARRIER | HRCU-A-CB-O | 38MHRCQ09AA1 |  | Mini-Splits(Non-Ducted) | 40MHHAQ09XA1 |  | 9000 | 21.5 | 9.1 | 10000 | 7000 | 70% | 2.16 | 12.5 | 12.5 |  |  |  | No | R-410A | 0.75 | Residential & Commercial | No
208447845 | Mini/Multi Split | CARRIER | HRCU-A-CB-O | 38MHRCQ09AA3 |  | Mini-Splits(Non-Ducted) | 40MHHAQ09XA3 |  | 9000 | 21.7 | 9.4 | 10000 | 7000 | 70% | 2 | 12.6 | 12.6 |  |  |  | No | R-410A | 0.75 | Residential & Commercial | No
208447846 | Mini/Multi Split | BRYANT | HRCU-A-CB-O | 38MHRCQ09AA1 |  | Mini-Splits(Non-Ducted) | 40MHHAQ09XA1 |  | 9000 | 21.5 | 9.1 | 10000 | 7000 | 70% | 2.16 | 12.5 | 12.5 |  |  |  | No | R-410A | 0.75 | Residential & Commercial | No
208447847 | Mini/Multi Split | BRYANT | HRCU-A-CB-O | 38MHRCQ09AA3 |  | Mini-Splits(Non-Ducted) | 40MHHAQ09XA3 |  | 9000 | 21.7 | 9.4 | 10000 | 7000 | 70% | 2 | 12.6 | 12.6 |  |  |  | No | R-410A | 0.75 | Residential & Commercial | No
208447848 | Mini/Multi Split | PAYNE | HRCU-A-CB-O | 38MHRCQ09AA1 |  | Mini-Splits(Non-Ducted) | 40MHHAQ09XA1 |  | 9000 | 21.5 | 9.1 | 10000 | 7000 | 70% | 2.16 | 12.5 | 12.5 |  |  |  | No | R-410A | 0.75 | Residential & Commercial | No
208447849 | Mini/Multi Split | PAYNE | HRCU-A-CB-O | 38MHRCQ09AA3 |  | Mini-Splits(Non-Ducted) | 40MHHAQ09XA3 |  | 9000 | 21.7 | 9.4 | 10000 | 7000 | 70% | 2 | 12.6 | 12.6 |  |  |  | No | R-410A | 0.75 | Residential & Commercial | No
208447850 | Mini/Multi Split | Weathermaker | HRCU-A-CB-O | 38MHRCQ09AA1 |  | Mini-Splits(Non-Ducted) | 40MHHAQ09XA1 |  | 9000 | 21.5 | 9.1 | 10000 | 7000 | 70% | 2.16 | 12.5 | 12.5 |  |  |  | No | R-410A | 0.75 | Residential & Commercial | No
208447851 | Mini/Multi Split | Weathermaker | HRCU-A-CB-O | 38MHRCQ09AA3 |  | Mini-Splits(Non-Ducted) | 40MHHAQ09XA3 |  | 9000 | 21.7 | 9.4 | 10000 | 7000 | 70% | 2 | 12.6 | 12.6 |  |  |  | No | R-410A | 0.75 | Residential & Commercial | No
208447852 | Mini/Multi Split | MIDEA | HRCU-A-CB-O | 38MHRCQ09AA1 |  | Mini-Splits(Non-Ducted) | 40MHHAQ09XA1 |  | 9000 | 21.5 | 9.1 | 10000 | 7000 | 70% | 2.16 | 12.5 | 12.5 |  |  |  | No | R-410A | 0.75 | Residential & Commercial | No
208447853 | Mini/Multi Split | MIDEA | HRCU-A-CB-O | 38MHRCQ09AA3 |  | Mini-Splits(Non-Ducted) | 40MHHAQ09XA3 |  | 9000 | 21.7 | 9.4 | 10000 | 7000 | 70% | 2 | 12.6 | 12.6 |  |  |  | No | R-410A | 0.75 | Residential & Commercial | No
208447926 | Mini/Multi Split | SLIMAIR | HRCU-A-CB-O | SHC09VC1AG |  | Mini-Splits(Non-Ducted) | SHM09VC1AG |  | 9000 | 21.5 | 9.1 | 10000 | 7000 | 70% | 2.16 | 12.5 | 12.5 |  |  |  | No | R-410A | 0.75 | Residential & Commercial | No
208447928 | Mini/Multi Split | SLIMAIR | HRCU-A-CB-O | SHC09VC2AG |  | Mini-Splits(Non-Ducted) | SHM09VC2AG |  | 9000 | 21.7 | 9.4 | 10000 | 7000 | 70% | 2 | 12.6 | 12.6 |  |  |  | No | R-410A | 0.75 | Residential & Commercial | No
208158336 | Mini/Multi Split | GREE | HRCU-A-CB-O | GWH24AGEXH-D3DNA1A/O |  | Mini-Splits(Non-Ducted) | GTH(24)CB-D3DN***/I |  | 22000 | 20 | 9 | 24000 | 19000 | 79.17% | 1.8 | 12 | 12 |  |  |  | No | R-410A | 1.8333 | Residential & Commercial | No
208280023 | Mini/Multi Split | TRUST AIR CONDITIONERS | HRCU-A-CB-O | CE09H/O4S41R |  | Mini-Splits(Non-Ducted) | CE09H/I4S41R |  | 9000 | 21.5 | 9.1 | 10000 | 7000 | 70% | 2.16 | 12.5 | 12.5 |  |  |  | No | R-410A | 0.75 | Residential & Commercial | No
208280028 | Mini/Multi Split | TRUST AIR CONDITIONERS | HRCU-A-CB-O | CE09H/O4S41P |  | Mini-Splits(Non-Ducted) | CE09H/I4S41P |  | 9000 | 21.7 | 9.4 | 10000 | 7000 | 70% | 2 | 12.6 | 12.6 |  |  |  | No | R-410A | 0.75 | Residential & Commercial | No
208280095 | Mini/Multi Split | TRUST AIR CONDITIONERS | HRCU-A-CB-O | OAH48H/O4S41P |  | Mini-Splits(Non-Ducted) | IUMC448H/I41P |  | 48000 | 16.8 | 10.7 | 53000 | 48000 | 90.57% | 1.98 | 8.3 | 8.3 |  |  |  | No | R-410A | 4 | Residential & Commercial | No
208280169 | Mini/Multi Split | TRUST AIR CONDITIONERS | HRCU-A-CB-O | OAH36H/O4S41P |  | Mini-Splits(Non-Ducted) | IUMFC36H/I41P |  | 36000 | 17.6 | 10 | 39000 | 36600 | 93.85% | 1.75 | 8.6 | 8.8 |  |  |  | No | R-410A | 3 | Residential & Commercial | No
208280172 | Mini/Multi Split | TRUST AIR CONDITIONERS | HRCU-A-CB-O | OAH48H/O4S41P |  | Mini-Splits(Non-Ducted) | IUMFC48H/I41P |  | 48000 | 17 | 9.8 | 51000 | 49000 | 96.08% | 1.8 | 8.2 | 8.2 |  |  |  | No | R-410A | 4 | Residential & Commercial | No
208130836 | Mini/Multi Split | LBG Products | HRCU-A-CB-O | LUUHB48DO |  | Mini-Splits(Non-Ducted) | LUHB48DSI |  | 48000 | 16.8 | 10.7 | 53000 | 48000 | 90.57% | 1.98 | 8.3 | 8.3 |  |  |  | No | R-410A | 4 | Residential & Commercial | No
208130846 | Mini/Multi Split | LBG Products | HRCU-A-CB-O | LUUHB36DO |  | Mini-Splits(Non-Ducted) | LUHB36DZDI |  | 36000 | 17.6 | 10 | 39000 | 36600 | 93.85% | 1.75 | 8.6 | 8.8 |  |  |  | No | R-410A | 3 | Residential & Commercial | No
208130847 | Mini/Multi Split | LBG Products | HRCU-A-CB-O | LUUHB48DO |  | Mini-Splits(Non-Ducted) | LUHB48DZDI |  | 48000 | 17 | 9.8 | 51000 | 49000 | 96.08% | 1.8 | 8.2 | 8.2 |  |  |  | No | R-410A | 4 | Residential & Commercial | No
208128275 | Mini/Multi Split | SEA BREEZE+ | HRCU-A-CB-O | CSZ48H424ZMO |  | Mini-Splits(Non-Ducted) | CA48H424ZMI |  | 48000 | 16.8 | 10.7 | 53000 | 48000 | 90.57% | 1.98 | 8.3 | 8.3 |  |  |  | No | R-410A | 4 | Residential & Commercial | No
208121917 | Mini/Multi Split | EMI | HRCU-A-CB-O | ADSZ109DA |  | Mini-Splits(Non-Ducted) | ADWAL09DA |  | 9000 | 18.5 | 8.8 | 10000 | 7100 | 71% | 2.1 | 8.8 | 10.5 |  |  |  | No | R-410A | 0.75 | Residential & Commercial | No
208121880 | Mini/Multi Split | Alsetria | HRCU-A-CB-O | MOX230-09HFN1-BS5W |  | Mini-Splits(Non-Ducted) | MSAG11A-09HRFN1-BS5W |  | 9000 | 21.5 | 9.1 | 10000 | 7000 | 70% | 2.16 | 12.5 | 12.5 |  |  |  | No | R-410A | 0.75 | Residential & Commercial | No
208121882 | Mini/Multi Split | Alsetria | HRCU-A-CB-O | MOX230-09HFN1-MT0W |  | Mini-Splits(Non-Ducted) | MSAG11A-09HRFN1-MT0W |  | 9000 | 21.7 | 9.4 | 10000 | 7000 | 70% | 2 | 12.6 | 12.6 |  |  |  | No | R-410A | 0.75 | Residential & Commercial | No
208120572 | Mini/Multi Split | GREE | HRCU-A-CB-O | GWH12AGCXD-D3DNA1A/O |  | Mini-Splits(Non-Ducted) | GWH12QCXD-D3DN***/I |  | 12000 | 24 | 9 | 12000 | 9000 | 75% | 1.85 | 12.5 | 12.5 |  |  |  | No | R-410A | 1 | Residential & Commercial | No
208121843 | Mini/Multi Split | ECO-AIR | HRCU-A-CB-O | MOX230-09HFN1-BS5W |  | Mini-Splits(Non-Ducted) | MSAG11A-09HRFN1-BS5W |  | 9000 | 21.5 | 9.1 | 10000 | 7000 | 70% | 2.16 | 12.5 | 12.5 |  |  |  | No | R-410A | 0.75 | Residential & Commercial | No
208121845 | Mini/Multi Split | ECO-AIR | HRCU-A-CB-O | MOX230-09HFN1-MT0W |  | Mini-Splits(Non-Ducted) | MSAG11A-09HRFN1-MT0W |  | 9000 | 21.7 | 9.4 | 10000 | 7000 | 70% | 2 | 12.6 | 12.6 |  |  |  | No | R-410A | 0.75 | Residential & Commercial | No
208071173 | Mini/Multi Split | GREE | HRCU-A-CB-O | GWH12AGCXD-D3DNA1A/O |  | Mini-Splits(Non-Ducted) | GWH12AGCXD-D3DN***/I |  | 12000 | 24 | 9 | 12000 | 9000 | 75% | 1.85 | 12.5 | 12.5 |  |  |  | No | R-410A | 1 | Residential & Commercial | No
208071174 | Mini/Multi Split | GREE | HRCU-A-CB-O | GWH12AGCXD-A3DNA1A/O |  | Mini-Splits(Non-Ducted) | GWH12AGCXD-A3DN***/I |  | 12000 | 24 | 9 | 12000 | 8800 | 73.33% | 1.85 | 12.5 | 12 |  |  |  | No | R-410A | 1 | Residential & Commercial | No
208106641 | Mini/Multi Split | LENNOX | HRCU-A-CB-O | MHB009S4S-1L |  | Mini-Splits(Non-Ducted) | MWHB009S4-1L |  | 9000 | 21.5 | 9.1 | 10000 | 7000 | 70% | 2.16 | 12.5 | 12.5 |  |  |  | No | R-410A | 0.75 | Residential & Commercial | No
208106643 | Mini/Multi Split | LENNOX | HRCU-A-CB-O | MHB009S4S-1P |  | Mini-Splits(Non-Ducted) | MWHB009S4-1P |  | 9000 | 21.7 | 9.4 | 10000 | 7000 | 70% | 2 | 12.6 | 12.6 |  |  |  | No | R-410A | 0.75 | Residential & Commercial | No
208106707 | Mini/Multi Split | Allied | HRCU-A-CB-O | 4DHV2S09S-1L |  | Mini-Splits(Non-Ducted) | DWH209S4-1L |  | 9000 | 21.5 | 9.1 | 10000 | 7000 | 70% | 2.16 | 12.5 | 12.5 |  |  |  | No | R-410A | 0.75 | Residential & Commercial | No
208106709 | Mini/Multi Split | Allied | HRCU-A-CB-O | 4DHV2S09S-1P |  | Mini-Splits(Non-Ducted) | DWH209S4-1P |  | 9000 | 21.7 | 9.4 | 10000 | 7000 | 70% | 2 | 12.6 | 12.6 |  |  |  | No | R-410A | 0.75 | Residential & Commercial | No
208106718 | Mini/Multi Split | DUCANE | HRCU-A-CB-O | 4DHV2S09S-1L |  | Mini-Splits(Non-Ducted) | DWH209S4-1L |  | 9000 | 21.5 | 9.1 | 10000 | 7000 | 70% | 2.16 | 12.5 | 12.5 |  |  |  | No | R-410A | 0.75 | Residential & Commercial | No
208106720 | Mini/Multi Split | DUCANE | HRCU-A-CB-O | 4DHV2S09S-1P |  | Mini-Splits(Non-Ducted) | DWH209S4-1P |  | 9000 | 21.7 | 9.4 | 10000 | 7000 | 70% | 2 | 12.6 | 12.6 |  |  |  | No | R-410A | 0.75 | Residential & Commercial | No
208106729 | Mini/Multi Split | AirEase | HRCU-A-CB-O | 4DHV2S09S-1L |  | Mini-Splits(Non-Ducted) | DWH209S4-1L |  | 9000 | 21.5 | 9.1 | 10000 | 7000 | 70% | 2.16 | 12.5 | 12.5 |  |  |  | No | R-410A | 0.75 | Residential & Commercial | No
208106731 | Mini/Multi Split | AirEase | HRCU-A-CB-O | 4DHV2S09S-1P |  | Mini-Splits(Non-Ducted) | DWH209S4-1P |  | 9000 | 21.7 | 9.4 | 10000 | 7000 | 70% | 2 | 12.6 | 12.6 |  |  |  | No | R-410A | 0.75 | Residential & Commercial | No
208106740 | Mini/Multi Split | Armstrong Air | HRCU-A-CB-O | 4DHV2S09S-1L |  | Mini-Splits(Non-Ducted) | DWH209S4-1L |  | 9000 | 21.5 | 9.1 | 10000 | 7000 | 70% | 2.16 | 12.5 | 12.5 |  |  |  | No | R-410A | 0.75 | Residential & Commercial | No
208106742 | Mini/Multi Split | Armstrong Air | HRCU-A-CB-O | 4DHV2S09S-1P |  | Mini-Splits(Non-Ducted) | DWH209S4-1P |  | 9000 | 21.7 | 9.4 | 10000 | 7000 | 70% | 2 | 12.6 | 12.6 |  |  |  | No | R-410A | 0.75 | Residential & Commercial | No
208106751 | Mini/Multi Split | CONCORD | HRCU-A-CB-O | 4DHV2S09S-1L |  | Mini-Splits(Non-Ducted) | DWH209S4-1L |  | 9000 | 21.5 | 9.1 | 10000 | 7000 | 70% | 2.16 | 12.5 | 12.5 |  |  |  | No | R-410A | 0.75 | Residential & Commercial | No
208106753 | Mini/Multi Split | CONCORD | HRCU-A-CB-O | 4DHV2S09S-1P |  | Mini-Splits(Non-Ducted) | DWH209S4-1P |  | 9000 | 21.7 | 9.4 | 10000 | 7000 | 70% | 2 | 12.6 | 12.6 |  |  |  | No | R-410A | 0.75 | Residential & Commercial | No
207826041 | Mini/Multi Split | COMFORTSTAR | HRCU-A-CB-O | CGS09CD(O) |  | Mini-Splits(Non-Ducted) | CGS09CD(I) |  | 9000 | 21.7 | 9.4 | 10000 | 7000 | 70% | 2 | 12.6 | 12.6 |  |  |  | No | R-410A | 0.75 | Residential & Commercial | No
207826686 | Mini/Multi Split | BLUERIDGE | HRCU-A-CB-O | BMY917C |  | Mini-Splits(Non-Ducted) | BMY917WM |  | 9000 | 18.5 | 8.8 | 10000 | 7100 | 71% | 2.1 | 8.8 | 10.5 |  |  |  | No | R-410A | 0.75 | Residential & Commercial | No
207826690 | Mini/Multi Split | BLUERIDGE | HRCU-A-CB-O | BMX922C |  | Mini-Splits(Non-Ducted) | BMX922WM |  | 9000 | 21.5 | 9.1 | 10000 | 7000 | 70% | 2.16 | 12.5 | 12.5 |  |  |  | No | R-410A | 0.75 | Residential & Commercial | No
207821928 | Mini/Multi Split | MIDEA | HRCU-A-CB-O | MOX230-09HFN1-BS5W |  | Mini-Splits(Non-Ducted) | MSAG11A-09HRFN1-BS5W |  | 9000 | 21.5 | 9.1 | 10000 | 7000 | 70% | 2.16 | 12.5 | 12.5 |  |  |  | No | R-410A | 0.75 | Residential & Commercial | No
207821936 | Mini/Multi Split | MIDEA | HRCU-A-CB-O | MOX130-09HFN1-MP0W |  | Mini-Splits(Non-Ducted) | MSAFB-09HRDN1-MP0W |  | 9000 | 18.5 | 8.8 | 10000 | 7100 | 71% | 2.1 | 8.8 | 10.5 |  |  |  | No | R-410A | 0.75 | Residential & Commercial | No
207797359 | Mini/Multi Split | ForestAir | HRCU-A-CB-O | FA-H09-A23TL/O-ES |  | Mini-Splits(Non-Ducted) | FA-H09-A23TL/I-ES |  | 9000 | 23 | 9 | 9500 | 7000 | 73.68% | 1.8 | 12.5 | 12.5 |  |  |  | No | R-410A | 0.75 | Residential & Commercial | No
207797360 | Mini/Multi Split | ForestAir | HRCU-A-CB-O | FA-H12-A23TL/O-ES |  | Mini-Splits(Non-Ducted) | FA-H12-A23TL/I-ES |  | 12000 | 22 | 9 | 12000 | 8700 | 72.5% | 1.8 | 12.5 | 12.5 |  |  |  | No | R-410A | 1 | Residential & Commercial | No
207797361 | Mini/Multi Split | ForestAir | HRCU-A-CB-O | FA-H09-D23TL/O-ES |  | Mini-Splits(Non-Ducted) | FA-H09-D23TL/I-ES |  | 9000 | 23.5 | 9.2 | 9500 | 7300 | 76.84% | 1.8 | 13 | 13 |  |  |  | No | R-410A | 0.75 | Residential & Commercial | No
207769101 | Mini/Multi Split | GE Appliances | HRCU-A-CB-O | ASH3036TRDF** |  | Mini-Splits(Non-Ducted) | ASYW30TRDF** |  | 30000 | 18 | 9 | 30600 | 21800 | 71.24% | 1.75 | 9.5 | 9.5 |  |  |  | No | R-410A | 2.5 | Residential & Commercial | No
207776281 | Mini/Multi Split | DAIKIN | HRCU-A-CB-O | RXL12QMVJU9* |  | Mini-Splits(Non-Ducted) | FVXS12NVJU |  | 10200 | 19.5 | 9.4 | 13000 | 12800 | 98.46% | 1.8 | 12 | 12 |  |  |  | No | R-410A | 0.85 | Residential & Commercial | No
207784946 | Mini/Multi Split | PERFECTAIRE | HRCU-A-CB-O | 3PAMSH09B-SZO |  | Mini-Splits(Non-Ducted) | 3PAMSH09B-SZW |  | 9000 | 18.5 | 8.8 | 10000 | 7100 | 71% | 2.1 | 8.8 | 10.5 |  |  |  | No | R-410A | 0.75 | Residential & Commercial | No
207743766 | Mini/Multi Split | Pioneer | HRCU-A-CB-O | YN009ALFI22RPD |  | Mini-Splits(Non-Ducted) | WT009ALFI22HLD |  | 9000 | 23 | 9 | 9500 | 7000 | 73.68% | 1.8 | 12.5 | 12.5 |  |  |  | No | R-410A | 0.75 | Residential & Commercial | No
207743767 | Mini/Multi Split | Pioneer | HRCU-A-CB-O | YN012ALFI22RPD |  | Mini-Splits(Non-Ducted) | WT012ALFI22HLD |  | 12000 | 22 | 9 | 12000 | 8700 | 72.5% | 1.8 | 12.5 | 12.5 |  |  |  | No | R-410A | 1 | Residential & Commercial | No
207743768 | Mini/Multi Split | Pioneer | HRCU-A-CB-O | YN009GLFI22RPD |  | Mini-Splits(Non-Ducted) | WT009GLFI22HLD |  | 9000 | 23.5 | 9.2 | 9500 | 7300 | 76.84% | 1.8 | 13 | 13 |  |  |  | No | R-410A | 0.75 | Residential & Commercial | No
207742444 | Mini/Multi Split | ELIOS | HRCU-A-CB-O | DEA48HOS28230E8 |  | Mini-Splits(Non-Ducted) | DUA48HICU230X5 |  | 48000 | 16.8 | 10.7 | 53000 | 48000 | 90.57% | 1.98 | 8.3 | 8.3 |  |  |  | No | R-410A | 4 | Residential & Commercial | No
207742513 | Mini/Multi Split | MOOVAIR | HRCU-A-CB-O | DMA48HOS28230E8 |  | Mini-Splits(Non-Ducted) | DUA48HICU230X5 |  | 48000 | 16.8 | 10.7 | 53000 | 48000 | 90.57% | 1.98 | 8.3 | 8.3 |  |  |  | No | R-410A | 4 | Residential & Commercial | No
207705495 | Mini/Multi Split | Trane / Mitsubishi Electric | HRCU-A-CB-O | MUZ-GS15NAHZ*** |  | Mini-Splits(Non-Ducted) | NTXWST15B112** |  | 14000 | 21 | 9.4 | 14000 | 14000 | 100% | 1.91 | 12.75 | 12.75 |  |  |  | No | R-410A | 1.1667 | Residential & Commercial | No
207705497 | Mini/Multi Split | Trane / Mitsubishi Electric | HRCU-A-CB-O | MUZ-GS24NAHZ*** |  | Mini-Splits(Non-Ducted) | NTXWST24B112** |  | 22400 | 21.5 | 9 | 21200 | 21200 | 100% | 1.95 | 12.55 | 12.6 |  |  |  | No | R-410A | 1.8667 | Residential & Commercial | No
207705501 | Mini/Multi Split | American Standard / Mitsubishi Electric | HRCU-A-CB-O | MUZ-GS15NAHZ*** |  | Mini-Splits(Non-Ducted) | NAXWST15B112** |  | 14000 | 21 | 9.4 | 14000 | 14000 | 100% | 1.91 | 12.75 | 12.75 |  |  |  | No | R-410A | 1.1667 | Residential & Commercial | No
207705504 | Mini/Multi Split | American Standard / Mitsubishi Electric | HRCU-A-CB-O | MUZ-GS24NAHZ*** |  | Mini-Splits(Non-Ducted) | NAXWST24B112** |  | 22400 | 21.5 | 9 | 21200 | 21200 | 100% | 1.95 | 12.55 | 12.6 |  |  |  | No | R-410A | 1.8667 | Residential & Commercial | No
207705526 | Mini/Multi Split | Trane / Mitsubishi Electric | HRCU-A-CB-O | NTXSSH15A112** |  | Mini-Splits(Non-Ducted) | MSZ-GS15NA*** |  | 14000 | 21 | 9.4 | 14000 | 14000 | 100% | 1.91 | 12.75 | 12.75 |  |  |  | No | R-410A | 1.1667 | Residential & Commercial | No
207705528 | Mini/Multi Split | Trane / Mitsubishi Electric | HRCU-A-CB-O | NTXSSH24A112** |  | Mini-Splits(Non-Ducted) | MSZ-GS24NA*** |  | 22400 | 21.5 | 9 | 21200 | 21200 | 100% | 1.95 | 12.55 | 12.6 |  |  |  | No | R-410A | 1.8667 | Residential & Commercial | No
207705532 | Mini/Multi Split | Trane / Mitsubishi Electric | HRCU-A-CB-O | NTXSSH15A112** |  | Mini-Splits(Non-Ducted) | NTXWST15B112** |  | 14000 | 21 | 9.4 | 14000 | 14000 | 100% | 1.91 | 12.75 | 12.75 |  |  |  | No | R-410A | 1.1667 | Residential & Commercial | No
207705535 | Mini/Multi Split | Trane / Mitsubishi Electric | HRCU-A-CB-O | NTXSSH24A112** |  | Mini-Splits(Non-Ducted) | NTXWST24B112** |  | 22400 | 21.5 | 9 | 21200 | 21200 | 100% | 1.95 | 12.55 | 12.6 |  |  |  | No | R-410A | 1.8667 | Residential & Commercial | No
207705539 | Mini/Multi Split | Trane / Mitsubishi Electric | HRCU-A-CB-O | NTXSSH15A112** |  | Mini-Splits(Non-Ducted) | NAXWST15B112** |  | 14000 | 21 | 9.4 | 14000 | 14000 | 100% | 1.91 | 12.75 | 12.75 |  |  |  | No | R-410A | 1.1667 | Residential & Commercial | No
207705541 | Mini/Multi Split | Trane / Mitsubishi Electric | HRCU-A-CB-O | NTXSSH24A112** |  | Mini-Splits(Non-Ducted) | NAXWST24B112** |  | 22400 | 21.5 | 9 | 21200 | 21200 | 100% | 1.95 | 12.55 | 12.6 |  |  |  | No | R-410A | 1.8667 | Residential & Commercial | No
207709200 | Mini/Multi Split | Convectair | HRCU-A-CB-O | 8016-C09-O |  | Mini-Splits(Non-Ducted) | 8016-C09-I |  | 9000 | 18.5 | 8.8 | 10000 | 7100 | 71% | 2.1 | 8.8 | 10.5 |  |  |  | No | R-410A | 0.75 | Residential & Commercial | No
207740507 | Mini/Multi Split | C&H | HRCU-A-CB-O | CH-NY09MIA-115VO |  | Mini-Splits(Non-Ducted) | CH-09OLV-115VI |  | 9000 | 21.5 | 9.1 | 10000 | 7000 | 70% | 2.16 | 12.5 | 12.5 |  |  |  | No | R-410A | 0.75 | Residential & Commercial | No
207740532 | Mini/Multi Split | C&H | HRCU-A-CB-O | CH-NY09MIA-230VO |  | Mini-Splits(Non-Ducted) | CH-09MOLV-230VI |  | 9000 | 21.7 | 9.4 | 10000 | 7000 | 70% | 2 | 12.6 | 12.6 |  |  |  | No | R-410A | 0.75 | Residential & Commercial | No
207742348 | Mini/Multi Split | C&H | HRCU-A-CB-O | CH-NHPR36LCU-230VO |  | Mini-Splits(Non-Ducted) | CH-36LCFC/I |  | 36000 | 17.6 | 10 | 39000 | 36600 | 93.85% | 1.75 | 8.6 | 8.8 |  |  |  | No | R-410A | 3 | Residential & Commercial | No
207742349 | Mini/Multi Split | C&H | HRCU-A-CB-O | CH-NHPR48LCU-230VO |  | Mini-Splits(Non-Ducted) | CH-N48LCCT-230VI |  | 48000 | 16.8 | 10.7 | 53000 | 48000 | 90.57% | 1.98 | 8.3 | 8.3 |  |  |  | No | R-410A | 4 | Residential & Commercial | No
207742351 | Mini/Multi Split | C&H | HRCU-A-CB-O | CH-NHPR48LCU-230VO |  | Mini-Splits(Non-Ducted) | CH-48LCFC/I |  | 48000 | 17 | 9.8 | 51000 | 49000 | 96.08% | 1.8 | 8.2 | 8.2 |  |  |  | No | R-410A | 4 | Residential & Commercial | No
207698064 | Mini/Multi Split | SAMSUNG | HRCU-A-CB-O | AR36BSHUMGMX |  | Mini-Splits(Non-Ducted) | AR36BSHUMGMN |  | 36000 | 19.2 | 8.5 | 40000 | 29800 | 74.5% | 1.75 | 9.5 | 9.5 |  |  |  | No | R-410A | 3 | Residential & Commercial | No
207698065 | Mini/Multi Split | SAMSUNG | HRCU-A-CB-O | AC030BXSCCH |  | Mini-Splits(Non-Ducted) | AC030BN4DCH |  | 30000 | 22.6 | 8.9 | 34000 | 34200 | 100.6% | 2.03 | 13.2 | 13.2 |  |  |  | No | R-410A | 2.5 | Residential & Commercial | No
207698071 | Mini/Multi Split | SAMSUNG | HRCU-A-CB-O | AC036BXSCCH |  | Mini-Splits(Non-Ducted) | AC036BN4DCH |  | 36000 | 21.6 | 9.1 | 40000 | 38500 | 96.25% | 2.12 | 13 | 13 |  |  |  | No | R-410A | 3 | Residential & Commercial | No
207699085 | Mini/Multi Split | KANIONco | HRCU-A-CB-O | KWSM-09IR410AHS16MV |  | Mini-Splits(Non-Ducted) | KWSM-09IR410AHS16MV |  | 9000 | 18.5 | 8.8 | 10000 | 7100 | 71% | 2.1 | 8.8 | 10.5 |  |  |  | No | R-410A | 0.75 | Residential & Commercial | No
207688887 | Mini/Multi Split | TCL | HRCU-A-CB-O | TSC-09HA1/I3TI22 |  | Mini-Splits(Non-Ducted) | TSC-09HA1/I3TI22-I |  | 9000 | 23 | 9 | 9500 | 7000 | 73.68% | 1.8 | 12.5 | 12.5 |  |  |  | No | R-410A | 0.75 | Residential & Commercial | No
207688888 | Mini/Multi Split | TCL | HRCU-A-CB-O | TSC-12HA1/I3TI22 |  | Mini-Splits(Non-Ducted) | TSC-12HA1/I3TI22-I |  | 12000 | 22 | 9 | 12000 | 8700 | 72.5% | 1.8 | 12.5 | 12.5 |  |  |  | No | R-410A | 1 | Residential & Commercial | No
207679254 | Mini/Multi Split | Mitsubishi Electric | HRCU-A-CB-O | MUZ-GS15NAHZ*** |  | Mini-Splits(Non-Ducted) | MSZ-GS15NA*** |  | 14000 | 21 | 9.4 | 14000 | 14000 | 100% | 1.91 | 12.75 | 12.75 |  |  |  | No | R-410A | 1.1667 | Residential & Commercial | No
207679256 | Mini/Multi Split | Mitsubishi Electric | HRCU-A-CB-O | MUZ-GS24NAHZ*** |  | Mini-Splits(Non-Ducted) | MSZ-GS24NA*** |  | 22400 | 21.5 | 9 | 21200 | 21200 | 100% | 1.95 | 12.55 | 12.6 |  |  |  | No | R-410A | 1.8667 | Residential & Commercial | No
207658914 | Mini/Multi Split | COMFORTSTAR | HRCU-A-CB-O | CGS09CA(O) |  | Mini-Splits(Non-Ducted) | CGS09CA(I) |  | 9000 | 21.5 | 9.1 | 10000 | 7000 | 70% | 2.16 | 12.5 | 12.5 |  |  |  | No | R-410A | 0.75 | Residential & Commercial | No
207658954 | Mini/Multi Split | COMFORTSTAR | HRCU-A-CB-O | CHF48CD(O) |  | Mini-Splits(Non-Ducted) | TIP-48 |  | 48000 | 16.8 | 10.7 | 53000 | 48000 | 90.57% | 1.98 | 8.3 | 8.3 |  |  |  | No | R-410A | 4 | Residential & Commercial | No
207658962 | Mini/Multi Split | COMFORTSTAR | HRCU-A-CB-O | CHF36CD(O) |  | Mini-Splits(Non-Ducted) | FPA-36DU |  | 36000 | 17.6 | 10 | 39000 | 36600 | 93.85% | 1.75 | 8.6 | 8.8 |  |  |  | No | R-410A | 3 | Residential & Commercial | No
207658963 | Mini/Multi Split | COMFORTSTAR | HRCU-A-CB-O | CHF48CD(O) |  | Mini-Splits(Non-Ducted) | FPA-48DU |  | 48000 | 17 | 9.8 | 51000 | 49000 | 96.08% | 1.8 | 8.2 | 8.2 |  |  |  | No | R-410A | 4 | Residential & Commercial | No
207656960 | Mini/Multi Split | HITACHI | HRCU-A-CB-O | RAS-1.0PNNBDH1 |  | Mini-Splits(Non-Ducted) | RPK-1.0PNN1DH |  | 9000 | 20 | 9.3 | 9200 | 7800 | 84.78% | 2.26 | 14 | 14 |  |  |  | No | R-410A | 0.75 | Residential & Commercial | No
207656961 | Mini/Multi Split | HITACHI | HRCU-A-CB-O | RAS-1.5PNNBDH1 |  | Mini-Splits(Non-Ducted) | RPK-1.5PNN1DH |  | 12000 | 21.5 | 9 | 12000 | 8500 | 70.83% | 1.88 | 13.1 | 13.1 |  |  |  | No | R-410A | 1 | Residential & Commercial | No
207656963 | Mini/Multi Split | HITACHI | HRCU-A-CB-O | RAS-3.0PNNBDH1 |  | Mini-Splits(Non-Ducted) | RPK-3.0PNN1DH |  | 23400 | 20.5 | 9.3 | 25800 | 18500 | 71.71% | 1.92 | 12.45 | 12.45 |  |  |  | No | R-410A | 1.95 | Residential & Commercial | No
207642981 | Mini/Multi Split | TRANE | HRCU-A-CB-O | 4TXK2518A10N0** |  | Mini-Splits(Non-Ducted) | 4MXW2518A10N0** |  | 18000 | 23 | 8.5 | 18200 | 14500 | 79.67% | 1.79 | 13 | 13 |  |  |  | No | R-410A | 1.5 | Residential & Commercial | No
207642982 | Mini/Multi Split | AMERICAN STANDARD | HRCU-A-CB-O | 4TXK2518A10N0** |  | Mini-Splits(Non-Ducted) | 4MXW2518A10N0** |  | 18000 | 23 | 8.5 | 18200 | 14500 | 79.67% | 1.79 | 13 | 13 |  |  |  | No | R-410A | 1.5 | Residential & Commercial | No
207642985 | Mini/Multi Split | Ameristar | HRCU-A-CB-O | M4THS2312A11N** |  | Mini-Splits(Non-Ducted) | M4MHW2312A1N0** |  | 12000 | 23 | 9 | 12000 | 9200 | 76.67% | 1.93 | 13 | 12.5 |  |  |  | No | R-410A | 1 | Residential & Commercial | No
207642986 | Mini/Multi Split | RUNTRU | HRCU-A-CB-O | M4THS2312A11N** |  | Mini-Splits(Non-Ducted) | M4MHW2312A1N0** |  | 12000 | 23 | 9 | 12000 | 9200 | 76.67% | 1.93 | 13 | 12.5 |  |  |  | No | R-410A | 1 | Residential & Commercial | No
207641267 | Mini/Multi Split | HISENSE | HRCU-A-CB-O | AUW-24U3SA |  | Mini-Splits(Non-Ducted) | AST-24UW3SDBTV01 |  | 23400 | 20.5 | 9.3 | 25800 | 18500 | 71.71% | 1.92 | 12.45 | 12.45 |  |  |  | No | R-410A | 1.95 | Residential & Commercial | No
207641268 | Mini/Multi Split | HISENSE | HRCU-A-CB-O | AUW-09U3SS |  | Mini-Splits(Non-Ducted) | AST-09UW3SVETV01 |  | 9000 | 20 | 9.3 | 9200 | 7800 | 84.78% | 2.26 | 14 | 14 |  |  |  | No | R-410A | 0.75 | Residential & Commercial | No
207641269 | Mini/Multi Split | HISENSE | HRCU-A-CB-O | AUW-12U3SS |  | Mini-Splits(Non-Ducted) | AST-12UW3SXETV01 |  | 12000 | 21.5 | 9 | 12000 | 8500 | 70.83% | 1.88 | 13.1 | 13.1 |  |  |  | No | R-410A | 1 | Residential & Commercial | No
207629149 | Mini/Multi Split | TRANE | HRCU-A-CB-O | 4TXK2512A10N0** |  | Mini-Splits(Non-Ducted) | 4MXW2512A10N0** |  | 12000 | 25 | 9 | 12000 | 9200 | 76.67% | 1.93 | 13 | 12.5 |  |  |  | No | R-410A | 1 | Residential & Commercial | No
207629150 | Mini/Multi Split | AMERICAN STANDARD | HRCU-A-CB-O | 4TXK2512A10N0** |  | Mini-Splits(Non-Ducted) | 4MXW2512A10N0** |  | 12000 | 25 | 9 | 12000 | 9200 | 76.67% | 1.93 | 13 | 12.5 |  |  |  | No | R-410A | 1 | Residential & Commercial | No
207526949 | Mini/Multi Split | NOVAIR | HRCU-A-CB-O | LEA09SZ15SK-O |  | Mini-Splits(Non-Ducted) | LEA0915SK-I |  | 9000 | 21.5 | 9.1 | 10000 | 7000 | 70% | 2.16 | 12.5 | 12.5 |  |  |  | No | R-410A | 0.75 | Residential & Commercial | No
207583104 | Mini/Multi Split | DIRECT AIR | HRCU-A-CB-O | DIRH-09HP23-DKO-115 |  | Mini-Splits(Non-Ducted) | DIRH-09HP23-DKI-115 |  | 9000 | 18.5 | 9 | 9000 | 6300 | 70% | 1.8 | 12.8 | 12.8 |  |  |  | No | R-410A | 0.75 | Residential & Commercial | No
207583106 | Mini/Multi Split | DIRECT AIR | HRCU-A-CB-O | DIRH-09HP23-DKO |  | Mini-Splits(Non-Ducted) | DIRH-09HP23-DKI |  | 9000 | 22 | 9 | 9000 | 6300 | 70% | 1.8 | 13.7 | 13.7 |  |  |  | No | R-410A | 0.75 | Residential & Commercial | No
207583108 | Mini/Multi Split | DIRECT AIR | HRCU-A-CB-O | DIRH-18HP23-DKO |  | Mini-Splits(Non-Ducted) | DIRH-18HP23-DKI |  | 18000 | 22.5 | 8.6 | 17000 | 11900 | 70% | 1.8 | 13 | 13 |  |  |  | No | R-410A | 1.5 | Residential & Commercial | No
207583109 | Mini/Multi Split | DIRECT AIR | HRCU-A-CB-O | DIRH-24HP23-DKO |  | Mini-Splits(Non-Ducted) | DIRH-24HP23-DKI |  | 23000 | 20.5 | 8.6 | 23000 | 18000 | 78.26% | 1.75 | 12.5 | 12.2 |  |  |  | No | R-410A | 1.9167 | Residential & Commercial | No
207590837 | Mini/Multi Split | FUJITSU | HRCU-A-CB-O | AOUH36LPAS1 |  | Mini-Splits(Non-Ducted) | ASUH36LPAS |  | 33000 | 18 | 9.6 | 34000 | 25200 | 74.12% | 1.8 | 8.1 | 8.1 |  |  |  | No | R-410A | 2.75 | Residential & Commercial | No
207318106 | Mini/Multi Split | GREE | HRCU-A-CB-O | GWH12AGC-D3DNA1A/O |  | Mini-Splits(Non-Ducted) | GWH12AFC-D3DN***/I |  | 12000 | 25 | 9 | 12000 | 9200 | 76.67% | 1.93 | 13 | 12.5 |  |  |  | No | R-410A | 1 | Residential & Commercial | No
207318107 | Mini/Multi Split | GREE | HRCU-A-CB-O | GWH12AGC-A3DNA1A/O |  | Mini-Splits(Non-Ducted) | GWH12ACC-A3DN***/I |  | 12100 | 25 | 9 | 12100 | 9000 | 74.38% | 1.84 | 13 | 12.5 |  |  |  | No | R-410A | 1.0083 | Residential & Commercial | No
207338212 | Mini/Multi Split | MDV | HRCU-A-CB-O | MOE30U-36HFN1-M(GA) |  | Mini-Splits(Non-Ducted) | MUE-36HRFN1-M(C) |  | 36000 | 17.6 | 10 | 39000 | 36600 | 93.85% | 1.75 | 8.6 | 8.8 |  |  |  | No | R-410A | 3 | Residential & Commercial | No
207338215 | Mini/Multi Split | MDV | HRCU-A-CB-O | MOE30U-48HFN1-M-[X](GA) |  | Mini-Splits(Non-Ducted) | MUE-48HRFN1-M(C) |  | 48000 | 17 | 9.8 | 51000 | 49000 | 96.08% | 1.8 | 8.2 | 8.2 |  |  |  | No | R-410A | 4 | Residential & Commercial | No
207338216 | Mini/Multi Split | MDV | HRCU-A-CB-O | MOE30U-48HFN1-M-[X](GA) |  | Mini-Splits(Non-Ducted) | MCD1-48HRFN1-M(GA) |  | 48000 | 16.8 | 10.7 | 53000 | 48000 | 90.57% | 1.98 | 8.3 | 8.3 |  |  |  | No | R-410A | 4 | Residential & Commercial | No
207339165 | Mini/Multi Split | AURORA | HRCU-A-CB-O | AU-A09HR-1B-O |  | Mini-Splits(Non-Ducted) | AU-A09HR-1B-I |  | 9000 | 21.5 | 9.1 | 10000 | 7000 | 70% | 2.16 | 12.5 | 12.5 |  |  |  | No | R-410A | 0.75 | Residential & Commercial | No
207339167 | Mini/Multi Split | AURORA | HRCU-A-CB-O | AU-A09HR-2B-O |  | Mini-Splits(Non-Ducted) | AU-A09HR-2B-I |  | 9000 | 21.7 | 9.4 | 10000 | 7000 | 70% | 2 | 12.6 | 12.6 |  |  |  | No | R-410A | 0.75 | Residential & Commercial | No
207339173 | Mini/Multi Split | BLUERIDGE | HRCU-A-CB-O | BMY922C |  | Mini-Splits(Non-Ducted) | BMY922WM |  | 9000 | 21.7 | 9.4 | 10000 | 7000 | 70% | 2 | 12.6 | 12.6 |  |  |  | No | R-410A | 0.75 | Residential & Commercial | No
207462388 | Mini/Multi Split | SAMSUNG | HRCU-A-CB-O | AC018BXADCH |  | Mini-Splits(Non-Ducted) | AC018BN4DCH |  | 18000 | 23.6 | 8.5 | 20000 | 26200 | 131% | 1.92 | 13.8 | 13.8 |  |  |  | No | R-410A | 1.5 | Residential & Commercial | No
207462389 | Mini/Multi Split | SAMSUNG | HRCU-A-CB-O | AC024BXADCH |  | Mini-Splits(Non-Ducted) | AC024BN4DCH |  | 24000 | 21 | 8.6 | 27000 | 28000 | 103.7% | 1.83 | 12.6 | 12.6 |  |  |  | No | R-410A | 2 | Residential & Commercial | No
207465435 | Mini/Multi Split | SAMSUNG | HRCU-A-CB-O | AC030BXADCH |  | Mini-Splits(Non-Ducted) | AC030BN4DCH |  | 30000 | 20.7 | 8.8 | 32000 | 29000 | 90.62% | 1.92 | 11 | 11 |  |  |  | No | R-410A | 2.5 | Residential & Commercial | No
207465436 | Mini/Multi Split | SAMSUNG | HRCU-A-CB-O | AC048BXADCH |  | Mini-Splits(Non-Ducted) | AC048BN4DCH |  | 48000 | 17.8 | 8.6 | 54000 | 43500 | 80.56% | 1.98 | 8.3 | 8.3 |  |  |  | No | R-410A | 4 | Residential & Commercial | No
207465446 | Mini/Multi Split | SAMSUNG | HRCU-A-CB-O | AC018BXADCH |  | Mini-Splits(Non-Ducted) | AC018BN6DCH |  | 18000 | 21.5 | 8.7 | 20000 | 24200 | 121% | 1.78 | 12.3 | 12.3 |  |  |  | No | R-410A | 1.5 | Residential & Commercial | No
207465453 | Mini/Multi Split | SAMSUNG | HRCU-A-CB-O | AC024BXADCH |  | Mini-Splits(Non-Ducted) | AC024BN6DCH |  | 24000 | 21.5 | 8.9 | 27000 | 27000 | 100% | 1.76 | 12.7 | 12.7 |  |  |  | No | R-410A | 2 | Residential & Commercial | No
207465454 | Mini/Multi Split | SAMSUNG | HRCU-A-CB-O | AC024BXADCH |  | Mini-Splits(Non-Ducted) | AC024BNADCH |  | 24000 | 19.5 | 8.5 | 27000 | 27000 | 100% | 1.75 | 10.3 | 10.3 |  |  |  | No | R-410A | 2 | Residential & Commercial | No
207465461 | Mini/Multi Split | SAMSUNG | HRCU-A-CB-O | AC036BXADCH |  | Mini-Splits(Non-Ducted) | AC036BN6DCH |  | 36000 | 20.4 | 8.5 | 40000 | 36400 | 91% | 2.17 | 11.5 | 11.5 |  |  |  | No | R-410A | 3 | Residential & Commercial | No
207465463 | Mini/Multi Split | SAMSUNG | HRCU-A-CB-O | AC036BXADCH |  | Mini-Splits(Non-Ducted) | AC036BNTDCH |  | 36000 | 19.2 | 8.5 | 40000 | 29800 | 74.5% | 1.75 | 9.5 | 9.5 |  |  |  | No | R-410A | 3 | Residential & Commercial | No
207465465 | Mini/Multi Split | SAMSUNG | HRCU-A-CB-O | AC042BXADCH |  | Mini-Splits(Non-Ducted) | AC042BN6DCH |  | 42000 | 18.9 | 8.7 | 47000 | 40500 | 86.17% | 1.81 | 10 | 10 |  |  |  | No | R-410A | 3.5 | Residential & Commercial | No
207465468 | Mini/Multi Split | SAMSUNG | HRCU-A-CB-O | AC048BXADCH |  | Mini-Splits(Non-Ducted) | AC048BN6DCH |  | 48000 | 17.8 | 8.7 | 54000 | 41000 | 75.93% | 1.83 | 8.3 | 8.3 |  |  |  | No | R-410A | 4 | Residential & Commercial | No
206913030 | Mini/Multi Split | GREE | HRCU-A-CB-O | GWH12AGC-D3DNA1A/O |  | Mini-Splits(Non-Ducted) | GKH(12)BB-D3DN***/I |  | 12000 | 24 | 8.5 | 12000 | 9200 | 76.67% | 1.9 | 13 | 12.5 |  |  |  | No | R-410A | 1 | Residential & Commercial | No
206913031 | Mini/Multi Split | GREE | HRCU-A-CB-O | GWH12AGC-D3DNA1A/O |  | Mini-Splits(Non-Ducted) | GTH(12)CA-D3DN***/I |  | 12000 | 18.5 | 8.5 | 12000 | 10000 | 83.33% | 1.85 | 12.5 | 11.5 |  |  |  | No | R-410A | 1 | Residential & Commercial | No
206913034 | Mini/Multi Split | GREE | HRCU-A-CB-O | GWH24AGE-D3DNA1A/O |  | Mini-Splits(Non-Ducted) | GTH(24)CB-D3DN***/I |  | 22000 | 20 | 9 | 24000 | 19000 | 79.17% | 1.8 | 12 | 12 |  |  |  | No | R-410A | 1.8333 | Residential & Commercial | No
206913623 | Mini/Multi Split | Hessaire | HRCU-A-CB-O | H18E2 |  | Mini-Splits(Non-Ducted) | H18E2 |  | 18000 | 22.5 | 8.6 | 17000 | 11900 | 70% | 1.8 | 13 | 13 |  |  |  | No | R-410A | 1.5 | Residential & Commercial | No
207251114 | Mini/Multi Split | LBG Products | HRCU-A-CB-O | LBH09ATO |  | Mini-Splits(Non-Ducted) | LBH09ATI |  | 9000 | 21.5 | 9.1 | 10000 | 7000 | 70% | 2.16 | 12.5 | 12.5 |  |  |  | No | R-410A | 0.75 | Residential & Commercial | No
207251115 | Mini/Multi Split | LBG Products | HRCU-A-CB-O | LBH09DTO |  | Mini-Splits(Non-Ducted) | LBH09DTI |  | 9000 | 21.7 | 9.4 | 10000 | 7000 | 70% | 2 | 12.6 | 12.6 |  |  |  | No | R-410A | 0.75 | Residential & Commercial | No
206791546 | Mini/Multi Split | GREE | HRCU-A-CB-O | GWH12QC-D3DNC4A/O |  | Mini-Splits(Non-Ducted) | GWH12QC-D3DN***/I |  | 12000 | 23 | 9 | 12000 | 9200 | 76.67% | 1.93 | 13 | 12.5 |  |  |  | No | R-410A | 1 | Residential & Commercial | No
206791548 | Mini/Multi Split | GREE | HRCU-A-CB-O | GWH12AGC-D3DNA1A/O |  | Mini-Splits(Non-Ducted) | GWH12QC-D3DN***/I |  | 12000 | 25 | 9 | 12000 | 9200 | 76.67% | 1.93 | 13 | 12.5 |  |  |  | No | R-410A | 1 | Residential & Commercial | No
206839099 | Mini/Multi Split | GREE | HRCU-A-CB-O | 3VIR12HP230V1AO |  | Mini-Splits(Non-Ducted) | 3VIR12HP230V1AH |  | 12000 | 25 | 9 | 12000 | 9200 | 76.67% | 1.93 | 13 | 12.5 |  |  |  | No | R-410A | 1 | Residential & Commercial | No
206839100 | Mini/Multi Split | GREE | HRCU-A-CB-O | 3VIR18HP230V1AO |  | Mini-Splits(Non-Ducted) | 3VIR18HP230V1AH |  | 18000 | 23 | 8.5 | 18200 | 14500 | 79.67% | 1.79 | 13 | 13 |  |  |  | No | R-410A | 1.5 | Residential & Commercial | No
206839103 | Mini/Multi Split | GREE | HRCU-A-CB-O | 3VIR12HP115V1AO |  | Mini-Splits(Non-Ducted) | 3VIR12HP115V1AH |  | 12100 | 25 | 9 | 12100 | 9000 | 74.38% | 1.84 | 13 | 12.5 |  |  |  | No | R-410A | 1.0083 | Residential & Commercial | No
206853244 | Mini/Multi Split | LBG Products | HRCU-A-CB-O | LBH18DWO |  | Mini-Splits(Non-Ducted) | LBH18DWI |  | 18000 | 20 | 8.5 | 19800 | 15000 | 75.76% | 1.75 | 12.5 | 12.5 |  |  |  | No | R-410A | 1.5 | Residential & Commercial | No
206853246 | Mini/Multi Split | LBG Products | HRCU-A-CB-O | LBH12DWO |  | Mini-Splits(Non-Ducted) | LBH12DWI |  | 12000 | 23 | 9 | 12000 | 9200 | 76.67% | 1.93 | 13 | 12.5 |  |  |  | No | R-410A | 1 | Residential & Commercial | No
206853247 | Mini/Multi Split | LBG Products | HRCU-A-CB-O | LBH24DWO |  | Mini-Splits(Non-Ducted) | LBH24DWI |  | 22000 | 20 | 8.5 | 24000 | 19800 | 82.5% | 1.75 | 12.5 | 12.5 |  |  |  | No | R-410A | 1.8333 | Residential & Commercial | No
206750868 | Mini/Multi Split | WESTINGHOUSE | HRCU-A-CB-O | WHP42M5A21S |  | Mini-Splits(Non-Ducted) | WHP07SZA21S |  | 9000 | 22 | 9 | 9000 | 6300 | 70% | 1.8 | 13.7 | 13.7 |  |  |  | No | R-410A | 0.75 | Residential & Commercial | No
206724416 | Mini/Multi Split | WESTINGHOUSE | HRCU-A-CB-O | WHP07SZA21S |  | Mini-Splits(Non-Ducted) | WHP42M5A21S |  | 9000 | 22 | 9 | 9000 | 6300 | 70% | 1.8 | 13.7 | 13.7 |  |  |  | No | R-410A | 0.75 | Residential & Commercial | No
206724945 | Mini/Multi Split | GREE | HRCU-A-CB-O | GWH12AGC-A3DNA1A/O |  | Mini-Splits(Non-Ducted) | GWH12QC-A3DN***/I |  | 12100 | 25 | 9 | 12100 | 9000 | 74.38% | 1.84 | 13 | 12.5 |  |  |  | No | R-410A | 1.0083 | Residential & Commercial | No
206726729 | Mini/Multi Split | LBG Products | HRCU-A-CB-O | LBH12AWO |  | Mini-Splits(Non-Ducted) | LBH12AWI |  | 12100 | 25 | 9 | 12100 | 9000 | 74.38% | 1.84 | 13 | 12.5 |  |  |  | No | R-410A | 1.0083 | Residential & Commercial | No
206717630 | Mini/Multi Split | GREE | HRCU-A-CB-O | GWH12AGC-A3DNA1A/O |  | Mini-Splits(Non-Ducted) | GWH12AGC-A3DN***/I |  | 12100 | 25 | 9 | 12100 | 9000 | 74.38% | 1.84 | 13 | 12.5 |  |  |  | No | R-410A | 1.0083 | Residential & Commercial | No
206717845 | Mini/Multi Split | Trane / Mitsubishi Electric | HRCU-A-CB-O | PUZ-HA30NKA |  | Mini-Splits(Non-Ducted) | TPLA0A0301EA70A |  | 30000 | 20.2 | 8.8 | 34000 | 32000 | 94.12% | 2 | 14.1 | 14.1 |  |  |  | No | R-410A | 2.5 | Residential & Commercial | No
206717851 | Mini/Multi Split | Trane / Mitsubishi Electric | HRCU-A-CB-O | PUZ-HA36NKA |  | Mini-Splits(Non-Ducted) | TPCA0A0361KA70A |  | 34000 | 18 | 9.2 | 40000 | 38000 | 95% | 1.75 | 12.5 | 12.5 |  |  |  | No | R-410A | 2.8333 | Residential & Commercial | No
206717853 | Mini/Multi Split | Trane / Mitsubishi Electric | HRCU-A-CB-O | PUZ-HA36NKA |  | Mini-Splits(Non-Ducted) | TPKA0A0361KA70A |  | 33600 | 18.7 | 9 | 40000 | 38000 | 95% | 1.8 | 11.6 | 12.3 |  |  |  | No | R-410A | 2.8 | Residential & Commercial | No
206717868 | Mini/Multi Split | Trane / Mitsubishi Electric | HRCU-A-CB-O | TRUZH0301KA00** |  | Mini-Splits(Non-Ducted) | PCA-A30KA**** |  | 30000 | 17.9 | 8.5 | 35000 | 32000 | 91.43% | 1.8 | 12.6 | 12.6 |  |  |  | No | R-410A | 2.5 | Residential & Commercial | No
206717869 | Mini/Multi Split | Trane / Mitsubishi Electric | HRCU-A-CB-O | TRUZH0301KA00** |  | Mini-Splits(Non-Ducted) | PKA-A30KA**** |  | 30000 | 18.5 | 8.5 | 34000 | 32000 | 94.12% | 1.8 | 12.8 | 12.8 |  |  |  | No | R-410A | 2.5 | Residential & Commercial | No
206717873 | Mini/Multi Split | Trane / Mitsubishi Electric | HRCU-A-CB-O | TRUZH0421KA10** |  | Mini-Splits(Non-Ducted) | PCA-A42KA**** |  | 42000 | 15.5 | 9 | 54000 | 48000 | 88.89% | 1.75 | 10.3 | 10 |  |  |  | No | R-410A | 3.5 | Residential & Commercial | No
206717881 | Mini/Multi Split | Trane / Mitsubishi Electric | HRCU-A-CB-O | TRUZH0301KA00** |  | Mini-Splits(Non-Ducted) | PLA-A30EA**** |  | 30000 | 20.2 | 8.8 | 34000 | 32000 | 94.12% | 2 | 14.1 | 14.1 |  |  |  | No | R-410A | 2.5 | Residential & Commercial | No
206717884 | Mini/Multi Split | Trane / Mitsubishi Electric | HRCU-A-CB-O | TRUZH0421KA10** |  | Mini-Splits(Non-Ducted) | PLA-A42EA**** |  | 42000 | 16.3 | 9 | 54000 | 48000 | 88.89% | 1.9 | 10.7 | 10.7 |  |  |  | No | R-410A | 3.5 | Residential & Commercial | No
206720354 | Mini/Multi Split | Trane / Mitsubishi Electric | HRCU-A-CB-O | TRUZH0361KA00** |  | Mini-Splits(Non-Ducted) | PKA-A36KA**** |  | 33600 | 18.7 | 9 | 40000 | 38000 | 95% | 1.8 | 11.6 | 12.3 |  |  |  | No | R-410A | 2.8 | Residential & Commercial | No
206720355 | Mini/Multi Split | Trane / Mitsubishi Electric | HRCU-A-CB-O | TRUZH0361KA00** |  | Mini-Splits(Non-Ducted) | PLA-A36EA**** |  | 36000 | 20 | 9 | 40000 | 38000 | 95% | 2 | 13 | 13 |  |  |  | No | R-410A | 3 | Residential & Commercial | No
206720373 | Mini/Multi Split | FOREST AIR | HRCU-A-CB-O | FGH-09ES/E23-O |  | Mini-Splits(Non-Ducted) | FGH-09ES/E23-I |  | 9000 | 23 | 8.5 | 11000 | 9000 | 81.82% | 1.97 | 14 | 14 |  |  |  | No | R-410A | 0.75 | Residential & Commercial | No
206720374 | Mini/Multi Split | FOREST AIR | HRCU-A-CB-O | FGH-12ES/E23-O |  | Mini-Splits(Non-Ducted) | FGH-12ES/E23-I |  | 12000 | 21.5 | 8.5 | 13000 | 9100 | 70% | 1.8 | 12.5 | 12 |  |  |  | No | R-410A | 1 | Residential & Commercial | No
206720375 | Mini/Multi Split | FOREST AIR | HRCU-A-CB-O | FGH-18ES/E23-O |  | Mini-Splits(Non-Ducted) | FGH-18ES/E23-I |  | 18000 | 20 | 8.5 | 19800 | 15000 | 75.76% | 1.75 | 12.5 | 12.5 |  |  |  | No | R-410A | 1.5 | Residential & Commercial | No
206720376 | Mini/Multi Split | FOREST AIR | HRCU-A-CB-O | FGH-12ES/E-38-O |  | Mini-Splits(Non-Ducted) | FGH-12ES/E-38-I |  | 12000 | 24 | 8.5 | 12200 | 12000 | 98.36% | 1.91 | 15.3 | 14 |  |  |  | No | R-410A | 1 | Residential & Commercial | No
206395961 | Mini/Multi Split | GREE | HRCU-A-CB-O | GWH12AGC-D3DNA1A/O |  | Mini-Splits(Non-Ducted) | GWH12AGC-D3DN***/I |  | 12000 | 25 | 9 | 12000 | 9200 | 76.67% | 1.93 | 13 | 12.5 |  |  |  | No | R-410A | 1 | Residential & Commercial | No
206395962 | Mini/Multi Split | GREE | HRCU-A-CB-O | GWH18AGD-D3DNA1B/O |  | Mini-Splits(Non-Ducted) | GWH18AGD-D3DN***/I |  | 18000 | 23 | 8.5 | 18200 | 14500 | 79.67% | 1.79 | 13 | 13 |  |  |  | No | R-410A | 1.5 | Residential & Commercial | No
206396009 | Mini/Multi Split | GREE | HRCU-A-CB-O | GWH24QE-D3DNA1D/O |  | Mini-Splits(Non-Ducted) | GWH24AFE-D3DN***/I |  | 22000 | 20 | 8.5 | 24000 | 19800 | 82.5% | 1.75 | 12.5 | 12.5 |  |  |  | No | R-410A | 1.8333 | Residential & Commercial | No
206422400 | Mini/Multi Split | GREE | HRCU-A-CB-O | GWH12QC-D3DNA1D/O |  | Mini-Splits(Non-Ducted) | GWH12AFC-D3DN***/I |  | 12000 | 21.5 | 8.5 | 13000 | 9100 | 70% | 1.8 | 12.5 | 12 |  |  |  | No | R-410A | 1 | Residential & Commercial | No
206453600 | Mini/Multi Split | Perfect Aire | HRCU-A-CB-O | 3PAMSHQCO09-U230 |  | Mini-Splits(Non-Ducted) | 3PAMSHQCW09-U230 |  | 9000 | 22 | 9 | 9000 | 6300 | 70% | 1.8 | 13.7 | 13.7 |  |  |  | No | R-410A | 0.75 | Residential & Commercial | No
206453602 | Mini/Multi Split | Perfect Aire | HRCU-A-CB-O | 3PAMSHQCO18-U230 |  | Mini-Splits(Non-Ducted) | 3PAMSHQCW18-U230 |  | 18000 | 22.5 | 8.6 | 17000 | 11900 | 70% | 1.8 | 13 | 13 |  |  |  | No | R-410A | 1.5 | Residential & Commercial | No
206369509 | Mini/Multi Split | MDV | HRCU-A-CB-O | MOX230-09HFN1-BS5W |  | Mini-Splits(Non-Ducted) | MSAG11A-09HRFN1-BS5W |  | 9000 | 21.5 | 9.1 | 10000 | 7000 | 70% | 2.16 | 12.5 | 12.5 |  |  |  | No | R-410A | 0.75 | Residential & Commercial | No
206369511 | Mini/Multi Split | MDV | HRCU-A-CB-O | MOX230-09HFN1-MT0W |  | Mini-Splits(Non-Ducted) | MSAG11A-09HRFN1-MT0W |  | 9000 | 21.7 | 9.4 | 10000 | 7000 | 70% | 2 | 12.6 | 12.6 |  |  |  | No | R-410A | 0.75 | Residential & Commercial | No
206347235 | Mini/Multi Split | HISENSE | HRCU-A-CB-O | AST-09UW3SVEDC01 |  | Mini-Splits(Non-Ducted) | AST-09UW3SVEDC01 |  | 9000 | 22 | 9 | 9000 | 6300 | 70% | 1.8 | 13.7 | 13.7 |  |  |  | No | R-410A | 0.75 | Residential & Commercial | No
206347236 | Mini/Multi Split | HISENSE | HRCU-A-CB-O | AST-07UW3SVEDC01 |  | Mini-Splits(Non-Ducted) | AST-07UW3SVEDC01 |  | 9000 | 22 | 9 | 9000 | 6300 | 70% | 1.8 | 13.7 | 13.7 |  |  |  | No | R-410A | 0.75 | Residential & Commercial | No
206328096 | Mini/Multi Split | Mitsubishi Electric | HRCU-A-CB-O | SUZ-KA12NAHZ |  | Mini-Splits(Non-Ducted) | NTXCKS12A112AA |  | 12000 | 20.8 | 9 | 13800 | 13800 | 100% | 1.83 | 12.7 | 12.7 |  |  |  | No | R-410A | 1 | Residential & Commercial | No
206328151 | Mini/Multi Split | Trane / Mitsubishi Electric | HRCU-A-CB-O | NTXSKH12A112AA |  | Mini-Splits(Non-Ducted) | SLZ-KF12NA |  | 12000 | 20.8 | 9 | 13800 | 13800 | 100% | 1.83 | 12.7 | 12.7 |  |  |  | No | R-410A | 1 | Residential & Commercial | No
206330208 | Mini/Multi Split | INNOVAIR | HRCU-A-CB-O | EIN13H2V32(O) |  | Mini-Splits(Non-Ducted) | EIN13H2V32(I) |  | 12000 | 24 | 8.5 | 12200 | 12000 | 98.36% | 1.91 | 15.3 | 14 |  |  |  | No | R-410A | 1 | Residential & Commercial | No
206143041 | Mini/Multi Split | Hitachi | HRCU-A-CB-O | RAC-SH18WHLAE |  | Mini-Splits(Non-Ducted) | RAS-SH18RHLAE |  | 18000 | 22.5 | 9.2 | 21400 | 15400 | 71.96% | 2.25 | 12.5 | 12.5 |  |  |  | No | R-410A | 1.5 | Residential & Commercial | No
205921394 | Mini/Multi Split | BOSCH | HRCU-A-CB-O | BMS500-AAS012-1CSXXA |  | Mini-Splits(Non-Ducted) | BMS500-AAU012-1AHWXB |  | 12000 | 22.3 | 8.8 | 12000 | 8400 | 70% | 1.78 | 13.7 | 13.7 |  |  |  | No | R-410A | 1 | Residential & Commercial | No
205921395 | Mini/Multi Split | AC PRO.COM | HRCU-A-CB-O | AOBA30-09HFN1-MT0W |  | Mini-Splits(Non-Ducted) | AS11M-09HRFN1-MXOW(A) |  | 9000 | 21.8 | 9.3 | 9800 | 7300 | 74.49% | 1.83 | 14.9 | 14.9 |  |  |  | No | R-410A | 0.75 | Residential & Commercial | No
205921396 | Mini/Multi Split | AC PRO.COM | HRCU-A-CB-O | AOB30-12HFN1-MT0W |  | Mini-Splits(Non-Ducted) | AS11M-12HRFN1-MU5W |  | 12000 | 22.3 | 8.8 | 12000 | 8400 | 70% | 1.78 | 13.7 | 13.7 |  |  |  | No | R-410A | 1 | Residential & Commercial | No
205887063 | Mini/Multi Split | QUUL | HRCU-A-CB-O | R.Q.OS12.OUT |  | Mini-Splits(Non-Ducted) | R.Q.OS12 |  | 12000 | 22.3 | 8.8 | 12000 | 8400 | 70% | 1.78 | 13.7 | 13.7 |  |  |  | No | R-410A | 1 | Residential & Commercial | No
205967938 | Mini/Multi Split | MIDEA | HRCU-A-CB-O | 38MVRAQ09AA3 |  | Mini-Splits(Non-Ducted) | DHMVHAQ09XA3 |  | 9000 | 18.5 | 8.8 | 10000 | 7100 | 71% | 2.1 | 8.8 | 10.5 |  |  |  | No | R-410A | 0.75 | Residential & Commercial | No
205967944 | Mini/Multi Split | CARRIER | HRCU-A-CB-O | 38MVRAQ09AA3 |  | Mini-Splits(Non-Ducted) | DHMVHAQ09XA3 |  | 9000 | 18.5 | 8.8 | 10000 | 7100 | 71% | 2.1 | 8.8 | 10.5 |  |  |  | No | R-410A | 0.75 | Residential & Commercial | No
205967950 | Mini/Multi Split | BRYANT | HRCU-A-CB-O | 38MVRAQ09AA3 |  | Mini-Splits(Non-Ducted) | DHMVHAQ09XA3 |  | 9000 | 18.5 | 8.8 | 10000 | 7100 | 71% | 2.1 | 8.8 | 10.5 |  |  |  | No | R-410A | 0.75 | Residential & Commercial | No
205967956 | Mini/Multi Split | PAYNE | HRCU-A-CB-O | 38MVRAQ09AA3 |  | Mini-Splits(Non-Ducted) | DHMVHAQ09XA3 |  | 9000 | 18.5 | 8.8 | 10000 | 7100 | 71% | 2.1 | 8.8 | 10.5 |  |  |  | No | R-410A | 0.75 | Residential & Commercial | No
205967962 | Mini/Multi Split | Weathermaker | HRCU-A-CB-O | 38MVRAQ09AA3 |  | Mini-Splits(Non-Ducted) | DHMVHAQ09XA3 |  | 9000 | 18.5 | 8.8 | 10000 | 7100 | 71% | 2.1 | 8.8 | 10.5 |  |  |  | No | R-410A | 0.75 | Residential & Commercial | No
205967968 | Mini/Multi Split | ARCOAIRE | HRCU-A-CB-O | DLCVRAH09AAK |  | Mini-Splits(Non-Ducted) | DLFVHAH09XAK |  | 9000 | 18.5 | 8.8 | 10000 | 7100 | 71% | 2.1 | 8.8 | 10.5 |  |  |  | No | R-410A | 0.75 | Residential & Commercial | No
205967974 | Mini/Multi Split | COMFORTMAKER | HRCU-A-CB-O | DLCVRAH09AAK |  | Mini-Splits(Non-Ducted) | DLFVHAH09XAK |  | 9000 | 18.5 | 8.8 | 10000 | 7100 | 71% | 2.1 | 8.8 | 10.5 |  |  |  | No | R-410A | 0.75 | Residential & Commercial | No
205967980 | Mini/Multi Split | DAY & NIGHT | HRCU-A-CB-O | DLCVRAH09AAK |  | Mini-Splits(Non-Ducted) | DLFVHAH09XAK |  | 9000 | 18.5 | 8.8 | 10000 | 7100 | 71% | 2.1 | 8.8 | 10.5 |  |  |  | No | R-410A | 0.75 | Residential & Commercial | No
205967986 | Mini/Multi Split | HEIL | HRCU-A-CB-O | DLCVRAH09AAK |  | Mini-Splits(Non-Ducted) | DLFVHAH09XAK |  | 9000 | 18.5 | 8.8 | 10000 | 7100 | 71% | 2.1 | 8.8 | 10.5 |  |  |  | No | R-410A | 0.75 | Residential & Commercial | No
205967992 | Mini/Multi Split | AIRQUEST | HRCU-A-CB-O | DLCVRAH09AAK |  | Mini-Splits(Non-Ducted) | DLFVHAH09XAK |  | 9000 | 18.5 | 8.8 | 10000 | 7100 | 71% | 2.1 | 8.8 | 10.5 |  |  |  | No | R-410A | 0.75 | Residential & Commercial | No
205967998 | Mini/Multi Split | KEEPRITE | HRCU-A-CB-O | DLCVRAH09AAK |  | Mini-Splits(Non-Ducted) | DLFVHAH09XAK |  | 9000 | 18.5 | 8.8 | 10000 | 7100 | 71% | 2.1 | 8.8 | 10.5 |  |  |  | No | R-410A | 0.75 | Residential & Commercial | No
205968005 | Mini/Multi Split | KENMORE | HRCU-A-CB-O | DLCVRAH09AAK |  | Mini-Splits(Non-Ducted) | DLFVHAH09XAK |  | 9000 | 18.5 | 8.8 | 10000 | 7100 | 71% | 2.1 | 8.8 | 10.5 |  |  |  | No | R-410A | 0.75 | Residential & Commercial | No
205968011 | Mini/Multi Split | MIDEA | HRCU-A-CB-O | DLCVRAH09AAK |  | Mini-Splits(Non-Ducted) | DLFVHAH09XAK |  | 9000 | 18.5 | 8.8 | 10000 | 7100 | 71% | 2.1 | 8.8 | 10.5 |  |  |  | No | R-410A | 0.75 | Residential & Commercial | No
205968017 | Mini/Multi Split | TEMPSTAR | HRCU-A-CB-O | DLCVRAH09AAK |  | Mini-Splits(Non-Ducted) | DLFVHAH09XAK |  | 9000 | 18.5 | 8.8 | 10000 | 7100 | 71% | 2.1 | 8.8 | 10.5 |  |  |  | No | R-410A | 0.75 | Residential & Commercial | No
205968023 | Mini/Multi Split | SMART COMFORT | HRCU-A-CB-O | DLCVRAH09AAK |  | Mini-Splits(Non-Ducted) | DLFVHAH09XAK |  | 9000 | 18.5 | 8.8 | 10000 | 7100 | 71% | 2.1 | 8.8 | 10.5 |  |  |  | No | R-410A | 0.75 | Residential & Commercial | No
205968028 | Mini/Multi Split | BLUERIDGE | HRCU-A-CB-O | BMKH1231/O |  | Mini-Splits(Non-Ducted) | BMKH1231/I |  | 12000 | 24 | 8.5 | 12200 | 12000 | 98.36% | 1.91 | 15.3 | 14 |  |  |  | No | R-410A | 1 | Residential & Commercial | No
205788763 | Mini/Multi Split | LG | HRCU-A-CB-O | LUU180HHV |  | Mini-Splits(Non-Ducted) | LCN188HV4 |  | 18000 | 20 | 9.4 | 20000 | 17600 | 88% | 1.8 | 12.8 | 12.8 |  |  |  | No | R-410A | 1.5 | Residential & Commercial | No
205758359 | Mini/Multi Split | AIR MAX | HRCU-A-CB-O | AWGYC12-C2 |  | Mini-Splits(Non-Ducted) | AWGYE12-C2 |  | 12000 | 24 | 8.5 | 12200 | 12000 | 98.36% | 1.91 | 15.3 | 14 |  |  |  | No | R-410A | 1 | Residential & Commercial | No
205653641 | Mini/Multi Split | Perfect Aire | HRCU-A-CB-O | 3PAMSHQCO09 |  | Mini-Splits(Non-Ducted) | 3PAMSHQCW09 |  | 9000 | 18.5 | 9 | 9000 | 6300 | 70% | 1.8 | 12.8 | 12.8 |  |  |  | No | R-410A | 0.75 | Residential & Commercial | No
205653643 | Mini/Multi Split | Perfect Aire | HRCU-A-CB-O | 3PAMSHQCO18 |  | Mini-Splits(Non-Ducted) | 3PAMSHQCW18 |  | 18000 | 22.5 | 8.6 | 17000 | 11900 | 70% | 1.8 | 13 | 13 |  |  |  | No | R-410A | 1.5 | Residential & Commercial | No
205653644 | Mini/Multi Split | Perfect Aire | HRCU-A-CB-O | 3PAMSHQCO24 |  | Mini-Splits(Non-Ducted) | 3PAMSHQCW24 |  | 23000 | 20.5 | 8.6 | 23000 | 18000 | 78.26% | 1.75 | 12.5 | 12.2 |  |  |  | No | R-410A | 1.9167 | Residential & Commercial | No
205663350 | Mini/Multi Split | DAIKIN | HRCU-A-CB-O | RXL15QMVJU* |  | Mini-Splits(Non-Ducted) | FVXS15NVJU |  | 15000 | 19.5 | 9.3 | 18000 | 17000 | 94.44% | 1.8 | 12.5 | 12.5 |  |  |  | No | R-410A | 1.25 | Residential & Commercial | No
205554605 | Mini/Multi Split | COMFORT-AIRE | HRCU-A-CB-O | A-SVH09SB-1 |  | Mini-Splits(Non-Ducted) | B-SVH09SB-1 |  | 9000 | 18.5 | 8.8 | 10000 | 7100 | 71% | 2.1 | 8.8 | 10.5 |  |  |  | No | R-410A | 0.75 | Residential & Commercial | No
205552875 | Mini/Multi Split | MDV | HRCU-A-CB-O | MOX130-09HFN1-MP0W |  | Mini-Splits(Non-Ducted) | MSAFB-09HRDN1-MP0W |  | 9000 | 18.5 | 8.8 | 10000 | 7100 | 71% | 2.1 | 8.8 | 10.5 |  |  |  | No | R-410A | 0.75 | Residential & Commercial | No
205309935 | Mini/Multi Split | NAPOLEON | HRCU-A-CB-O | NH21-09F-O |  | Mini-Splits(Non-Ducted) | NH25-09F-I |  | 9000 | 21.8 | 9.3 | 9800 | 7300 | 74.49% | 1.83 | 14.9 | 14.9 |  |  |  | No | R-410A | 0.75 | Residential & Commercial | No
205309936 | Mini/Multi Split | NAPOLEON | HRCU-A-CB-O | NH21-12F-O |  | Mini-Splits(Non-Ducted) | NH25-12F-I |  | 12000 | 22.3 | 8.8 | 12000 | 8400 | 70% | 1.78 | 13.7 | 13.7 |  |  |  | No | R-410A | 1 | Residential & Commercial | No
205417832 | Mini/Multi Split | WESTINGHOUSE | HRCU-A-CB-O | WHP09SZA21S |  | Mini-Splits(Non-Ducted) | WHP09WMA21S |  | 9000 | 22 | 9 | 9000 | 6300 | 70% | 1.8 | 13.7 | 13.7 |  |  |  | No | R-410A | 0.75 | Residential & Commercial | No
205417836 | Mini/Multi Split | WESTINGHOUSE | HRCU-A-CB-O | WHP18SZA21S |  | Mini-Splits(Non-Ducted) | WHP18WMA21S |  | 18000 | 22.5 | 8.6 | 17000 | 11900 | 70% | 1.8 | 13 | 13 |  |  |  | No | R-410A | 1.5 | Residential & Commercial | No
205417838 | Mini/Multi Split | WESTINGHOUSE | HRCU-A-CB-O | WHP24SZA21S |  | Mini-Splits(Non-Ducted) | WHP24WMA21S |  | 23000 | 20.5 | 8.6 | 23000 | 18000 | 78.26% | 1.75 | 12.5 | 12.2 |  |  |  | No | R-410A | 1.9167 | Residential & Commercial | No
205417847 | Mini/Multi Split | AZUR | HRCU-A-CB-O | AZ-18CA22EXT |  | Mini-Splits(Non-Ducted) | AZ-18CA22INT |  | 18000 | 22.5 | 8.6 | 17000 | 11900 | 70% | 1.8 | 13 | 13 |  |  |  | No | R-410A | 1.5 | Residential & Commercial | No
205287347 | Mini/Multi Split | CLASSIC | HRCU-A-CB-O | HRHDBC09AS |  | Mini-Splits(Non-Ducted) | HWHDBC09S |  | 9000 | 22 | 9 | 9000 | 6300 | 70% | 1.8 | 13.7 | 13.7 |  |  |  | No | R-410A | 0.75 | Residential & Commercial | No
205287349 | Mini/Multi Split | CLASSIC | HRCU-A-CB-O | HRHDBC18AS2 |  | Mini-Splits(Non-Ducted) | HWHDBC18S2 |  | 18000 | 22.5 | 8.6 | 17000 | 11900 | 70% | 1.8 | 13 | 13 |  |  |  | No | R-410A | 1.5 | Residential & Commercial | No
205287350 | Mini/Multi Split | CLASSIC | HRCU-A-CB-O | HRHDBC24AS2 |  | Mini-Splits(Non-Ducted) | HWHDBC24S2 |  | 23000 | 20.5 | 8.6 | 23000 | 18000 | 78.26% | 1.75 | 12.5 | 12.2 |  |  |  | No | R-410A | 1.9167 | Residential & Commercial | No
205287353 | Mini/Multi Split | CLASSIC | HRCU-A-CB-O | HRHDBC09SA |  | Mini-Splits(Non-Ducted) | HWHDBC09SA |  | 9000 | 18.5 | 9 | 9000 | 6300 | 70% | 1.8 | 12.8 | 12.8 |  |  |  | No | R-410A | 0.75 | Residential & Commercial | No
205300163 | Mini/Multi Split | DENALI AIRE | HRCU-A-CB-O | DNMSHQCO9A |  | Mini-Splits(Non-Ducted) | DNMSHQCW9A |  | 9000 | 18.5 | 9 | 9000 | 6300 | 70% | 1.8 | 12.8 | 12.8 |  |  |  | No | R-410A | 0.75 | Residential & Commercial | No
205300164 | Mini/Multi Split | DENALI AIRE | HRCU-A-CB-O | DNMSHQCO18 |  | Mini-Splits(Non-Ducted) | DNMSHQCW18 |  | 18000 | 22.5 | 8.6 | 17000 | 11900 | 70% | 1.8 | 13 | 13 |  |  |  | No | R-410A | 1.5 | Residential & Commercial | No
205300165 | Mini/Multi Split | DENALI AIRE | HRCU-A-CB-O | DNMSHQCO24 |  | Mini-Splits(Non-Ducted) | DNMSHQCW24 |  | 23000 | 20.5 | 8.6 | 23000 | 18000 | 78.26% | 1.75 | 12.5 | 12.2 |  |  |  | No | R-410A | 1.9167 | Residential & Commercial | No
205300187 | Mini/Multi Split | NORTON AIR CONDITIONERS | HRCU-A-CB-O | OHP14-09-12-22 |  | Mini-Splits(Non-Ducted) | DWHP14-09-12-25 |  | 9000 | 21.8 | 9.3 | 9800 | 7300 | 74.49% | 1.83 | 14.9 | 14.9 |  |  |  | No | R-410A | 0.75 | Residential & Commercial | No
205300188 | Mini/Multi Split | NORTON AIR CONDITIONERS | HRCU-A-CB-O | OHP14-12-12-22 |  | Mini-Splits(Non-Ducted) | DWHP14-12-12-25 |  | 12000 | 22.3 | 8.8 | 12000 | 8400 | 70% | 1.78 | 13.7 | 13.7 |  |  |  | No | R-410A | 1 | Residential & Commercial | No
205263877 | Mini/Multi Split | C&H | HRCU-A-CB-O | CH-09SPH-230VO |  | Mini-Splits(Non-Ducted) | CH-D09MSPHWM-230VI |  | 9000 | 21.8 | 9.3 | 9800 | 7300 | 74.49% | 1.83 | 14.9 | 14.9 |  |  |  | No | R-410A | 0.75 | Residential & Commercial | No
205263878 | Mini/Multi Split | C&H | HRCU-A-CB-O | CH-12SPH-230VO |  | Mini-Splits(Non-Ducted) | CH-D12MSPHWM-230VI |  | 12000 | 22.3 | 8.8 | 12000 | 8400 | 70% | 1.78 | 13.7 | 13.7 |  |  |  | No | R-410A | 1 | Residential & Commercial | No
205142781 | Mini/Multi Split | FRIEDRICH | HRCU-A-CB-O | FPHSR09A1A-A |  | Mini-Splits(Non-Ducted) | FPHSW09A1B |  | 9000 | 18.5 | 9 | 9000 | 6300 | 70% | 1.8 | 12.8 | 12.8 |  |  |  | No | R-410A | 0.75 | Residential & Commercial | No
205142783 | Mini/Multi Split | FRIEDRICH | HRCU-A-CB-O | FPHSR09A3A-A |  | Mini-Splits(Non-Ducted) | FPHFW09A3B |  | 9000 | 22 | 9 | 9000 | 6300 | 70% | 1.8 | 13.7 | 13.7 |  |  |  | No | R-410A | 0.75 | Residential & Commercial | No
205142786 | Mini/Multi Split | FRIEDRICH | HRCU-A-CB-O | FPHSR18A3A-A |  | Mini-Splits(Non-Ducted) | FPHFW18A3B |  | 18000 | 22.5 | 9.2 | 17000 | 11900 | 70% | 1.8 | 13 | 13 |  |  |  | No | R-410A | 1.5 | Residential & Commercial | No
205142787 | Mini/Multi Split | FRIEDRICH | HRCU-A-CB-O | FPHSR24A3A-A |  | Mini-Splits(Non-Ducted) | FPHFW24A3B |  | 23000 | 20.5 | 8.6 | 23000 | 18000 | 78.26% | 1.75 | 12.5 | 12.2 |  |  |  | No | R-410A | 1.9167 | Residential & Commercial | No
211177519 | Mini/Multi Split | TOSOT | HRCU-A-CB-O | TW12HXP2A1AO |  | Mini-Splits(Non-Ducted) | TW12HXP2A1AI |  | 12000 | 24 | 9 | 12000 | 8800 | 73.33% | 1.85 | 12.5 | 12 |  |  |  | No | R-410A | 1 | Residential & Commercial | No
205138203 | Mini/Multi Split | MAESTRO | HRCU-A-CB-O | MA-18CA22SEXT |  | Mini-Splits(Non-Ducted) | MA-18CA22SINT |  | 18000 | 22.5 | 8.6 | 17000 | 11900 | 70% | 1.8 | 13 | 13 |  |  |  | No | R-410A | 1.5 | Residential & Commercial | No
205138207 | Mini/Multi Split | MAESTRO | HRCU-A-CB-O | MA-18CA22EXT |  | Mini-Splits(Non-Ducted) | MA-18CA22INT |  | 18000 | 22.5 | 8.6 | 17000 | 11900 | 70% | 1.8 | 13 | 13 |  |  |  | No | R-410A | 1.5 | Residential & Commercial | No
205092755 | Mini/Multi Split | HISENSE | HRCU-A-CB-O | AS-09UW1SVG00A |  | Mini-Splits(Non-Ducted) | AS-09UW1SVG**00A |  | 9000 | 18.5 | 9 | 9000 | 6300 | 70% | 1.8 | 12.8 | 12.8 |  |  |  | No | R-410A | 0.75 | Residential & Commercial | No
205092760 | Mini/Multi Split | HISENSE | HRCU-A-CB-O | AST-09UW3SVE01A |  | Mini-Splits(Non-Ducted) | AST-09UW3SVE**01A |  | 9000 | 22 | 9 | 9000 | 6300 | 70% | 1.8 | 13.7 | 13.7 |  |  |  | No | R-410A | 0.75 | Residential & Commercial | No
205092761 | Mini/Multi Split | HISENSE | HRCU-A-CB-O | AST-09UW3SVG01A |  | Mini-Splits(Non-Ducted) | AST-09UW3SVG**01A |  | 9000 | 22 | 9 | 9000 | 6300 | 70% | 1.8 | 13.7 | 13.7 |  |  |  | No | R-410A | 0.75 | Residential & Commercial | No
205092763 | Mini/Multi Split | HISENSE | HRCU-A-CB-O | AST-18UW3SBN00A |  | Mini-Splits(Non-Ducted) | AST-18UW3SBN**00A |  | 18000 | 22.5 | 9.2 | 17000 | 11900 | 70% | 1.8 | 13 | 13 |  |  |  | No | R-410A | 1.5 | Residential & Commercial | No
205092764 | Mini/Multi Split | HISENSE | HRCU-A-CB-O | AST-18UW3SBB00A |  | Mini-Splits(Non-Ducted) | AST-18UW3SBB**00A |  | 18000 | 22.5 | 9.2 | 17000 | 11900 | 70% | 1.8 | 13 | 13 |  |  |  | No | R-410A | 1.5 | Residential & Commercial | No
205092765 | Mini/Multi Split | HISENSE | HRCU-A-CB-O | AST-24UW3SDB01A |  | Mini-Splits(Non-Ducted) | AST-24UW3SDB**01A |  | 23000 | 20.5 | 8.6 | 23000 | 18000 | 78.26% | 1.75 | 12.5 | 12.2 |  |  |  | No | R-410A | 1.9167 | Residential & Commercial | No
205092766 | Mini/Multi Split | HISENSE | HRCU-A-CB-O | AST-24UW3SDN01A |  | Mini-Splits(Non-Ducted) | AST-24UW3SDN**01A |  | 23000 | 20.5 | 8.6 | 23000 | 18000 | 78.26% | 1.75 | 12.5 | 12.2 |  |  |  | No | R-410A | 1.9167 | Residential & Commercial | No
205092770 | Mini/Multi Split | HISENSE | HRCU-A-CB-O | AS-12UW3SXA00A |  | Mini-Splits(Non-Ducted) | AS-12UW3SXA**00A |  | 12000 | 23.5 | 9.35 | 12000 | 8400 | 70% | 1.75 | 15.4 | 15.4 |  |  |  | No | R-410A | 1 | Residential & Commercial | No
205092777 | Mini/Multi Split | HISENSE | HRCU-A-CB-O | AS-18UW3SBB00A |  | Mini-Splits(Non-Ducted) | AS-18UW3SBB**00A |  | 18000 | 22.5 | 8.6 | 17000 | 11900 | 70% | 1.8 | 13 | 13 |  |  |  | No | R-410A | 1.5 | Residential & Commercial | No
205047857 | Mini/Multi Split | C&H | HRCU-A-CB-O | CH-09SPH-230VO |  | Mini-Splits(Non-Ducted) | CH-09DKT230VI |  | 9000 | 21.8 | 9.3 | 9800 | 7300 | 74.49% | 1.83 | 14.9 | 14.9 |  |  |  | No | R-410A | 0.75 | Residential & Commercial | No
214010066 | Mini/Multi Split | AIR TECH | HRCU-A-CB-O | ATSO18NAMG2 |  | Mini-Splits(Non-Ducted) | ATSW18NAMG2 |  | 18000 | 23 | 8.5 | 18000 | 13000 | 72.22% | 1.85 | 12.5 | 12.5 |  |  |  | No | R-410A | 1.5 | Residential & Commercial | No
214056571 | Mini/Multi Split | Mitsutomo | HRCU-A-CB-O | HO-SZ18-AB-Q |  | Mini-Splits(Non-Ducted) | HL-UZ16-AB-Q |  | 16000 | 20.2 | 8.9 | 17000 | 16700 | 98.24% | 1.76 | 11 | 11 |  |  |  | No | R-410A | 1.3333 | Residential & Commercial | No
204783911 | Mini/Multi Split | MRCOOL | HRCU-A-CB-O | O-ES-09-HP-C-230 |  | Mini-Splits(Non-Ducted) | O-09-HP-WMAH-230A |  | 9000 | 21.8 | 9.3 | 9800 | 7300 | 74.49% | 1.83 | 14.9 | 14.9 |  |  |  | No | R-410A | 0.75 | Residential & Commercial | No
204783912 | Mini/Multi Split | MRCOOL | HRCU-A-CB-O | O-ES-12-HP-C-230 |  | Mini-Splits(Non-Ducted) | O-12-HP-WMAH-230A |  | 12000 | 22.3 | 8.8 | 12000 | 8400 | 70% | 1.78 | 13.7 | 13.7 |  |  |  | No | R-410A | 1 | Residential & Commercial | No
204793343 | Mini/Multi Split | Trane / Mitsubishi Electric | HRCU-A-CB-O | NTXSKH12A112AA |  | Mini-Splits(Non-Ducted) | NTXCKS12A112AA |  | 12000 | 20.8 | 9 | 13800 | 13800 | 100% | 1.83 | 12.7 | 12.7 |  |  |  | No | R-410A | 1 | Residential & Commercial | No
204628474 | Mini/Multi Split | HAXXAIR | HRCU-A-CB-O | HVH-09T2D |  | Mini-Splits(Non-Ducted) | HAH-09T2D |  | 9000 | 22 | 9 | 9000 | 6300 | 70% | 1.8 | 13.7 | 13.7 |  |  |  | No | R-410A | 0.75 | Residential & Commercial | No
204628476 | Mini/Multi Split | HAXXAIR | HRCU-A-CB-O | HVH-18T2D |  | Mini-Splits(Non-Ducted) | HAH-18T2D |  | 18000 | 22.5 | 8.6 | 17000 | 11900 | 70% | 1.8 | 13 | 13 |  |  |  | No | R-410A | 1.5 | Residential & Commercial | No
204628477 | Mini/Multi Split | HAXXAIR | HRCU-A-CB-O | HVH-24T2D |  | Mini-Splits(Non-Ducted) | HAH-24T2D |  | 23000 | 20.5 | 8.6 | 23000 | 18000 | 78.26% | 1.75 | 12.5 | 12.2 |  |  |  | No | R-410A | 1.9167 | Residential & Commercial | No
213928541 | Mini/Multi Split | cool-living | HRCU-A-CB-O | CL-09HA1-OUT |  | Mini-Splits(Non-Ducted) | CL-09HA1-IN |  | 9000 | 19 | 8.5 | 10000 | 7000 | 70% | 1.75 | 0 | 10 |  |  |  | No | R-410A | 0.75 | Residential & Commercial | No
214010063 | Mini/Multi Split | AIR TECH | HRCU-A-CB-O | ATSO12NAMG2 |  | Mini-Splits(Non-Ducted) | ATSW12NAMG2 |  | 12000 | 24 | 9 | 12000 | 9000 | 75% | 1.85 | 12.5 | 12.5 |  |  |  | No | R-410A | 1 | Residential & Commercial | No
204580063 | Mini/Multi Split | ZEPHYR | HRCU-A-CB-O | ZE-18CA22EXT |  | Mini-Splits(Non-Ducted) | ZE-18CA22INT |  | 18000 | 22.5 | 8.6 | 17000 | 11900 | 70% | 1.8 | 13 | 13 |  |  |  | No | R-410A | 1.5 | Residential & Commercial | No
205092754 | Mini/Multi Split | HISENSE | HRCU-A-CB-O | AS-09UW1SVE00A |  | Mini-Splits(Non-Ducted) | AS-09UW1SVE**00A |  | 9000 | 18.5 | 9 | 9000 | 6300 | 70% | 1.8 | 12.8 | 12.8 |  |  |  | No | R-410A | 0.75 | Residential & Commercial | No
213879956 | Mini/Multi Split | YMGI | HRCU-A-CB-O | WMMS-36C-U2B(58)4 |  | Mini-Splits(Non-Ducted) | WMMS-36E-U2B(58)4 |  | 33600 | 20 | 8.5 | 34600 | 24400 | 70.52% | 1.85 | 10.5 | 10.5 |  |  |  | No | R-410A | 2.8 | Residential & Commercial | No
213880763 | Mini/Multi Split | GREE | HRCU-A-CB-O | GWH09AWCXB-D6DNA1A/O |  | Mini-Splits(Non-Ducted) | GWH09AWCXB-D6DN***/I |  | 9100 | 22 | 8.6 | 9700 | 7200 | 74.23% | 1.9 | 0 | 12.3 |  |  |  | No | R-32 | 0.75833 | Residential & Commercial | No
204100527 | Mini/Multi Split | DIAL | HRCU-A-CB-O | 23400-21S-230-O |  | Mini-Splits(Non-Ducted) | 23400-21S-230-I |  | 23000 | 20.5 | 8.6 | 23000 | 18000 | 78.26% | 1.75 | 12.5 | 12.2 |  |  |  | No | R-410A | 1.9167 | Residential & Commercial | No
204400705 | Mini/Multi Split | DIAL | HRCU-A-CB-O | 18000Z-23S-230-I |  | Mini-Splits(Non-Ducted) | 18000Z-23S-230-O |  | 18000 | 22.5 | 8.6 | 17000 | 11900 | 70% | 1.8 | 13 | 13 |  |  |  | No | R-410A | 1.5 | Residential & Commercial | No
203999082 | Mini/Multi Split | HAXXAIR | HRCU-A-CB-O | HAH-24T2D |  | Mini-Splits(Non-Ducted) | HVH-24T2D |  | 23000 | 20.5 | 8.6 | 23000 | 18000 | 78.26% | 1.75 | 12.5 | 12.2 |  |  |  | No | R-410A | 1.9167 | Residential & Commercial | No
203999083 | Mini/Multi Split | HAXXAIR | HRCU-A-CB-O | HAH-09T2D |  | Mini-Splits(Non-Ducted) | HVH-09T2D |  | 9000 | 22 | 9 | 9000 | 6300 | 70% | 1.8 | 13.7 | 13.7 |  |  |  | No | R-410A | 0.75 | Residential & Commercial | No
203742098 | Mini/Multi Split | MANUFLOW | HRCU-A-CB-O | AST-09UW3SVGDJ01(I) |  | Mini-Splits(Non-Ducted) | AST-09UW3SVGDJ01(O) |  | 9000 | 22 | 9 | 9000 | 6300 | 70% | 1.8 | 13.7 | 13.7 |  |  |  | No | R-410A | 0.75 | Residential & Commercial | No
203991148 | Mini/Multi Split | BOSCH | HRCU-A-CB-O | BMS500-AAS009-1CSXRA |  | Mini-Splits(Non-Ducted) | BMS500-AAU009-1AHWXB |  | 9000 | 21.8 | 9.3 | 9800 | 7300 | 74.49% | 1.83 | 14.9 | 14.9 |  |  |  | No | R-410A | 0.75 | Residential & Commercial | No
203991149 | Mini/Multi Split | BOSCH | HRCU-A-CB-O | BMS500-AAS012-1CSXRA |  | Mini-Splits(Non-Ducted) | BMS500-AAU012-1AHWXB |  | 12000 | 22.3 | 8.8 | 12000 | 8400 | 70% | 1.78 | 13.7 | 13.7 |  |  |  | No | R-410A | 1 | Residential & Commercial | No
203377293 | Mini/Multi Split | HISENSE | HRCU-A-CB-O | AS-09UW1SVE00 |  | Mini-Splits(Non-Ducted) | AS-09UW1SVE**00 |  | 9000 | 18.5 | 9 | 9000 | 6300 | 70% | 1.8 | 12.8 | 12.8 |  |  |  | No | R-410A | 0.75 | Residential & Commercial | No
203377559 | Mini/Multi Split | HISENSE | HRCU-A-CB-O | AS-09UW1SVG00 |  | Mini-Splits(Non-Ducted) | AS-09UW1SVG**00 |  | 9000 | 18.5 | 9 | 9000 | 6300 | 70% | 1.8 | 12.8 | 12.8 |  |  |  | No | R-410A | 0.75 | Residential & Commercial | No
203377929 | Mini/Multi Split | HISENSE | HRCU-A-CB-O | AST-09UW3SVE01 |  | Mini-Splits(Non-Ducted) | AST-09UW3SVE**01 |  | 9000 | 22 | 9 | 9000 | 6300 | 70% | 1.8 | 13.7 | 13.7 |  |  |  | No | R-410A | 0.75 | Residential & Commercial | No
203378161 | Mini/Multi Split | HISENSE | HRCU-A-CB-O | AST-09UW3SVG01 |  | Mini-Splits(Non-Ducted) | AST-09UW3SVG**01 |  | 9000 | 22 | 9 | 9000 | 6300 | 70% | 1.8 | 13.7 | 13.7 |  |  |  | No | R-410A | 0.75 | Residential & Commercial | No
203378282 | Mini/Multi Split | HISENSE | HRCU-A-CB-O | AST-18UW3SBN00 |  | Mini-Splits(Non-Ducted) | AST-18UW3SBN**00 |  | 18000 | 22.5 | 9.2 | 17000 | 11900 | 70% | 1.8 | 13 | 13 |  |  |  | No | R-410A | 1.5 | Residential & Commercial | No
203378283 | Mini/Multi Split | HISENSE | HRCU-A-CB-O | AST-18UW3SBB00 |  | Mini-Splits(Non-Ducted) | AST-18UW3SBB**00 |  | 18000 | 22.5 | 8.6 | 17000 | 11900 | 70% | 1.8 | 13 | 13 |  |  |  | No | R-410A | 1.5 | Residential & Commercial | No
203383847 | Mini/Multi Split | HISENSE | HRCU-A-CB-O | AST-24UW3SDB01 |  | Mini-Splits(Non-Ducted) | AST-24UW3SDB**01 |  | 23000 | 20.5 | 8.6 | 23000 | 18000 | 78.26% | 1.75 | 12.5 | 12.2 |  |  |  | No | R-410A | 1.9167 | Residential & Commercial | No
203383848 | Mini/Multi Split | HISENSE | HRCU-A-CB-O | AST-24UW3SDN01 |  | Mini-Splits(Non-Ducted) | AST-24UW3SDN**01 |  | 23000 | 20.5 | 8.6 | 23000 | 18000 | 78.26% | 1.75 | 12.5 | 12.2 |  |  |  | No | R-410A | 1.9167 | Residential & Commercial | No
203383865 | Mini/Multi Split | FRIEDRICH | HRCU-A-CB-O | FPHSR09A3A |  | Mini-Splits(Non-Ducted) | FPHFW09A3A |  | 9000 | 22 | 9 | 9000 | 6300 | 70% | 1.8 | 13.7 | 13.7 |  |  |  | No | R-410A | 0.75 | Residential & Commercial | No
203383867 | Mini/Multi Split | FRIEDRICH | HRCU-A-CB-O | FPHSR09A1A |  | Mini-Splits(Non-Ducted) | FPHSW09A1A |  | 9000 | 18.5 | 9 | 9000 | 6300 | 70% | 1.8 | 12.8 | 12.8 |  |  |  | No | R-410A | 0.75 | Residential & Commercial | No
203383869 | Mini/Multi Split | FRIEDRICH | HRCU-A-CB-O | FPHSR18A3A |  | Mini-Splits(Non-Ducted) | FPHFW18A3A |  | 18000 | 22.5 | 9.2 | 17000 | 11900 | 70% | 1.8 | 13 | 13 |  |  |  | No | R-410A | 1.5 | Residential & Commercial | No
203383870 | Mini/Multi Split | FRIEDRICH | HRCU-A-CB-O | FPHSR24A3A |  | Mini-Splits(Non-Ducted) | FPHFW24A3A |  | 23000 | 20.5 | 8.6 | 23000 | 18000 | 78.26% | 1.75 | 12.5 | 12.2 |  |  |  | No | R-410A | 1.9167 | Residential & Commercial | No
203403711 | Mini/Multi Split | HISENSE | HRCU-A-CB-O | AST-07UW3SVG01 |  | Mini-Splits(Non-Ducted) | AST-07UW3SVG**01 |  | 9000 | 22 | 9 | 9000 | 6300 | 70% | 1.8 | 13.7 | 13.7 |  |  |  | No | R-410A | 0.75 | Residential & Commercial | No
203404668 | Mini/Multi Split | FRIEDRICH | HRCU-A-CB-O | FPHSR07A3A |  | Mini-Splits(Non-Ducted) | FPHFW07A3A |  | 9000 | 22 | 9 | 9000 | 6300 | 70% | 1.8 | 13.7 | 13.7 |  |  |  | No | R-410A | 0.75 | Residential & Commercial | No
203376776 | Mini/Multi Split | DUCANE | HRCU-A-CB-O | 4DHP1S09S-1P |  | Mini-Splits(Non-Ducted) | DWM109S4-2P |  | 9000 | 21.8 | 9.3 | 9800 | 7300 | 74.49% | 1.83 | 14.9 | 14.9 |  |  |  | No | R-410A | 0.75 | Residential & Commercial | No
203376777 | Mini/Multi Split | DUCANE | HRCU-A-CB-O | 4DHP1S12S-1P |  | Mini-Splits(Non-Ducted) | DWM112S4-2P |  | 12000 | 22.3 | 8.8 | 12000 | 8400 | 70% | 1.78 | 13.7 | 13.7 |  |  |  | No | R-410A | 1 | Residential & Commercial | No
203446791 | Mini/Multi Split | ZEPHYR | HRCU-A-CB-O | ZE-09CA22SEXT |  | Mini-Splits(Non-Ducted) | ZE-09CA22SINT |  | 9000 | 22 | 9 | 9000 | 6300 | 70% | 1.8 | 13.7 | 13.7 |  |  |  | No | R-410A | 0.75 | Residential & Commercial | No
203446794 | Mini/Multi Split | AIR-CON | HRCU-A-CB-O | ABXCI4H4S09 |  | Mini-Splits(Non-Ducted) | ABXEM4H4S09 |  | 9000 | 22 | 9 | 9000 | 6300 | 70% | 1.8 | 13.7 | 13.7 |  |  |  | No | R-410A | 0.75 | Residential & Commercial | No
203446797 | Mini/Multi Split | MANUFLOW | HRCU-A-CB-O | AST-18UW3SBBDJ00(O) |  | Mini-Splits(Non-Ducted) | AST-18UW3SBBDJ00(I) |  | 18000 | 22.5 | 8.6 | 17000 | 11900 | 70% | 1.8 | 13 | 13 |  |  |  | No | R-410A | 1.5 | Residential & Commercial | No
203446798 | Mini/Multi Split | MANUFLOW | HRCU-A-CB-O | AST-24UW3SDBDJ01(O) |  | Mini-Splits(Non-Ducted) | AST-24UW3SDBDJ01(I) |  | 23000 | 20.5 | 8.6 | 23000 | 18000 | 78.26% | 1.75 | 12.5 | 12.2 |  |  |  | No | R-410A | 1.9167 | Residential & Commercial | No
203446799 | Mini/Multi Split | AIR-CON | HRCU-A-CB-O | ABXCI4H4S18 |  | Mini-Splits(Non-Ducted) | ABXEM4H4S18 |  | 18000 | 22.5 | 8.6 | 17000 | 11900 | 70% | 1.8 | 13 | 13 |  |  |  | No | R-410A | 1.5 | Residential & Commercial | No
203446800 | Mini/Multi Split | AIR-CON | HRCU-A-CB-O | ABXCI4H4S24 |  | Mini-Splits(Non-Ducted) | ABXEM4H4S24 |  | 23000 | 20.5 | 8.6 | 23000 | 18000 | 78.26% | 1.75 | 12.5 | 12.2 |  |  |  | No | R-410A | 1.9167 | Residential & Commercial | No
203446802 | Mini/Multi Split | ZEPHYR | HRCU-A-CB-O | MA-18CA22SEXT |  | Mini-Splits(Non-Ducted) | MA-18CA22SINT |  | 18000 | 22.5 | 8.6 | 17000 | 11900 | 70% | 1.8 | 13 | 13 |  |  |  | No | R-410A | 1.5 | Residential & Commercial | No
203446803 | Mini/Multi Split | ZEPHYR | HRCU-A-CB-O | ZE-18CA22SEXT |  | Mini-Splits(Non-Ducted) | ZE-18CA22SINT |  | 18000 | 22.5 | 8.6 | 17000 | 11900 | 70% | 1.8 | 13 | 13 |  |  |  | No | R-410A | 1.5 | Residential & Commercial | No
203446804 | Mini/Multi Split | ZEPHYR | HRCU-A-CB-O | ZE-24CA22SEXT |  | Mini-Splits(Non-Ducted) | ZE-24CA22SINT |  | 23000 | 20.5 | 8.6 | 23000 | 18000 | 78.26% | 1.75 | 12.5 | 12.2 |  |  |  | No | R-410A | 1.9167 | Residential & Commercial | No
203966542 | Mini/Multi Split | Allied | HRCU-A-CB-O | 4DHP1S09S-1P |  | Mini-Splits(Non-Ducted) | DWM109S4-1P |  | 9000 | 21.8 | 9.3 | 9800 | 7300 | 74.49% | 1.83 | 14.9 | 14.9 |  |  |  | No | R-410A | 0.75 | Residential & Commercial | No
203966546 | Mini/Multi Split | Allied | HRCU-A-CB-O | 4DHP1S12S-1P |  | Mini-Splits(Non-Ducted) | DWM112S4-1P |  | 12000 | 22.3 | 8.8 | 12000 | 8400 | 70% | 1.78 | 13.7 | 13.7 |  |  |  | No | R-410A | 1 | Residential & Commercial | No
203490390 | Mini/Multi Split | DIRECT AIR | HRCU-A-CB-O | DIR-18HP23DKO-ES |  | Mini-Splits(Non-Ducted) | DIR-18HP23DKI-ES |  | 18000 | 22.5 | 8.6 | 17000 | 11900 | 70% | 1.8 | 13 | 13 |  |  |  | No | R-410A | 1.5 | Residential & Commercial | No
203490391 | Mini/Multi Split | DIRECT AIR | HRCU-A-CB-O | DIR-24HP21DKO-ES |  | Mini-Splits(Non-Ducted) | DIR-24HP21DKI-ES |  | 23000 | 20.5 | 8.6 | 23000 | 18000 | 78.26% | 1.75 | 12.5 | 12.2 |  |  |  | No | R-410A | 1.9167 | Residential & Commercial | No
203490392 | Mini/Multi Split | DIRECT AIR | HRCU-A-CB-O | DIR-09HP20DKO-ES |  | Mini-Splits(Non-Ducted) | DIR-09HP20DKI-ES |  | 9000 | 22 | 9 | 9000 | 6300 | 70% | 1.8 | 13.7 | 13.7 |  |  |  | No | R-410A | 0.75 | Residential & Commercial | No
203490396 | Mini/Multi Split | DIRECT AIR | HRCU-A-CB-O | DIR-09HP22DKO-ES |  | Mini-Splits(Non-Ducted) | DIR-09HP22DKI-ES |  | 9000 | 22 | 9 | 9000 | 6300 | 70% | 1.8 | 13.7 | 13.7 |  |  |  | No | R-410A | 0.75 | Residential & Commercial | No
203493070 | Mini/Multi Split | KINGHOME | HRCU-A-CB-O | KW12HQ3D6DO |  | Mini-Splits(Non-Ducted) | KW12HQ3D6DI |  | 12000 | 24 | 8.5 | 12200 | 12000 | 98.36% | 1.91 | 15.3 | 14 |  |  |  | No | R-410A | 1 | Residential & Commercial | No
203376771 | Mini/Multi Split | CONCORD | HRCU-A-CB-O | 4DHP1S09S-1P |  | Mini-Splits(Non-Ducted) | DWM109S4-2P |  | 9000 | 21.8 | 9.3 | 9800 | 7300 | 74.49% | 1.83 | 14.9 | 14.9 |  |  |  | No | R-410A | 0.75 | Residential & Commercial | No
203376772 | Mini/Multi Split | CONCORD | HRCU-A-CB-O | 4DHP1S12S-1P |  | Mini-Splits(Non-Ducted) | DWM112S4-2P |  | 12000 | 22.3 | 8.8 | 12000 | 8400 | 70% | 1.78 | 13.7 | 13.7 |  |  |  | No | R-410A | 1 | Residential & Commercial | No
203376766 | Mini/Multi Split | Armstrong Air | HRCU-A-CB-O | 4DHP1S09S-1P |  | Mini-Splits(Non-Ducted) | DWM109S4-2P |  | 9000 | 21.8 | 9.3 | 9800 | 7300 | 74.49% | 1.83 | 14.9 | 14.9 |  |  |  | No | R-410A | 0.75 | Residential & Commercial | No
203376767 | Mini/Multi Split | Armstrong Air | HRCU-A-CB-O | 4DHP1S12S-1P |  | Mini-Splits(Non-Ducted) | DWM112S4-2P |  | 12000 | 22.3 | 8.8 | 12000 | 8400 | 70% | 1.78 | 13.7 | 13.7 |  |  |  | No | R-410A | 1 | Residential & Commercial | No
203376761 | Mini/Multi Split | Allied | HRCU-A-CB-O | 4DHP1S09S-1P |  | Mini-Splits(Non-Ducted) | DWM109S4-2P |  | 9000 | 21.8 | 9.3 | 9800 | 7300 | 74.49% | 1.83 | 14.9 | 14.9 |  |  |  | No | R-410A | 0.75 | Residential & Commercial | No
203376762 | Mini/Multi Split | Allied | HRCU-A-CB-O | 4DHP1S12S-1P |  | Mini-Splits(Non-Ducted) | DWM112S4-2P |  | 12000 | 22.3 | 8.8 | 12000 | 8400 | 70% | 1.78 | 13.7 | 13.7 |  |  |  | No | R-410A | 1 | Residential & Commercial | No
203376756 | Mini/Multi Split | AirEase | HRCU-A-CB-O | 4DHP1S09S-1P |  | Mini-Splits(Non-Ducted) | DWM109S4-2P |  | 9000 | 21.8 | 9.3 | 9800 | 7300 | 74.49% | 1.83 | 14.9 | 14.9 |  |  |  | No | R-410A | 0.75 | Residential & Commercial | No
203376757 | Mini/Multi Split | AirEase | HRCU-A-CB-O | 4DHP1S12S-1P |  | Mini-Splits(Non-Ducted) | DWM112S4-2P |  | 12000 | 22.3 | 8.8 | 12000 | 8400 | 70% | 1.78 | 13.7 | 13.7 |  |  |  | No | R-410A | 1 | Residential & Commercial | No
202882662 | Mini/Multi Split | DIAL | HRCU-A-CB-O | 18000-23S-230-O |  | Mini-Splits(Non-Ducted) | 18000-23S-230-I |  | 18000 | 22.5 | 8.6 | 17000 | 11900 | 70% | 1.8 | 13 | 13 |  |  |  | No | R-410A | 1.5 | Residential & Commercial | No
202911535 | Mini/Multi Split | HISENSE | HRCU-A-CB-O | AMW4-36U3STA |  | Mini-Splits(Non-Ducted) | AST-09UW3SVE**00AST-09UW3SVE**00AST-09UW3SVE**00AST-09UW3SVE**00 |  | 32000 | 21 | 9 | 36000 | 36000 | 100% | 1.84 | 12.5 | 12.5 |  |  |  | No | R-410A | 2.6667 | Residential & Commercial | No
203238486 | Mini/Multi Split | ELIOS | HRCU-A-CB-O | DE09HOS23230E2 |  | Mini-Splits(Non-Ducted) | DE09HIW23230E3 |  | 9000 | 21.8 | 9.3 | 9800 | 7300 | 74.49% | 1.83 | 14.9 | 14.9 |  |  |  | No | R-410A | 0.75 | Residential & Commercial | No
203238487 | Mini/Multi Split | ELIOS | HRCU-A-CB-O | DE12HOS23230E2 |  | Mini-Splits(Non-Ducted) | DE12HIW23230E3 |  | 12000 | 22.3 | 8.8 | 12000 | 8400 | 70% | 1.78 | 13.7 | 13.7 |  |  |  | No | R-410A | 1 | Residential & Commercial | No
202864314 | Mini/Multi Split | HISENSE | HRCU-A-CB-O | AMW3-24U3SAA |  | Mini-Splits(Non-Ducted) | AST-07UW3SVE**00AST-09UW3SVE**00AST-09UW3SVE**00 |  | 24000 | 22 | 9.05 | 24000 | 24000 | 100% | 1.84 | 12.5 | 12.5 |  |  |  | No | R-410A | 2 | Residential & Commercial | No
202575853 | Mini/Multi Split | COMFORTSTAR | HRCU-A-CB-O | CPP009CD(O) |  | Mini-Splits(Non-Ducted) | CXH009CD(I)-WIFI |  | 9000 | 21.8 | 9.3 | 9800 | 7300 | 74.49% | 1.83 | 14.9 | 14.9 |  |  |  | No | R-410A | 0.75 | Residential & Commercial | No
202575854 | Mini/Multi Split | COMFORTSTAR | HRCU-A-CB-O | CPP012CD(O) |  | Mini-Splits(Non-Ducted) | CXH012CD(I)-WIFI |  | 12000 | 22.3 | 8.8 | 12000 | 8400 | 70% | 1.78 | 13.7 | 13.7 |  |  |  | No | R-410A | 1 | Residential & Commercial | No
202575859 | Mini/Multi Split | COMFORTSTAR | HRCU-A-CB-O | CPP009CD(O) |  | Mini-Splits(Non-Ducted) | CXH009CD(I) |  | 9000 | 21.8 | 9.3 | 9800 | 7300 | 74.49% | 1.83 | 14.9 | 14.9 |  |  |  | No | R-410A | 0.75 | Residential & Commercial | No
202575860 | Mini/Multi Split | COMFORTSTAR | HRCU-A-CB-O | CPP012CD(O) |  | Mini-Splits(Non-Ducted) | CXH012CD(I) |  | 12000 | 22.3 | 8.8 | 12000 | 8400 | 70% | 1.78 | 13.7 | 13.7 |  |  |  | No | R-410A | 1 | Residential & Commercial | No
202534235 | Mini/Multi Split | AireForce | HRCU-A-CB-O | GXH09(2.6)LSA4DH |  | Mini-Splits(Non-Ducted) | GHH09(2.6)LUA4DH |  | 9000 | 23 | 9.4 | 9900 | 8700 | 87.88% | 2.03 | 13 | 13 |  |  |  | No | R-410A | 0.75 | Residential & Commercial | No
202534236 | Mini/Multi Split | AireForce | HRCU-A-CB-O | GXH09(2.6)LSK4DH |  | Mini-Splits(Non-Ducted) | GHH09(2.6)LUK4DH |  | 9000 | 23 | 8.5 | 11000 | 9000 | 81.82% | 1.97 | 14 | 14 |  |  |  | No | R-410A | 0.75 | Residential & Commercial | No
202534239 | Mini/Multi Split | AireForce | HRCU-A-CB-O | GXH12(3.5)LSK4DH |  | Mini-Splits(Non-Ducted) | GHH12(3.5)LUK4DH |  | 12000 | 21.5 | 8.5 | 13000 | 9100 | 70% | 1.8 | 12.5 | 12 |  |  |  | No | R-410A | 1 | Residential & Commercial | No
202534240 | Mini/Multi Split | AireForce | HRCU-A-CB-O | GXH18(5.3)LSK4DH |  | Mini-Splits(Non-Ducted) | GHH18(5.3)LUK4DH |  | 18000 | 20 | 8.5 | 19800 | 15000 | 75.76% | 1.75 | 12.5 | 12.5 |  |  |  | No | R-410A | 1.5 | Residential & Commercial | No
202534242 | Mini/Multi Split | AireForce | HRCU-A-CB-O | GXH24(7.0)LSK4DH |  | Mini-Splits(Non-Ducted) | GHH24(7.0)LUK4DH |  | 22000 | 20 | 8.5 | 24000 | 19800 | 82.5% | 1.75 | 12.5 | 12.5 |  |  |  | No | R-410A | 1.8333 | Residential & Commercial | No
202443307 | Mini/Multi Split | AIRTEMP | HRCU-A-CB-O | GXH09(2.6)LSA4DH |  | Mini-Splits(Non-Ducted) | GHH09(2.6)LUA4DH |  | 9000 | 23 | 9.4 | 9900 | 8700 | 87.88% | 2.03 | 13 | 13 |  |  |  | No | R-410A | 0.75 | Residential & Commercial | No
202443309 | Mini/Multi Split | AIRTEMP | HRCU-A-CB-O | GXH09(2.6)LSK4DH |  | Mini-Splits(Non-Ducted) | GHH09(2.6)LUK4DH |  | 9000 | 23 | 8.5 | 11000 | 9000 | 81.82% | 1.97 | 14 | 14 |  |  |  | No | R-410A | 0.75 | Residential & Commercial | No
202443310 | Mini/Multi Split | AIRTEMP | HRCU-A-CB-O | GXH12(3.5)LSK4DH |  | Mini-Splits(Non-Ducted) | GHH12(3.5)LUK4DH |  | 12000 | 21.5 | 8.5 | 13000 | 9100 | 70% | 1.8 | 12.5 | 12 |  |  |  | No | R-410A | 1 | Residential & Commercial | No
202443311 | Mini/Multi Split | AIRTEMP | HRCU-A-CB-O | GXH18(5.3)LSK4DH |  | Mini-Splits(Non-Ducted) | GHH18(5.3)LUK4DH |  | 18000 | 20 | 8.5 | 19800 | 15000 | 75.76% | 1.75 | 12.5 | 12.5 |  |  |  | No | R-410A | 1.5 | Residential & Commercial | No
202443312 | Mini/Multi Split | AIRTEMP | HRCU-A-CB-O | GXH24(7.0)LSK4DH |  | Mini-Splits(Non-Ducted) | GHH24(7.0)LUK4DH |  | 22000 | 20 | 8.5 | 24000 | 19800 | 82.5% | 1.75 | 12.5 | 12.5 |  |  |  | No | R-410A | 1.8333 | Residential & Commercial | No
202208608 | Mini/Multi Split | SMARTFLEX | HRCU-A-CB-O | DHX24CSB21S |  | Mini-Splits(Non-Ducted) | DHX24NWB21S |  | 22000 | 20 | 8.5 | 24000 | 19800 | 82.5% | 1.75 | 12.5 | 12.5 |  |  |  | No | R-410A | 1.8333 | Residential & Commercial | No
202208609 | Mini/Multi Split | SMARTFLEX | HRCU-A-CB-O | DHX09CSB11S |  | Mini-Splits(Non-Ducted) | DHX09NWB11S |  | 9000 | 23 | 9.4 | 9900 | 8700 | 87.88% | 2.03 | 13 | 13 |  |  |  | No | R-410A | 0.75 | Residential & Commercial | No
202208611 | Mini/Multi Split | SMARTFLEX | HRCU-A-CB-O | DHX09CSB21S |  | Mini-Splits(Non-Ducted) | DHX09NWB21S |  | 9000 | 23 | 8.5 | 11000 | 9000 | 81.82% | 1.97 | 14 | 14 |  |  |  | No | R-410A | 0.75 | Residential & Commercial | No
202208612 | Mini/Multi Split | SMARTFLEX | HRCU-A-CB-O | DHX12CSB21S |  | Mini-Splits(Non-Ducted) | DHX12NWB21S |  | 12000 | 21.5 | 8.5 | 13000 | 9100 | 70% | 1.8 | 12.5 | 12 |  |  |  | No | R-410A | 1 | Residential & Commercial | No
202208641 | Mini/Multi Split | SMARTFLEX | HRCU-A-CB-O | DHX18CSB21S |  | Mini-Splits(Non-Ducted) | DHX18NWB21S |  | 18000 | 20 | 8.5 | 19800 | 15000 | 75.76% | 1.75 | 12.5 | 12.5 |  |  |  | No | R-410A | 1.5 | Residential & Commercial | No
202146852 | Mini/Multi Split | SUNCHILLERS | HRCU-A-CB-O | S9ODU-ACDC |  | Mini-Splits(Non-Ducted) | S9IDU-ACDC |  | 9000 | 21.8 | 9.3 | 9800 | 7300 | 74.49% | 1.83 | 14.9 | 14.9 |  |  |  | No | R-410A | 0.75 | Residential & Commercial | No
202146853 | Mini/Multi Split | SUNCHILLERS | HRCU-A-CB-O | S12ODU-ACDC |  | Mini-Splits(Non-Ducted) | S12IDU-ACDC |  | 12000 | 22.3 | 8.8 | 12000 | 8400 | 70% | 1.78 | 13.7 | 13.7 |  |  |  | No | R-410A | 1 | Residential & Commercial | No
202146840 | Mini/Multi Split | YMGI | HRCU-A-CB-O | WMMS-18C-V2B(78)1 |  | Mini-Splits(Non-Ducted) | WMMS-18E-V2B(78)1 |  | 18000 | 22.5 | 8.6 | 17000 | 11900 | 70% | 1.8 | 13 | 13 |  |  |  | No | R-410A | 1.5 | Residential & Commercial | No
202110484 | Mini/Multi Split | ACD | HRCU-A-CB-O | UHD12KCH31S-O |  | Mini-Splits(Non-Ducted) | UHD12KCH31S-I |  | 12000 | 24 | 8.5 | 12200 | 12000 | 98.36% | 1.91 | 15.3 | 14 |  |  |  | No | R-410A | 1 | Residential & Commercial | No
201912599 | Mini/Multi Split | HISENSE | HRCU-A-CB-O | AS-18UW3SBB |  | Mini-Splits(Non-Ducted) | AS-18UW3SBB** |  | 18000 | 22.5 | 8.6 | 17000 | 11900 | 70% | 1.8 | 13 | 13 |  |  |  | No | R-410A | 1.5 | Residential & Commercial | No
202021914 | Mini/Multi Split | MANUFLOW | HRCU-A-CB-O | AS-18UW3SBBDJ(O) |  | Mini-Splits(Non-Ducted) | AS-18UW3SBBDJ(I) |  | 18000 | 22.5 | 8.6 | 17000 | 11900 | 70% | 1.8 | 13 | 13 |  |  |  | No | R-410A | 1.5 | Residential & Commercial | No
202021939 | Mini/Multi Split | WINDAIR | HRCU-A-CB-O | DWH18UR3SBBTE/O |  | Mini-Splits(Non-Ducted) | DWH18UR3SBBTE/I |  | 18000 | 22.5 | 8.6 | 17000 | 11900 | 70% | 1.8 | 13 | 13 |  |  |  | No | R-410A | 1.5 | Residential & Commercial | No
202021963 | Mini/Multi Split | WABBAN | HRCU-A-CB-O | BB18UW3SBBTE/O |  | Mini-Splits(Non-Ducted) | BB18UW3SBBTE/I |  | 18000 | 22.5 | 8.6 | 17000 | 11900 | 70% | 1.8 | 13 | 13 |  |  |  | No | R-410A | 1.5 | Residential & Commercial | No
201863350 | Mini/Multi Split | ACD | HRCU-A-CB-O | OCD09KCH23S-O |  | Mini-Splits(Non-Ducted) | OCD09KCH23S-I |  | 9000 | 23 | 8.5 | 11000 | 9000 | 81.82% | 1.97 | 14 | 14 |  |  |  | No | R-410A | 0.75 | Residential & Commercial | No
201863351 | Mini/Multi Split | ACD | HRCU-A-CB-O | OCD12KCH22S-O |  | Mini-Splits(Non-Ducted) | OCD12KCH22S-I |  | 12000 | 21.5 | 8.5 | 13000 | 9100 | 70% | 1.8 | 12.5 | 12 |  |  |  | No | R-410A | 1 | Residential & Commercial | No
201863352 | Mini/Multi Split | ACD | HRCU-A-CB-O | OCD18KCH20S-O |  | Mini-Splits(Non-Ducted) | OCD18KCH20S-I |  | 18000 | 20 | 8.5 | 19800 | 15000 | 75.76% | 1.75 | 12.5 | 12.5 |  |  |  | No | R-410A | 1.5 | Residential & Commercial | No
201863353 | Mini/Multi Split | ACD | HRCU-A-CB-O | OCD24KCH20S-O |  | Mini-Splits(Non-Ducted) | OCD24KCH20S-I |  | 22000 | 20 | 8.5 | 24000 | 19800 | 82.5% | 1.75 | 12.5 | 12.5 |  |  |  | No | R-410A | 1.8333 | Residential & Commercial | No
201810386 | Mini/Multi Split | TGM | HRCU-A-CB-O | HRHDBT18AS |  | Mini-Splits(Non-Ducted) | HWHDBT18S |  | 18000 | 22.5 | 8.6 | 17000 | 11900 | 70% | 1.8 | 13 | 13 |  |  |  | No | R-410A | 1.5 | Residential & Commercial | No
201810393 | Mini/Multi Split | CLASSIC | HRCU-A-CB-O | HRHDBC18AS |  | Mini-Splits(Non-Ducted) | HWHDBC18S |  | 18000 | 22.5 | 8.6 | 17000 | 11900 | 70% | 1.8 | 13 | 13 |  |  |  | No | R-410A | 1.5 | Residential & Commercial | No
201796630 | Mini/Multi Split | LENNOX | HRCU-A-CB-O | MPB009S4S-1P |  | Mini-Splits(Non-Ducted) | MWMA009S4-3P |  | 9000 | 21.8 | 9.3 | 9800 | 7300 | 74.49% | 1.83 | 14.9 | 14.9 |  |  |  | No | R-410A | 0.75 | Residential & Commercial | No
201796631 | Mini/Multi Split | LENNOX | HRCU-A-CB-O | MPB012S4S-1P |  | Mini-Splits(Non-Ducted) | MWMA012S4-3P |  | 12000 | 22.3 | 8.8 | 12000 | 8400 | 70% | 1.78 | 13.7 | 13.7 |  |  |  | No | R-410A | 1 | Residential & Commercial | No
200059186 | Mini/Multi Split | DUCANE | HRCU-A-CB-O | 4DHP1S09S-1P |  | Mini-Splits(Non-Ducted) | DWM109S4-1P |  | 9000 | 21.8 | 9.3 | 9800 | 7300 | 74.49% | 1.83 | 14.9 | 14.9 |  |  |  | No | R-410A | 0.75 | Residential & Commercial | No
200059187 | Mini/Multi Split | CONCORD | HRCU-A-CB-O | 4DHP1S09S-1P |  | Mini-Splits(Non-Ducted) | DWM109S4-1P |  | 9000 | 21.8 | 9.3 | 9800 | 7300 | 74.49% | 1.83 | 14.9 | 14.9 |  |  |  | No | R-410A | 0.75 | Residential & Commercial | No
200059192 | Mini/Multi Split | DUCANE | HRCU-A-CB-O | 4DHP1S12S-1P |  | Mini-Splits(Non-Ducted) | DWM112S4-1P |  | 12000 | 22.3 | 8.8 | 12000 | 8400 | 70% | 1.78 | 13.7 | 13.7 |  |  |  | No | R-410A | 1 | Residential & Commercial | No
200059193 | Mini/Multi Split | CONCORD | HRCU-A-CB-O | 4DHP1S12S-1P |  | Mini-Splits(Non-Ducted) | DWM112S4-1P |  | 12000 | 22.3 | 8.8 | 12000 | 8400 | 70% | 1.78 | 13.7 | 13.7 |  |  |  | No | R-410A | 1 | Residential & Commercial | No
10531403 | Mini/Multi Split | AC PRO.COM | HRCU-A-CB-O | AWH09QC-A3DNA1D/O |  | Mini-Splits(Non-Ducted) | AWH09QC-A3DNA3D/I |  | 9000 | 23 | 9.4 | 9900 | 8700 | 87.88% | 2.03 | 13 | 13 |  |  |  | No | R-410A | 0.75 | Residential & Commercial | No
10531405 | Mini/Multi Split | AC PRO.COM | HRCU-A-CB-O | AWH09QC-D3DNA1D/O |  | Mini-Splits(Non-Ducted) | AWH09QC-D3DNA3D/I |  | 9000 | 23 | 8.5 | 11000 | 9000 | 81.82% | 1.97 | 14 | 14 |  |  |  | No | R-410A | 0.75 | Residential & Commercial | No
10531406 | Mini/Multi Split | AC PRO.COM | HRCU-A-CB-O | AWH12QC-D3DNA1D/O |  | Mini-Splits(Non-Ducted) | AWH12QC-D3DNA3D/I |  | 12000 | 21.5 | 8.5 | 13000 | 9100 | 70% | 1.8 | 12.5 | 12 |  |  |  | No | R-410A | 1 | Residential & Commercial | No
10544533 | Mini/Multi Split | AC PRO.COM | HRCU-A-CB-O | AWH18QD-D3DNA1G/O |  | Mini-Splits(Non-Ducted) | AWH18QD-D3DNA3G/I |  | 18000 | 20 | 8.5 | 19800 | 15000 | 75.76% | 1.75 | 12.5 | 12.5 |  |  |  | No | R-410A | 1.5 | Residential & Commercial | No
10544534 | Mini/Multi Split | AC PRO.COM | HRCU-A-CB-O | AWH24QE-D3DNA1D/O |  | Mini-Splits(Non-Ducted) | AWH24QE-D3DNA3D/I |  | 22000 | 20 | 8.5 | 24000 | 19800 | 82.5% | 1.75 | 12.5 | 12.5 |  |  |  | No | R-410A | 1.8333 | Residential & Commercial | No
10569074 | Mini/Multi Split | AC PRO.COM | HRCU-A-CB-O | AWH12YD-D3DNA1A/O |  | Mini-Splits(Non-Ducted) | AWH12QD-D3DN***/I |  | 12000 | 24 | 8.5 | 12200 | 12000 | 98.36% | 1.91 | 15.3 | 14 |  |  |  | No | R-410A | 1 | Residential & Commercial | No
10318078 | Mini/Multi Split | GREE | HRCU-A-CB-O | GWH12YD-D3DNA1A/O |  | Mini-Splits(Non-Ducted) | GWH12ACD-D3DN***/I |  | 12000 | 24 | 8.5 | 12200 | 12000 | 98.36% | 1.91 | 15.3 | 14 |  |  |  | No | R-410A | 1 | Residential & Commercial | No
214604194 | Mini/Multi Split | HISENSE | HRCU-A-CB-O | AST-24UW3RBB00 |  | Mini-Splits(Non-Ducted) | AST-24UW3RBB**00 |  | 24000 | 19.5 | 8.5 | 24000 | 18500 | 77.08% | 1.9 | 0 | 10.6 |  |  |  | No | R-32 | 2 | Residential & Commercial | No
214604196 | Mini/Multi Split | HISENSE | HRCU-A-CB-O | AST-24UW3RBN00 |  | Mini-Splits(Non-Ducted) | AST-24UW3RBN**00 |  | 24000 | 19.5 | 8.5 | 24000 | 18500 | 77.08% | 1.9 | 0 | 10.6 |  |  |  | No | R-32 | 2 | Residential & Commercial | No
214604198 | Mini/Multi Split | FRIEDRICH | HRCU-A-CB-O | FSHSR24B3B |  | Mini-Splits(Non-Ducted) | FAHFW24A3A |  | 24000 | 19.5 | 8.5 | 24000 | 18500 | 77.08% | 1.9 | 0 | 10.6 |  |  |  | No | R-32 | 2 | Residential & Commercial | No
10221175 | Mini/Multi Split | FRIEDRICH | HRCU-A-CB-O | MRAD09Y1J |  | Mini-Splits(Non-Ducted) | MWAD09Y1J |  | 9000 | 23 | 9.4 | 9900 | 8700 | 87.88% | 2.03 | 13 | 13 |  |  |  | No | R-410A | 0.75 | Residential & Commercial | No
10221177 | Mini/Multi Split | FRIEDRICH | HRCU-A-CB-O | MRAD18Y3J |  | Mini-Splits(Non-Ducted) | MWAD18Y3J |  | 18000 | 20 | 8.5 | 19800 | 15000 | 75.76% | 1.75 | 12.5 | 12.5 |  |  |  | No | R-410A | 1.5 | Residential & Commercial | No
10221178 | Mini/Multi Split | FRIEDRICH | HRCU-A-CB-O | MRAD24Y3J |  | Mini-Splits(Non-Ducted) | MWAD24Y3J |  | 22000 | 20 | 8.5 | 24000 | 19800 | 82.5% | 1.75 | 12.5 | 12.5 |  |  |  | No | R-410A | 1.8333 | Residential & Commercial | No
10149903 | Mini/Multi Split | GREE | HRCU-A-CB-O | SAP12HP230V1AO |  | Mini-Splits(Non-Ducted) | SAP12HP230V1AH |  | 12000 | 24 | 8.5 | 12200 | 12000 | 98.36% | 1.91 | 15.3 | 14 |  |  |  | No | R-410A | 1 | Residential & Commercial | No
10091691 | Mini/Multi Split | MIRAGE | HRCU-A-CB-O | OAEH121A |  | Mini-Splits(Non-Ducted) | IAEH121A |  | 12000 | 21.5 | 8.5 | 13000 | 9100 | 70% | 1.8 | 12.5 | 12 |  |  |  | No | R-410A | 1 | Residential & Commercial | No
10091692 | Mini/Multi Split | MIRAGE | HRCU-A-CB-O | OAEH181A |  | Mini-Splits(Non-Ducted) | IAEH181A |  | 18000 | 20 | 8.5 | 19800 | 15000 | 75.76% | 1.75 | 12.5 | 12.5 |  |  |  | No | R-410A | 1.5 | Residential & Commercial | No
10091693 | Mini/Multi Split | MIRAGE | HRCU-A-CB-O | OAEH241A |  | Mini-Splits(Non-Ducted) | IAEH241A |  | 22000 | 20 | 8.5 | 24000 | 19800 | 82.5% | 1.75 | 12.5 | 12.5 |  |  |  | No | R-410A | 1.8333 | Residential & Commercial | No
10056169 | Mini/Multi Split | LENNOX | HRCU-A-CB-O | MPB009S4S-1P |  | Mini-Splits(Non-Ducted) | MWMA009S4-1P |  | 9000 | 21.8 | 9.3 | 9800 | 7300 | 74.49% | 1.83 | 14.9 | 14.9 |  |  |  | No | R-410A | 0.75 | Residential & Commercial | No
10056170 | Mini/Multi Split | LENNOX | HRCU-A-CB-O | MPB009S4S-1P |  | Mini-Splits(Non-Ducted) | MWMA009S4-2P |  | 9000 | 21.8 | 9.3 | 9800 | 7300 | 74.49% | 1.83 | 14.9 | 14.9 |  |  |  | No | R-410A | 0.75 | Residential & Commercial | No
10056171 | Mini/Multi Split | LENNOX | HRCU-A-CB-O | MPB012S4S-1P |  | Mini-Splits(Non-Ducted) | MWMA012S4-1P |  | 12000 | 22.3 | 8.8 | 12000 | 8400 | 70% | 1.78 | 13.7 | 13.7 |  |  |  | No | R-410A | 1 | Residential & Commercial | No
10056172 | Mini/Multi Split | LENNOX | HRCU-A-CB-O | MPB012S4S-1P |  | Mini-Splits(Non-Ducted) | MWMA012S4-2P |  | 12000 | 22.3 | 8.8 | 12000 | 8400 | 70% | 1.78 | 13.7 | 13.7 |  |  |  | No | R-410A | 1 | Residential & Commercial | No
9959454 | Mini/Multi Split | GREE | HRCU-A-CB-O | VIR12HP230V1BO |  | Mini-Splits(Non-Ducted) | VIR12HP230V1BH |  | 12000 | 21.5 | 8.5 | 13000 | 9100 | 70% | 1.8 | 12.5 | 12 |  |  |  | No | R-410A | 1 | Residential & Commercial | No
212595652 | Mini/Multi Split | SEA BREEZE+ | HRCU-A-CB-O | HSZ18H424ZMO |  | Mini-Splits(Non-Ducted) | C18H424ZMI |  | 16000 | 20.2 | 8.9 | 17000 | 16700 | 98.24% | 1.76 | 11 | 11 |  |  |  | No | R-410A | 1.3333 | Residential & Commercial | No
9956331 | Mini/Multi Split | GREE | HRCU-A-CB-O | VIR09HP230V1BO |  | Mini-Splits(Non-Ducted) | VIR09HP230V1BH |  | 9000 | 23 | 8.5 | 11000 | 9000 | 81.82% | 1.97 | 14 | 14 |  |  |  | No | R-410A | 0.75 | Residential & Commercial | No
9956333 | Mini/Multi Split | GREE | HRCU-A-CB-O | VIR24HP230V1BO |  | Mini-Splits(Non-Ducted) | VIR24HP230V1BH |  | 22000 | 20 | 8.5 | 24000 | 19800 | 82.5% | 1.75 | 12.5 | 12.5 |  |  |  | No | R-410A | 1.8333 | Residential & Commercial | No
10268722 | Mini/Multi Split | HISENSE | HRCU-A-CB-O | AS-18UR3SBB |  | Mini-Splits(Non-Ducted) | AS-18UR3SBBDB |  | 18000 | 22.5 | 8.6 | 17000 | 11900 | 70% | 1.8 | 13 | 13 |  |  |  | No | R-410A | 1.5 | Residential & Commercial | No
10268723 | Mini/Multi Split | HISENSE | HRCU-A-CB-O | AS-18UR3SBB |  | Mini-Splits(Non-Ducted) | AS-18UR3SBBDC |  | 18000 | 22.5 | 8.6 | 17000 | 11900 | 70% | 1.8 | 13 | 13 |  |  |  | No | R-410A | 1.5 | Residential & Commercial | No
10268724 | Mini/Multi Split | HISENSE | HRCU-A-CB-O | AS-18UR3SBB |  | Mini-Splits(Non-Ducted) | AS-18UR3SBBTE |  | 18000 | 22.5 | 8.6 | 17000 | 11900 | 70% | 1.8 | 13 | 13 |  |  |  | No | R-410A | 1.5 | Residential & Commercial | No
10268761 | Mini/Multi Split | HISENSE | HRCU-A-CB-O | AS-18UR3SBB |  | Mini-Splits(Non-Ducted) | AS-18UR3SBBDJ |  | 18000 | 22.5 | 8.6 | 17000 | 11900 | 70% | 1.8 | 13 | 13 |  |  |  | No | R-410A | 1.5 | Residential & Commercial | No
10268762 | Mini/Multi Split | HISENSE | HRCU-A-CB-O | AS-18UR3SBB |  | Mini-Splits(Non-Ducted) | AS-18UR3SBBDK |  | 18000 | 22.5 | 8.6 | 17000 | 11900 | 70% | 1.8 | 13 | 13 |  |  |  | No | R-410A | 1.5 | Residential & Commercial | No
10272493 | Mini/Multi Split | AIR-CON | HRCU-A-CB-O | ABSCI4H4S18 |  | Mini-Splits(Non-Ducted) | ABSEM4H4S18 |  | 18000 | 22.5 | 8.6 | 17000 | 11900 | 70% | 1.8 | 13 | 13 |  |  |  | No | R-410A | 1.5 | Residential & Commercial | No
10277684 | Mini/Multi Split | BOREAL | HRCU-A-CB-O | EQX09HPJ1OB |  | Mini-Splits(Non-Ducted) | EQX09HPJ1IB |  | 9000 | 23 | 8.5 | 11000 | 9000 | 81.82% | 1.97 | 14 | 14 |  |  |  | No | R-410A | 0.75 | Residential & Commercial | No
10277685 | Mini/Multi Split | BOREAL | HRCU-A-CB-O | EQX12HPJ1OB |  | Mini-Splits(Non-Ducted) | EQX12HPJ1IB |  | 12000 | 21.5 | 8.5 | 13000 | 9100 | 70% | 1.8 | 12.5 | 12 |  |  |  | No | R-410A | 1 | Residential & Commercial | No
10277686 | Mini/Multi Split | BOREAL | HRCU-A-CB-O | EQX18HPJ1OB |  | Mini-Splits(Non-Ducted) | EQX18HPJ1IB |  | 18000 | 20 | 8.5 | 19800 | 15000 | 75.76% | 1.75 | 12.5 | 12.5 |  |  |  | No | R-410A | 1.5 | Residential & Commercial | No
10277687 | Mini/Multi Split | BOREAL | HRCU-A-CB-O | EQX24HPJ1OB |  | Mini-Splits(Non-Ducted) | EQX24HPJ1IB |  | 22000 | 20 | 8.5 | 24000 | 19800 | 82.5% | 1.75 | 12.5 | 12.5 |  |  |  | No | R-410A | 1.8333 | Residential & Commercial | No
10277945 | Mini/Multi Split | MANUFLOW | HRCU-A-CB-O | AS-18UR3SBBDJ(O) |  | Mini-Splits(Non-Ducted) | AS-18UR3SBBDJ(I) |  | 18000 | 22.5 | 8.6 | 17000 | 11900 | 70% | 1.8 | 13 | 13 |  |  |  | No | R-410A | 1.5 | Residential & Commercial | No
10277946 | Mini/Multi Split | MAESTRO | HRCU-A-CB-O | MA-18CA22EXT |  | Mini-Splits(Non-Ducted) | MA-18CA22INT |  | 18000 | 22.5 | 8.6 | 17000 | 11900 | 70% | 1.8 | 13 | 13 |  |  |  | No | R-410A | 1.5 | Residential & Commercial | No
215319223 | Mini/Multi Split | GREE | HRCU-A-CB-O | GWH09ATCXB-D6DNA1B/O |  | Mini-Splits(Non-Ducted) | GWH09AWCXB-D6DN***/I |  | 9100 | 22 | 9.2 | 9800 | 7700 | 78.57% | 1.9 | 0 | 12.3 |  |  |  | No | R-32 | 0.75833 | Residential & Commercial | No
215289230 | Mini/Multi Split | ACiQ | HRCU-A-CB-O | ACIQ-K09Z-HP115 |  | Mini-Splits(Non-Ducted) | ACIQ-K09W-HP115 |  | 9000 | 19 | 8.5 | 10000 | 7000 | 70% | 1.75 | 0 | 10 |  |  |  | No | R-410A | 0.75 | Residential & Commercial | No
215289231 | Mini/Multi Split | ACiQ | HRCU-A-CB-O | ACIQ-K12Z-HP115 |  | Mini-Splits(Non-Ducted) | ACIQ-K12W-HP115 |  | 12000 | 19 | 8.5 | 12200 | 8600 | 70.49% | 1.8 | 0 | 10 |  |  |  | No | R-410A | 1 | Residential & Commercial | No
215289232 | Mini/Multi Split | ACiQ | HRCU-A-CB-O | ACIQ-K12Z-HP230 |  | Mini-Splits(Non-Ducted) | ACIQ-K12W-HP230 |  | 12000 | 19 | 8.5 | 12200 | 8600 | 70.49% | 1.8 | 0 | 10 |  |  |  | No | R-410A | 1 | Residential & Commercial | No
9944776 | Mini/Multi Split | GREE | HRCU-A-CB-O | GWH12YD-D3DNA1A/O |  | Mini-Splits(Non-Ducted) | GWH12AAD-D3DN***/I |  | 12000 | 24 | 8.5 | 12200 | 12000 | 98.36% | 1.91 | 15.3 | 14 |  |  |  | No | R-410A | 1 | Residential & Commercial | No
9150123 | Mini/Multi Split | TRANE | HRCU-A-CB-O | 4TXK3812A10NU** |  | Mini-Splits(Non-Ducted) | 4MXW3812A10NU** |  | 12000 | 24 | 8.5 | 12200 | 12000 | 98.36% | 1.91 | 15.3 | 14 |  |  |  | No | R-410A | 1 | Residential & Commercial | No
9150124 | Mini/Multi Split | AMERICAN STANDARD | HRCU-A-CB-O | 4TXK3812A10NU** |  | Mini-Splits(Non-Ducted) | 4MXW3812A10NU** |  | 12000 | 24 | 8.5 | 12200 | 12000 | 98.36% | 1.91 | 15.3 | 14 |  |  |  | No | R-410A | 1 | Residential & Commercial | No
9680947 | Mini/Multi Split | DIRECT AIR | HRCU-A-CB-O | MOBA30-09HFN1-MT0W |  | Mini-Splits(Non-Ducted) | CS11M-09HRFN1-MX0W(A) |  | 9000 | 21.8 | 9.3 | 9800 | 7300 | 74.49% | 1.83 | 14.9 | 14.9 |  |  |  | No | R-410A | 0.75 | Residential & Commercial | No
9680948 | Mini/Multi Split | DIRECT AIR | HRCU-A-CB-O | MOB30-12HFN1-MT0W |  | Mini-Splits(Non-Ducted) | CS11M-12HRFN1-MU5W |  | 12000 | 22.3 | 8.8 | 12000 | 8400 | 70% | 1.78 | 13.7 | 13.7 |  |  |  | No | R-410A | 1 | Residential & Commercial | No
9850219 | Mini/Multi Split | MULTIZONE | HRCU-A-CB-O | MIT18H2G31(O) |  | Mini-Splits(Non-Ducted) | MIT18H2G31(I) |  | 18000 | 22.5 | 8.6 | 17000 | 11900 | 70% | 1.8 | 13 | 13 |  |  |  | No | R-410A | 1.5 | Residential & Commercial | No
9101401 | Mini/Multi Split | MDV | HRCU-A-CB-O | MOBA30-09HFN1-MT0W |  | Mini-Splits(Non-Ducted) | CS11M-09HRFN1-MX0W(A) |  | 9000 | 21.8 | 9.3 | 9800 | 7300 | 74.49% | 1.83 | 14.9 | 14.9 |  |  |  | No | R-410A | 0.75 | Residential & Commercial | No
9101402 | Mini/Multi Split | MDV | HRCU-A-CB-O | MOB30-12HFN1-MT0W |  | Mini-Splits(Non-Ducted) | CS11M-12HRFN1-MU5W |  | 12000 | 22.3 | 8.8 | 12000 | 8400 | 70% | 1.78 | 13.7 | 13.7 |  |  |  | No | R-410A | 1 | Residential & Commercial | No
9108745 | Mini/Multi Split | TOSOT | HRCU-A-CB-O | TW09HQ2C2DO |  | Mini-Splits(Non-Ducted) | TW09HQ2C2DI |  | 9000 | 23 | 8.5 | 11000 | 9000 | 81.82% | 1.97 | 14 | 14 |  |  |  | No | R-410A | 0.75 | Residential & Commercial | No
9108746 | Mini/Multi Split | TOSOT | HRCU-A-CB-O | TW12HQ2C2DO |  | Mini-Splits(Non-Ducted) | TW12HQ2C2DI |  | 12000 | 21.5 | 8.5 | 13000 | 9100 | 70% | 1.8 | 12.5 | 12 |  |  |  | No | R-410A | 1 | Residential & Commercial | No
9108748 | Mini/Multi Split | TOSOT | HRCU-A-CB-O | TW24HQ2C2DO |  | Mini-Splits(Non-Ducted) | TW24HQ2C2DI |  | 22000 | 20 | 8.5 | 24000 | 19800 | 82.5% | 1.75 | 12.5 | 12.5 |  |  |  | No | R-410A | 1.8333 | Residential & Commercial | No
9116196 | Mini/Multi Split | GREE | HRCU-A-CB-O | GWH12YD-D3DNA1A/O |  | Mini-Splits(Non-Ducted) | GWH12YD-D3DN***/I |  | 12000 | 24 | 8.5 | 12200 | 12000 | 98.36% | 1.91 | 15.3 | 14 |  |  |  | No | R-410A | 1 | Residential & Commercial | No
9116197 | Mini/Multi Split | GREE | HRCU-A-CB-O | GWH12YD-D3DNA1A/O |  | Mini-Splits(Non-Ducted) | GWH12QD-D3DN***/I |  | 12000 | 24 | 8.5 | 12200 | 12000 | 98.36% | 1.91 | 15.3 | 14 |  |  |  | No | R-410A | 1 | Residential & Commercial | No
9119139 | Mini/Multi Split | C&H | HRCU-A-CB-O | CH09VCT230VO |  | Mini-Splits(Non-Ducted) | CH09VCT230VI |  | 9000 | 23 | 8.5 | 11000 | 9000 | 81.82% | 1.97 | 14 | 14 |  |  |  | No | R-410A | 0.75 | Residential & Commercial | No
9119140 | Mini/Multi Split | C&H | HRCU-A-CB-O | CH12VCT230VO |  | Mini-Splits(Non-Ducted) | CH12VCT230VI |  | 12000 | 21.5 | 8.5 | 13000 | 9100 | 70% | 1.8 | 12.5 | 12 |  |  |  | No | R-410A | 1 | Residential & Commercial | No
9119141 | Mini/Multi Split | C&H | HRCU-A-CB-O | CH18VCT230VO |  | Mini-Splits(Non-Ducted) | CH18VCT230VI |  | 18000 | 20 | 8.5 | 19800 | 15000 | 75.76% | 1.75 | 12.5 | 12.5 |  |  |  | No | R-410A | 1.5 | Residential & Commercial | No
9119142 | Mini/Multi Split | C&H | HRCU-A-CB-O | CH24VCT230VO |  | Mini-Splits(Non-Ducted) | CH24VCT230VI |  | 22000 | 20 | 8.5 | 24000 | 19800 | 82.5% | 1.75 | 12.5 | 12.5 |  |  |  | No | R-410A | 1.8333 | Residential & Commercial | No
9119143 | Mini/Multi Split | C&H | HRCU-A-CB-O | CH09VCT115VO |  | Mini-Splits(Non-Ducted) | CH09VCT115VI |  | 9000 | 23 | 9.4 | 9900 | 8700 | 87.88% | 2.03 | 13 | 13 |  |  |  | No | R-410A | 0.75 | Residential & Commercial | No
8996539 | Mini/Multi Split | GIBSON | HRCU-A-CB-O | GXH09(2.6)LSA4DH |  | Mini-Splits(Non-Ducted) | GHH09(2.6)LUA4DH |  | 9000 | 23 | 9.4 | 9900 | 8700 | 87.88% | 2.03 | 13 | 13 |  |  |  | No | R-410A | 0.75 | Residential & Commercial | No
9000994 | Mini/Multi Split | GIBSON | HRCU-A-CB-O | GXH09(2.6)LSA4DH |  | Mini-Splits(Non-Ducted) | GHH09(2.6)LSA4DH |  | 9000 | 23 | 9.4 | 9900 | 8700 | 87.88% | 2.03 | 13 | 13 |  |  |  | No | R-410A | 0.75 | Residential & Commercial | No
9000997 | Mini/Multi Split | GIBSON | HRCU-A-CB-O | GXH09(2.6)LSK4DH |  | Mini-Splits(Non-Ducted) | GHH09(2.6)LUK4DH |  | 9000 | 23 | 8.5 | 11000 | 9000 | 81.82% | 1.97 | 14 | 14 |  |  |  | No | R-410A | 0.75 | Residential & Commercial | No
9000998 | Mini/Multi Split | GIBSON | HRCU-A-CB-O | GXH12(3.5)LSK4DH |  | Mini-Splits(Non-Ducted) | GHH12(3.5)LUK4DH |  | 12000 | 21.5 | 8.5 | 13000 | 9100 | 70% | 1.8 | 12.5 | 12 |  |  |  | No | R-410A | 1 | Residential & Commercial | No
9000999 | Mini/Multi Split | GIBSON | HRCU-A-CB-O | GXH18(5.3)LSK4DH |  | Mini-Splits(Non-Ducted) | GHH18(5.3)LUK4DH |  | 18000 | 20 | 8.5 | 19800 | 15000 | 75.76% | 1.75 | 12.5 | 12.5 |  |  |  | No | R-410A | 1.5 | Residential & Commercial | No
9001000 | Mini/Multi Split | GIBSON | HRCU-A-CB-O | GXH24(7.0)LSK4DH |  | Mini-Splits(Non-Ducted) | GHH24(7.0)LUK4DH |  | 22000 | 20 | 8.5 | 24000 | 19800 | 82.5% | 1.75 | 12.5 | 12.5 |  |  |  | No | R-410A | 1.8333 | Residential & Commercial | No
9060040 | Mini/Multi Split | SLIMAIR TECHNOLOGIES | HRCU-A-CB-O | SHC18VB-2H |  | Mini-Splits(Non-Ducted) | SHM18VB-2DC |  | 18000 | 22.5 | 8.6 | 17000 | 11900 | 70% | 1.8 | 13 | 13 |  |  |  | No | R-410A | 1.5 | Residential & Commercial | No
206717854 | Mini/Multi Split | Trane / Mitsubishi Electric | HRCU-A-CB-O | PUZ-HA36NKA |  | Mini-Splits(Non-Ducted) | TPLA0A0361EA70A |  | 36000 | 20 | 9 | 40000 | 38000 | 95% | 2 | 13 | 13 |  |  |  | No | R-410A | 3 | Residential & Commercial | No
213617708 | Mini/Multi Split | Mitsubishi Electric | HRCU-A-CB-O | PUZ-HA36NKA1*** |  | Mini-Splits(Non-Ducted) | PKA-A36KA* |  | 33600 | 18.7 | 9 | 40000 | 38000 | 95% | 1.8 | 0 | 12.4 |  |  |  | No | R-410A | 2.8 | Residential & Commercial | No
213617709 | Mini/Multi Split | Mitsubishi Electric | HRCU-A-CB-O | PUZ-HA36NKA1*** |  | Mini-Splits(Non-Ducted) | PCA-A36KA* |  | 34000 | 18 | 9.2 | 40000 | 38000 | 95% | 1.75 | 0 | 12.5 |  |  |  | No | R-410A | 2.8333 | Residential & Commercial | No
213617720 | Mini/Multi Split | Trane / Mitsubishi Electric | HRCU-A-CB-O | PUZ-HA36NKA1*** |  | Mini-Splits(Non-Ducted) | TPLA0A0361EA*** |  | 36000 | 20 | 9 | 40000 | 38000 | 95% | 2 | 0 | 13 |  |  |  | No | R-410A | 3 | Residential & Commercial | No
213617721 | Mini/Multi Split | Trane / Mitsubishi Electric | HRCU-A-CB-O | PUZ-HA36NKA1*** |  | Mini-Splits(Non-Ducted) | TPKA0A0361KA*** |  | 33600 | 18.7 | 9 | 40000 | 38000 | 95% | 1.8 | 0 | 12.4 |  |  |  | No | R-410A | 2.8 | Residential & Commercial | No
206347232 | Mini/Multi Split | HISENSE | HRCU-A-CB-O | AS-12UW3SXADL |  | Mini-Splits(Non-Ducted) | AS-12UW3SXADL |  | 12000 | 23.5 | 9.35 | 12000 | 8400 | 70% | 1.75 | 15.4 | 15.4 |  |  |  | No | R-410A | 1 | Residential & Commercial | No
212925551 | Mini/Multi Split | CIAC | HRCU-A-CB-O | CG43MX036PH3H1C |  | Mini-Splits(Non-Ducted) | CH43MX036-H3H1C |  | 33600 | 20 | 8.5 | 34600 | 24400 | 70.52% | 1.85 | 10.5 | 10.5 |  |  |  | No | R-410A | 2.8 | Residential & Commercial | No
212925552 | Mini/Multi Split | AireForce | HRCU-A-CB-O | GXH12(3.5)LSK4DH2 |  | Mini-Splits(Non-Ducted) | GKH12(3.5)FMK4DH1 |  | 12000 | 24 | 8.5 | 12000 | 9200 | 76.67% | 1.9 | 12.5 | 12.5 |  |  |  | No | R-410A | 1 | Residential & Commercial | No
212925553 | Mini/Multi Split | GIBSON | HRCU-A-CB-O | GXH12(3.5)LSK4DH2 |  | Mini-Splits(Non-Ducted) | GKH12(3.5)FMK4DH1 |  | 12000 | 24 | 8.5 | 12000 | 9200 | 76.67% | 1.9 | 12.5 | 12.5 |  |  |  | No | R-410A | 1 | Residential & Commercial | No
212925554 | Mini/Multi Split | AIRTEMP | HRCU-A-CB-O | GXH12(3.5)LSK4DH2 |  | Mini-Splits(Non-Ducted) | GKH12(3.5)FMK4DH1 |  | 12000 | 24 | 8.5 | 12000 | 9200 | 76.67% | 1.9 | 12.5 | 12.5 |  |  |  | No | R-410A | 1 | Residential & Commercial | No
212925555 | Mini/Multi Split | AireForce | HRCU-A-CB-O | GXH18(5.3)LSK4DH2 |  | Mini-Splits(Non-Ducted) | GKH18(5.3)FMK4DH1 |  | 18000 | 19 | 8.5 | 18000 | 14500 | 80.56% | 1.93 | 0 | 10.05 |  |  |  | No | R-410A | 1.5 | Residential & Commercial | No
212925556 | Mini/Multi Split | GIBSON | HRCU-A-CB-O | GXH18(5.3)LSK4DH2 |  | Mini-Splits(Non-Ducted) | GKH18(5.3)FMK4DH1 |  | 18000 | 19 | 8.5 | 18000 | 14500 | 80.56% | 1.93 | 0 | 10.05 |  |  |  | No | R-410A | 1.5 | Residential & Commercial | No
212925557 | Mini/Multi Split | AIRTEMP | HRCU-A-CB-O | GXH18(5.3)LSK4DH2 |  | Mini-Splits(Non-Ducted) | GKH18(5.3)FMK4DH1 |  | 18000 | 19 | 8.5 | 18000 | 14500 | 80.56% | 1.93 | 0 | 10.05 |  |  |  | No | R-410A | 1.5 | Residential & Commercial | No
8993535 | Mini/Multi Split | VARIABLE SPEED DUCTLESS SPLITS | HRCU-A-CB-O | DLCCHR18K1A |  | Mini-Splits(Non-Ducted) | DLFCHB18K1A |  | 18000 | 20 | 8.5 | 19800 | 15000 | 75.76% | 1.75 | 12.5 | 12.5 |  |  |  | No | R-410A | 1.5 | Residential & Commercial | No
8331940 | Mini/Multi Split | VARIABLE SPEED DUCTLESS SPLITS | HRCU-A-CB-O | DLCCHR12K1A |  | Mini-Splits(Non-Ducted) | DLFCHB12K1A |  | 12000 | 21.5 | 8.5 | 13000 | 9100 | 70% | 1.8 | 12.5 | 12 |  |  |  | No | R-410A | 1 | Residential & Commercial | No
8639874 | Mini/Multi Split | DAIKIN | HRCU-A-CB-O | RXS09TL116 |  | Mini-Splits(Non-Ducted) | FTXS09TL116 |  | 9000 | 23 | 9.4 | 9900 | 8700 | 87.88% | 2.03 | 13 | 13 |  |  |  | No | R-410A | 0.75 | Residential & Commercial | No
8639875 | Mini/Multi Split | DAIKIN | HRCU-A-CB-O | RXS09TL216 |  | Mini-Splits(Non-Ducted) | FTXS09TL216 |  | 9000 | 23 | 8.5 | 11000 | 9000 | 81.82% | 1.97 | 14 | 14 |  |  |  | No | R-410A | 0.75 | Residential & Commercial | No
8639877 | Mini/Multi Split | DAIKIN | HRCU-A-CB-O | RXS12TL216 |  | Mini-Splits(Non-Ducted) | FTXS12TL216 |  | 12000 | 21.5 | 8.5 | 13000 | 9100 | 70% | 1.8 | 12.5 | 12 |  |  |  | No | R-410A | 1 | Residential & Commercial | No
8639879 | Mini/Multi Split | DAIKIN | HRCU-A-CB-O | RXS24TL216 |  | Mini-Splits(Non-Ducted) | FTXS24TL216 |  | 22000 | 20 | 8.5 | 24000 | 19800 | 82.5% | 1.75 | 12.5 | 12.5 |  |  |  | No | R-410A | 1.8333 | Residential & Commercial | No
8641300 | Mini/Multi Split | DAIKIN | HRCU-A-CB-O | RXS09TL116 |  | Mini-Splits(Non-Ducted) | FTXS09TL116-3 |  | 9000 | 23 | 9.4 | 9900 | 8700 | 87.88% | 2.03 | 13 | 13 |  |  |  | No | R-410A | 0.75 | Residential & Commercial | No
8641301 | Mini/Multi Split | DAIKIN | HRCU-A-CB-O | RXS09TL216 |  | Mini-Splits(Non-Ducted) | FTXS09TL216-3 |  | 9000 | 23 | 8.5 | 11000 | 9000 | 81.82% | 1.97 | 14 | 14 |  |  |  | No | R-410A | 0.75 | Residential & Commercial | No
8641303 | Mini/Multi Split | DAIKIN | HRCU-A-CB-O | RXS12TL216 |  | Mini-Splits(Non-Ducted) | FTXS12TL216-3 |  | 12000 | 21.5 | 8.5 | 13000 | 9100 | 70% | 1.8 | 12.5 | 12 |  |  |  | No | R-410A | 1 | Residential & Commercial | No
8641305 | Mini/Multi Split | DAIKIN | HRCU-A-CB-O | RXS24TL216 |  | Mini-Splits(Non-Ducted) | FTXS24TL216-3 |  | 22000 | 20 | 8.5 | 24000 | 19800 | 82.5% | 1.75 | 12.5 | 12.5 |  |  |  | No | R-410A | 1.8333 | Residential & Commercial | No
8657808 | Mini/Multi Split | CHAMPION | HRCU-A-CB-O | DHX09CSB11S |  | Mini-Splits(Non-Ducted) | DHX09NWB11S |  | 9000 | 23 | 9.4 | 9900 | 8700 | 87.88% | 2.03 | 13 | 13 |  |  |  | No | R-410A | 0.75 | Residential & Commercial | No
8657812 | Mini/Multi Split | CHAMPION | HRCU-A-CB-O | DHX09CSB21S |  | Mini-Splits(Non-Ducted) | DHX09NWB21S |  | 9000 | 23 | 8.5 | 11000 | 9000 | 81.82% | 1.97 | 14 | 14 |  |  |  | No | R-410A | 0.75 | Residential & Commercial | No
8657814 | Mini/Multi Split | CHAMPION | HRCU-A-CB-O | DHX12CSB21S |  | Mini-Splits(Non-Ducted) | DHX12NWB21S |  | 12000 | 21.5 | 8.5 | 13000 | 9100 | 70% | 1.8 | 12.5 | 12 |  |  |  | No | R-410A | 1 | Residential & Commercial | No
8657816 | Mini/Multi Split | CHAMPION | HRCU-A-CB-O | DHX18CSB21S |  | Mini-Splits(Non-Ducted) | DHX18NWB21S |  | 18000 | 20 | 8.5 | 19800 | 15000 | 75.76% | 1.75 | 12.5 | 12.5 |  |  |  | No | R-410A | 1.5 | Residential & Commercial | No
8657818 | Mini/Multi Split | CHAMPION | HRCU-A-CB-O | DHX24CSB21S |  | Mini-Splits(Non-Ducted) | DHX24NWB21S |  | 22000 | 20 | 8.5 | 24000 | 19800 | 82.5% | 1.75 | 12.5 | 12.5 |  |  |  | No | R-410A | 1.8333 | Residential & Commercial | No
8718582 | Mini/Multi Split | GREE | HRCU-A-CB-O | GWH12QC-D3DNA1D/O |  | Mini-Splits(Non-Ducted) | GWH12ZC-D3DN***/I |  | 12000 | 21.5 | 8.5 | 13000 | 9100 | 70% | 1.8 | 12.5 | 12 |  |  |  | No | R-410A | 1 | Residential & Commercial | No
8819821 | Mini/Multi Split | HISENSE | HRCU-A-CB-O | AS-18UR3SBB |  | Mini-Splits(Non-Ducted) | AS-18UR3SBBTG |  | 18000 | 22.5 | 8.6 | 17000 | 11900 | 70% | 1.8 | 13 | 13 |  |  |  | No | R-410A | 1.5 | Residential & Commercial | No
206347238 | Mini/Multi Split | HISENSE | HRCU-A-CB-O | AST-18UW3SBBDC00 |  | Mini-Splits(Non-Ducted) | AST-18UW3SBBDC00 |  | 18000 | 22.5 | 8.6 | 17000 | 11900 | 70% | 1.8 | 13 | 13 |  |  |  | No | R-410A | 1.5 | Residential & Commercial | No
206347239 | Mini/Multi Split | HISENSE | HRCU-A-CB-O | AST-18UW3SBBDL00 |  | Mini-Splits(Non-Ducted) | AST-18UW3SBBDL00 |  | 18000 | 22.5 | 8.6 | 17000 | 11900 | 70% | 1.8 | 13 | 13 |  |  |  | No | R-410A | 1.5 | Residential & Commercial | No
8235772 | Mini/Multi Split | C&H | HRCU-A-CB-O | GWH09QC-D3DNA1D/O |  | Mini-Splits(Non-Ducted) | GWH09QC-D3DNA1D/I |  | 9000 | 23 | 8.5 | 11000 | 9000 | 81.82% | 1.97 | 14 | 14 |  |  |  | No | R-410A | 0.75 | Residential & Commercial | No
8235773 | Mini/Multi Split | C&H | HRCU-A-CB-O | GWH12QC-D3DNA1D/O |  | Mini-Splits(Non-Ducted) | GWH12QC-D3DNA1D/I |  | 12000 | 21.5 | 8.5 | 13000 | 9100 | 70% | 1.8 | 12.5 | 12 |  |  |  | No | R-410A | 1 | Residential & Commercial | No
8235774 | Mini/Multi Split | C&H | HRCU-A-CB-O | GWH18QD-D3DNA1G/O |  | Mini-Splits(Non-Ducted) | GWH18QD-D3DNA1G/I |  | 18000 | 20 | 8.5 | 19800 | 15000 | 75.76% | 1.75 | 12.5 | 12.5 |  |  |  | No | R-410A | 1.5 | Residential & Commercial | No
8235775 | Mini/Multi Split | C&H | HRCU-A-CB-O | GWH24QE-D3DNA1D/O |  | Mini-Splits(Non-Ducted) | GWH24QE-D3DNA1D/I |  | 22000 | 20 | 8.5 | 24000 | 19800 | 82.5% | 1.75 | 12.5 | 12.5 |  |  |  | No | R-410A | 1.8333 | Residential & Commercial | No
8235776 | Mini/Multi Split | C&H | HRCU-A-CB-O | GWH09QC-A3DNA1D/O |  | Mini-Splits(Non-Ducted) | GWH09QC-A3DNA1D/I |  | 9000 | 23 | 9.4 | 9900 | 8700 | 87.88% | 2.03 | 13 | 13 |  |  |  | No | R-410A | 0.75 | Residential & Commercial | No
8578561 | Mini/Multi Split | YORK BY JOHNSON CONTROLS | HRCU-A-CB-O | DHX09CSB11S |  | Mini-Splits(Non-Ducted) | DHX09NWB11S |  | 9000 | 23 | 9.4 | 9900 | 8700 | 87.88% | 2.03 | 13 | 13 |  |  |  | No | R-410A | 0.75 | Residential & Commercial | No
8578562 | Mini/Multi Split | COLEMAN BY JOHNSON CONTROLS | HRCU-A-CB-O | DHX09CSB11S |  | Mini-Splits(Non-Ducted) | DHX09NWB11S |  | 9000 | 23 | 9.4 | 9900 | 8700 | 87.88% | 2.03 | 13 | 13 |  |  |  | No | R-410A | 0.75 | Residential & Commercial | No
8578563 | Mini/Multi Split | LUXAIRE BY JOHNSON CONTROLS | HRCU-A-CB-O | DHX09CSB11S |  | Mini-Splits(Non-Ducted) | DHX09NWB11S |  | 9000 | 23 | 9.4 | 9900 | 8700 | 87.88% | 2.03 | 13 | 13 |  |  |  | No | R-410A | 0.75 | Residential & Commercial | No
8578564 | Mini/Multi Split | GUARDIAN BY JOHNSON CONTROLS | HRCU-A-CB-O | DHX09CSB11S |  | Mini-Splits(Non-Ducted) | DHX09NWB11S |  | 9000 | 23 | 9.4 | 9900 | 8700 | 87.88% | 2.03 | 13 | 13 |  |  |  | No | R-410A | 0.75 | Residential & Commercial | No
8578569 | Mini/Multi Split | YORK BY JOHNSON CONTROLS | HRCU-A-CB-O | DHX09CSB21S |  | Mini-Splits(Non-Ducted) | DHX09NWB21S |  | 9000 | 23 | 8.5 | 11000 | 9000 | 81.82% | 1.97 | 14 | 14 |  |  |  | No | R-410A | 0.75 | Residential & Commercial | No
8578570 | Mini/Multi Split | COLEMAN BY JOHNSON CONTROLS | HRCU-A-CB-O | DHX09CSB21S |  | Mini-Splits(Non-Ducted) | DHX09NWB21S |  | 9000 | 23 | 8.5 | 11000 | 9000 | 81.82% | 1.97 | 14 | 14 |  |  |  | No | R-410A | 0.75 | Residential & Commercial | No
8578571 | Mini/Multi Split | LUXAIRE BY JOHNSON CONTROLS | HRCU-A-CB-O | DHX09CSB21S |  | Mini-Splits(Non-Ducted) | DHX09NWB21S |  | 9000 | 23 | 8.5 | 11000 | 9000 | 81.82% | 1.97 | 14 | 14 |  |  |  | No | R-410A | 0.75 | Residential & Commercial | No
8578572 | Mini/Multi Split | GUARDIAN BY JOHNSON CONTROLS | HRCU-A-CB-O | DHX09CSB21S |  | Mini-Splits(Non-Ducted) | DHX09NWB21S |  | 9000 | 23 | 8.5 | 11000 | 9000 | 81.82% | 1.97 | 14 | 14 |  |  |  | No | R-410A | 0.75 | Residential & Commercial | No
8578573 | Mini/Multi Split | YORK BY JOHNSON CONTROLS | HRCU-A-CB-O | DHX12CSB21S |  | Mini-Splits(Non-Ducted) | DHX12NWB21S |  | 12000 | 21.5 | 8.5 | 13000 | 9100 | 70% | 1.8 | 12.5 | 12 |  |  |  | No | R-410A | 1 | Residential & Commercial | No
8578574 | Mini/Multi Split | COLEMAN BY JOHNSON CONTROLS | HRCU-A-CB-O | DHX12CSB21S |  | Mini-Splits(Non-Ducted) | DHX12NWB21S |  | 12000 | 21.5 | 8.5 | 13000 | 9100 | 70% | 1.8 | 12.5 | 12 |  |  |  | No | R-410A | 1 | Residential & Commercial | No
8578575 | Mini/Multi Split | LUXAIRE BY JOHNSON CONTROLS | HRCU-A-CB-O | DHX12CSB21S |  | Mini-Splits(Non-Ducted) | DHX12NWB21S |  | 12000 | 21.5 | 8.5 | 13000 | 9100 | 70% | 1.8 | 12.5 | 12 |  |  |  | No | R-410A | 1 | Residential & Commercial | No
8578576 | Mini/Multi Split | GUARDIAN BY JOHNSON CONTROLS | HRCU-A-CB-O | DHX12CSB21S |  | Mini-Splits(Non-Ducted) | DHX12NWB21S |  | 12000 | 21.5 | 8.5 | 13000 | 9100 | 70% | 1.8 | 12.5 | 12 |  |  |  | No | R-410A | 1 | Residential & Commercial | No
8578577 | Mini/Multi Split | YORK BY JOHNSON CONTROLS | HRCU-A-CB-O | DHX18CSB21S |  | Mini-Splits(Non-Ducted) | DHX18NWB21S |  | 18000 | 20 | 8.5 | 19800 | 15000 | 75.76% | 1.75 | 12.5 | 12.5 |  |  |  | No | R-410A | 1.5 | Residential & Commercial | No
8578578 | Mini/Multi Split | COLEMAN BY JOHNSON CONTROLS | HRCU-A-CB-O | DHX18CSB21S |  | Mini-Splits(Non-Ducted) | DHX18NWB21S |  | 18000 | 20 | 8.5 | 19800 | 15000 | 75.76% | 1.75 | 12.5 | 12.5 |  |  |  | No | R-410A | 1.5 | Residential & Commercial | No
8578579 | Mini/Multi Split | LUXAIRE BY JOHNSON CONTROLS | HRCU-A-CB-O | DHX18CSB21S |  | Mini-Splits(Non-Ducted) | DHX18NWB21S |  | 18000 | 20 | 8.5 | 19800 | 15000 | 75.76% | 1.75 | 12.5 | 12.5 |  |  |  | No | R-410A | 1.5 | Residential & Commercial | No
8578580 | Mini/Multi Split | GUARDIAN BY JOHNSON CONTROLS | HRCU-A-CB-O | DHX18CSB21S |  | Mini-Splits(Non-Ducted) | DHX18NWB21S |  | 18000 | 20 | 8.5 | 19800 | 15000 | 75.76% | 1.75 | 12.5 | 12.5 |  |  |  | No | R-410A | 1.5 | Residential & Commercial | No
8578581 | Mini/Multi Split | YORK BY JOHNSON CONTROLS | HRCU-A-CB-O | DHX24CSB21S |  | Mini-Splits(Non-Ducted) | DHX24NWB21S |  | 22000 | 20 | 8.5 | 24000 | 19800 | 82.5% | 1.75 | 12.5 | 12.5 |  |  |  | No | R-410A | 1.8333 | Residential & Commercial | No
8578582 | Mini/Multi Split | COLEMAN BY JOHNSON CONTROLS | HRCU-A-CB-O | DHX24CSB21S |  | Mini-Splits(Non-Ducted) | DHX24NWB21S |  | 22000 | 20 | 8.5 | 24000 | 19800 | 82.5% | 1.75 | 12.5 | 12.5 |  |  |  | No | R-410A | 1.8333 | Residential & Commercial | No
8578583 | Mini/Multi Split | LUXAIRE BY JOHNSON CONTROLS | HRCU-A-CB-O | DHX24CSB21S |  | Mini-Splits(Non-Ducted) | DHX24NWB21S |  | 22000 | 20 | 8.5 | 24000 | 19800 | 82.5% | 1.75 | 12.5 | 12.5 |  |  |  | No | R-410A | 1.8333 | Residential & Commercial | No
8578584 | Mini/Multi Split | GUARDIAN BY JOHNSON CONTROLS | HRCU-A-CB-O | DHX24CSB21S |  | Mini-Splits(Non-Ducted) | DHX24NWB21S |  | 22000 | 20 | 8.5 | 24000 | 19800 | 82.5% | 1.75 | 12.5 | 12.5 |  |  |  | No | R-410A | 1.8333 | Residential & Commercial | No
8000864 | Mini/Multi Split | GREE | HRCU-A-CB-O | GWH18QD-D3DNA1G/O |  | Mini-Splits(Non-Ducted) | GWH18QD-D3DN***/I |  | 18000 | 20 | 8.5 | 19800 | 15000 | 75.76% | 1.75 | 12.5 | 12.5 |  |  |  | No | R-410A | 1.5 | Residential & Commercial | No
207462390 | Mini/Multi Split | SAMSUNG | HRCU-A-CB-O | AC036BXADCH |  | Mini-Splits(Non-Ducted) | AC036BN4DCH |  | 36000 | 20.5 | 8.8 | 40000 | 37000 | 92.5% | 2.17 | 11.5 | 11.5 |  |  |  | No | R-410A | 3 | Residential & Commercial | No
207462391 | Mini/Multi Split | SAMSUNG | HRCU-A-CB-O | AC042BXADCH |  | Mini-Splits(Non-Ducted) | AC042BN4DCH |  | 42000 | 19.1 | 8.7 | 47000 | 43500 | 92.55% | 1.98 | 10 | 10 |  |  |  | No | R-410A | 3.5 | Residential & Commercial | No
211694640 | Mini/Multi Split | ApooDr | HRCU-A-CB-O | AES19-12H220V1A |  | Mini-Splits(Non-Ducted) | AES19-12H220V1B |  | 12000 | 19 | 8.5 | 12200 | 8600 | 70.49% | 1.8 | 0 | 10 |  |  |  | No | R-410A | 1 | Residential & Commercial | No
211709355 | Mini/Multi Split | Pioneer | HRCU-A-CB-O | YN012GLFI19RPE |  | Mini-Splits(Non-Ducted) | WT012GLFI19HLE |  | 12000 | 19 | 8.5 | 12200 | 8600 | 70.49% | 1.8 | 0 | 10 |  |  |  | No | R-410A | 1 | Residential & Commercial | No
213308895 | Mini/Multi Split | ZERO | HRCU-A-CB-O | ACMS122419AB |  | Mini-Splits(Non-Ducted) | ACMS122419AB |  | 9000 | 19 | 8.5 | 10000 | 7000 | 70% | 1.8 | 0 | 10 |  |  |  | No | R-410A | 0.75 | Residential & Commercial | No
213308896 | Mini/Multi Split | ZERO | HRCU-A-CB-O | ACMS122420AB |  | Mini-Splits(Non-Ducted) | ACMS122420AB |  | 12000 | 19 | 8.5 | 12200 | 8600 | 70.49% | 1.8 | 0 | 10 |  |  |  | No | R-410A | 1 | Residential & Commercial | No
213829859 | Mini/Multi Split | ARMSCO | HRCU-A-CB-O | ACMS122419AB |  | Mini-Splits(Non-Ducted) | ACMS122419AB |  | 9000 | 19 | 8.5 | 10000 | 7000 | 70% | 1.8 | 0 | 10 |  |  |  | No | R-410A | 0.75 | Residential & Commercial | No
213829860 | Mini/Multi Split | ARMSCO | HRCU-A-CB-O | ACMS122420AB |  | Mini-Splits(Non-Ducted) | ACMS122420AB |  | 12000 | 19 | 8.5 | 12200 | 8600 | 70.49% | 1.8 | 0 | 10 |  |  |  | No | R-410A | 1 | Residential & Commercial | No
213829864 | Mini/Multi Split | Barkair | HRCU-A-CB-O | BKR-12K |  | Mini-Splits(Non-Ducted) | BKR-12K |  | 12000 | 19 | 8.5 | 12200 | 8600 | 70.49% | 1.8 | 0 | 10 |  |  |  | No | R-410A | 1 | Residential & Commercial | No
213857783 | Mini/Multi Split | Acekool | HRCU-A-CB-O | CMS9 PRO |  | Mini-Splits(Non-Ducted) | CMS9 PRO |  | 9000 | 23 | 9 | 9500 | 7000 | 73.68% | 1.8 | 12.5 | 12.5 |  |  |  | No | R-410A | 0.75 | Residential & Commercial | No
210610104 | Mini/Multi Split | AURUS | HRCU-A-CB-O | ARU-H12A2/INVL-US2 |  | Mini-Splits(Non-Ducted) | ARU-H12A2/INVL-US2 |  | 12000 | 19 | 8.5 | 12200 | 8600 | 70.49% | 1.8 | 0 | 10 |  |  |  | No | R-410A | 1 | Residential & Commercial | No
212386857 | Mini/Multi Split | FUJIECO | HRCU-A-CB-O | FES-12H1TQ(O) |  | Mini-Splits(Non-Ducted) | FES-12H1TQ(I) |  | 12000 | 19 | 8.5 | 12200 | 8600 | 70.49% | 1.8 | 0 | 10 |  |  |  | No | R-410A | 1 | Residential & Commercial | No
213244560 | Mini/Multi Split | Klimaire | HRCU-A-CB-O | KOIQ12H1-4 |  | Mini-Splits(Non-Ducted) | KIWQ12H1-4T |  | 12000 | 19 | 8.5 | 12200 | 8600 | 70.49% | 1.8 | 0 | 10 |  |  |  | No | R-410A | 1 | Residential & Commercial | No
213244565 | Mini/Multi Split | Klimaire | HRCU-A-CB-O | KOIU09H1-1 |  | Mini-Splits(Non-Ducted) | KIWU09H1-1A |  | 9000 | 23 | 9 | 9500 | 7000 | 73.68% | 1.8 | 12.5 | 12.5 |  |  |  | No | R-410A | 0.75 | Residential & Commercial | No
211756654 | Mini/Multi Split | GREE | HRCU-A-CB-O | GWH12ATCXB-A3DNA1C/O |  | Mini-Splits(Non-Ducted) | GWH12AWCXB-A3DN***/I |  | 12000 | 17.5 | 8.5 | 12000 | 8500 | 70.83% | 1.75 | 8.7 | 8.7 |  |  |  | No | R-410A | 1 | Residential & Commercial | No
213879366 | Mini/Multi Split | GREE | HRCU-A-CB-O | GWH09AWCXB-A6DNA1A/O |  | Mini-Splits(Non-Ducted) | GWH09AWCXB-A6DN***/I |  | 9100 | 22 | 8.6 | 9700 | 7700 | 79.38% | 1.9 | 0 | 12.3 |  |  |  | No | R-32 | 0.75833 | Residential & Commercial | No
216573588 | Mini/Multi Split | TOSOT | HRCU-A-CB-O | SU-COSMO30-230/O |  | Mini-Splits(Non-Ducted) | SU-COSMO30-230/I |  | 30000 | 22 | 9 | 30000 | 23000 | 76.67% | 1.8 | 0 | 10.9 |  |  |  | No | R-32 | 2.5 | Residential & Commercial | No
216573589 | Mini/Multi Split | TOSOT | HRCU-A-CB-O | SU-COSMO36-230/O |  | Mini-Splits(Non-Ducted) | SU-COSMO36FS/I |  | 33600 | 20 | 8.5 | 34000 | 24400 | 71.76% | 2 | 0 | 12 |  |  |  | No | R-32 | 2.8 | Residential & Commercial | No
216011808 | Mini/Multi Split | GIBSON | HRCU-A-CB-O | DXH18PSK3IH |  | Mini-Splits(Non-Ducted) | DKH18FMK3IH |  | 18000 | 21 | 9 | 18000 | 12600 | 70% | 1.8 | 0 | 10.9 |  |  |  | No | R-32 | 1.5 | Residential & Commercial | No
216011809 | Mini/Multi Split | Intertherm | HRCU-A-CB-O | DXH09PSK3IH |  | Mini-Splits(Non-Ducted) | DKH09FMK3IH |  | 9100 | 24 | 9.2 | 10500 | 7600 | 72.38% | 1.94 | 0 | 15 |  |  |  | No | R-32 | 0.75833 | Residential & Commercial | No
216011810 | Mini/Multi Split | Intertherm | HRCU-A-CB-O | DXH12PSK3IH |  | Mini-Splits(Non-Ducted) | DKH12FMK3IH |  | 12000 | 23 | 9 | 12000 | 10000 | 83.33% | 1.9 | 0 | 13 |  |  |  | No | R-32 | 1 | Residential & Commercial | No
216011811 | Mini/Multi Split | Intertherm | HRCU-A-CB-O | DXH24PSK3IH |  | Mini-Splits(Non-Ducted) | DKH24FMK3IH |  | 22000 | 22.5 | 9 | 24000 | 16800 | 70% | 1.8 | 0 | 11.6 |  |  |  | No | R-32 | 1.8333 | Residential & Commercial | No
216011812 | Mini/Multi Split | Intertherm | HRCU-A-CB-O | DXH18PSK3IH |  | Mini-Splits(Non-Ducted) | DKH18FMK3IH |  | 18000 | 21 | 9 | 18000 | 12600 | 70% | 1.8 | 0 | 10.9 |  |  |  | No | R-32 | 1.5 | Residential & Commercial | No
216014093 | Mini/Multi Split | SEA BREEZE | HRCU-A-CB-O | 9H521YOMI |  | Mini-Splits(Non-Ducted) | 9H521YIMI |  | 9000 | 21.5 | 9 | 10000 | 7000 | 70% | 1.95 | 0 | 12.5 |  |  |  | No | R-454B | 0.75 | Residential & Commercial | No
216014096 | Mini/Multi Split | SEA BREEZE | HRCU-A-CB-O | 24H521ZOMI |  | Mini-Splits(Non-Ducted) | 24H521ZIMI |  | 24000 | 18.5 | 9 | 24000 | 17000 | 70.83% | 2.11 | 0 | 9.6 |  |  |  | No | R-454B | 2 | Residential & Commercial | No
213857784 | Mini/Multi Split | Acekool | HRCU-A-CB-O | CMS18 PRO |  | Mini-Splits(Non-Ducted) | CMS18 PRO |  | 12000 | 22 | 9 | 12000 | 8700 | 72.5% | 1.8 | 12.5 | 12.5 |  |  |  | No | R-410A | 1 | Residential & Commercial | No
216011765 | Mini/Multi Split | GIBSON | HRCU-A-CB-O | DXH12ESK3IL |  | Mini-Splits(Non-Ducted) | DHH12ESK3IL |  | 12000 | 19 | 8.5 | 12000 | 9100 | 75.83% | 1.8 | 0 | 9.75 |  |  |  | No | R-32 | 1 | Residential & Commercial | No
216011766 | Mini/Multi Split | GIBSON | HRCU-A-CB-O | DXH12ESA3IL |  | Mini-Splits(Non-Ducted) | DHH12ESA3IL |  | 12000 | 19 | 8.5 | 12000 | 8500 | 70.83% | 1.8 | 0 | 9.3 |  |  |  | No | R-32 | 1 | Residential & Commercial | No
216011770 | Mini/Multi Split | GIBSON | HRCU-A-CB-O | DXH30ESK3IL |  | Mini-Splits(Non-Ducted) | DHH30ESK3IL |  | 30000 | 22 | 9 | 30000 | 23000 | 76.67% | 1.8 | 0 | 10.9 |  |  |  | No | R-32 | 2.5 | Residential & Commercial | No
216011772 | Mini/Multi Split | GIBSON | HRCU-A-CB-O | DXH18PSK3IH |  | Mini-Splits(Non-Ducted) | DHH18PUK3IH |  | 18000 | 24.5 | 9 | 18000 | 14600 | 81.11% | 1.9 | 0 | 13.65 |  |  |  | No | R-32 | 1.5 | Residential & Commercial | No
216011773 | Mini/Multi Split | Intertherm | HRCU-A-CB-O | DXH09ESK3IL |  | Mini-Splits(Non-Ducted) | DHH09ESK3IL |  | 9100 | 20.5 | 8.8 | 10000 | 7600 | 76% | 1.94 | 0 | 12.5 |  |  |  | No | R-32 | 0.75833 | Residential & Commercial | No
216011774 | Mini/Multi Split | Intertherm | HRCU-A-CB-O | DXH09ESA3IL |  | Mini-Splits(Non-Ducted) | DHH09ESA3IL |  | 9100 | 20.5 | 8.8 | 10000 | 7600 | 76% | 1.86 | 0 | 11.9 |  |  |  | No | R-32 | 0.75833 | Residential & Commercial | No
216011777 | Mini/Multi Split | Intertherm | HRCU-A-CB-O | DXH12ESK3IL |  | Mini-Splits(Non-Ducted) | DHH12ESK3IL |  | 12000 | 19 | 8.5 | 12000 | 9100 | 75.83% | 1.8 | 0 | 9.75 |  |  |  | No | R-32 | 1 | Residential & Commercial | No
216011778 | Mini/Multi Split | Intertherm | HRCU-A-CB-O | DXH12ESA3IL |  | Mini-Splits(Non-Ducted) | DHH12ESA3IL |  | 12000 | 19 | 8.5 | 12000 | 8500 | 70.83% | 1.8 | 0 | 9.3 |  |  |  | No | R-32 | 1 | Residential & Commercial | No
216011782 | Mini/Multi Split | Intertherm | HRCU-A-CB-O | DXH30ESK3IL |  | Mini-Splits(Non-Ducted) | DHH30ESK3IL |  | 30000 | 22 | 9 | 30000 | 23000 | 76.67% | 1.8 | 0 | 10.9 |  |  |  | No | R-32 | 2.5 | Residential & Commercial | No
216011784 | Mini/Multi Split | Intertherm | HRCU-A-CB-O | DXH18PSK3IH |  | Mini-Splits(Non-Ducted) | DHH18PUK3IH |  | 18000 | 24.5 | 9 | 18000 | 14600 | 81.11% | 1.9 | 0 | 13.65 |  |  |  | No | R-32 | 1.5 | Residential & Commercial | No
216011797 | Mini/Multi Split | AireForce | HRCU-A-CB-O | DXH09PSK3IH |  | Mini-Splits(Non-Ducted) | DKH09FMK3IH |  | 9100 | 24 | 9.2 | 10500 | 7600 | 72.38% | 1.94 | 0 | 15 |  |  |  | No | R-32 | 0.75833 | Residential & Commercial | No
216011798 | Mini/Multi Split | AireForce | HRCU-A-CB-O | DXH12PSK3IH |  | Mini-Splits(Non-Ducted) | DKH12FMK3IH |  | 12000 | 23 | 9 | 12000 | 10000 | 83.33% | 1.9 | 0 | 13 |  |  |  | No | R-32 | 1 | Residential & Commercial | No
216011799 | Mini/Multi Split | AireForce | HRCU-A-CB-O | DXH24PSK3IH |  | Mini-Splits(Non-Ducted) | DKH24FMK3IH |  | 22000 | 22.5 | 9 | 24000 | 16800 | 70% | 1.8 | 0 | 11.6 |  |  |  | No | R-32 | 1.8333 | Residential & Commercial | No
216011800 | Mini/Multi Split | AireForce | HRCU-A-CB-O | DXH18PSK3IH |  | Mini-Splits(Non-Ducted) | DKH18FMK3IH |  | 18000 | 21 | 9 | 18000 | 12600 | 70% | 1.8 | 0 | 10.9 |  |  |  | No | R-32 | 1.5 | Residential & Commercial | No
216011801 | Mini/Multi Split | AIRTEMP | HRCU-A-CB-O | DXH09PSK3IH |  | Mini-Splits(Non-Ducted) | DKH09FMK3IH |  | 9100 | 24 | 9.2 | 10500 | 7600 | 72.38% | 1.94 | 0 | 15 |  |  |  | No | R-32 | 0.75833 | Residential & Commercial | No
216011802 | Mini/Multi Split | AIRTEMP | HRCU-A-CB-O | DXH12PSK3IH |  | Mini-Splits(Non-Ducted) | DKH12FMK3IH |  | 12000 | 23 | 9 | 12000 | 10000 | 83.33% | 1.9 | 0 | 13 |  |  |  | No | R-32 | 1 | Residential & Commercial | No
216011803 | Mini/Multi Split | AIRTEMP | HRCU-A-CB-O | DXH24PSK3IH |  | Mini-Splits(Non-Ducted) | DKH24FMK3IH |  | 22000 | 22.5 | 9 | 24000 | 16800 | 70% | 1.8 | 0 | 11.6 |  |  |  | No | R-32 | 1.8333 | Residential & Commercial | No
216011804 | Mini/Multi Split | AIRTEMP | HRCU-A-CB-O | DXH18PSK3IH |  | Mini-Splits(Non-Ducted) | DKH18FMK3IH |  | 18000 | 21 | 9 | 18000 | 12600 | 70% | 1.8 | 0 | 10.9 |  |  |  | No | R-32 | 1.5 | Residential & Commercial | No
216011805 | Mini/Multi Split | GIBSON | HRCU-A-CB-O | DXH09PSK3IH |  | Mini-Splits(Non-Ducted) | DKH09FMK3IH |  | 9100 | 24 | 9.2 | 10500 | 7600 | 72.38% | 1.94 | 0 | 15 |  |  |  | No | R-32 | 0.75833 | Residential & Commercial | No
216011806 | Mini/Multi Split | GIBSON | HRCU-A-CB-O | DXH12PSK3IH |  | Mini-Splits(Non-Ducted) | DKH12FMK3IH |  | 12000 | 23 | 9 | 12000 | 10000 | 83.33% | 1.9 | 0 | 13 |  |  |  | No | R-32 | 1 | Residential & Commercial | No
216011807 | Mini/Multi Split | GIBSON | HRCU-A-CB-O | DXH24PSK3IH |  | Mini-Splits(Non-Ducted) | DKH24FMK3IH |  | 22000 | 22.5 | 9 | 24000 | 16800 | 70% | 1.8 | 0 | 11.6 |  |  |  | No | R-32 | 1.8333 | Residential & Commercial | No
7091967 | Mini/Multi Split | GREE | HRCU-A-CB-O | GWH09QC-A3DNA1D/O |  | Mini-Splits(Non-Ducted) | GWH09QC-A3DN***/I |  | 9000 | 23 | 9.4 | 9900 | 8700 | 87.88% | 2.03 | 13 | 13 |  |  |  | No | R-410A | 0.75 | Residential & Commercial | No
7091970 | Mini/Multi Split | GREE | HRCU-A-CB-O | GWH09QC-D3DNA1D/O |  | Mini-Splits(Non-Ducted) | GWH09QC-D3DN***/I |  | 9000 | 23 | 8.5 | 11000 | 9000 | 81.82% | 1.97 | 14 | 14 |  |  |  | No | R-410A | 0.75 | Residential & Commercial | No
7091971 | Mini/Multi Split | GREE | HRCU-A-CB-O | GWH12QC-D3DNA1D/O |  | Mini-Splits(Non-Ducted) | GWH12QC-D3DN***/I |  | 12000 | 21.5 | 8.5 | 13000 | 9100 | 70% | 1.8 | 12.5 | 12 |  |  |  | No | R-410A | 1 | Residential & Commercial | No
216571404 | Mini/Multi Split | GREE | HRCU-A-CB-O | GWH24AWEXF-D6DNA1I/O |  | Mini-Splits(Non-Ducted) | GWH24AUDXF-D6DN***/I |  | 22000 | 23.5 | 9 | 23000 | 18000 | 78.26% | 1.8 | 0 | 12 |  |  |  | No | R-32 | 1.8333 | Residential & Commercial | No
211259273 | Mini/Multi Split | Mitsubishi Electric | HRCU-A-CB-O | PUZ-HA30NKA |  | Mini-Splits(Non-Ducted) | PCA-A30KA* |  | 30000 | 17.9 | 8.5 | 35000 | 32000 | 91.43% | 1.8 | 12.6 | 12.6 |  |  |  | No | R-410A | 2.5 | Residential & Commercial | No
211273266 | Mini/Multi Split | Mitsubishi Electric | HRCU-A-CB-O | PUZ-HA42NKA1 |  | Mini-Splits(Non-Ducted) | PLA-A42EA* |  | 42000 | 16.3 | 9 | 54000 | 48000 | 88.89% | 1.9 | 10.7 | 10.7 |  |  |  | No | R-410A | 3.5 | Residential & Commercial | No
211273267 | Mini/Multi Split | Mitsubishi Electric | HRCU-A-CB-O | PUZ-HA30NKA |  | Mini-Splits(Non-Ducted) | PKA-A30KA* |  | 30000 | 18.5 | 8.5 | 34000 | 32000 | 94.12% | 1.8 | 12.6 | 12.8 |  |  |  | No | R-410A | 2.5 | Residential & Commercial | No
206717860 | Mini/Multi Split | Trane / Mitsubishi Electric | HRCU-A-CB-O | PUZ-HA42NKA1 |  | Mini-Splits(Non-Ducted) | TPCA0A0421KA70A |  | 42000 | 15.5 | 9 | 54000 | 48000 | 88.89% | 1.75 | 10.3 | 10 |  |  |  | No | R-410A | 3.5 | Residential & Commercial | No
206717862 | Mini/Multi Split | Trane / Mitsubishi Electric | HRCU-A-CB-O | PUZ-HA42NKA1 |  | Mini-Splits(Non-Ducted) | TPLA0A0421EA70A |  | 42000 | 16.3 | 9 | 54000 | 48000 | 88.89% | 1.9 | 10.7 | 10.7 |  |  |  | No | R-410A | 3.5 | Residential & Commercial | No
213617712 | Mini/Multi Split | Mitsubishi Electric | HRCU-A-CB-O | PUZ-HA42NKA2*** |  | Mini-Splits(Non-Ducted) | PCA-A42KA* |  | 42000 | 15.5 | 9 | 54000 | 48000 | 88.89% | 1.75 | 0 | 10.3 |  |  |  | No | R-410A | 3.5 | Residential & Commercial | No
7070719 | Mini/Multi Split | GREE | HRCU-A-CB-O | GWH24QE-D3DNA1D/O |  | Mini-Splits(Non-Ducted) | GWH24QE-D3DN***/I |  | 22000 | 20 | 8.5 | 24000 | 19800 | 82.5% | 1.75 | 12.5 | 12.5 |  |  |  | No | R-410A | 1.8333 | Residential & Commercial | No
216011721 | Mini/Multi Split | AireForce | HRCU-A-CB-O | DXH09ESK3IL |  | Mini-Splits(Non-Ducted) | DHH09ESK3IL |  | 9100 | 20.5 | 8.8 | 10000 | 7600 | 76% | 1.94 | 0 | 12.5 |  |  |  | No | R-32 | 0.75833 | Residential & Commercial | No
216011722 | Mini/Multi Split | AireForce | HRCU-A-CB-O | DXH09ESA3IL |  | Mini-Splits(Non-Ducted) | DHH09ESA3IL |  | 9100 | 20.5 | 8.8 | 10000 | 7600 | 76% | 1.86 | 0 | 11.9 |  |  |  | No | R-32 | 0.75833 | Residential & Commercial | No
216011725 | Mini/Multi Split | AireForce | HRCU-A-CB-O | DXH12ESK3IL |  | Mini-Splits(Non-Ducted) | DHH12ESK3IL |  | 12000 | 19 | 8.5 | 12000 | 9100 | 75.83% | 1.8 | 0 | 9.75 |  |  |  | No | R-32 | 1 | Residential & Commercial | No
216011726 | Mini/Multi Split | AireForce | HRCU-A-CB-O | DXH12ESA3IL |  | Mini-Splits(Non-Ducted) | DHH12ESA3IL |  | 12000 | 19 | 8.5 | 12000 | 8500 | 70.83% | 1.8 | 0 | 9.3 |  |  |  | No | R-32 | 1 | Residential & Commercial | No
216011730 | Mini/Multi Split | AireForce | HRCU-A-CB-O | DXH30ESK3IL |  | Mini-Splits(Non-Ducted) | DHH30ESK3IL |  | 30000 | 22 | 9 | 30000 | 23000 | 76.67% | 1.8 | 0 | 10.9 |  |  |  | No | R-32 | 2.5 | Residential & Commercial | No
216011732 | Mini/Multi Split | AireForce | HRCU-A-CB-O | DXH18PSK3IH |  | Mini-Splits(Non-Ducted) | DHH18PUK3IH |  | 18000 | 24.5 | 9 | 18000 | 14600 | 81.11% | 1.9 | 0 | 13.65 |  |  |  | No | R-32 | 1.5 | Residential & Commercial | No
216011749 | Mini/Multi Split | AIRTEMP | HRCU-A-CB-O | DXH09ESK3IL |  | Mini-Splits(Non-Ducted) | DHH09ESK3IL |  | 9100 | 20.5 | 8.8 | 10000 | 7600 | 76% | 1.94 | 0 | 12.5 |  |  |  | No | R-32 | 0.75833 | Residential & Commercial | No
216011750 | Mini/Multi Split | AIRTEMP | HRCU-A-CB-O | DXH09ESA3IL |  | Mini-Splits(Non-Ducted) | DHH09ESA3IL |  | 9100 | 20.5 | 8.8 | 10000 | 7600 | 76% | 1.86 | 0 | 11.9 |  |  |  | No | R-32 | 0.75833 | Residential & Commercial | No
216011753 | Mini/Multi Split | AIRTEMP | HRCU-A-CB-O | DXH12ESK3IL |  | Mini-Splits(Non-Ducted) | DHH12ESK3IL |  | 12000 | 19 | 8.5 | 12000 | 9100 | 75.83% | 1.8 | 0 | 9.75 |  |  |  | No | R-32 | 1 | Residential & Commercial | No
216011754 | Mini/Multi Split | AIRTEMP | HRCU-A-CB-O | DXH12ESA3IL |  | Mini-Splits(Non-Ducted) | DHH12ESA3IL |  | 12000 | 19 | 8.5 | 12000 | 8500 | 70.83% | 1.8 | 0 | 9.3 |  |  |  | No | R-32 | 1 | Residential & Commercial | No
216011758 | Mini/Multi Split | AIRTEMP | HRCU-A-CB-O | DXH30ESK3IL |  | Mini-Splits(Non-Ducted) | DHH30ESK3IL |  | 30000 | 22 | 9 | 30000 | 23000 | 76.67% | 1.8 | 0 | 10.9 |  |  |  | No | R-32 | 2.5 | Residential & Commercial | No
216011760 | Mini/Multi Split | AIRTEMP | HRCU-A-CB-O | DXH18PSK3IH |  | Mini-Splits(Non-Ducted) | DHH18PUK3IH |  | 18000 | 24.5 | 9 | 18000 | 14600 | 81.11% | 1.9 | 0 | 13.65 |  |  |  | No | R-32 | 1.5 | Residential & Commercial | No
216011761 | Mini/Multi Split | GIBSON | HRCU-A-CB-O | DXH09ESK3IL |  | Mini-Splits(Non-Ducted) | DHH09ESK3IL |  | 9100 | 20.5 | 8.8 | 10000 | 7600 | 76% | 1.94 | 0 | 12.5 |  |  |  | No | R-32 | 0.75833 | Residential & Commercial | No
216011762 | Mini/Multi Split | GIBSON | HRCU-A-CB-O | DXH09ESA3IL |  | Mini-Splits(Non-Ducted) | DHH09ESA3IL |  | 9100 | 20.5 | 8.8 | 10000 | 7600 | 76% | 1.86 | 0 | 11.9 |  |  |  | No | R-32 | 0.75833 | Residential & Commercial | No
216566112 | Mini/Multi Split | Coleman | HRCU-A-CB-O | UPC18CN23STG1 |  | Mini-Splits(Non-Ducted) | UNI18DT23STG1 |  | 18000 | 19 | 9 | 18000 | 18000 | 100% | 2.2 | 0 | 11.7 |  |  |  | No | R-454B | 1.5 | Residential & Commercial | No
216566114 | Mini/Multi Split | LUXAIRE | HRCU-A-CB-O | UPC18CN23STG1 |  | Mini-Splits(Non-Ducted) | UNI18DT23STG1 |  | 18000 | 19 | 9 | 18000 | 18000 | 100% | 2.2 | 0 | 11.7 |  |  |  | No | R-454B | 1.5 | Residential & Commercial | No
215493756 | Mini/Multi Split | Innovair | HRCU-A-CB-O | QOS24H2XE5A |  | Mini-Splits(Non-Ducted) | QHW24H2UZRA |  | 24000 | 19.5 | 8.5 | 24000 | 18500 | 77.08% | 1.9 | 0 | 10.6 |  |  |  | No | R-32 | 2 | Residential & Commercial | No
215560256 | Mini/Multi Split | BOREAL | HRCU-A-CB-O | BRS36HPJ132OA |  | Mini-Splits(Non-Ducted) | FSU36HPJ132IA |  | 33600 | 20 | 8.5 | 34000 | 24400 | 71.76% | 2 | 0 | 12 |  |  |  | No | R-32 | 2.8 | Residential & Commercial | No
215560262 | Mini/Multi Split | BOREAL | HRCU-A-CB-O | BRS30HPJ132OA |  | Mini-Splits(Non-Ducted) | CAS30HPJ132IA |  | 30000 | 22.5 | 8.5 | 30000 | 21000 | 70% | 1.8 | 0 | 11.25 |  |  |  | No | R-32 | 2.5 | Residential & Commercial | No
215560263 | Mini/Multi Split | BOREAL | HRCU-A-CB-O | KUL09HPJ132OA |  | Mini-Splits(Non-Ducted) | CAS09HPJ132IA |  | 9100 | 24 | 9.2 | 10500 | 7600 | 72.38% | 1.94 | 0 | 15 |  |  |  | No | R-32 | 0.75833 | Residential & Commercial | No
215560266 | Mini/Multi Split | BOREAL | HRCU-A-CB-O | KUL09HPJ132OA |  | Mini-Splits(Non-Ducted) | CON09HPJ132IA |  | 9100 | 23 | 9.4 | 10500 | 8700 | 82.86% | 1.75 | 0 | 15 |  |  |  | No | R-32 | 0.75833 | Residential & Commercial | No
215560269 | Mini/Multi Split | BOREAL | HRCU-A-CB-O | KUL12HPJ132OA |  | Mini-Splits(Non-Ducted) | OWC12HPJ132IA |  | 12000 | 23 | 9 | 12000 | 10000 | 83.33% | 1.9 | 0 | 13 |  |  |  | No | R-32 | 1 | Residential & Commercial | No
215560272 | Mini/Multi Split | BOREAL | HRCU-A-CB-O | KUL12HPJ132OA |  | Mini-Splits(Non-Ducted) | CON12HPJ132IA |  | 12000 | 23 | 9 | 12000 | 10000 | 83.33% | 1.9 | 0 | 13 |  |  |  | No | R-32 | 1 | Residential & Commercial | No
215560273 | Mini/Multi Split | BOREAL | HRCU-A-CB-O | KUL18HPJ132OA |  | Mini-Splits(Non-Ducted) | OWC18HPJ132IA |  | 18000 | 21.5 | 8.5 | 18000 | 12600 | 70% | 1.8 | 0 | 10.9 |  |  |  | No | R-32 | 1.5 | Residential & Commercial | No
213829857 | Mini/Multi Split | ARMSCO | HRCU-A-CB-O | ACMS092419AA |  | Mini-Splits(Non-Ducted) | ACMS092419AA |  | 9000 | 19 | 8.5 | 10000 | 7000 | 70% | 1.75 | 0 | 10 |  |  |  | No | R-410A | 0.75 | Residential & Commercial | No
213829858 | Mini/Multi Split | ARMSCO | HRCU-A-CB-O | ACMS122419AA |  | Mini-Splits(Non-Ducted) | ACMS122419AA |  | 12000 | 19 | 8.5 | 12200 | 8600 | 70.49% | 1.8 | 0 | 10 |  |  |  | No | R-410A | 1 | Residential & Commercial | No
216367769 | Mini/Multi Split | LG | HRCU-A-CB-O | KUSAZ091A |  | Mini-Splits(Non-Ducted) | KNSAZ091A |  | 9000 | 21 | 8.7 | 10900 | 7700 | 70.64% | 2.5 | 0 | 12.5 |  |  |  | No | R-32 | 0.75 | Residential & Commercial | No
216367802 | Mini/Multi Split | LG | HRCU-A-CB-O | KUSAZ121A |  | Mini-Splits(Non-Ducted) | KNSAZ121A |  | 11000 | 20 | 8.5 | 12000 | 8400 | 70% | 2.5 | 0 | 12.3 |  |  |  | No | R-32 | 0.91667 | Residential & Commercial | No
213829843 | Mini/Multi Split | BOREAL | HRCU-A-CB-O | KULA12HPJ1OB |  | Mini-Splits(Non-Ducted) | KULA12HPJ1IB |  | 12000 | 24 | 9 | 12000 | 9000 | 75% | 1.85 | 12.5 | 12.5 |  |  |  | No | R-410A | 1 | Residential & Commercial | No
213829844 | Mini/Multi Split | BOREAL | HRCU-A-CB-O | KULA12HPL1OB |  | Mini-Splits(Non-Ducted) | KULA12HPL1IB |  | 12000 | 24 | 9 | 12000 | 8800 | 73.33% | 1.85 | 12.5 | 12 |  |  |  | No | R-410A | 1 | Residential & Commercial | No
213829845 | Mini/Multi Split | BOREAL | HRCU-A-CB-O | KULA18HPJ1OB |  | Mini-Splits(Non-Ducted) | KULA18HPJ1IB |  | 18000 | 23.5 | 9 | 18000 | 13500 | 75% | 1.9 | 13 | 13 |  |  |  | No | R-410A | 1.5 | Residential & Commercial | No
216097683 | Mini/Multi Split | ZERO | HRCU-A-CB-O | ZMSB-09HV110-USR2-O |  | Mini-Splits(Non-Ducted) | ZMSB-09HV110-USR2-I |  | 9000 | 21.5 | 9 | 10000 | 7000 | 70% | 1.95 | 0 | 12.5 |  |  |  | No | R-454B | 0.75 | Residential & Commercial | No
216097685 | Mini/Multi Split | ZERO | HRCU-A-CB-O | ZMSB-09HV-USR2-O |  | Mini-Splits(Non-Ducted) | ZMSB-09HV-USR2-I |  | 9000 | 21.6 | 9.4 | 10000 | 7000 | 70% | 2 | 0 | 12.6 |  |  |  | No | R-454B | 0.75 | Residential & Commercial | No
216097688 | Mini/Multi Split | ZERO | HRCU-A-CB-O | ZMSB-24HV-USR2-O |  | Mini-Splits(Non-Ducted) | ZMSB-24HV-USR2-I |  | 24000 | 18.5 | 9 | 24000 | 17000 | 70.83% | 2.11 | 0 | 9.6 |  |  |  | No | R-454B | 2 | Residential & Commercial | No
216052269 | Mini/Multi Split | GREE | HRCU-A-CB-O | GWH24AUDXH-D6DNA1B/O |  | Mini-Splits(Non-Ducted) | GWH24AUDXH-D6DN***/I |  | 22000 | 24 | 9 | 24000 | 22000 | 91.67% | 1.75 | 0 | 13.1 |  |  |  | No | R-32 | 1.8333 | Residential & Commercial | No
216052270 | Mini/Multi Split | GREE | HRCU-A-CB-O | GWH18AGDXF-D6DNA4B/O |  | Mini-Splits(Non-Ducted) | GWH18AUDXF-D6DN***/I |  | 18000 | 24.5 | 9 | 18000 | 14600 | 81.11% | 1.9 | 0 | 13.65 |  |  |  | No | R-32 | 1.5 | Residential & Commercial | No
216046762 | Mini/Multi Split | GREE | HRCU-A-CB-O | GWH09AYBXB-D6DNA1A/O |  | Mini-Splits(Non-Ducted) | GWH09AYBXB-D6DN***/I |  | 9100 | 18.8 | 8.6 | 10000 | 7600 | 76% | 1.85 | 0 | 12.3 |  |  |  | No | R-32 | 0.75833 | Residential & Commercial | No
216046763 | Mini/Multi Split | GREE | HRCU-A-CB-O | GWH09AYBXB-A6DNA1A/O |  | Mini-Splits(Non-Ducted) | GWH09AYBXB-A6DN***/I |  | 9100 | 18.5 | 8.6 | 10000 | 7000 | 70% | 1.8 | 0 | 11.9 |  |  |  | No | R-32 | 0.75833 | Residential & Commercial | No
216046607 | Mini/Multi Split | ELIOS | HRCU-A-CB-O | ESHBA09C2AN1 |  | Mini-Splits(Non-Ducted) | EWHBA09C2AN1 |  | 9000 | 21.6 | 9.4 | 10000 | 7000 | 70% | 2 | 0 | 12.6 |  |  |  | No | R-454B | 0.75 | Residential & Commercial | No
216046610 | Mini/Multi Split | ELIOS | HRCU-A-CB-O | ESHBA24C2AN1 |  | Mini-Splits(Non-Ducted) | EWHBA24C2AN1 |  | 24000 | 18.5 | 9 | 24000 | 17000 | 70.83% | 2.11 | 0 | 9.6 |  |  |  | No | R-454B | 2 | Residential & Commercial | No
215224720 | Mini/Multi Split | Hitachi | HRCU-A-CB-O | RAC-DJ12WHAA |  | Mini-Splits(Non-Ducted) | RAK-DJ12PHAA |  | 12000 | 19.5 | 9.2 | 13000 | 9200 | 70.77% | 2.13 | 0 | 12 |  |  |  | No | R-32 | 1 | Residential & Commercial | No
216032583 | Mini/Multi Split | MRCOOL | HRCU-A-CB-O | A-09-HP-C-230D-O |  | Mini-Splits(Non-Ducted) | A-09-HP-WMAH-230D-O |  | 9000 | 21.2 | 9.1 | 10000 | 7000 | 70% | 2.07 | 0 | 12.6 |  |  |  | No | R-454B | 0.75 | Residential & Commercial | No
216032586 | Mini/Multi Split | MRCOOL | HRCU-A-CB-O | A-24-HP-C-230D-O |  | Mini-Splits(Non-Ducted) | A-24-HP-WMAH-230D-O |  | 24000 | 18.7 | 9.3 | 24000 | 17000 | 70.83% | 2.14 | 0 | 10 |  |  |  | No | R-454B | 2 | Residential & Commercial | No
216032261 | Mini/Multi Split | 1HVAC | HRCU-A-CB-O | ACIQ-09Z-HP230C |  | Mini-Splits(Non-Ducted) | ACIQ-09W-HP230C |  | 9000 | 21.2 | 9.1 | 10000 | 7000 | 70% | 2.07 | 0 | 12.6 |  |  |  | No | R-454B | 0.75 | Residential & Commercial | No
216032264 | Mini/Multi Split | 1HVAC | HRCU-A-CB-O | ACIQ-24Z-HP230C |  | Mini-Splits(Non-Ducted) | ACIQ-24W-HP230C |  | 24000 | 18.7 | 9.3 | 24000 | 17000 | 70.83% | 2.14 | 0 | 10 |  |  |  | No | R-454B | 2 | Residential & Commercial | No
216030791 | Mini/Multi Split | TOSOT | HRCU-A-CB-O | TWH09AT19A6AO |  | Mini-Splits(Non-Ducted) | TWH09AT19A6AI |  | 9100 | 20.5 | 8.8 | 10000 | 7600 | 76% | 1.86 | 0 | 11.9 |  |  |  | No | R-32 | 0.75833 | Residential & Commercial | No
216030792 | Mini/Multi Split | TOSOT | HRCU-A-CB-O | TW09HC32A5AOC |  | Mini-Splits(Non-Ducted) | TW09HC32A5AIC |  | 9100 | 20.5 | 8.8 | 10000 | 7600 | 76% | 1.86 | 0 | 11.9 |  |  |  | No | R-32 | 0.75833 | Residential & Commercial | No
216030793 | Mini/Multi Split | TOSOT | HRCU-A-CB-O | TWH09AT19D6DO |  | Mini-Splits(Non-Ducted) | TWH09AT19D6DI |  | 9100 | 20.5 | 8.8 | 10000 | 7600 | 76% | 1.94 | 0 | 12.5 |  |  |  | No | R-32 | 0.75833 | Residential & Commercial | No
216030794 | Mini/Multi Split | TOSOT | HRCU-A-CB-O | TW09HC32A5DOC |  | Mini-Splits(Non-Ducted) | TW09HC32A5DIC |  | 9100 | 20.5 | 8.8 | 10000 | 7600 | 76% | 1.94 | 0 | 12.5 |  |  |  | No | R-32 | 0.75833 | Residential & Commercial | No
216030799 | Mini/Multi Split | TOSOT | HRCU-A-CB-O | TWH12AT19A6AO |  | Mini-Splits(Non-Ducted) | TWH12AT19A6AI |  | 12000 | 19 | 8.5 | 12000 | 8500 | 70.83% | 1.8 | 0 | 9.3 |  |  |  | No | R-32 | 1 | Residential & Commercial | No
216030800 | Mini/Multi Split | TOSOT | HRCU-A-CB-O | TW12HC32A5AOC |  | Mini-Splits(Non-Ducted) | TW12HC32A5AIC |  | 12000 | 19 | 8.5 | 12000 | 8500 | 70.83% | 1.8 | 0 | 9.3 |  |  |  | No | R-32 | 1 | Residential & Commercial | No
216030801 | Mini/Multi Split | TOSOT | HRCU-A-CB-O | TWH12AT19D6DO |  | Mini-Splits(Non-Ducted) | TWH12AT19D6DI |  | 12000 | 19 | 8.5 | 12000 | 9100 | 75.83% | 1.8 | 0 | 9.75 |  |  |  | No | R-32 | 1 | Residential & Commercial | No
216030802 | Mini/Multi Split | TOSOT | HRCU-A-CB-O | TW12HC32A5DOC |  | Mini-Splits(Non-Ducted) | TW12HC32A5DIC |  | 12000 | 19 | 8.5 | 12000 | 9100 | 75.83% | 1.8 | 0 | 9.75 |  |  |  | No | R-32 | 1 | Residential & Commercial | No
216030806 | Mini/Multi Split | TOSOT | HRCU-A-CB-O | TW18HP32A2DOC |  | Mini-Splits(Non-Ducted) | TW18HP32A2DIC |  | 18000 | 24.5 | 9 | 18000 | 14600 | 81.11% | 1.9 | 0 | 13.65 |  |  |  | No | R-32 | 1.5 | Residential & Commercial | No
216030809 | Mini/Multi Split | TOSOT | HRCU-A-CB-O | TWH18AG25D6DO |  | Mini-Splits(Non-Ducted) | TWH18AG25D6DI |  | 18000 | 24.5 | 9 | 18000 | 14600 | 81.11% | 1.9 | 0 | 13.65 |  |  |  | No | R-32 | 1.5 | Residential & Commercial | No
216030813 | Mini/Multi Split | TOSOT | HRCU-A-CB-O | TW24HC32A5DOC |  | Mini-Splits(Non-Ducted) | TW24HC32A5DIC |  | 24000 | 19 | 8.5 | 24000 | 16800 | 70% | 1.81 | 0 | 11.9 |  |  |  | No | R-32 | 2 | Residential & Commercial | No
216032327 | Mini/Multi Split | ACIQ | HRCU-A-CB-O | ACIQ-09Z-HP230C |  | Mini-Splits(Non-Ducted) | ACIQ-09W-HP230C |  | 9000 | 21.2 | 9.1 | 10000 | 7000 | 70% | 2.07 | 0 | 12.6 |  |  |  | No | R-454B | 0.75 | Residential & Commercial | No
216032330 | Mini/Multi Split | ACIQ | HRCU-A-CB-O | ACIQ-24Z-HP230C |  | Mini-Splits(Non-Ducted) | ACIQ-24W-HP230C |  | 24000 | 18.7 | 9.3 | 24000 | 17000 | 70.83% | 2.14 | 0 | 10 |  |  |  | No | R-454B | 2 | Residential & Commercial | No
216021120 | Mini/Multi Split | GREE | HRCU-A-CB-O | GWH09ATCXB-D6DNA1B/O |  | Mini-Splits(Non-Ducted) | GWH09AYCXB-D6DN***/I |  | 9100 | 22 | 9.2 | 9800 | 7700 | 78.57% | 1.9 | 0 | 12.3 |  |  |  | No | R-32 | 0.75833 | Residential & Commercial | No
216021121 | Mini/Multi Split | GREE | HRCU-A-CB-O | GWH09ATCXB-A6DNA1B/O |  | Mini-Splits(Non-Ducted) | GWH09AYCXB-A6DN***/I |  | 9100 | 22 | 9.2 | 9700 | 7700 | 79.38% | 1.9 | 0 | 12.3 |  |  |  | No | R-32 | 0.75833 | Residential & Commercial | No
216025764 | Mini/Multi Split | TGM | HRCU-A-CB-O | GRH32IT09AS |  | Mini-Splits(Non-Ducted) | GWH32IT09S |  | 9100 | 22 | 9.2 | 9800 | 7700 | 78.57% | 1.9 | 0 | 12.3 |  |  |  | No | R-32 | 0.75833 | Residential & Commercial | No
216025765 | Mini/Multi Split | CLASSIC | HRCU-A-CB-O | GRH32IC09AS |  | Mini-Splits(Non-Ducted) | GWH32IC09S |  | 9100 | 22 | 9.2 | 9800 | 7700 | 78.57% | 1.9 | 0 | 12.3 |  |  |  | No | R-32 | 0.75833 | Residential & Commercial | No
216025766 | Mini/Multi Split | TGM | HRCU-A-CB-O | GRH32IT12ASA |  | Mini-Splits(Non-Ducted) | GWH32IT12SA |  | 12000 | 21.5 | 8.5 | 12000 | 8500 | 70.83% | 1.9 | 0 | 11 |  |  |  | No | R-32 | 1 | Residential & Commercial | No
216025767 | Mini/Multi Split | TGM | HRCU-A-CB-O | GRH32IT12AS |  | Mini-Splits(Non-Ducted) | GWH32IT12S |  | 12000 | 21.5 | 8.5 | 12000 | 9400 | 78.33% | 1.9 | 0 | 11 |  |  |  | No | R-32 | 1 | Residential & Commercial | No
216025771 | Mini/Multi Split | CLASSIC | HRCU-A-CB-O | GRH32IC12ASA |  | Mini-Splits(Non-Ducted) | GWH32IC12SA |  | 12000 | 21.5 | 8.5 | 12000 | 8500 | 70.83% | 1.9 | 0 | 11 |  |  |  | No | R-32 | 1 | Residential & Commercial | No
216025772 | Mini/Multi Split | CLASSIC | HRCU-A-CB-O | GRH32IC12AS |  | Mini-Splits(Non-Ducted) | GWH32IC12S |  | 12000 | 21.5 | 8.5 | 12000 | 9400 | 78.33% | 1.9 | 0 | 11 |  |  |  | No | R-32 | 1 | Residential & Commercial | No
216027616 | Mini/Multi Split | Capella | HRCU-A-CB-O | CPIB-H09A-O |  | Mini-Splits(Non-Ducted) | CPIB-H09A-I |  | 9000 | 21.6 | 9.4 | 10000 | 7000 | 70% | 2 | 0 | 12.6 |  |  |  | No | R-454B | 0.75 | Residential & Commercial | No
216027619 | Mini/Multi Split | Capella | HRCU-A-CB-O | CPIB-H24A-O |  | Mini-Splits(Non-Ducted) | CPIB-H24A-I |  | 24000 | 18.5 | 9 | 24000 | 17000 | 70.83% | 2.11 | 0 | 9.6 |  |  |  | No | R-454B | 2 | Residential & Commercial | No
216010668 | Mini/Multi Split | HISENSE | HRCU-A-CB-O | AST-09UW3SVG01B |  | Mini-Splits(Non-Ducted) | AST-09UW3SVG**01B |  | 9000 | 22 | 9 | 9000 | 6300 | 70% | 1.8 | 0 | 13.7 |  |  |  | No | R-410A | 0.75 | Residential & Commercial | No
216010670 | Mini/Multi Split | HISENSE | HRCU-A-CB-O | AST-18UW3SBN00B |  | Mini-Splits(Non-Ducted) | AST-18UW3SBN**00B |  | 18000 | 22.5 | 9.2 | 17000 | 11900 | 70% | 1.8 | 0 | 13 |  |  |  | No | R-410A | 1.5 | Residential & Commercial | No
216010671 | Mini/Multi Split | HISENSE | HRCU-A-CB-O | AST-24UW3SDN01B |  | Mini-Splits(Non-Ducted) | AST-24UW3SDN**01B |  | 23000 | 20.5 | 8.6 | 23000 | 18000 | 78.26% | 1.75 | 0 | 12.2 |  |  |  | No | R-410A | 1.9167 | Residential & Commercial | No
216082314 | Mini/Multi Split | Stelpro | HRCU-A-CB-O | SINB-H09A-O |  | Mini-Splits(Non-Ducted) | SINB-H09A-I |  | 9000 | 21.6 | 9.4 | 10000 | 7000 | 70% | 2 | 0 | 12.6 |  |  |  | No | R-454B | 0.75 | Residential & Commercial | No
216082319 | Mini/Multi Split | Stelpro | HRCU-A-CB-O | SINB-H24A-O |  | Mini-Splits(Non-Ducted) | SINB-H24A-I |  | 24000 | 18.5 | 9 | 24000 | 17000 | 70.83% | 2.11 | 0 | 9.6 |  |  |  | No | R-454B | 2 | Residential & Commercial | No
216089786 | Mini/Multi Split | COSTWAY | HRCU-A-CB-O | FP10899US-12WH |  | Mini-Splits(Non-Ducted) | FP10899US-22WH |  | 9100 | 20.5 | 9 | 9500 | 7600 | 80% | 1.95 | 0 | 10.7 |  |  |  | No | R-32 | 0.75833 | Residential & Commercial | No
216089788 | Mini/Multi Split | COSTWAY | HRCU-A-CB-O | FP10900US-12HS |  | Mini-Splits(Non-Ducted) | FP10900US-22HS |  | 9100 | 20.5 | 9 | 9500 | 7600 | 80% | 1.95 | 0 | 10.7 |  |  |  | No | R-32 | 0.75833 | Residential & Commercial | No
216097097 | Mini/Multi Split | COMFORT-AIRE | HRCU-A-CB-O | A-SSP24SA-1 |  | Mini-Splits(Non-Ducted) | B-SSP24SA-1 |  | 24000 | 17 | 8.5 | 24000 | 17100 | 71.25% | 2.01 | 0 | 9 |  |  |  | No | R-454B | 2 | Residential & Commercial | No
216097103 | Mini/Multi Split | Kerr | HRCU-A-CB-O | A-KSP24SA-1 |  | Mini-Splits(Non-Ducted) | B-KSP24SA-1 |  | 24000 | 17 | 8.5 | 24000 | 17100 | 71.25% | 2.01 | 0 | 9 |  |  |  | No | R-454B | 2 | Residential & Commercial | No
215876499 | Mini/Multi Split | AUX | HRCU-A-CB-O | AJAN36HP230V2CO |  | Mini-Splits(Non-Ducted) | AJAN36HP230V2CH |  | 33600 | 20 | 8.5 | 34000 | 23800 | 70% | 2 | 0 | 10.1 |  |  |  | No | R-32 | 2.8 | Residential & Commercial | No
215876500 | Mini/Multi Split | AUX | HRCU-A-CB-O | ASW-H18E3B2/Q*R3DI-C3 |  | Mini-Splits(Non-Ducted) | ASW-H18E3B2/Q*R3DI-C3 |  | 18000 | 19 | 9 | 18000 | 12600 | 70% | 2.09 | 0 | 11 |  |  |  | No | R-32 | 1.5 | Residential & Commercial | No
215876652 | Mini/Multi Split | KINGHOME | HRCU-A-CB-O | KW30XQ21SDO |  | Mini-Splits(Non-Ducted) | KW30XQ21SDI |  | 30000 | 22 | 9 | 30000 | 23000 | 76.67% | 1.8 | 0 | 10.9 |  |  |  | No | R-32 | 2.5 | Residential & Commercial | No
215887338 | Mini/Multi Split | OLMO | HRCU-A-CB-O | OS-SR24-230VO |  | Mini-Splits(Non-Ducted) | OS-24SRW-230VI |  | 24000 | 19.5 | 8.5 | 24000 | 18500 | 77.08% | 1.9 | 0 | 10.6 |  |  |  | No | R-32 | 2 | Residential & Commercial | No
215887345 | Mini/Multi Split | GENERALLUX STAR | HRCU-A-CB-O | GNS24HCH20R32O |  | Mini-Splits(Non-Ducted) | GNS24HCH20R32I |  | 24000 | 19.5 | 8.5 | 24000 | 18500 | 77.08% | 1.9 | 0 | 10.6 |  |  |  | No | R-32 | 2 | Residential & Commercial | No
215887356 | Mini/Multi Split | GREE | HRCU-A-CB-O | GWH12ATCXD-A6DNA1B/O |  | Mini-Splits(Non-Ducted) | GWH12AYCXD-A6DN***/I |  | 12000 | 21.5 | 8.5 | 12000 | 8500 | 70.83% | 1.9 | 0 | 11 |  |  |  | No | R-32 | 1 | Residential & Commercial | No
215887357 | Mini/Multi Split | GREE | HRCU-A-CB-O | GWH12ATCXD-D6DNA1B/O |  | Mini-Splits(Non-Ducted) | GWH12AYCXD-D6DN***/I |  | 12000 | 21.5 | 8.5 | 12000 | 9400 | 78.33% | 1.9 | 0 | 11 |  |  |  | No | R-32 | 1 | Residential & Commercial | No
215887359 | Mini/Multi Split | GREE | HRCU-A-CB-O | GWH12ATCXB-A6DNA5B/O |  | Mini-Splits(Non-Ducted) | GWH12ATCXB-A6DN***/I |  | 12000 | 19 | 8.5 | 12000 | 8500 | 70.83% | 1.8 | 0 | 9.3 |  |  |  | No | R-32 | 1 | Residential & Commercial | No
215894257 | Mini/Multi Split | Nutech | HRCU-A-CB-O | NOX230-09HFN10-115 |  | Mini-Splits(Non-Ducted) | NSAG11A-09HRFN10-115 |  | 9000 | 21.5 | 9 | 10000 | 7000 | 70% | 1.95 | 0 | 12.5 |  |  |  | No | R-454B | 0.75 | Residential & Commercial | No
215894259 | Mini/Multi Split | Nutech | HRCU-A-CB-O | NOX230-09HFN10-230 |  | Mini-Splits(Non-Ducted) | NSAG11A-09HRFN10-230 |  | 9000 | 21.6 | 9.4 | 10000 | 7000 | 70% | 2 | 0 | 12.6 |  |  |  | No | R-454B | 0.75 | Residential & Commercial | No
215894262 | Mini/Multi Split | Nutech | HRCU-A-CB-O | NOX430-24HFN10-230 |  | Mini-Splits(Non-Ducted) | NSAG11D-24HRFN10-230 |  | 24000 | 18.5 | 9 | 24000 | 17000 | 70.83% | 2.11 | 0 | 9.6 |  |  |  | No | R-454B | 2 | Residential & Commercial | No
215866720 | Mini/Multi Split | AI AIR CONDITIONING | HRCU-A-CB-O | AO21-09N2-B1 |  | Mini-Splits(Non-Ducted) | AW21-09N2-B1 |  | 9000 | 21.5 | 9 | 10000 | 7000 | 70% | 1.95 | 0 | 12.5 |  |  |  | No | R-454B | 0.75 | Residential & Commercial | No
215866722 | Mini/Multi Split | AI AIR CONDITIONING | HRCU-A-CB-O | AO21-09N2-M1 |  | Mini-Splits(Non-Ducted) | AW21-09N2-M1 |  | 9000 | 21.6 | 9.4 | 10000 | 7000 | 70% | 2 | 0 | 12.6 |  |  |  | No | R-454B | 0.75 | Residential & Commercial | No
215866725 | Mini/Multi Split | AI AIR CONDITIONING | HRCU-A-CB-O | AO21-24N2-M1 |  | Mini-Splits(Non-Ducted) | AW21-24N2-M1 |  | 24000 | 18.5 | 9 | 24000 | 17000 | 70.83% | 2.11 | 0 | 9.6 |  |  |  | No | R-454B | 2 | Residential & Commercial | No
215864324 | Mini/Multi Split | MAINLINE | HRCU-A-CB-O | ML24HP230WIN-O |  | Mini-Splits(Non-Ducted) | ML24HP230WIN-I |  | 24000 | 17 | 8.5 | 24000 | 17100 | 71.25% | 2.01 | 0 | 9 |  |  |  | No | R-454B | 2 | Residential & Commercial | No
215864327 | Mini/Multi Split | MAINLINE | HRCU-A-CB-O | ML09HP230GEN-O |  | Mini-Splits(Non-Ducted) | ML09HP230GEN-I |  | 9000 | 21.2 | 9.1 | 10000 | 7000 | 70% | 2.07 | 0 | 12.6 |  |  |  | No | R-454B | 0.75 | Residential & Commercial | No
215864330 | Mini/Multi Split | MAINLINE | HRCU-A-CB-O | ML24HP230GEN-O |  | Mini-Splits(Non-Ducted) | ML24HP230GEN-I |  | 24000 | 18.7 | 9.3 | 24000 | 17000 | 70.83% | 2.14 | 0 | 10 |  |  |  | No | R-454B | 2 | Residential & Commercial | No
215864138 | Mini/Multi Split | Cooper&Hunter | HRCU-A-CB-O | CH-R09MIA-230VO |  | Mini-Splits(Non-Ducted) | CH-R09MIA-230VI |  | 9000 | 21.2 | 9.1 | 10000 | 7000 | 70% | 2.07 | 0 | 12.6 |  |  |  | No | R-454B | 0.75 | Residential & Commercial | No
215864141 | Mini/Multi Split | Cooper&Hunter | HRCU-A-CB-O | CH-R24MIA-230VO |  | Mini-Splits(Non-Ducted) | CH-R24MIA-230VI |  | 24000 | 18.7 | 9.3 | 24000 | 17000 | 70.83% | 2.14 | 0 | 10 |  |  |  | No | R-454B | 2 | Residential & Commercial | No
215853886 | Mini/Multi Split | BLUERIDGE | HRCU-A-CB-O | BMS2417YC |  | Mini-Splits(Non-Ducted) | BMS2417YW |  | 24000 | 17 | 8.5 | 24000 | 17100 | 71.25% | 2.01 | 0 | 9 |  |  |  | No | R-454B | 2 | Residential & Commercial | No
215853887 | Mini/Multi Split | BLUERIDGE | HRCU-A-CB-O | BMS922XC |  | Mini-Splits(Non-Ducted) | BMS922XW |  | 9000 | 21.5 | 9 | 10000 | 7000 | 70% | 1.95 | 0 | 12.5 |  |  |  | No | R-454B | 0.75 | Residential & Commercial | No
215853889 | Mini/Multi Split | BLUERIDGE | HRCU-A-CB-O | BMS922YC |  | Mini-Splits(Non-Ducted) | BMS922YW |  | 9000 | 21.6 | 9.4 | 10000 | 7000 | 70% | 2 | 0 | 12.6 |  |  |  | No | R-454B | 0.75 | Residential & Commercial | No
215853892 | Mini/Multi Split | BLUERIDGE | HRCU-A-CB-O | BMS2419YC |  | Mini-Splits(Non-Ducted) | BMS2419YW |  | 24000 | 18.5 | 9 | 24000 | 17000 | 70.83% | 2.11 | 0 | 9.6 |  |  |  | No | R-454B | 2 | Residential & Commercial | No
215832416 | Mini/Multi Split | APOWER | HRCU-A-CB-O | AP12HP230VBO |  | Mini-Splits(Non-Ducted) | APLZ12HP230V1AI |  | 12000 | 23 | 9 | 12000 | 10000 | 83.33% | 1.9 | 0 | 13 |  |  |  | No | R-32 | 1 | Residential & Commercial | No
215832417 | Mini/Multi Split | APOWER | HRCU-A-CB-O | AP18HP230VBO |  | Mini-Splits(Non-Ducted) | APLZ18HP230V1AI |  | 18000 | 21.5 | 8.5 | 18000 | 12600 | 70% | 1.8 | 0 | 10.9 |  |  |  | No | R-32 | 1.5 | Residential & Commercial | No
215832418 | Mini/Multi Split | APOWER | HRCU-A-CB-O | AP18HP230VBO |  | Mini-Splits(Non-Ducted) | APLZ20HP230V1AI |  | 19000 | 21.5 | 8.5 | 19000 | 14000 | 73.68% | 1.8 | 0 | 10.9 |  |  |  | No | R-32 | 1.5833 | Residential & Commercial | No
215832420 | Mini/Multi Split | APOWER | HRCU-A-CB-O | AP09HP230VBO |  | Mini-Splits(Non-Ducted) | APFZ09HP230VAI |  | 9100 | 23 | 9.4 | 10500 | 8700 | 82.86% | 1.75 | 0 | 15 |  |  |  | No | R-32 | 0.75833 | Residential & Commercial | No
215832421 | Mini/Multi Split | APOWER | HRCU-A-CB-O | AP12HP230VBO |  | Mini-Splits(Non-Ducted) | APFZ12HP230VAI |  | 12000 | 23 | 9 | 12000 | 10000 | 83.33% | 1.9 | 0 | 13 |  |  |  | No | R-32 | 1 | Residential & Commercial | No
215832422 | Mini/Multi Split | APOWER | HRCU-A-CB-O | AP18HP230VBO |  | Mini-Splits(Non-Ducted) | APFZ18HP230VAI |  | 18000 | 21.5 | 8.5 | 18000 | 12900 | 71.67% | 1.8 | 0 | 11.6 |  |  |  | No | R-32 | 1.5 | Residential & Commercial | No
215832427 | Mini/Multi Split | APOWER | HRCU-A-CB-O | AP09HP230VBO |  | Mini-Splits(Non-Ducted) | APCAS09HP230VAI |  | 9100 | 24 | 9.2 | 10500 | 7600 | 72.38% | 1.94 | 0 | 15 |  |  |  | No | R-32 | 0.75833 | Residential & Commercial | No
215832429 | Mini/Multi Split | APOWER | HRCU-A-CB-O | AP18HP230VBO |  | Mini-Splits(Non-Ducted) | APCAS18HP230VAI |  | 18000 | 21 | 9 | 18000 | 12600 | 70% | 1.8 | 0 | 10.9 |  |  |  | No | R-32 | 1.5 | Residential & Commercial | No
215832430 | Mini/Multi Split | APOWER | HRCU-A-CB-O | AP24HP230VBO |  | Mini-Splits(Non-Ducted) | APCAS24HP230VAI |  | 22000 | 22.5 | 9 | 24000 | 16800 | 70% | 1.8 | 0 | 11.6 |  |  |  | No | R-32 | 1.8333 | Residential & Commercial | No
215832431 | Mini/Multi Split | APOWER | HRCU-A-CB-O | AP36HP230VAO |  | Mini-Splits(Non-Ducted) | AP36HP230VFSI |  | 33600 | 20 | 8.5 | 34000 | 24400 | 71.76% | 2 | 0 | 12 |  |  |  | No | R-32 | 2.8 | Residential & Commercial | No
216472859 | Mini/Multi Split | OUELLET | HRCU-A-CB-O | OCVX-H18A-O |  | Mini-Splits(Non-Ducted) | OCVX-H18A-I |  | 18000 | 24.5 | 9 | 18000 | 14600 | 81.11% | 1.9 | 0 | 13.65 |  |  |  | No | R-32 | 1.5 | Residential & Commercial | No
216472860 | Mini/Multi Split | OUELLET | HRCU-A-CB-O | OCHX-H09A-O |  | Mini-Splits(Non-Ducted) | OCHX-H09A-I |  | 9100 | 20.5 | 8.8 | 10000 | 7600 | 76% | 1.94 | 0 | 12.5 |  |  |  | No | R-32 | 0.75833 | Residential & Commercial | No
216472861 | Mini/Multi Split | OUELLET | HRCU-A-CB-O | OCHX-H12A-O |  | Mini-Splits(Non-Ducted) | OCHX-H12A-I |  | 12000 | 19 | 8.5 | 12000 | 9100 | 75.83% | 1.8 | 0 | 9.75 |  |  |  | No | R-32 | 1 | Residential & Commercial | No
216472863 | Mini/Multi Split | OUELLET | HRCU-A-CB-O | OCHX-H24A-O |  | Mini-Splits(Non-Ducted) | OCHX-H24A-I |  | 24000 | 19 | 8.5 | 24000 | 16800 | 70% | 1.81 | 0 | 11.9 |  |  |  | No | R-32 | 2 | Residential & Commercial | No
216472864 | Mini/Multi Split | OUELLET | HRCU-A-CB-O | OCHX-H30A-O |  | Mini-Splits(Non-Ducted) | OCHX-H30A-I |  | 30000 | 22 | 9 | 30000 | 23000 | 76.67% | 1.8 | 0 | 10.9 |  |  |  | No | R-32 | 2.5 | Residential & Commercial | No
216497909 | Mini/Multi Split | AC PRO | HRCU-A-CB-O | MHPC-J-009BSB |  | Mini-Splits(Non-Ducted) | MWAL-J-009BSB |  | 9000 | 21.2 | 9.1 | 10000 | 7000 | 70% | 2.07 | 0 | 12.6 |  |  |  | No | R-454B | 0.75 | Residential & Commercial | No
216497912 | Mini/Multi Split | AC PRO | HRCU-A-CB-O | MHPC-J-024BSB |  | Mini-Splits(Non-Ducted) | MWAL-J-024BSB |  | 24000 | 18.7 | 9.3 | 24000 | 17000 | 70.83% | 2.14 | 0 | 10 |  |  |  | No | R-454B | 2 | Residential & Commercial | No
215832405 | Mini/Multi Split | APOWER | HRCU-A-CB-O | AP12HP230VAO |  | Mini-Splits(Non-Ducted) | AP12HP230VASI |  | 12000 | 19 | 8.5 | 12000 | 9100 | 75.83% | 1.8 | 0 | 9.75 |  |  |  | No | R-32 | 1 | Residential & Commercial | No
215832410 | Mini/Multi Split | APOWER | HRCU-A-CB-O | AP18HP230VBO |  | Mini-Splits(Non-Ducted) | AP18HP230VBI |  | 18000 | 24.5 | 9 | 18000 | 14600 | 81.11% | 1.9 | 0 | 13.65 |  |  |  | No | R-32 | 1.5 | Residential & Commercial | No
215747804 | Mini/Multi Split | SMITHCOMFORT | HRCU-A-CB-O | 10004820OU |  | Mini-Splits(Non-Ducted) | 10004815IU |  | 24000 | 18.7 | 9.3 | 24000 | 17000 | 70.83% | 2.14 | 0 | 10 |  |  |  | No | R-454B | 2 | Residential & Commercial | No
215735288 | Mini/Multi Split | SENVILLE | HRCU-A-CB-O | SENL-09CD220-OL |  | Mini-Splits(Non-Ducted) | SENL-09CD220-ILL |  | 9000 | 21.2 | 9.1 | 10000 | 7000 | 70% | 2.07 | 0 | 12.6 |  |  |  | No | R-454B | 0.75 | Residential & Commercial | No
215735291 | Mini/Multi Split | SENVILLE | HRCU-A-CB-O | SENL-24CD-OL |  | Mini-Splits(Non-Ducted) | SENL-24CD-ILL |  | 24000 | 18.7 | 9.3 | 24000 | 17000 | 70.83% | 2.14 | 0 | 10 |  |  |  | No | R-454B | 2 | Residential & Commercial | No
215810034 | Mini/Multi Split | LENNOX | HRCU-A-CB-O | MMPD018S6S-1P |  | Mini-Splits(Non-Ducted) | M33D018S6-1P |  | 18000 | 23.8 | 9.3 | 20000 | 16000 | 80% | 1.8 | 0 | 13 |  |  |  | No | R-32 | 1.5 | Residential & Commercial | No
215832402 | Mini/Multi Split | APOWER | HRCU-A-CB-O | AP09HP115VAO |  | Mini-Splits(Non-Ducted) | AP09HP115VAI |  | 9100 | 20.5 | 8.8 | 10000 | 7600 | 76% | 1.86 | 0 | 11.9 |  |  |  | No | R-32 | 0.75833 | Residential & Commercial | No
215832403 | Mini/Multi Split | APOWER | HRCU-A-CB-O | AP12HP115VAO |  | Mini-Splits(Non-Ducted) | AP12HP115VAI |  | 12000 | 19 | 8.5 | 12000 | 8500 | 70.83% | 1.8 | 0 | 9.3 |  |  |  | No | R-32 | 1 | Residential & Commercial | No
215832404 | Mini/Multi Split | APOWER | HRCU-A-CB-O | AP09HP230VAO |  | Mini-Splits(Non-Ducted) | AP09HP230VASI |  | 9100 | 20.5 | 8.8 | 10000 | 7600 | 76% | 1.94 | 0 | 12.5 |  |  |  | No | R-32 | 0.75833 | Residential & Commercial | No
216441724 | Mini/Multi Split | HISENSE | HRCU-A-CB-O | AUW-18U3TJ1 |  | Mini-Splits(Non-Ducted) | ADT-18UX3TGM1 |  | 18000 | 19 | 9 | 18000 | 18000 | 100% | 2.2 | 0 | 11.7 |  |  |  | No | R-454B | 1.5 | Residential & Commercial | No
216441730 | Mini/Multi Split | SAMSUNG | HRCU-A-CB-O | AC036DXSCCG |  | Mini-Splits(Non-Ducted) | AC036DNTDCG |  | 33000 | 20 | 9 | 40000 | 36000 | 90% | 1.8 | 0 | 12 |  |  |  | No | R-32 | 2.75 | Residential & Commercial | No
216445265 | Mini/Multi Split | GUARDIAN | HRCU-A-CB-O | UPC18CN23STG1 |  | Mini-Splits(Non-Ducted) | UNI18DT23STG1 |  | 18000 | 19 | 9 | 18000 | 18000 | 100% | 2.2 | 0 | 11.7 |  |  |  | No | R-454B | 1.5 | Residential & Commercial | No
215712197 | Mini/Multi Split | Mitsubishi Electric | HRCU-A-CB-O | PUZ-AK24NLHZ*** |  | Mini-Splits(Non-Ducted) | PKA-AK24NL*** |  | 24000 | 21.8 | 9.4 | 28000 | 26000 | 92.86% | 1.9 | 0 | 14.5 |  |  |  | No | R-454B | 2 | Residential & Commercial | No
215712198 | Mini/Multi Split | Mitsubishi Electric | HRCU-A-CB-O | PUZ-AK24NLHZ*** |  | Mini-Splits(Non-Ducted) | PCA-AK24NL*** |  | 24000 | 20 | 9.2 | 28000 | 26000 | 92.86% | 1.9 | 0 | 14.1 |  |  |  | No | R-454B | 2 | Residential & Commercial | No
215712207 | Mini/Multi Split | Mitsubishi Electric | HRCU-A-CB-O | PUZ-AK30NLHZ*** |  | Mini-Splits(Non-Ducted) | PCA-AK30NL*** |  | 30000 | 21.9 | 9.4 | 35000 | 32000 | 91.43% | 1.9 | 0 | 12.3 |  |  |  | No | R-454B | 2.5 | Residential & Commercial | No
215712219 | Mini/Multi Split | Mitsubishi Electric | HRCU-A-CB-O | PUZ-AK42NLHZ*** |  | Mini-Splits(Non-Ducted) | PLA-AE42NL*** |  | 42000 | 20 | 9.2 | 54000 | 48000 | 88.89% | 1.8 | 0 | 11.8 |  |  |  | No | R-454B | 3.5 | Residential & Commercial | No
215712224 | Mini/Multi Split | Mitsubishi Electric | HRCU-A-CB-O | PUZ-AK48NLHZ*** |  | Mini-Splits(Non-Ducted) | PLA-AE48NL*** |  | 48000 | 20.1 | 9.2 | 60000 | 52000 | 86.67% | 1.9 | 0 | 10.5 |  |  |  | No | R-454B | 4 | Residential & Commercial | No
215725427 | Mini/Multi Split | GREE | HRCU-A-CB-O | GWH30ATEXH-D6DNA1G/O |  | Mini-Splits(Non-Ducted) | GWH30AWEXH-D6DN***/I |  | 30000 | 22 | 9 | 30000 | 23000 | 76.67% | 1.8 | 0 | 10.9 |  |  |  | No | R-32 | 2.5 | Residential & Commercial | No
215725433 | Mini/Multi Split | INNOVAIR | HRCU-A-CB-O | MOS24H2BE5A |  | Mini-Splits(Non-Ducted) | MHW24H2BERA |  | 24000 | 17 | 8.5 | 24000 | 17100 | 71.25% | 2.01 | 0 | 9 |  |  |  | No | R-454B | 2 | Residential & Commercial | No
216410292 | Mini/Multi Split | Impecca | HRCU-A-CB-O | ISAS-1225B |  | Mini-Splits(Non-Ducted) | ISMI-W123 |  | 12000 | 24 | 9 | 12000 | 9000 | 75% | 1.85 | 12.5 | 12.5 |  |  |  | No | R-410A | 1 | Residential & Commercial | No
216410293 | Mini/Multi Split | Impecca | HRCU-A-CB-O | ISAS-3622 |  | Mini-Splits(Non-Ducted) | ISMI-W363 |  | 33600 | 20 | 8.5 | 34600 | 24400 | 70.52% | 1.85 | 10.5 | 10.5 |  |  |  | No | R-410A | 2.8 | Residential & Commercial | No
216411320 | Mini/Multi Split | LENNOX | HRCU-A-CB-O | 3WPD036S6S-1P |  | Mini-Splits(Non-Ducted) | 3WMD036S6-1P |  | 36000 | 19.2 | 8.5 | 40000 | 29800 | 74.5% | 1.75 | 9.5 | 9.5 |  |  |  | No | R-410A | 3 | Residential & Commercial | No
216439097 | Mini/Multi Split | HITACHI | HRCU-A-CB-O | PAS-24BUFASDQ1 |  | Mini-Splits(Non-Ducted) | PPK-B24UFA1DQ |  | 22000 | 21.5 | 9.1 | 24000 | 16800 | 70% | 2 | 0 | 13 |  |  |  | No | R-32 | 1.8333 | Residential & Commercial | No
216372817 | Mini/Multi Split | KINGHOME | HRCU-A-CB-O | KW18XQ25SDO |  | Mini-Splits(Non-Ducted) | KW18XQ25SDI |  | 18000 | 24.5 | 9 | 18000 | 14600 | 81.11% | 1.9 | 0 | 13.65 |  |  |  | No | R-32 | 1.5 | Residential & Commercial | No
215447700 | Mini/Multi Split | DIAL | HRCU-A-CB-O | SZHW18WW230BBE |  | Mini-Splits(Non-Ducted) | SZHW18NN230BBE |  | 18000 | 22.5 | 9.2 | 17000 | 11900 | 70% | 1.8 | 13 | 13 |  |  |  | No | R-410A | 1.5 | Residential & Commercial | No
215449712 | Mini/Multi Split | CanAir | HRCU-A-CB-O | 4C22SCH09H21 |  | Mini-Splits(Non-Ducted) | 4C22SEH09H21 |  | 9000 | 21.2 | 9.1 | 10000 | 7000 | 70% | 2.07 | 0 | 12.6 |  |  |  | No | R-454B | 0.75 | Residential & Commercial | No
215449715 | Mini/Multi Split | CanAir | HRCU-A-CB-O | 4C22SCH24H21 |  | Mini-Splits(Non-Ducted) | 4C22SEH24H21 |  | 24000 | 18.7 | 9.3 | 24000 | 17000 | 70.83% | 2.14 | 0 | 10 |  |  |  | No | R-454B | 2 | Residential & Commercial | No
215449756 | Mini/Multi Split | Breeze33 | HRCU-A-CB-O | BZ33-HP24OUT2-454-G3-C |  | Mini-Splits(Non-Ducted) | BZ33-HP24WALL2-454-G3-C |  | 24000 | 18.7 | 9.3 | 24000 | 17000 | 70.83% | 2.14 | 0 | 10 |  |  |  | No | R-454B | 2 | Residential & Commercial | No
215471364 | Mini/Multi Split | MIDEA | HRCU-A-CB-O | MO1AS-H24B-2A |  | Mini-Splits(Non-Ducted) | MSFNS-H24B-2A |  | 24000 | 17 | 8.5 | 24000 | 17100 | 71.25% | 2.01 | 0 | 9 |  |  |  | No | R-454B | 2 | Residential & Commercial | No
215471365 | Mini/Multi Split | MIDEA | HRCU-A-CB-O | MO1BS-H09B-1A |  | Mini-Splits(Non-Ducted) | MSGNS-H09B-1A |  | 9000 | 21.5 | 9 | 10000 | 7000 | 70% | 1.95 | 0 | 12.5 |  |  |  | No | R-454B | 0.75 | Residential & Commercial | No
215471367 | Mini/Multi Split | MIDEA | HRCU-A-CB-O | MO1BS-H09B-2A |  | Mini-Splits(Non-Ducted) | MSGNS-H09B-2A |  | 9000 | 21.6 | 9.4 | 10000 | 7000 | 70% | 2 | 0 | 12.6 |  |  |  | No | R-454B | 0.75 | Residential & Commercial | No
215471370 | Mini/Multi Split | MIDEA | HRCU-A-CB-O | MO1BS-H24B-2A |  | Mini-Splits(Non-Ducted) | MSGNS-H24B-2A |  | 24000 | 18.5 | 9 | 24000 | 17000 | 70.83% | 2.11 | 0 | 9.6 |  |  |  | No | R-454B | 2 | Residential & Commercial | No
215490142 | Mini/Multi Split | SAMSUNG | HRCU-A-CB-O | AC018DXADCG |  | Mini-Splits(Non-Ducted) | AC018DN4DCG |  | 18000 | 23.8 | 9.3 | 20000 | 16000 | 80% | 1.8 | 0 | 13 |  |  |  | No | R-32 | 1.5 | Residential & Commercial | No
215490145 | Mini/Multi Split | SAMSUNG | HRCU-A-CB-O | AC036DXADCG |  | Mini-Splits(Non-Ducted) | AC036DN4DCG |  | 36000 | 19.5 | 9.2 | 40000 | 32000 | 80% | 1.8 | 0 | 11 |  |  |  | No | R-32 | 3 | Residential & Commercial | No
215490146 | Mini/Multi Split | SAMSUNG | HRCU-A-CB-O | AC048DXADCG |  | Mini-Splits(Non-Ducted) | AC048DN4DCG |  | 48000 | 18.5 | 9 | 54000 | 44000 | 81.48% | 1.8 | 0 | 9 |  |  |  | No | R-32 | 4 | Residential & Commercial | No
216019854 | Mini/Multi Split | GREE | HRCU-A-CB-O | GWH18AVEXF-D6DNA1A/O |  | Mini-Splits(Non-Ducted) | GTH(18)CA-D6DN***/I |  | 18000 | 21.5 | 9.2 | 18000 | 17500 | 97.22% | 1.8 | 0 | 11.25 |  |  |  | No | R-32 | 1.5 | Residential & Commercial | No
216019855 | Mini/Multi Split | GREE | HRCU-A-CB-O | SAP18HP230V1R32AO |  | Mini-Splits(Non-Ducted) | FLR18HP230V1R32AH |  | 18000 | 21.5 | 9.2 | 18000 | 17500 | 97.22% | 1.8 | 0 | 11.25 |  |  |  | No | R-32 | 1.5 | Residential & Commercial | No
216020676 | Mini/Multi Split | KINGHOME | HRCU-A-CB-O | KW18XQ25PDO |  | Mini-Splits(Non-Ducted) | KW18XQ25PDI |  | 18000 | 24.5 | 9 | 18000 | 14600 | 81.11% | 1.9 | 0 | 13.65 |  |  |  | No | R-32 | 1.5 | Residential & Commercial | No
216020690 | Mini/Multi Split | GREE | HRCU-A-CB-O | GWH09ATCXB-A6DNA5D/O |  | Mini-Splits(Non-Ducted) | GWH09ATCXB-A6DN***/I |  | 9100 | 20.5 | 8.8 | 10000 | 7600 | 76% | 1.86 | 0 | 11.9 |  |  |  | No | R-32 | 0.75833 | Residential & Commercial | No
215684455 | Mini/Multi Split | GREE | HRCU-A-CB-O | GWH09ATCXB-D6DNA1C/O |  | Mini-Splits(Non-Ducted) | GWH09AWCXB-D6DN***/I |  | 9100 | 20.5 | 8.8 | 10000 | 7600 | 76% | 1.94 | 0 | 12.5 |  |  |  | No | R-32 | 0.75833 | Residential & Commercial | No
215684457 | Mini/Multi Split | GREE | HRCU-A-CB-O | GWH12ATCXB-D6DNA1A/O |  | Mini-Splits(Non-Ducted) | GWH12AWCXB-D6DN***/I |  | 12000 | 19 | 8.5 | 12000 | 9100 | 75.83% | 1.8 | 0 | 9.75 |  |  |  | No | R-32 | 1 | Residential & Commercial | No
215685134 | Mini/Multi Split | GREE | HRCU-A-CB-O | GWH09ATCXB-A6DNA1C/O |  | Mini-Splits(Non-Ducted) | GWH09AWCXB-A6DN***/I |  | 9100 | 20.5 | 8.8 | 10000 | 7600 | 76% | 1.86 | 0 | 11.9 |  |  |  | No | R-32 | 0.75833 | Residential & Commercial | No
215685135 | Mini/Multi Split | GREE | HRCU-A-CB-O | GWH12ATCXB-A6DNA1A/O |  | Mini-Splits(Non-Ducted) | GWH12AWCXB-A6DN***/I |  | 12000 | 19 | 8.5 | 12000 | 8500 | 70.83% | 1.8 | 0 | 9.3 |  |  |  | No | R-32 | 1 | Residential & Commercial | No
215441097 | Mini/Multi Split | Multi MFG | HRCU-A-CB-O | MSH-48HD-A |  | Mini-Splits(Non-Ducted) | 48CCHP0-C-M-A |  | 48000 | 16.8 | 10.7 | 53000 | 48000 | 90.57% | 1.98 | 8.3 | 8.3 |  |  |  | No | R-410A | 4 | Residential & Commercial | No
215420719 | Mini/Multi Split | ECO AC | HRCU-A-CB-O | EHS-O12KBA |  | Mini-Splits(Non-Ducted) | EHS-W12KBA |  | 12000 | 17.5 | 8.5 | 12000 | 8500 | 70.83% | 1.8 | 0 | 8.7 |  |  |  | No | R-410A | 1 | Residential & Commercial | No
215420720 | Mini/Multi Split | ECO AC | HRCU-A-CB-O | EHS-O09KBA |  | Mini-Splits(Non-Ducted) | EHS-W09KBA |  | 9100 | 19.5 | 8.8 | 10000 | 7400 | 74% | 1.81 | 0 | 11.3 |  |  |  | No | R-410A | 0.75833 | Residential & Commercial | No
215422283 | Mini/Multi Split | FUJITSU | HRCU-A-CB-O | AOLH09KNAS1 |  | Mini-Splits(Non-Ducted) | ASLH09KNAS |  | 9000 | 17 | 9 | 9000 | 6800 | 75.56% | 2.12 | 0 | 10.55 |  |  |  | No | R-32 | 0.75 | Residential & Commercial | No
215424787 | Mini/Multi Split | BOREAL | HRCU-A-CB-O | KUL18HPJ132OA |  | Mini-Splits(Non-Ducted) | KUL18HPJ132IA |  | 18000 | 24.5 | 9 | 18000 | 14600 | 81.11% | 1.9 | 0 | 13.65 |  |  |  | No | R-32 | 1.5 | Residential & Commercial | No
215420686 | Mini/Multi Split | BOREAL | HRCU-A-CB-O | BRS09HPJ132OA |  | Mini-Splits(Non-Ducted) | BRS09HPJ132IA |  | 9100 | 20.5 | 8.8 | 10000 | 7600 | 76% | 1.94 | 0 | 12.5 |  |  |  | No | R-32 | 0.75833 | Residential & Commercial | No
215420687 | Mini/Multi Split | BOREAL | HRCU-A-CB-O | BRS09HPL132OA |  | Mini-Splits(Non-Ducted) | BRS09HPL132IA |  | 9100 | 20.5 | 8.8 | 10000 | 7600 | 76% | 1.86 | 0 | 11.9 |  |  |  | No | R-32 | 0.75833 | Residential & Commercial | No
215420690 | Mini/Multi Split | BOREAL | HRCU-A-CB-O | BRS12HPJ132OA |  | Mini-Splits(Non-Ducted) | BRS12HPJ132IA |  | 12000 | 19 | 8.5 | 12000 | 9100 | 75.83% | 1.8 | 0 | 9.75 |  |  |  | No | R-32 | 1 | Residential & Commercial | No
215420691 | Mini/Multi Split | BOREAL | HRCU-A-CB-O | BRS12HPL132OA |  | Mini-Splits(Non-Ducted) | BRS12HPL132IA |  | 12000 | 19 | 8.5 | 12000 | 8500 | 70.83% | 1.8 | 0 | 9.3 |  |  |  | No | R-32 | 1 | Residential & Commercial | No
215420693 | Mini/Multi Split | BOREAL | HRCU-A-CB-O | BRS30HPJ132OA |  | Mini-Splits(Non-Ducted) | BRS30HPJ132IA |  | 30000 | 22 | 9 | 30000 | 23000 | 76.67% | 1.8 | 0 | 10.9 |  |  |  | No | R-32 | 2.5 | Residential & Commercial | No
215413017 | Mini/Multi Split | GREE | HRCU-A-CB-O | GWH30ATEXH-D6DNA1G/O |  | Mini-Splits(Non-Ducted) | GKH(30)ECXF-D6DN***/I |  | 30000 | 22.5 | 8.5 | 30000 | 21000 | 70% | 1.8 | 0 | 11.25 |  |  |  | No | R-32 | 2.5 | Residential & Commercial | No
215413171 | Mini/Multi Split | CARRIER | HRCU-A-CB-O | 37MHRAQ09AA1 |  | Mini-Splits(Non-Ducted) | 45MHHAQ09XC1 |  | 9000 | 21.5 | 9.1 | 10000 | 7000 | 70% | 1.95 | 0 | 12.5 |  |  |  | No | R-454B | 0.75 | Residential & Commercial | No
215413173 | Mini/Multi Split | CARRIER | HRCU-A-CB-O | 37MHRAQ09AA3 |  | Mini-Splits(Non-Ducted) | 45MHHAQ09XC3 |  | 9000 | 21.7 | 9.4 | 10000 | 7000 | 70% | 2 | 0 | 12.6 |  |  |  | No | R-454B | 0.75 | Residential & Commercial | No
215413176 | Mini/Multi Split | CARRIER | HRCU-A-CB-O | 37MHRAQ24AA3 |  | Mini-Splits(Non-Ducted) | 45MHHAQ24XC3 |  | 24000 | 18.5 | 9 | 24000 | 17000 | 70.83% | 2.11 | 0 | 9.5 |  |  |  | No | R-454B | 2 | Residential & Commercial | No
215413179 | Mini/Multi Split | BRYANT | HRCU-A-CB-O | 37MHRAQ09AA1 |  | Mini-Splits(Non-Ducted) | 45MHHAQ09XC1 |  | 9000 | 21.5 | 9.1 | 10000 | 7000 | 70% | 1.95 | 0 | 12.5 |  |  |  | No | R-454B | 0.75 | Residential & Commercial | No
215413181 | Mini/Multi Split | BRYANT | HRCU-A-CB-O | 37MHRAQ09AA3 |  | Mini-Splits(Non-Ducted) | 45MHHAQ09XC3 |  | 9000 | 21.7 | 9.4 | 10000 | 7000 | 70% | 2 | 0 | 12.6 |  |  |  | No | R-454B | 0.75 | Residential & Commercial | No
215413203 | Mini/Multi Split | MIDEA | HRCU-A-CB-O | 37MHRAQ09AA1 |  | Mini-Splits(Non-Ducted) | 45MHHAQ09XC1 |  | 9000 | 21.5 | 9.1 | 10000 | 7000 | 70% | 1.95 | 0 | 12.5 |  |  |  | No | R-454B | 0.75 | Residential & Commercial | No
215413205 | Mini/Multi Split | MIDEA | HRCU-A-CB-O | 37MHRAQ09AA3 |  | Mini-Splits(Non-Ducted) | 45MHHAQ09XC3 |  | 9000 | 21.7 | 9.4 | 10000 | 7000 | 70% | 2 | 0 | 12.6 |  |  |  | No | R-454B | 0.75 | Residential & Commercial | No
215413208 | Mini/Multi Split | MIDEA | HRCU-A-CB-O | 37MHRAQ24AA3 |  | Mini-Splits(Non-Ducted) | 45MHHAQ24XC3 |  | 24000 | 18.5 | 9 | 24000 | 17000 | 70.83% | 2.11 | 0 | 9.5 |  |  |  | No | R-454B | 2 | Residential & Commercial | No
215413217 | Mini/Multi Split | ARCOAIRE | HRCU-A-CB-O | D5CERAH09AAJ |  | Mini-Splits(Non-Ducted) | D5FEHAH09XCJ |  | 9000 | 21.5 | 9.1 | 10000 | 7000 | 70% | 1.95 | 0 | 12.5 |  |  |  | No | R-454B | 0.75 | Residential & Commercial | No
215413219 | Mini/Multi Split | ARCOAIRE | HRCU-A-CB-O | D5CERAH09AAK |  | Mini-Splits(Non-Ducted) | D5FEHAH09XCK |  | 9000 | 21.7 | 9.4 | 10000 | 7000 | 70% | 2 | 0 | 12.6 |  |  |  | No | R-454B | 0.75 | Residential & Commercial | No
215413222 | Mini/Multi Split | ARCOAIRE | HRCU-A-CB-O | D5CERAH24AAK |  | Mini-Splits(Non-Ducted) | D5FEHAH24XCK |  | 24000 | 18.5 | 9 | 24000 | 17000 | 70.83% | 2.11 | 0 | 9.5 |  |  |  | No | R-454B | 2 | Residential & Commercial | No
215413231 | Mini/Multi Split | COMFORTMAKER | HRCU-A-CB-O | D5CERAH09AAJ |  | Mini-Splits(Non-Ducted) | D5FEHAH09XCJ |  | 9000 | 21.5 | 9.1 | 10000 | 7000 | 70% | 1.95 | 0 | 12.5 |  |  |  | No | R-454B | 0.75 | Residential & Commercial | No
215413233 | Mini/Multi Split | COMFORTMAKER | HRCU-A-CB-O | D5CERAH09AAK |  | Mini-Splits(Non-Ducted) | D5FEHAH09XCK |  | 9000 | 21.7 | 9.4 | 10000 | 7000 | 70% | 2 | 0 | 12.6 |  |  |  | No | R-454B | 0.75 | Residential & Commercial | No
215413236 | Mini/Multi Split | COMFORTMAKER | HRCU-A-CB-O | D5CERAH24AAK |  | Mini-Splits(Non-Ducted) | D5FEHAH24XCK |  | 24000 | 18.5 | 9 | 24000 | 17000 | 70.83% | 2.11 | 0 | 9.5 |  |  |  | No | R-454B | 2 | Residential & Commercial | No
215413245 | Mini/Multi Split | DAY & NIGHT | HRCU-A-CB-O | D5CERAH09AAJ |  | Mini-Splits(Non-Ducted) | D5FEHAH09XCJ |  | 9000 | 21.5 | 9.1 | 10000 | 7000 | 70% | 1.95 | 0 | 12.5 |  |  |  | No | R-454B | 0.75 | Residential & Commercial | No
215413247 | Mini/Multi Split | DAY & NIGHT | HRCU-A-CB-O | D5CERAH09AAK |  | Mini-Splits(Non-Ducted) | D5FEHAH09XCK |  | 9000 | 21.7 | 9.4 | 10000 | 7000 | 70% | 2 | 0 | 12.6 |  |  |  | No | R-454B | 0.75 | Residential & Commercial | No
215413250 | Mini/Multi Split | DAY & NIGHT | HRCU-A-CB-O | D5CERAH24AAK |  | Mini-Splits(Non-Ducted) | D5FEHAH24XCK |  | 24000 | 18.5 | 9 | 24000 | 17000 | 70.83% | 2.11 | 0 | 9.5 |  |  |  | No | R-454B | 2 | Residential & Commercial | No
215413259 | Mini/Multi Split | HEIL | HRCU-A-CB-O | D5CERAH09AAJ |  | Mini-Splits(Non-Ducted) | D5FEHAH09XCJ |  | 9000 | 21.5 | 9.1 | 10000 | 7000 | 70% | 1.95 | 0 | 12.5 |  |  |  | No | R-454B | 0.75 | Residential & Commercial | No
215413261 | Mini/Multi Split | HEIL | HRCU-A-CB-O | D5CERAH09AAK |  | Mini-Splits(Non-Ducted) | D5FEHAH09XCK |  | 9000 | 21.7 | 9.4 | 10000 | 7000 | 70% | 2 | 0 | 12.6 |  |  |  | No | R-454B | 0.75 | Residential & Commercial | No
215413264 | Mini/Multi Split | HEIL | HRCU-A-CB-O | D5CERAH24AAK |  | Mini-Splits(Non-Ducted) | D5FEHAH24XCK |  | 24000 | 18.5 | 9 | 24000 | 17000 | 70.83% | 2.11 | 0 | 9.5 |  |  |  | No | R-454B | 2 | Residential & Commercial | No
215413273 | Mini/Multi Split | KEEPRITE | HRCU-A-CB-O | D5CERAH09AAJ |  | Mini-Splits(Non-Ducted) | D5FEHAH09XCJ |  | 9000 | 21.5 | 9.1 | 10000 | 7000 | 70% | 1.95 | 0 | 12.5 |  |  |  | No | R-454B | 0.75 | Residential & Commercial | No
215413275 | Mini/Multi Split | KEEPRITE | HRCU-A-CB-O | D5CERAH09AAK |  | Mini-Splits(Non-Ducted) | D5FEHAH09XCK |  | 9000 | 21.7 | 9.4 | 10000 | 7000 | 70% | 2 | 0 | 12.6 |  |  |  | No | R-454B | 0.75 | Residential & Commercial | No
215413278 | Mini/Multi Split | KEEPRITE | HRCU-A-CB-O | D5CERAH24AAK |  | Mini-Splits(Non-Ducted) | D5FEHAH24XCK |  | 24000 | 18.5 | 9 | 24000 | 17000 | 70.83% | 2.11 | 0 | 9.5 |  |  |  | No | R-454B | 2 | Residential & Commercial | No
215413287 | Mini/Multi Split | KENMORE | HRCU-A-CB-O | D5CERAH09AAJ |  | Mini-Splits(Non-Ducted) | D5FEHAH09XCJ |  | 9000 | 21.5 | 9.1 | 10000 | 7000 | 70% | 1.95 | 0 | 12.5 |  |  |  | No | R-454B | 0.75 | Residential & Commercial | No
215413289 | Mini/Multi Split | KENMORE | HRCU-A-CB-O | D5CERAH09AAK |  | Mini-Splits(Non-Ducted) | D5FEHAH09XCK |  | 9000 | 21.7 | 9.4 | 10000 | 7000 | 70% | 2 | 0 | 12.6 |  |  |  | No | R-454B | 0.75 | Residential & Commercial | No
215413292 | Mini/Multi Split | KENMORE | HRCU-A-CB-O | D5CERAH24AAK |  | Mini-Splits(Non-Ducted) | D5FEHAH24XCK |  | 24000 | 18.5 | 9 | 24000 | 17000 | 70.83% | 2.11 | 0 | 9.5 |  |  |  | No | R-454B | 2 | Residential & Commercial | No
215413301 | Mini/Multi Split | MIDEA | HRCU-A-CB-O | D5CERAH09AAJ |  | Mini-Splits(Non-Ducted) | D5FEHAH09XCJ |  | 9000 | 21.5 | 9.1 | 10000 | 7000 | 70% | 1.95 | 0 | 12.5 |  |  |  | No | R-454B | 0.75 | Residential & Commercial | No
215413303 | Mini/Multi Split | MIDEA | HRCU-A-CB-O | D5CERAH09AAK |  | Mini-Splits(Non-Ducted) | D5FEHAH09XCK |  | 9000 | 21.7 | 9.4 | 10000 | 7000 | 70% | 2 | 0 | 12.6 |  |  |  | No | R-454B | 0.75 | Residential & Commercial | No
215413306 | Mini/Multi Split | MIDEA | HRCU-A-CB-O | D5CERAH24AAK |  | Mini-Splits(Non-Ducted) | D5FEHAH24XCK |  | 24000 | 18.5 | 9 | 24000 | 17000 | 70.83% | 2.11 | 0 | 9.5 |  |  |  | No | R-454B | 2 | Residential & Commercial | No
215413315 | Mini/Multi Split | TEMPSTAR | HRCU-A-CB-O | D5CERAH09AAJ |  | Mini-Splits(Non-Ducted) | D5FEHAH09XCJ |  | 9000 | 21.5 | 9.1 | 10000 | 7000 | 70% | 1.95 | 0 | 12.5 |  |  |  | No | R-454B | 0.75 | Residential & Commercial | No
215413317 | Mini/Multi Split | TEMPSTAR | HRCU-A-CB-O | D5CERAH09AAK |  | Mini-Splits(Non-Ducted) | D5FEHAH09XCK |  | 9000 | 21.7 | 9.4 | 10000 | 7000 | 70% | 2 | 0 | 12.6 |  |  |  | No | R-454B | 0.75 | Residential & Commercial | No
215413320 | Mini/Multi Split | TEMPSTAR | HRCU-A-CB-O | D5CERAH24AAK |  | Mini-Splits(Non-Ducted) | D5FEHAH24XCK |  | 24000 | 18.5 | 9 | 24000 | 17000 | 70.83% | 2.11 | 0 | 9.5 |  |  |  | No | R-454B | 2 | Residential & Commercial | No
215413329 | Mini/Multi Split | SMART COMFORT | HRCU-A-CB-O | D5CERAH09AAJ |  | Mini-Splits(Non-Ducted) | D5FEHAH09XCJ |  | 9000 | 21.5 | 9.1 | 10000 | 7000 | 70% | 1.95 | 0 | 12.5 |  |  |  | No | R-454B | 0.75 | Residential & Commercial | No
215413331 | Mini/Multi Split | SMART COMFORT | HRCU-A-CB-O | D5CERAH09AAK |  | Mini-Splits(Non-Ducted) | D5FEHAH09XCK |  | 9000 | 21.7 | 9.4 | 10000 | 7000 | 70% | 2 | 0 | 12.6 |  |  |  | No | R-454B | 0.75 | Residential & Commercial | No
215413334 | Mini/Multi Split | SMART COMFORT | HRCU-A-CB-O | D5CERAH24AAK |  | Mini-Splits(Non-Ducted) | D5FEHAH24XCK |  | 24000 | 18.5 | 9 | 24000 | 17000 | 70.83% | 2.11 | 0 | 9.5 |  |  |  | No | R-454B | 2 | Residential & Commercial | No
215413343 | Mini/Multi Split | AIRQUEST | HRCU-A-CB-O | D5CERAH09AAJ |  | Mini-Splits(Non-Ducted) | D5FEHAH09XCJ |  | 9000 | 21.5 | 9.1 | 10000 | 7000 | 70% | 1.95 | 0 | 12.5 |  |  |  | No | R-454B | 0.75 | Residential & Commercial | No
215413345 | Mini/Multi Split | AIRQUEST | HRCU-A-CB-O | D5CERAH09AAK |  | Mini-Splits(Non-Ducted) | D5FEHAH09XCK |  | 9000 | 21.7 | 9.4 | 10000 | 7000 | 70% | 2 | 0 | 12.6 |  |  |  | No | R-454B | 0.75 | Residential & Commercial | No
215413348 | Mini/Multi Split | AIRQUEST | HRCU-A-CB-O | D5CERAH24AAK |  | Mini-Splits(Non-Ducted) | D5FEHAH24XCK |  | 24000 | 18.5 | 9 | 24000 | 17000 | 70.83% | 2.11 | 0 | 9.5 |  |  |  | No | R-454B | 2 | Residential & Commercial | No
215413357 | Mini/Multi Split | LPS Legacy | HRCU-A-CB-O | D5CERAH09AAJ |  | Mini-Splits(Non-Ducted) | D5FEHAH09XCJ |  | 9000 | 21.5 | 9.1 | 10000 | 7000 | 70% | 1.95 | 0 | 12.5 |  |  |  | No | R-454B | 0.75 | Residential & Commercial | No
215413359 | Mini/Multi Split | LPS Legacy | HRCU-A-CB-O | D5CERAH09AAK |  | Mini-Splits(Non-Ducted) | D5FEHAH09XCK |  | 9000 | 21.7 | 9.4 | 10000 | 7000 | 70% | 2 | 0 | 12.6 |  |  |  | No | R-454B | 0.75 | Residential & Commercial | No
215413362 | Mini/Multi Split | LPS Legacy | HRCU-A-CB-O | D5CERAH24AAK |  | Mini-Splits(Non-Ducted) | D5FEHAH24XCK |  | 24000 | 18.5 | 9 | 24000 | 17000 | 70.83% | 2.11 | 0 | 9.5 |  |  |  | No | R-454B | 2 | Residential & Commercial | No
215413371 | Mini/Multi Split | Grandaire | HRCU-A-CB-O | D5CERAH09AAJ |  | Mini-Splits(Non-Ducted) | D5FEHAH09XCJ |  | 9000 | 21.5 | 9.1 | 10000 | 7000 | 70% | 1.95 | 0 | 12.5 |  |  |  | No | R-454B | 0.75 | Residential & Commercial | No
215413373 | Mini/Multi Split | Grandaire | HRCU-A-CB-O | D5CERAH09AAK |  | Mini-Splits(Non-Ducted) | D5FEHAH09XCK |  | 9000 | 21.7 | 9.4 | 10000 | 7000 | 70% | 2 | 0 | 12.6 |  |  |  | No | R-454B | 0.75 | Residential & Commercial | No
215413376 | Mini/Multi Split | Grandaire | HRCU-A-CB-O | D5CERAH24AAK |  | Mini-Splits(Non-Ducted) | D5FEHAH24XCK |  | 24000 | 18.5 | 9 | 24000 | 17000 | 70.83% | 2.11 | 0 | 9.5 |  |  |  | No | R-454B | 2 | Residential & Commercial | No
215413808 | Mini/Multi Split | GREE | HRCU-A-CB-O | ENV09HP230V1R32AO |  | Mini-Splits(Non-Ducted) | CAS09HP230V1R32AH |  | 9100 | 24 | 9.2 | 10500 | 7600 | 72.38% | 1.94 | 0 | 15 |  |  |  | No | R-32 | 0.75833 | Residential & Commercial | No
215413811 | Mini/Multi Split | GREE | HRCU-A-CB-O | ENV09HP230V1R32AO |  | Mini-Splits(Non-Ducted) | CON09HP230V1R32AH |  | 9100 | 23 | 9.4 | 10500 | 8700 | 82.86% | 1.75 | 0 | 15 |  |  |  | No | R-32 | 0.75833 | Residential & Commercial | No
215413813 | Mini/Multi Split | GREE | HRCU-A-CB-O | VIR09HP230V1R32AO |  | Mini-Splits(Non-Ducted) | CAS09HP230V1R32AH |  | 9100 | 24 | 9.2 | 10500 | 7600 | 72.38% | 1.94 | 0 | 15 |  |  |  | No | R-32 | 0.75833 | Residential & Commercial | No
215413816 | Mini/Multi Split | GREE | HRCU-A-CB-O | VIR09HP230V1R32AO |  | Mini-Splits(Non-Ducted) | CON09HP230V1R32AH |  | 9100 | 23 | 9.4 | 10500 | 8700 | 82.86% | 1.75 | 0 | 15 |  |  |  | No | R-32 | 0.75833 | Residential & Commercial | No
215413820 | Mini/Multi Split | GREE | HRCU-A-CB-O | LIV30HP230V1R32AO |  | Mini-Splits(Non-Ducted) | CAS30HP230V1R32AH |  | 30000 | 22.5 | 8.5 | 30000 | 21000 | 70% | 1.8 | 0 | 11.25 |  |  |  | No | R-32 | 2.5 | Residential & Commercial | No
215414348 | Mini/Multi Split | GREE | HRCU-A-CB-O | GWH12AUCXD-D6DNA1B/O |  | Mini-Splits(Non-Ducted) | GKH(12)EB-D6DN***/I |  | 12000 | 23 | 9 | 12000 | 10000 | 83.33% | 1.9 | 0 | 13 |  |  |  | No | R-32 | 1 | Residential & Commercial | No
215414351 | Mini/Multi Split | GREE | HRCU-A-CB-O | GWH12AUCXD-D6DNA1B/O |  | Mini-Splits(Non-Ducted) | GEH(12)AA-D6DN***/I |  | 12000 | 23 | 9 | 12000 | 10000 | 83.33% | 1.9 | 0 | 13 |  |  |  | No | R-32 | 1 | Residential & Commercial | No
215414354 | Mini/Multi Split | GREE | HRCU-A-CB-O | GWH24AVEXH-D6DNA1A/O |  | Mini-Splits(Non-Ducted) | GKH(24)EC-D6DN***/I |  | 22000 | 23 | 9 | 24000 | 17000 | 70.83% | 1.8 | 0 | 12.5 |  |  |  | No | R-32 | 1.8333 | Residential & Commercial | No
215414355 | Mini/Multi Split | GREE | HRCU-A-CB-O | GWH24AVEXH-D6DNA1A/O |  | Mini-Splits(Non-Ducted) | GFH(24)DB-D6DN***/I |  | 22000 | 22 | 9 | 24000 | 21000 | 87.5% | 1.8 | 0 | 12.5 |  |  |  | No | R-32 | 1.8333 | Residential & Commercial | No
215414826 | Mini/Multi Split | ZEPHYR | HRCU-A-CB-O | ZE-24CB22O |  | Mini-Splits(Non-Ducted) | ZE-24CB22I |  | 24000 | 19.5 | 8.5 | 24000 | 18500 | 77.08% | 1.9 | 0 | 10.6 |  |  |  | No | R-32 | 2 | Residential & Commercial | No
215415445 | Mini/Multi Split | GREE | HRCU-A-CB-O | SAP24HP230V1R32AO |  | Mini-Splits(Non-Ducted) | CAS24HP230V1R32AH |  | 22000 | 23 | 9 | 24000 | 17000 | 70.83% | 1.8 | 0 | 12.5 |  |  |  | No | R-32 | 1.8333 | Residential & Commercial | No
215415446 | Mini/Multi Split | GREE | HRCU-A-CB-O | SAP24HP230V1R32AO |  | Mini-Splits(Non-Ducted) | DUC24HP230V1R32AH |  | 22000 | 22 | 9 | 24000 | 21000 | 87.5% | 1.8 | 0 | 12.5 |  |  |  | No | R-32 | 1.8333 | Residential & Commercial | No
215415513 | Mini/Multi Split | GREE | HRCU-A-CB-O | GWH24AWEXF-D6DNA1I/O |  | Mini-Splits(Non-Ducted) | GKH(24)EC-D6DN***/I |  | 22000 | 22.5 | 9 | 24000 | 16800 | 70% | 1.8 | 0 | 11.6 |  |  |  | No | R-32 | 1.8333 | Residential & Commercial | No
215415516 | Mini/Multi Split | GREE | HRCU-A-CB-O | VIR24HP230V1R32AO |  | Mini-Splits(Non-Ducted) | CAS24HP230V1R32AH |  | 22000 | 22.5 | 9 | 24000 | 16800 | 70% | 1.8 | 0 | 11.6 |  |  |  | No | R-32 | 1.8333 | Residential & Commercial | No
215415519 | Mini/Multi Split | GREE | HRCU-A-CB-O | ENV24HP230V1R32AO |  | Mini-Splits(Non-Ducted) | CAS24HP230V1R32AH |  | 22000 | 22.5 | 9 | 24000 | 16800 | 70% | 1.8 | 0 | 11.6 |  |  |  | No | R-32 | 1.8333 | Residential & Commercial | No
215415521 | Mini/Multi Split | GREE | HRCU-A-CB-O | GWH18AUDXF-D6DNA1A/O |  | Mini-Splits(Non-Ducted) | GKH(18)DA-D6DN***/I |  | 18000 | 21.5 | 8.5 | 18000 | 12600 | 70% | 1.8 | 0 | 10.9 |  |  |  | No | R-32 | 1.5 | Residential & Commercial | No
215415522 | Mini/Multi Split | GREE | HRCU-A-CB-O | GWH18AUDXF-D6DNA1A/O |  | Mini-Splits(Non-Ducted) | GKH(18)EB-D6DN***/I |  | 18000 | 21 | 9 | 18000 | 12600 | 70% | 1.8 | 0 | 10.9 |  |  |  | No | R-32 | 1.5 | Residential & Commercial | No
215415524 | Mini/Multi Split | GREE | HRCU-A-CB-O | GWH12AVDXE-D6DNA1A/O |  | Mini-Splits(Non-Ducted) | GKH(12)EB-D6DN***/I |  | 12000 | 23 | 8.5 | 12000 | 10000 | 83.33% | 1.9 | 0 | 13 |  |  |  | No | R-32 | 1 | Residential & Commercial | No
215415555 | Mini/Multi Split | GREE | HRCU-A-CB-O | GWH18AUDXF-D6DNA1A/O |  | Mini-Splits(Non-Ducted) | GEH(18)AA-D6DN***/I |  | 18000 | 21.5 | 8.5 | 18000 | 12900 | 71.67% | 1.8 | 0 | 11.6 |  |  |  | No | R-32 | 1.5 | Residential & Commercial | No
215415556 | Mini/Multi Split | GREE | HRCU-A-CB-O | GWH18AUDXF-D6DNA1A/O |  | Mini-Splits(Non-Ducted) | GKH(20)DA-D6DN***/I |  | 19000 | 21.5 | 8.5 | 19000 | 14000 | 73.68% | 1.8 | 0 | 10.9 |  |  |  | No | R-32 | 1.5833 | Residential & Commercial | No
215415558 | Mini/Multi Split | GREE | HRCU-A-CB-O | LIV36HP230V1R32AO |  | Mini-Splits(Non-Ducted) | FSU36HP230V1R32AH |  | 33600 | 20 | 8.5 | 34000 | 24400 | 71.76% | 2 | 0 | 12 |  |  |  | No | R-32 | 2.8 | Residential & Commercial | No
215415563 | Mini/Multi Split | GREE | HRCU-A-CB-O | VIR12HP230V1R32AO |  | Mini-Splits(Non-Ducted) | CAS12HP230V1R32AH |  | 12000 | 23 | 9 | 12000 | 10000 | 83.33% | 1.9 | 0 | 13 |  |  |  | No | R-32 | 1 | Residential & Commercial | No
215415566 | Mini/Multi Split | GREE | HRCU-A-CB-O | VIR12HP230V1R32AO |  | Mini-Splits(Non-Ducted) | CON12HP230V1R32AH |  | 12000 | 23 | 9 | 12000 | 10000 | 83.33% | 1.9 | 0 | 13 |  |  |  | No | R-32 | 1 | Residential & Commercial | No
215415568 | Mini/Multi Split | GREE | HRCU-A-CB-O | ENV12HP230V1R32AO |  | Mini-Splits(Non-Ducted) | CAS12HP230V1R32AH |  | 12000 | 23 | 9 | 12000 | 10000 | 83.33% | 1.9 | 0 | 13 |  |  |  | No | R-32 | 1 | Residential & Commercial | No
215415571 | Mini/Multi Split | GREE | HRCU-A-CB-O | ENV12HP230V1R32AO |  | Mini-Splits(Non-Ducted) | CON12HP230V1R32AH |  | 12000 | 23 | 9 | 12000 | 10000 | 83.33% | 1.9 | 0 | 13 |  |  |  | No | R-32 | 1 | Residential & Commercial | No
215416008 | Mini/Multi Split | ECO AC | HRCU-A-CB-O | EHH-O30KBA |  | Mini-Splits(Non-Ducted) | EHH-W30KBA |  | 30000 | 20 | 8.5 | 30000 | 23200 | 77.33% | 1.81 | 11.25 | 11.25 |  |  |  | No | R-410A | 2.5 | Residential & Commercial | No
215416009 | Mini/Multi Split | ECO AC | HRCU-A-CB-O | EHH-O36KBA |  | Mini-Splits(Non-Ducted) | EHH-W36KBA |  | 33600 | 20 | 8.5 | 34600 | 24400 | 70.52% | 1.85 | 10.5 | 10.5 |  |  |  | No | R-410A | 2.8 | Residential & Commercial | No
215416012 | Mini/Multi Split | ECO AC | HRCU-A-CB-O | EHP-O12KBA |  | Mini-Splits(Non-Ducted) | EHP-W12KBA |  | 12000 | 24 | 8.5 | 12200 | 12000 | 98.36% | 1.91 | 15.3 | 14 |  |  |  | No | R-410A | 1 | Residential & Commercial | No
215416016 | Mini/Multi Split | GREE | HRCU-A-CB-O | GWH18AVEXF-D6DNA1A/O |  | Mini-Splits(Non-Ducted) | GKH(18)DA-D6DN***/I |  | 18000 | 20 | 9.2 | 18000 | 14500 | 80.56% | 1.8 | 0 | 10.75 |  |  |  | No | R-32 | 1.5 | Residential & Commercial | No
215416017 | Mini/Multi Split | GREE | HRCU-A-CB-O | GWH18AVEXF-D6DNA1A/O |  | Mini-Splits(Non-Ducted) | GKH(20)DA-D6DN***/I |  | 19000 | 20 | 9.2 | 19500 | 15000 | 76.92% | 1.8 | 0 | 10.25 |  |  |  | No | R-32 | 1.5833 | Residential & Commercial | No
215416018 | Mini/Multi Split | GREE | HRCU-A-CB-O | GWH18AVEXF-D6DNA1A/O |  | Mini-Splits(Non-Ducted) | GKH(18)EB-D6DN***/I |  | 18000 | 22 | 8.8 | 18000 | 15000 | 83.33% | 1.8 | 0 | 11.6 |  |  |  | No | R-32 | 1.5 | Residential & Commercial | No
215416022 | Mini/Multi Split | GREE | HRCU-A-CB-O | SAP18HP230V1R32AO |  | Mini-Splits(Non-Ducted) | OWC18HP230V1R32AH |  | 18000 | 23.5 | 8.7 | 18000 | 13500 | 75% | 1.8 | 0 | 10.9 |  |  |  | No | R-32 | 1.5 | Residential & Commercial | No
215416023 | Mini/Multi Split | GREE | HRCU-A-CB-O | SAP18HP230V1R32AO |  | Mini-Splits(Non-Ducted) | OWC20HP230V1R32AH |  | 19000 | 23.5 | 8.7 | 19000 | 14500 | 76.32% | 1.8 | 0 | 10.75 |  |  |  | No | R-32 | 1.5833 | Residential & Commercial | No
215416024 | Mini/Multi Split | GREE | HRCU-A-CB-O | SAP18HP230V1R32AO |  | Mini-Splits(Non-Ducted) | CAS18HP230V1R32AH |  | 18000 | 23 | 9.2 | 18000 | 13500 | 75% | 1.8 | 0 | 10.75 |  |  |  | No | R-32 | 1.5 | Residential & Commercial | No
215416025 | Mini/Multi Split | ECO AC | HRCU-A-CB-O | EHH-O12KBA |  | Mini-Splits(Non-Ducted) | EHH-W12KBA |  | 12000 | 24 | 9 | 12000 | 9000 | 75% | 1.85 | 12.5 | 12.5 |  |  |  | No | R-410A | 1 | Residential & Commercial | No
215416031 | Mini/Multi Split | ECO AC | HRCU-A-CB-O | EHH-O18KBA |  | Mini-Splits(Non-Ducted) | EHH-W18KBA |  | 18000 | 23 | 8.5 | 18000 | 13000 | 72.22% | 1.85 | 12.5 | 12.5 |  |  |  | No | R-410A | 1.5 | Residential & Commercial | No
215417449 | Mini/Multi Split | GREE | HRCU-A-CB-O | ENV18HP230V1R32AO |  | Mini-Splits(Non-Ducted) | OWC18HP230V1R32AH |  | 18000 | 21.5 | 8.5 | 18000 | 12600 | 70% | 1.8 | 0 | 10.9 |  |  |  | No | R-32 | 1.5 | Residential & Commercial | No
215417450 | Mini/Multi Split | GREE | HRCU-A-CB-O | ENV18HP230V1R32AO |  | Mini-Splits(Non-Ducted) | CAS18HP230V1R32AH |  | 18000 | 21 | 9 | 18000 | 12600 | 70% | 1.8 | 0 | 10.9 |  |  |  | No | R-32 | 1.5 | Residential & Commercial | No
215417454 | Mini/Multi Split | GREE | HRCU-A-CB-O | ENV18HP230V1R32AO |  | Mini-Splits(Non-Ducted) | CON18HP230V1R32AH |  | 18000 | 21.5 | 8.5 | 18000 | 12900 | 71.67% | 1.8 | 0 | 11.6 |  |  |  | No | R-32 | 1.5 | Residential & Commercial | No
215417455 | Mini/Multi Split | GREE | HRCU-A-CB-O | ENV18HP230V1R32AO |  | Mini-Splits(Non-Ducted) | OWC20HP230V1R32AH |  | 19000 | 21.5 | 8.5 | 19000 | 14000 | 73.68% | 1.8 | 0 | 10.9 |  |  |  | No | R-32 | 1.5833 | Residential & Commercial | No
215417456 | Mini/Multi Split | GREE | HRCU-A-CB-O | VIR18HP230V1R32AO |  | Mini-Splits(Non-Ducted) | OWC18HP230V1R32AH |  | 18000 | 21.5 | 8.5 | 18000 | 12600 | 70% | 1.8 | 0 | 10.9 |  |  |  | No | R-32 | 1.5 | Residential & Commercial | No
215417457 | Mini/Multi Split | GREE | HRCU-A-CB-O | VIR18HP230V1R32AO |  | Mini-Splits(Non-Ducted) | CAS18HP230V1R32AH |  | 18000 | 21 | 9 | 18000 | 12600 | 70% | 1.8 | 0 | 10.9 |  |  |  | No | R-32 | 1.5 | Residential & Commercial | No
215417461 | Mini/Multi Split | GREE | HRCU-A-CB-O | VIR18HP230V1R32AO |  | Mini-Splits(Non-Ducted) | CON18HP230V1R32AH |  | 18000 | 21.5 | 8.5 | 18000 | 12900 | 71.67% | 1.8 | 0 | 11.6 |  |  |  | No | R-32 | 1.5 | Residential & Commercial | No
215417462 | Mini/Multi Split | GREE | HRCU-A-CB-O | VIR18HP230V1R32AO |  | Mini-Splits(Non-Ducted) | OWC20HP230V1R32AH |  | 19000 | 21.5 | 8.5 | 19000 | 14000 | 73.68% | 1.8 | 0 | 10.9 |  |  |  | No | R-32 | 1.5833 | Residential & Commercial | No
215405092 | Mini/Multi Split | AUX | HRCU-A-CB-O | ASW-H36I9B2/*R3DI-B8 |  | Mini-Splits(Non-Ducted) | ASW-H36I9B2/*R3DI-B8 |  | 33600 | 20 | 8.5 | 34000 | 23800 | 70% | 2 | 0 | 10.1 |  |  |  | No | R-32 | 2.8 | Residential & Commercial | No
215405713 | Mini/Multi Split | TOSOT | HRCU-A-CB-O | TW18HP32A2DO |  | Mini-Splits(Non-Ducted) | TW18HP32A2DI |  | 18000 | 24.5 | 9 | 18000 | 14600 | 81.11% | 1.9 | 0 | 13.65 |  |  |  | No | R-32 | 1.5 | Residential & Commercial | No
215406438 | Mini/Multi Split | GREE | HRCU-A-CB-O | GWH09AUCXD-D6DNA1C/O |  | Mini-Splits(Non-Ducted) | GKH(09)EB-D6DN***/I |  | 9100 | 24 | 9.2 | 10500 | 7600 | 72.38% | 1.94 | 0 | 15 |  |  |  | No | R-32 | 0.75833 | Residential & Commercial | No
215406441 | Mini/Multi Split | GREE | HRCU-A-CB-O | GWH09AUCXD-D6DNA1C/O |  | Mini-Splits(Non-Ducted) | GEH(09)AA-D6DN***/I |  | 9100 | 23 | 9.4 | 10500 | 8700 | 82.86% | 1.75 | 0 | 15 |  |  |  | No | R-32 | 0.75833 | Residential & Commercial | No
215406524 | Mini/Multi Split | TOSOT | HRCU-A-CB-O | TW09HC32A5AO |  | Mini-Splits(Non-Ducted) | TW09HC32A5AI |  | 9100 | 20.5 | 8.8 | 10000 | 7600 | 76% | 1.86 | 0 | 11.9 |  |  |  | No | R-32 | 0.75833 | Residential & Commercial | No
215406525 | Mini/Multi Split | TOSOT | HRCU-A-CB-O | TW12HC32A5AO |  | Mini-Splits(Non-Ducted) | TW12HC32A5AI |  | 12000 | 19 | 8.5 | 12000 | 8500 | 70.83% | 1.8 | 0 | 9.3 |  |  |  | No | R-32 | 1 | Residential & Commercial | No
215406526 | Mini/Multi Split | TOSOT | HRCU-A-CB-O | TW09HC32A5DO |  | Mini-Splits(Non-Ducted) | TW09HC32A5DI |  | 9100 | 20.5 | 8.8 | 10000 | 7600 | 76% | 1.94 | 0 | 12.5 |  |  |  | No | R-32 | 0.75833 | Residential & Commercial | No
215406527 | Mini/Multi Split | TOSOT | HRCU-A-CB-O | TW12HC32A5DO |  | Mini-Splits(Non-Ducted) | TW12HC32A5DI |  | 12000 | 19 | 8.5 | 12000 | 9100 | 75.83% | 1.8 | 0 | 9.75 |  |  |  | No | R-32 | 1 | Residential & Commercial | No
215406534 | Mini/Multi Split | Satori | HRCU-A-CB-O | STR-H121S/US1 |  | Mini-Splits(Non-Ducted) | STR-H121S/US1 |  | 12000 | 22 | 9 | 12000 | 8700 | 72.5% | 1.8 | 12.5 | 12.5 |  |  |  | No | R-410A | 1 | Residential & Commercial | No
215570374 | Mini/Multi Split | TCL | HRCU-A-CB-O | H18SBH22XPC |  | Mini-Splits(Non-Ducted) | H18CSHU1XAE |  | 16000 | 20 | 8.5 | 18000 | 13400 | 74.44% | 1.76 | 0 | 11.7 |  |  |  | No | R-454B | 1.3333 | Residential & Commercial | No
215399268 | Mini/Multi Split | TOSOT | HRCU-A-CB-O | TW24HCL32A5DO |  | Mini-Splits(Non-Ducted) | TW24HCL32A5DI |  | 22000 | 24 | 9 | 24000 | 22000 | 91.67% | 1.75 | 0 | 13.1 |  |  |  | No | R-32 | 1.8333 | Residential & Commercial | No
215399273 | Mini/Multi Split | TOSOT | HRCU-A-CB-O | TW18HP32A2DO |  | Mini-Splits(Non-Ducted) | TW18HCL32A5DI |  | 18000 | 24.5 | 9 | 18000 | 14600 | 81.11% | 1.9 | 0 | 13.65 |  |  |  | No | R-32 | 1.5 | Residential & Commercial | No
215402236 | Mini/Multi Split | GREE | HRCU-A-CB-O | GWH12ATCXB-D6DNA4B/O |  | Mini-Splits(Non-Ducted) | GWH12ATCXB-D6DN***/I |  | 12000 | 19 | 8.5 | 12000 | 9100 | 75.83% | 1.8 | 0 | 9.75 |  |  |  | No | R-32 | 1 | Residential & Commercial | No
215390442 | Mini/Multi Split | GREE | HRCU-A-CB-O | GWH24ATEXF-D6DNA4H/O |  | Mini-Splits(Non-Ducted) | GWH24ATEXF-D6DN***/I |  | 24000 | 19 | 8.5 | 24000 | 16800 | 70% | 1.81 | 0 | 11.9 |  |  |  | No | R-32 | 2 | Residential & Commercial | No
215387336 | Mini/Multi Split | GREE | HRCU-A-CB-O | GWH18AGDXF-D6DNA4B/O |  | Mini-Splits(Non-Ducted) | GWH18AGDXF-D6DN***/I |  | 18000 | 24.5 | 9 | 18000 | 14600 | 81.11% | 1.9 | 0 | 13.65 |  |  |  | No | R-32 | 1.5 | Residential & Commercial | No
215382942 | Mini/Multi Split | BLUERIDGE | HRCU-A-CB-O | BMKH18P/O |  | Mini-Splits(Non-Ducted) | BMKH18MCC |  | 18000 | 19 | 8.5 | 18000 | 14500 | 80.56% | 1.93 | 0 | 10.05 |  |  |  | No | R-410A | 1.5 | Residential & Commercial | No
215382943 | Mini/Multi Split | BLUERIDGE | HRCU-A-CB-O | BMKH24P/O |  | Mini-Splits(Non-Ducted) | BMKH24MFCC |  | 22000 | 20 | 9 | 24000 | 19000 | 79.17% | 1.8 | 12 | 12 |  |  |  | No | R-410A | 1.8333 | Residential & Commercial | No
215386291 | Mini/Multi Split | GREE | HRCU-A-CB-O | GWH09ATCXB-D6DNA4D/O |  | Mini-Splits(Non-Ducted) | GWH09ATCXB-D6DN***/I |  | 9100 | 20.5 | 8.8 | 10000 | 7600 | 76% | 1.94 | 0 | 12.5 |  |  |  | No | R-32 | 0.75833 | Residential & Commercial | No
215569848 | Mini/Multi Split | Viessmann | HRCU-A-CB-O | DLCERBH09AAJ |  | Mini-Splits(Non-Ducted) | DLFEHBH09XAJ |  | 9000 | 21.5 | 9.1 | 10000 | 7000 | 70% | 2.16 | 12.5 | 12.5 |  |  |  | No | R-410A | 0.75 | Residential & Commercial | No
215569853 | Mini/Multi Split | Viessmann | HRCU-A-CB-O | DLCERBH09AAK |  | Mini-Splits(Non-Ducted) | DLFEHBH09XAK |  | 9000 | 21.7 | 9.4 | 10000 | 7000 | 70% | 2 | 12.6 | 12.6 |  |  |  | No | R-410A | 0.75 | Residential & Commercial | No
215862727 | Mini/Multi Split | EMI | HRCU-A-CB-O | ECOSZ109DA |  | Mini-Splits(Non-Ducted) | ECOWAL09DA* |  | 9000 | 21.6 | 9.4 | 10000 | 7000 | 70% | 2 | 0 | 12.6 |  |  |  | No | R-454B | 0.75 | Residential & Commercial | No
215862730 | Mini/Multi Split | EMI | HRCU-A-CB-O | ECOSZ124DA |  | Mini-Splits(Non-Ducted) | ECOWAL24DA* |  | 24000 | 18.5 | 9 | 24000 | 17000 | 70.83% | 2.11 | 0 | 9.6 |  |  |  | No | R-454B | 2 | Residential & Commercial | No
215864037 | Mini/Multi Split | Wells | HRCU-A-CB-O | WOS-24ECO/230 |  | Mini-Splits(Non-Ducted) | WIHW-24ECO/230 |  | 24000 | 17 | 8.5 | 24000 | 17100 | 71.25% | 2.01 | 0 | 9 |  |  |  | No | R-454B | 2 | Residential & Commercial | No
215560274 | Mini/Multi Split | BOREAL | HRCU-A-CB-O | KUL18HPJ132OA |  | Mini-Splits(Non-Ducted) | CAS18HPJ132IA |  | 18000 | 21 | 9 | 18000 | 12600 | 70% | 1.8 | 0 | 10.9 |  |  |  | No | R-32 | 1.5 | Residential & Commercial | No
215560278 | Mini/Multi Split | BOREAL | HRCU-A-CB-O | KUL18HPJ132OA |  | Mini-Splits(Non-Ducted) | CON18HPJ132IA |  | 18000 | 21.5 | 8.5 | 18000 | 12900 | 71.67% | 1.8 | 0 | 11.6 |  |  |  | No | R-32 | 1.5 | Residential & Commercial | No
215560279 | Mini/Multi Split | BOREAL | HRCU-A-CB-O | KUL18HPJ132OA |  | Mini-Splits(Non-Ducted) | OWC20HPJ132IA |  | 19000 | 21.5 | 8.5 | 19000 | 14000 | 73.68% | 1.8 | 0 | 10.9 |  |  |  | No | R-32 | 1.5833 | Residential & Commercial | No
215560281 | Mini/Multi Split | BOREAL | HRCU-A-CB-O | KUL24HPJ132OA |  | Mini-Splits(Non-Ducted) | CAS24HPJ132IA |  | 22000 | 22.5 | 9 | 24000 | 16800 | 70% | 1.8 | 0 | 11.6 |  |  |  | No | R-32 | 1.8333 | Residential & Commercial | No
215569781 | Mini/Multi Split | Viessmann | HRCU-A-CB-O | DLCVRAH09AAK |  | Mini-Splits(Non-Ducted) | DLFVHAH09XAK |  | 9000 | 18.5 | 8.8 | 10000 | 7100 | 71% | 2.1 | 8.8 | 10.5 |  |  |  | No | R-410A | 0.75 | Residential & Commercial | No
216367804 | Mini/Multi Split | LG | HRCU-A-CB-O | KUSAZ181A |  | Mini-Splits(Non-Ducted) | KNSAZ181A |  | 18000 | 21 | 9 | 19000 | 13300 | 70% | 2.5 | 0 | 12.5 |  |  |  | No | R-32 | 1.5 | Residential & Commercial | No
216368958 | Mini/Multi Split | GREE | HRCU-A-CB-O | GWH09ATCXB-A6DNA1B/O |  | Mini-Splits(Non-Ducted) | GWH09AWCXB-A6DN***/I |  | 9100 | 22 | 9.2 | 9700 | 7700 | 79.38% | 1.9 | 0 | 12.3 |  |  |  | No | R-32 | 0.75833 | Residential & Commercial | No
216369208 | Mini/Multi Split | Star Air Kontrol | HRCU-A-CB-O | SAK-09-WM2/220V |  | Mini-Splits(Non-Ducted) | SAK-09-WM1/220V |  | 9000 | 21.2 | 9.1 | 10000 | 7000 | 70% | 2.07 | 0 | 12.6 |  |  |  | No | R-454B | 0.75 | Residential & Commercial | No
216369211 | Mini/Multi Split | Star Air Kontrol | HRCU-A-CB-O | SAK-24-WM2/220V |  | Mini-Splits(Non-Ducted) | SAK-24-WM1/220V |  | 24000 | 18.7 | 9.3 | 24000 | 17000 | 70.83% | 2.14 | 0 | 10 |  |  |  | No | R-454B | 2 | Residential & Commercial | No
214779345 | Mini/Multi Split | GREE | HRCU-A-CB-O | ENV24HP230V1R32AO |  | Mini-Splits(Non-Ducted) | ENV24HP230V1R32AH |  | 22000 | 24 | 9 | 24000 | 22000 | 91.67% | 1.75 | 0 | 13.1 |  |  |  | No | R-32 | 1.8333 | Residential & Commercial | No
214779350 | Mini/Multi Split | GREE | HRCU-A-CB-O | LIV12HP230V1R32AO |  | Mini-Splits(Non-Ducted) | LIV12HP230V1R32AH |  | 12000 | 19 | 8.5 | 12000 | 9100 | 75.83% | 1.75 | 0 | 9.75 |  |  |  | No | R-32 | 1 | Residential & Commercial | No
214779351 | Mini/Multi Split | GREE | HRCU-A-CB-O | LIV12HP115V1R32AO |  | Mini-Splits(Non-Ducted) | LIV12HP115V1R32AH |  | 12000 | 19 | 8.5 | 12000 | 8500 | 70.83% | 1.75 | 0 | 9.3 |  |  |  | No | R-32 | 1 | Residential & Commercial | No
214779524 | Mini/Multi Split | GREE | HRCU-A-CB-O | LIV09HP230V1R32AO |  | Mini-Splits(Non-Ducted) | LIV09HP230V1R32AH |  | 9100 | 20.5 | 8.8 | 10000 | 7600 | 76% | 1.94 | 0 | 12.5 |  |  |  | No | R-32 | 0.75833 | Residential & Commercial | No
214779525 | Mini/Multi Split | GREE | HRCU-A-CB-O | LIV09HP115V1R32AO |  | Mini-Splits(Non-Ducted) | LIV09HP115V1R32AH |  | 9100 | 20.5 | 8.8 | 10000 | 7600 | 76% | 1.86 | 0 | 11.9 |  |  |  | No | R-32 | 0.75833 | Residential & Commercial | No
214780391 | Mini/Multi Split | GREE | HRCU-A-CB-O | GWH09ATCXB-D6DNA1B/O |  | Mini-Splits(Non-Ducted) | GWH09ATCXB-D6DN***/I |  | 9100 | 22 | 9.2 | 9800 | 7700 | 78.57% | 1.9 | 0 | 12.3 |  |  |  | No | R-32 | 0.75833 | Residential & Commercial | No
214783952 | Mini/Multi Split | TURBRO | HRCU-A-CB-O | GL9K115-O |  | Mini-Splits(Non-Ducted) | GL9K115-I |  | 9000 | 23 | 9 | 9500 | 7000 | 73.68% | 1.8 | 12.5 | 12.5 |  |  |  | No | R-410A | 0.75 | Residential & Commercial | No
214783953 | Mini/Multi Split | TURBRO | HRCU-A-CB-O | GL9K230-O |  | Mini-Splits(Non-Ducted) | GL9K230-I |  | 9000 | 23.5 | 9.2 | 9500 | 7300 | 76.84% | 1.8 | 13 | 13 |  |  |  | No | R-410A | 0.75 | Residential & Commercial | No
214777850 | Mini/Multi Split | GREE | HRCU-A-CB-O | ENV18HP230V1R32AO |  | Mini-Splits(Non-Ducted) | ENV18HP230V1R32AH |  | 18000 | 24.5 | 9 | 18000 | 14600 | 81.11% | 1.9 | 0 | 13.65 |  |  |  | No | R-32 | 1.5 | Residential & Commercial | No
214771910 | Mini/Multi Split | AIR MAX | HRCU-A-CB-O | AWGRC12-H1 |  | Mini-Splits(Non-Ducted) | AWGRE12-H1 |  | 12000 | 21.5 | 8.5 | 12000 | 8500 | 70.83% | 1.9 | 0 | 11 |  |  |  | No | R-32 | 1 | Residential & Commercial | No
214771911 | Mini/Multi Split | AIR MAX | HRCU-A-CB-O | AWGRC12-H2 |  | Mini-Splits(Non-Ducted) | AWGRE12-H2 |  | 12000 | 21.5 | 8.5 | 12000 | 9400 | 78.33% | 1.9 | 0 | 11 |  |  |  | No | R-32 | 1 | Residential & Commercial | No
214771915 | Mini/Multi Split | COMFORMATIC | HRCU-A-CB-O | AWGRC12-H1 |  | Mini-Splits(Non-Ducted) | AWGRE12-H1 |  | 12000 | 21.5 | 8.5 | 12000 | 8500 | 70.83% | 1.9 | 0 | 11 |  |  |  | No | R-32 | 1 | Residential & Commercial | No
214771916 | Mini/Multi Split | COMFORMATIC | HRCU-A-CB-O | AWGRC12-H2 |  | Mini-Splits(Non-Ducted) | AWGRE12-H2 |  | 12000 | 21.5 | 8.5 | 12000 | 9400 | 78.33% | 1.9 | 0 | 11 |  |  |  | No | R-32 | 1 | Residential & Commercial | No
206717842 | Mini/Multi Split | Trane / Mitsubishi Electric | HRCU-A-CB-O | PUZ-HA30NKA |  | Mini-Splits(Non-Ducted) | TPCA0A0301KA70A |  | 30000 | 17.9 | 8.5 | 35000 | 32000 | 91.43% | 1.8 | 12.6 | 12.6 |  |  |  | No | R-410A | 2.5 | Residential & Commercial | No
206717844 | Mini/Multi Split | Trane / Mitsubishi Electric | HRCU-A-CB-O | PUZ-HA30NKA |  | Mini-Splits(Non-Ducted) | TPKA0A0301KA70A |  | 30000 | 18.5 | 8.5 | 34000 | 32000 | 94.12% | 1.8 | 12.8 | 12.8 |  |  |  | No | R-410A | 2.5 | Residential & Commercial | No
214728902 | Mini/Multi Split | TOSOT | HRCU-A-CB-O | GWH24QEXF-D3DND4D/O |  | Mini-Splits(Non-Ducted) | GWH24AFEXF-D3DN***/I |  | 22000 | 22 | 9 | 24000 | 20000 | 83.33% | 1.8 | 0 | 12.2 |  |  |  | No | R-410A | 1.8333 | Residential & Commercial | No
211497049 | Mini/Multi Split | Trane / Mitsubishi Electric | HRCU-A-CB-O | TRUZH0421KA10NA |  | Mini-Splits(Non-Ducted) | TPLA0A0421EA*** |  | 42000 | 16.3 | 9 | 54000 | 48000 | 88.89% | 1.9 | 10.7 | 10.7 |  |  |  | No | R-410A | 3.5 | Residential & Commercial | No
206720352 | Mini/Multi Split | Trane / Mitsubishi Electric | HRCU-A-CB-O | TRUZH0361KA00** |  | Mini-Splits(Non-Ducted) | PCA-A36KA**** |  | 34000 | 18 | 9.2 | 40000 | 38000 | 95% | 1.75 | 12.5 | 12.5 |  |  |  | No | R-410A | 2.8333 | Residential & Commercial | No
214731814 | Mini/Multi Split | LLOYD | HRCU-A-CB-O | GSSHAX7488* |  | Mini-Splits(Non-Ducted) | GSSHAX7487 |  | 9000 | 19 | 8.5 | 10000 | 7000 | 70% | 1.8 | 0 | 10 |  |  |  | No | R-410A | 0.75 | Residential & Commercial | No
214731815 | Mini/Multi Split | LLOYD | HRCU-A-CB-O | GSSHAX7490* |  | Mini-Splits(Non-Ducted) | GSSHAX7489 |  | 12000 | 19 | 8.5 | 12200 | 8600 | 70.49% | 1.8 | 0 | 10 |  |  |  | No | R-410A | 1 | Residential & Commercial | No
214731816 | Mini/Multi Split | LLOYD | HRCU-A-CB-O | GSSHAX7492* |  | Mini-Splits(Non-Ducted) | GSSHAX7491 |  | 12000 | 19 | 8.5 | 12200 | 8600 | 70.49% | 1.8 | 0 | 10 |  |  |  | No | R-410A | 1 | Residential & Commercial | No
214720278 | Mini/Multi Split | PREMIUM LEVELLA | HRCU-A-CB-O | PIAW9070TB |  | Mini-Splits(Non-Ducted) | PIAW9069TA |  | 9000 | 19 | 8.5 | 10000 | 7000 | 70% | 1.75 | 0 | 10 |  |  |  | No | R-410A | 0.75 | Residential & Commercial | No
214720279 | Mini/Multi Split | BOSTON AC | HRCU-A-CB-O | BA12HCT22X1O |  | Mini-Splits(Non-Ducted) | BA12HCT22X1I |  | 12000 | 22 | 9 | 12000 | 8700 | 72.5% | 1.8 | 12.5 | 12.5 |  |  |  | No | R-410A | 1 | Residential & Commercial | No
214728563 | Mini/Multi Split | PREMIUM LEVELLA | HRCU-A-CB-O | PIAW12070TB |  | Mini-Splits(Non-Ducted) | PIAW12069TA |  | 12000 | 19 | 8.5 | 12200 | 8600 | 70.49% | 1.8 | 0 | 10 |  |  |  | No | R-410A | 1 | Residential & Commercial | No
214728564 | Mini/Multi Split | PREMIUM LEVELLA | HRCU-A-CB-O | PIAW12080TB |  | Mini-Splits(Non-Ducted) | PIAW12079TA |  | 12000 | 19 | 8.5 | 12200 | 8600 | 70.49% | 1.8 | 0 | 10 |  |  |  | No | R-410A | 1 | Residential & Commercial | No
215218911 | Mini/Multi Split | GREE | HRCU-A-CB-O | VIR18HP230V1R32AO |  | Mini-Splits(Non-Ducted) | VIR18HP230V1R32AH |  | 18000 | 24.5 | 9 | 18000 | 14600 | 81.11% | 1.9 | 0 | 13.65 |  |  |  | No | R-32 | 1.5 | Residential & Commercial | No
214813262 | Mini/Multi Split | GREE | HRCU-A-CB-O | GWH18AGDXF-D6DNA4A/O |  | Mini-Splits(Non-Ducted) | GWH18AGDXF-D6DN***/I |  | 18000 | 24.5 | 9 | 18000 | 14600 | 81.11% | 1.9 | 0 | 13.65 |  |  |  | No | R-32 | 1.5 | Residential & Commercial | No
214813331 | Mini/Multi Split | GREE | HRCU-A-CB-O | GWH18AUDXF-D6DNA1A/O |  | Mini-Splits(Non-Ducted) | GWH18AGDXF-D6DN***/I |  | 18000 | 24.5 | 9 | 18000 | 14600 | 81.11% | 1.9 | 0 | 13.65 |  |  |  | No | R-32 | 1.5 | Residential & Commercial | No
215323841 | Mini/Multi Split | CARRIER | HRCU-A-CB-O | 37MVRAQ24AA3 |  | Mini-Splits(Non-Ducted) | D5MVHAQ24XA3 |  | 24000 | 17 | 8.5 | 24000 | 17100 | 71.25% | 2.01 | 0 | 9 |  |  |  | No | R-454B | 2 | Residential & Commercial | No
215323902 | Mini/Multi Split | BRYANT | HRCU-A-CB-O | 37MVRAQ24AA3 |  | Mini-Splits(Non-Ducted) | D5MVHAQ24XA3 |  | 24000 | 17 | 8.5 | 24000 | 17100 | 71.25% | 2.01 | 0 | 9 |  |  |  | No | R-454B | 2 | Residential & Commercial | No
215323963 | Mini/Multi Split | PAYNE | HRCU-A-CB-O | 37MVRAQ24AA3 |  | Mini-Splits(Non-Ducted) | D5MVHAQ24XA3 |  | 24000 | 17 | 8.5 | 24000 | 17100 | 71.25% | 2.01 | 0 | 9 |  |  |  | No | R-454B | 2 | Residential & Commercial | No
215324024 | Mini/Multi Split | Weathermaker | HRCU-A-CB-O | 37MVRAQ24AA3 |  | Mini-Splits(Non-Ducted) | D5MVHAQ24XA3 |  | 24000 | 17 | 8.5 | 24000 | 17100 | 71.25% | 2.01 | 0 | 9 |  |  |  | No | R-454B | 2 | Residential & Commercial | No
215324085 | Mini/Multi Split | MIDEA | HRCU-A-CB-O | 37MVRAQ24AA3 |  | Mini-Splits(Non-Ducted) | D5MVHAQ24XA3 |  | 24000 | 17 | 8.5 | 24000 | 17100 | 71.25% | 2.01 | 0 | 9 |  |  |  | No | R-454B | 2 | Residential & Commercial | No
215324158 | Mini/Multi Split | ARCOAIRE | HRCU-A-CB-O | D5CVRAH24AAK |  | Mini-Splits(Non-Ducted) | D5FVHAH24XAK |  | 24000 | 17 | 8.5 | 24000 | 17100 | 71.25% | 2.01 | 0 | 9 |  |  |  | No | R-454B | 2 | Residential & Commercial | No
215324231 | Mini/Multi Split | COMFORTMAKER | HRCU-A-CB-O | D5CVRAH24AAK |  | Mini-Splits(Non-Ducted) | D5FVHAH24XAK |  | 24000 | 17 | 8.5 | 24000 | 17100 | 71.25% | 2.01 | 0 | 9 |  |  |  | No | R-454B | 2 | Residential & Commercial | No
215324304 | Mini/Multi Split | DAY & NIGHT | HRCU-A-CB-O | D5CVRAH24AAK |  | Mini-Splits(Non-Ducted) | D5FVHAH24XAK |  | 24000 | 17 | 8.5 | 24000 | 17100 | 71.25% | 2.01 | 0 | 9 |  |  |  | No | R-454B | 2 | Residential & Commercial | No
215324377 | Mini/Multi Split | HEIL | HRCU-A-CB-O | D5CVRAH24AAK |  | Mini-Splits(Non-Ducted) | D5FVHAH24XAK |  | 24000 | 17 | 8.5 | 24000 | 17100 | 71.25% | 2.01 | 0 | 9 |  |  |  | No | R-454B | 2 | Residential & Commercial | No
215324742 | Mini/Multi Split | SMART COMFORT | HRCU-A-CB-O | D5CVRAH24AAK |  | Mini-Splits(Non-Ducted) | D5FVHAH24XAK |  | 24000 | 17 | 8.5 | 24000 | 17100 | 71.25% | 2.01 | 0 | 9 |  |  |  | No | R-454B | 2 | Residential & Commercial | No
215324815 | Mini/Multi Split | AIRQUEST | HRCU-A-CB-O | D5CVRAH24AAK |  | Mini-Splits(Non-Ducted) | D5FVHAH24XAK |  | 24000 | 17 | 8.5 | 24000 | 17100 | 71.25% | 2.01 | 0 | 9 |  |  |  | No | R-454B | 2 | Residential & Commercial | No
215324888 | Mini/Multi Split | LPS Legacy | HRCU-A-CB-O | D5CVRAH24AAK |  | Mini-Splits(Non-Ducted) | D5FVHAH24XAK |  | 24000 | 17 | 8.5 | 24000 | 17100 | 71.25% | 2.01 | 0 | 9 |  |  |  | No | R-454B | 2 | Residential & Commercial | No
215324961 | Mini/Multi Split | Grandaire | HRCU-A-CB-O | D5CVRAH24AAK |  | Mini-Splits(Non-Ducted) | D5FVHAH24XAK |  | 24000 | 17 | 8.5 | 24000 | 17100 | 71.25% | 2.01 | 0 | 9 |  |  |  | No | R-454B | 2 | Residential & Commercial | No
215333790 | Mini/Multi Split | HEIL | HRCU-A-CB-O | D5CVRAH24AAK |  | Mini-Splits(Non-Ducted) | D5FVHAH24XCK |  | 24000 | 17 | 8.5 | 24000 | 17100 | 71.25% | 2.01 | 0 | 9 |  |  |  | No | R-454B | 2 | Residential & Commercial | No
215333796 | Mini/Multi Split | KEEPRITE | HRCU-A-CB-O | D5CVRAH24AAK |  | Mini-Splits(Non-Ducted) | D5FVHAH24XCK |  | 24000 | 17 | 8.5 | 24000 | 17100 | 71.25% | 2.01 | 0 | 9 |  |  |  | No | R-454B | 2 | Residential & Commercial | No
215333802 | Mini/Multi Split | KENMORE | HRCU-A-CB-O | D5CVRAH24AAK |  | Mini-Splits(Non-Ducted) | D5FVHAH24XCK |  | 24000 | 17 | 8.5 | 24000 | 17100 | 71.25% | 2.01 | 0 | 9 |  |  |  | No | R-454B | 2 | Residential & Commercial | No
215333808 | Mini/Multi Split | MIDEA | HRCU-A-CB-O | D5CVRAH24AAK |  | Mini-Splits(Non-Ducted) | D5FVHAH24XCK |  | 24000 | 17 | 8.5 | 24000 | 17100 | 71.25% | 2.01 | 0 | 9 |  |  |  | No | R-454B | 2 | Residential & Commercial | No
215333814 | Mini/Multi Split | TEMPSTAR | HRCU-A-CB-O | D5CVRAH24AAK |  | Mini-Splits(Non-Ducted) | D5FVHAH24XCK |  | 24000 | 17 | 8.5 | 24000 | 17100 | 71.25% | 2.01 | 0 | 9 |  |  |  | No | R-454B | 2 | Residential & Commercial | No
215333820 | Mini/Multi Split | SMART COMFORT | HRCU-A-CB-O | D5CVRAH24AAK |  | Mini-Splits(Non-Ducted) | D5FVHAH24XCK |  | 24000 | 17 | 8.5 | 24000 | 17100 | 71.25% | 2.01 | 0 | 9 |  |  |  | No | R-454B | 2 | Residential & Commercial | No
215333826 | Mini/Multi Split | AIRQUEST | HRCU-A-CB-O | D5CVRAH24AAK |  | Mini-Splits(Non-Ducted) | D5FVHAH24XCK |  | 24000 | 17 | 8.5 | 24000 | 17100 | 71.25% | 2.01 | 0 | 9 |  |  |  | No | R-454B | 2 | Residential & Commercial | No
215333832 | Mini/Multi Split | LPS Legacy | HRCU-A-CB-O | D5CVRAH24AAK |  | Mini-Splits(Non-Ducted) | D5FVHAH24XCK |  | 24000 | 17 | 8.5 | 24000 | 17100 | 71.25% | 2.01 | 0 | 9 |  |  |  | No | R-454B | 2 | Residential & Commercial | No
215333838 | Mini/Multi Split | Grandaire | HRCU-A-CB-O | D5CVRAH24AAK |  | Mini-Splits(Non-Ducted) | D5FVHAH24XCK |  | 24000 | 17 | 8.5 | 24000 | 17100 | 71.25% | 2.01 | 0 | 9 |  |  |  | No | R-454B | 2 | Residential & Commercial | No
215333844 | Mini/Multi Split | MIDEA | HRCU-A-CB-O | M5CVRAQ24AA3 |  | Mini-Splits(Non-Ducted) | M5FVHAQ24XC3 |  | 24000 | 17 | 8.5 | 24000 | 17100 | 71.25% | 2.01 | 0 | 9 |  |  |  | No | R-454B | 2 | Residential & Commercial | No
215338137 | Mini/Multi Split | Breeze33 | HRCU-A-CB-O | BZ33-HYP36OUT2-G2-P |  | Mini-Splits(Non-Ducted) | BZ33-IFMU36-G2-P |  | 36000 | 17.6 | 10 | 39000 | 36600 | 93.85% | 1.75 | 8.6 | 8.8 |  |  |  | No | R-410A | 3 | Residential & Commercial | No
215338139 | Mini/Multi Split | Breeze33 | HRCU-A-CB-O | BZ33-HYP48OUT2-G2-P |  | Mini-Splits(Non-Ducted) | BZ33-IFMU48-G2-P |  | 48000 | 17 | 9.8 | 51000 | 49000 | 96.08% | 1.8 | 8.2 | 8.2 |  |  |  | No | R-410A | 4 | Residential & Commercial | No
215338144 | Mini/Multi Split | Breeze33 | HRCU-A-CB-O | BZ33-HYP48OUT2-G2-P |  | Mini-Splits(Non-Ducted) | BZ33-CASS48-G2-P |  | 48000 | 16.8 | 10.7 | 53000 | 48000 | 90.57% | 1.98 | 8.3 | 8.3 |  |  |  | No | R-410A | 4 | Residential & Commercial | No
215333760 | Mini/Multi Split | Weathermaker | HRCU-A-CB-O | 37MVRAQ24AA3 |  | Mini-Splits(Non-Ducted) | D5MVHAQ24XC3 |  | 24000 | 17 | 8.5 | 24000 | 17100 | 71.25% | 2.01 | 0 | 9 |  |  |  | No | R-454B | 2 | Residential & Commercial | No
215333766 | Mini/Multi Split | MIDEA | HRCU-A-CB-O | 37MVRAQ24AA3 |  | Mini-Splits(Non-Ducted) | D5MVHAQ24XC3 |  | 24000 | 17 | 8.5 | 24000 | 17100 | 71.25% | 2.01 | 0 | 9 |  |  |  | No | R-454B | 2 | Residential & Commercial | No
215333772 | Mini/Multi Split | ARCOAIRE | HRCU-A-CB-O | D5CVRAH24AAK |  | Mini-Splits(Non-Ducted) | D5FVHAH24XCK |  | 24000 | 17 | 8.5 | 24000 | 17100 | 71.25% | 2.01 | 0 | 9 |  |  |  | No | R-454B | 2 | Residential & Commercial | No
215333778 | Mini/Multi Split | COMFORTMAKER | HRCU-A-CB-O | D5CVRAH24AAK |  | Mini-Splits(Non-Ducted) | D5FVHAH24XCK |  | 24000 | 17 | 8.5 | 24000 | 17100 | 71.25% | 2.01 | 0 | 9 |  |  |  | No | R-454B | 2 | Residential & Commercial | No
214855371 | Mini/Multi Split | HAXXAIR | HRCU-A-CB-O | HVHSC-12T2D |  | Mini-Splits(Non-Ducted) | HAH-12T2D |  | 12000 | 21.5 | 9 | 12000 | 8500 | 70.83% | 1.88 | 0 | 13.1 |  |  |  | No | R-410A | 1 | Residential & Commercial | No
214855373 | Mini/Multi Split | GREE | HRCU-A-CB-O | GWH09ATCXB-A6DNA1B/O |  | Mini-Splits(Non-Ducted) | GWH09ATCXB-A6DN***/I |  | 9100 | 22 | 9.2 | 9700 | 7700 | 79.38% | 1.9 | 0 | 12.3 |  |  |  | No | R-32 | 0.75833 | Residential & Commercial | No
214421460 | Mini/Multi Split | Wells | HRCU-A-CB-O | WSB-09HFBO |  | Mini-Splits(Non-Ducted) | WSB-09HFBI |  | 9000 | 21.5 | 9.1 | 10000 | 7000 | 70% | 2.16 | 12.5 | 12.5 |  |  |  | No | R-410A | 0.75 | Residential & Commercial | No
214421462 | Mini/Multi Split | Wells | HRCU-A-CB-O | WSB-09HFMO |  | Mini-Splits(Non-Ducted) | WSB-09HFMI |  | 9000 | 21.7 | 9.4 | 10000 | 7000 | 70% | 2 | 12.6 | 12.6 |  |  |  | No | R-410A | 0.75 | Residential & Commercial | No
215333742 | Mini/Multi Split | CARRIER | HRCU-A-CB-O | 37MVRAQ24AA3 |  | Mini-Splits(Non-Ducted) | D5MVHAQ24XC3 |  | 24000 | 17 | 8.5 | 24000 | 17100 | 71.25% | 2.01 | 0 | 9 |  |  |  | No | R-454B | 2 | Residential & Commercial | No
215333748 | Mini/Multi Split | BRYANT | HRCU-A-CB-O | 37MVRAQ24AA3 |  | Mini-Splits(Non-Ducted) | D5MVHAQ24XC3 |  | 24000 | 17 | 8.5 | 24000 | 17100 | 71.25% | 2.01 | 0 | 9 |  |  |  | No | R-454B | 2 | Residential & Commercial | No
215333754 | Mini/Multi Split | PAYNE | HRCU-A-CB-O | 37MVRAQ24AA3 |  | Mini-Splits(Non-Ducted) | D5MVHAQ24XC3 |  | 24000 | 17 | 8.5 | 24000 | 17100 | 71.25% | 2.01 | 0 | 9 |  |  |  | No | R-454B | 2 | Residential & Commercial | No
214390730 | Mini/Multi Split | Comfort Kool | HRCU-A-CB-O | A54-SAC-001-9K |  | Mini-Splits(Non-Ducted) | A54-SAC-001-9K |  | 9000 | 23 | 9 | 9500 | 7000 | 73.68% | 1.8 | 12.5 | 12.5 |  |  |  | No | R-410A | 0.75 | Residential & Commercial | No
214855457 | Mini/Multi Split | MDV | HRCU-A-CB-O | MOX230-09HFN10-B1E |  | Mini-Splits(Non-Ducted) | MSAG11A-09HRFN10-B1E |  | 9000 | 21.5 | 9.1 | 10000 | 7000 | 70% | 1.95 | 0 | 12.5 |  |  |  | No | R-454B | 0.75 | Residential & Commercial | No
214855460 | Mini/Multi Split | MDV | HRCU-A-CB-O | MOX230-09HFN10-M1E |  | Mini-Splits(Non-Ducted) | MSAB3A-09HRFN10-M1E |  | 9000 | 21.2 | 9.1 | 10000 | 7000 | 70% | 2.07 | 0 | 12.6 |  |  |  | No | R-454B | 0.75 | Residential & Commercial | No
214855461 | Mini/Multi Split | MDV | HRCU-A-CB-O | MOX230-09HFN10-M1E |  | Mini-Splits(Non-Ducted) | MSAG11A-09HRFN10-M1E |  | 9000 | 21.7 | 9.4 | 10000 | 7000 | 70% | 2 | 0 | 12.6 |  |  |  | No | R-454B | 0.75 | Residential & Commercial | No
214855466 | Mini/Multi Split | MDV | HRCU-A-CB-O | MOX430-24HFN10-M1E |  | Mini-Splits(Non-Ducted) | MSAB3E-24HRFN10-M1E |  | 24000 | 18.7 | 9.3 | 24000 | 17000 | 70.83% | 2.14 | 0 | 10 |  |  |  | No | R-454B | 2 | Residential & Commercial | No
214855474 | Mini/Multi Split | MDV | HRCU-A-CB-O | MOX430-24HFN10-M1L |  | Mini-Splits(Non-Ducted) | MSAFD-24HRDN10-M1L |  | 24000 | 17 | 8.5 | 24000 | 17100 | 71.25% | 2.01 | 0 | 9 |  |  |  | No | R-454B | 2 | Residential & Commercial | No
214855532 | Mini/Multi Split | MDV | HRCU-A-CB-O | MOX230-09HFN10-B1E |  | Mini-Splits(Non-Ducted) | MSAG11A-09HRFN10-B1E-D |  | 9000 | 21.5 | 9 | 10000 | 7000 | 70% | 1.95 | 0 | 12.5 |  |  |  | No | R-454B | 0.75 | Residential & Commercial | No
214855534 | Mini/Multi Split | MDV | HRCU-A-CB-O | MOX230-09HFN10-M1E |  | Mini-Splits(Non-Ducted) | MSAG11A-09HRFN10-M1E-D |  | 9000 | 21.6 | 9.4 | 10000 | 7000 | 70% | 2 | 0 | 12.6 |  |  |  | No | R-454B | 0.75 | Residential & Commercial | No
214489060 | Mini/Multi Split | GREE | HRCU-A-CB-O | GWH18AUDXF-D6DNA1A/O |  | Mini-Splits(Non-Ducted) | GWH18AUDXF-D6DN***/I |  | 18000 | 24.5 | 9 | 18000 | 14600 | 81.11% | 1.9 | 0 | 13.65 |  |  |  | No | R-32 | 1.5 | Residential & Commercial | No
214521879 | Mini/Multi Split | CIAC | HRCU-A-CB-O | CG420B-X009PH3N1H |  | Mini-Splits(Non-Ducted) | CH420B-X009-H3N1H |  | 9000 | 21.7 | 9.4 | 10000 | 7000 | 70% | 2 | 12.6 | 12.6 |  |  |  | No | R-410A | 0.75 | Residential & Commercial | No
214855556 | Mini/Multi Split | MDV | HRCU-A-CB-O | MOX430-24HFN10-M1E |  | Mini-Splits(Non-Ducted) | MSAG11D-24HRFN10-M1E-D |  | 24000 | 18.5 | 9 | 24000 | 17000 | 70.83% | 2.11 | 0 | 9.6 |  |  |  | No | R-454B | 2 | Residential & Commercial | No
214390712 | Mini/Multi Split | LUORISE | HRCU-A-CB-O | L01-09K1V-19S-P-O |  | Mini-Splits(Non-Ducted) | L01-09K1V-19S-WC-I |  | 9000 | 19 | 8.5 | 10000 | 7000 | 70% | 1.75 | 0 | 10 |  |  |  | No | R-410A | 0.75 | Residential & Commercial | No
214390713 | Mini/Multi Split | LUORISE | HRCU-A-CB-O | L01-09K1V-19S-O |  | Mini-Splits(Non-Ducted) | L01-09K1V-19S-WC-I |  | 9000 | 19 | 8.5 | 10000 | 7000 | 70% | 1.75 | 0 | 10 |  |  |  | No | R-410A | 0.75 | Residential & Commercial | No
214390714 | Mini/Multi Split | LUORISE | HRCU-A-CB-O | L01-12K1V-19S-P-O |  | Mini-Splits(Non-Ducted) | L01-12K1V-19S-WC-I |  | 12000 | 19 | 8.5 | 12200 | 8600 | 70.49% | 1.8 | 0 | 10 |  |  |  | No | R-410A | 1 | Residential & Commercial | No
214390715 | Mini/Multi Split | LUORISE | HRCU-A-CB-O | L01-12K1V-19S-O |  | Mini-Splits(Non-Ducted) | L01-12K1V-19S-WC-I |  | 12000 | 19 | 8.5 | 12200 | 8600 | 70.49% | 1.8 | 0 | 10 |  |  |  | No | R-410A | 1 | Residential & Commercial | No
214390716 | Mini/Multi Split | LUORISE | HRCU-A-CB-O | L01-09K2V-19S-P-O |  | Mini-Splits(Non-Ducted) | L01-09K2V-19S-WC-I |  | 9000 | 19 | 8.5 | 10000 | 7000 | 70% | 1.8 | 0 | 10 |  |  |  | No | R-410A | 0.75 | Residential & Commercial | No
214390717 | Mini/Multi Split | LUORISE | HRCU-A-CB-O | L01-09K2V-19S-O |  | Mini-Splits(Non-Ducted) | L01-09K2V-19S-WC-I |  | 9000 | 19 | 8.5 | 10000 | 7000 | 70% | 1.8 | 0 | 10 |  |  |  | No | R-410A | 0.75 | Residential & Commercial | No
214390718 | Mini/Multi Split | LUORISE | HRCU-A-CB-O | L01-12K2V-19S-P-O |  | Mini-Splits(Non-Ducted) | L01-12K2V-19S-WC-I |  | 12000 | 19 | 8.5 | 12200 | 8600 | 70.49% | 1.8 | 0 | 10 |  |  |  | No | R-410A | 1 | Residential & Commercial | No
214390719 | Mini/Multi Split | LUORISE | HRCU-A-CB-O | L01-12K2V-19S-O |  | Mini-Splits(Non-Ducted) | L01-12K2V-19S-WC-I |  | 12000 | 19 | 8.5 | 12200 | 8600 | 70.49% | 1.8 | 0 | 10 |  |  |  | No | R-410A | 1 | Residential & Commercial | No
214387779 | Mini/Multi Split | GREE | HRCU-A-CB-O | SAP12HP230V1AO |  | Mini-Splits(Non-Ducted) | SAP12HP230V1AH* |  | 12000 | 24 | 9 | 12200 | 13000 | 106.6% | 1.91 | 0 | 14 |  |  |  | No | R-410A | 1 | Residential & Commercial | No
211096903 | Mini/Multi Split | Mirage | HRCU-A-CB-O | OVKH120B |  | Mini-Splits(Non-Ducted) | IVKH120B |  | 12000 | 19 | 8.5 | 12200 | 8600 | 70.49% | 1.8 | 0 | 10 |  |  |  | No | R-410A | 1 | Residential & Commercial | No
211096904 | Mini/Multi Split | Mirage | HRCU-A-CB-O | OVKH121B |  | Mini-Splits(Non-Ducted) | IVKH121B |  | 12000 | 19 | 8.5 | 12200 | 8600 | 70.49% | 1.8 | 0 | 10 |  |  |  | No | R-410A | 1 | Residential & Commercial | No
214594896 | Mini/Multi Split | GREE | HRCU-A-CB-O | GWH18QDXF-D3DNB2A/O |  | Mini-Splits(Non-Ducted) | GWH18AFDXF-D3DN**A/I |  | 18000 | 23 | 9 | 18000 | 13000 | 72.22% | 1.85 | 0 | 12.5 |  |  |  | No | R-410A | 1.5 | Residential & Commercial | No
215324983 | Mini/Multi Split | MIDEA | HRCU-A-CB-O | M5CVRAQ24AA3 |  | Mini-Splits(Non-Ducted) | M5FVHAQ24XA3 |  | 24000 | 17 | 8.5 | 24000 | 17100 | 71.25% | 2.01 | 0 | 9 |  |  |  | No | R-454B | 2 | Residential & Commercial | No
215333784 | Mini/Multi Split | DAY & NIGHT | HRCU-A-CB-O | D5CVRAH24AAK |  | Mini-Splits(Non-Ducted) | D5FVHAH24XCK |  | 24000 | 17 | 8.5 | 24000 | 17100 | 71.25% | 2.01 | 0 | 9 |  |  |  | No | R-454B | 2 | Residential & Commercial | No
215351162 | Mini/Multi Split | GREE | HRCU-A-CB-O | GWH36ATEXH-D6DNA1G/O |  | Mini-Splits(Non-Ducted) | GVH36ALXH-D6DN***/I |  | 33600 | 20 | 8.5 | 34000 | 24400 | 71.76% | 2 | 0 | 12 |  |  |  | No | R-32 | 2.8 | Residential & Commercial | No
215351180 | Mini/Multi Split | TOSOT | HRCU-A-CB-O | TWH36ATEXH-D6DNA1G/O |  | Mini-Splits(Non-Ducted) | TVH36ALXH-D6DN***/I |  | 33600 | 20 | 8.5 | 34000 | 24400 | 71.76% | 2 | 0 | 12 |  |  |  | No | R-32 | 2.8 | Residential & Commercial | No
214841716 | Mini/Multi Split | AUX | HRCU-A-CB-O | ASW-H09B6A3/Q*R3DI-C2 |  | Mini-Splits(Non-Ducted) | ASW-H09B6A3/Q*R3DI-C2 |  | 9100 | 20.5 | 9 | 9500 | 7600 | 80% | 1.95 | 0 | 10.7 |  |  |  | No | R-32 | 0.75833 | Residential & Commercial | No
214844423 | Mini/Multi Split | Bestcold | HRCU-A-CB-O | MYTW-09HPAC1/O |  | Mini-Splits(Non-Ducted) | MYTW-09HPAC1/I |  | 9000 | 19 | 8.5 | 10000 | 7000 | 70% | 1.75 | 0 | 10 |  |  |  | No | R-410A | 0.75 | Residential & Commercial | No
214844424 | Mini/Multi Split | Bestcold | HRCU-A-CB-O | MYTW-12HPAC1/O |  | Mini-Splits(Non-Ducted) | MYTW-12HPAC1/I |  | 12000 | 19 | 8.5 | 12200 | 8600 | 70.49% | 1.8 | 0 | 10 |  |  |  | No | R-410A | 1 | Residential & Commercial | No
214844425 | Mini/Multi Split | Bestcold | HRCU-A-CB-O | MYTW-09HPAC2/O |  | Mini-Splits(Non-Ducted) | MYTW-09HPAC2/I |  | 9000 | 19 | 8.5 | 10000 | 7000 | 70% | 1.8 | 0 | 10 |  |  |  | No | R-410A | 0.75 | Residential & Commercial | No
214844426 | Mini/Multi Split | Bestcold | HRCU-A-CB-O | MYTW-12HPAC2/O |  | Mini-Splits(Non-Ducted) | MYTW-12HPAC2/I |  | 12000 | 19 | 8.5 | 12200 | 8600 | 70.49% | 1.8 | 0 | 10 |  |  |  | No | R-410A | 1 | Residential & Commercial | No
214312527 | Mini/Multi Split | PULAIR | HRCU-A-CB-O | MOSH-1091 |  | Mini-Splits(Non-Ducted) | MISH-1091 |  | 9000 | 21.5 | 9.1 | 10000 | 7000 | 70% | 2.16 | 12.5 | 12.5 |  |  |  | No | R-410A | 0.75 | Residential & Commercial | No
214312545 | Mini/Multi Split | Cooper&Hunter | HRCU-A-CB-O | CH-NY06MIA-115VO |  | Mini-Splits(Non-Ducted) | CH-NY06MIA-SK115V |  | 6000 | 21.5 | 9 | 7000 | 6000 | 85.71% | 1.89 | 12.5 | 12.5 |  |  |  | No | R-410A | 0.5 | Residential & Commercial | No
214797816 | Mini/Multi Split | GREE | HRCU-A-CB-O | GWH30ATEXH-D6DNA1G/O |  | Mini-Splits(Non-Ducted) | GWH30ATEXH-D6DN***/I |  | 30000 | 22 | 9 | 30000 | 23000 | 76.67% | 1.8 | 0 | 10.9 |  |  |  | No | R-32 | 2.5 | Residential & Commercial | No
214802060 | Mini/Multi Split | JINJUNYE | HRCU-A-CB-O | KF450035 |  | Mini-Splits(Non-Ducted) | KF450035 |  | 9000 | 19 | 8.5 | 10000 | 7000 | 70% | 1.8 | 0 | 10 |  |  |  | No | R-410A | 0.75 | Residential & Commercial | No
214802061 | Mini/Multi Split | JINJUNYE | HRCU-A-CB-O | KF450036 |  | Mini-Splits(Non-Ducted) | KF450036 |  | 12000 | 19 | 8.5 | 12200 | 8600 | 70.49% | 1.8 | 0 | 10 |  |  |  | No | R-410A | 1 | Residential & Commercial | No
214802065 | Mini/Multi Split | HEMA | HRCU-A-CB-O | DS-2MS0912HC230 |  | Mini-Splits(Non-Ducted) | DS-2MS0912HE230 |  | 9000 | 23 | 9 | 9500 | 7000 | 73.68% | 1.8 | 12.5 | 12.5 |  |  |  | No | R-410A | 0.75 | Residential & Commercial | No
214802066 | Mini/Multi Split | HEMA | HRCU-A-CB-O | DS-2MS1212HC220 |  | Mini-Splits(Non-Ducted) | DS-2MS1212HE220 |  | 12000 | 22 | 9 | 12000 | 8700 | 72.5% | 1.8 | 12.5 | 12.5 |  |  |  | No | R-410A | 1 | Residential & Commercial | No
212390865 | Mini/Multi Split | ApooDr | HRCU-A-CB-O | AES19-12H1B |  | Mini-Splits(Non-Ducted) | AES19-12H1A |  | 12000 | 19 | 8.5 | 12200 | 8600 | 70.49% | 1.8 | 0 | 10 |  |  |  | No | R-410A | 1 | Residential & Commercial | No
212390866 | Mini/Multi Split | ApooDr | HRCU-A-CB-O | AES19-09H220V1B |  | Mini-Splits(Non-Ducted) | AES19-09H220V1A |  | 9000 | 19 | 8.5 | 10000 | 7000 | 70% | 1.8 | 0 | 10 |  |  |  | No | R-410A | 0.75 | Residential & Commercial | No
212390867 | Mini/Multi Split | ApooDr | HRCU-A-CB-O | AES19-12H220V1B |  | Mini-Splits(Non-Ducted) | AES19-12H220V1A |  | 12000 | 19 | 8.5 | 12200 | 8600 | 70.49% | 1.8 | 0 | 10 |  |  |  | No | R-410A | 1 | Residential & Commercial | No
213479356 | Mini/Multi Split | KANIONco | HRCU-A-CB-O | KWSM-12IR410AHS19P* |  | Mini-Splits(Non-Ducted) | KWSM-12IR410AHS19P |  | 12000 | 19 | 8.5 | 12200 | 8600 | 70.49% | 1.8 | 0 | 10 |  |  |  | No | R-410A | 1 | Residential & Commercial | No
214311072 | Mini/Multi Split | NORTHCO CLIMAT.CA | HRCU-A-CB-O | TSC-NCC-12HA1/I3XI22 |  | Mini-Splits(Non-Ducted) | TSC-NCC-12HA1/I3XI22 |  | 12000 | 22 | 9 | 12000 | 8700 | 72.5% | 1.8 | 12.5 | 12.5 |  |  |  | No | R-410A | 1 | Residential & Commercial | No
214311118 | Mini/Multi Split | MDV | HRCU-A-CB-O | MOX430-24HFN10-M1E |  | Mini-Splits(Non-Ducted) | MSAG11D-24HRFN10-M1E |  | 24000 | 18.5 | 9 | 24000 | 17000 | 70.83% | 2.11 | 0 | 9.5 |  |  |  | No | R-454B | 2 | Residential & Commercial | No
214311515 | Mini/Multi Split | PULAIR | HRCU-A-CB-O | MOSH- 1091 |  | Mini-Splits(Non-Ducted) | MISH- 1091 |  | 9000 | 21.5 | 9.1 | 10000 | 7000 | 70% | 2.16 | 12.5 | 12.5 |  |  |  | No | R-410A | 0.75 | Residential & Commercial | No
214802443 | Mini/Multi Split | GREE | HRCU-A-CB-O | LIV30HP230V1R32AO |  | Mini-Splits(Non-Ducted) | LIV30HP230V1R32AH |  | 30000 | 22 | 9 | 30000 | 23000 | 76.67% | 1.8 | 0 | 10.9 |  |  |  | No | R-32 | 2.5 | Residential & Commercial | No
207465457 | Mini/Multi Split | SAMSUNG | HRCU-A-CB-O | AC030BXADCH |  | Mini-Splits(Non-Ducted) | AC030BN6DCH |  | 30000 | 20.7 | 8.7 | 32000 | 28000 | 87.5% | 1.78 | 11 | 11 |  |  |  | No | R-410A | 2.5 | Residential & Commercial | No
211306449 | Mini/Multi Split | FUJIECO | HRCU-A-CB-O | FES-09H1TK-ES(O) |  | Mini-Splits(Non-Ducted) | FES-09H1TK-ES(I) |  | 9000 | 23 | 9 | 9500 | 7000 | 73.68% | 1.8 | 12.5 | 12.5 |  |  |  | No | R-410A | 0.75 | Residential & Commercial | No
211306450 | Mini/Multi Split | FUJIECO | HRCU-A-CB-O | FES-12H1TK-ES(O) |  | Mini-Splits(Non-Ducted) | FES-12H1TK-ES(I) |  | 12000 | 22 | 9 | 12000 | 8700 | 72.5% | 1.8 | 12.5 | 12.5 |  |  |  | No | R-410A | 1 | Residential & Commercial | No
211694649 | Mini/Multi Split | AIR-CON | HRCU-A-CB-O | ALPCI4H1E09 |  | Mini-Splits(Non-Ducted) | ALPEM4H1E09 |  | 9000 | 23 | 9 | 9500 | 7000 | 73.68% | 1.8 | 12.5 | 12.5 |  |  |  | No | R-410A | 0.75 | Residential & Commercial | No
211694650 | Mini/Multi Split | AIR-CON | HRCU-A-CB-O | ALPCI4H4E09 |  | Mini-Splits(Non-Ducted) | ALPEM4H4E09 |  | 9000 | 23.5 | 9.2 | 9500 | 7300 | 76.84% | 1.8 | 13 | 13 |  |  |  | No | R-410A | 0.75 | Residential & Commercial | No
213928542 | Mini/Multi Split | cool-living | HRCU-A-CB-O | CL-12HA1-OUT |  | Mini-Splits(Non-Ducted) | CL-12HA1-IN |  | 12000 | 19 | 8.5 | 12200 | 8600 | 70.49% | 1.8 | 0 | 10 |  |  |  | No | R-410A | 1 | Residential & Commercial | No
214303032 | Mini/Multi Split | TGM | HRCU-A-CB-O | GRHART09AS2 |  | Mini-Splits(Non-Ducted) | GWHART09S2 |  | 9100 | 20.5 | 8.8 | 10500 | 8000 | 76.19% | 1.87 | 12.5 | 12.5 |  |  |  | No | R-410A | 0.75833 | Residential & Commercial | No
214797709 | Mini/Multi Split | Multi MFG | HRCU-A-CB-O | 9MEZ-M-A |  | Mini-Splits(Non-Ducted) | 9MEW0-HP-A |  | 9000 | 18.5 | 8.8 | 10000 | 7100 | 71% | 2.1 | 8.8 | 10.5 |  |  |  | No | R-410A | 0.75 | Residential & Commercial | No
214797713 | Mini/Multi Split | Multi MFG | HRCU-A-CB-O | 9MSZ-115-M-A |  | Mini-Splits(Non-Ducted) | 9MHW0-115-HP-A |  | 9000 | 21.5 | 9.1 | 10000 | 7000 | 70% | 2.16 | 12.5 | 12.5 |  |  |  | No | R-410A | 0.75 | Residential & Commercial | No
214797715 | Mini/Multi Split | Multi MFG | HRCU-A-CB-O | 9MSZ-M-A |  | Mini-Splits(Non-Ducted) | 9MHW0-HP-A |  | 9000 | 21.7 | 9.4 | 10000 | 7000 | 70% | 2 | 12.6 | 12.6 |  |  |  | No | R-410A | 0.75 | Residential & Commercial | No
213319288 | Mini/Multi Split | TOSOT | HRCU-A-CB-O | TW12HP2AIDO |  | Mini-Splits(Non-Ducted) | TW12HP2AIDI |  | 12000 | 21.5 | 8.5 | 13000 | 9100 | 70% | 1.8 | 0 | 12 |  |  |  | No | R-410A | 1 | Residential & Commercial | No
213348291 | Mini/Multi Split | A/H EDEN | HRCU-A-CB-O | AS12HP2AC |  | Mini-Splits(Non-Ducted) | AS12HP2AE |  | 12000 | 19 | 8.5 | 12200 | 8600 | 70.49% | 1.8 | 0 | 10 |  |  |  | No | R-410A | 1 | Residential & Commercial | No
213927350 | Mini/Multi Split | GREE | HRCU-A-CB-O | GWH12ATCXD-D6DNA1B/O |  | Mini-Splits(Non-Ducted) | GWH12ATCXD-D6DN***/I |  | 12000 | 21.5 | 8.5 | 12000 | 9400 | 78.33% | 1.9 | 0 | 11 |  |  |  | No | R-32 | 1 | Residential & Commercial | No
214796348 | Mini/Multi Split | AIR MAX | HRCU-A-CB-O | AWGRC09-H2 |  | Mini-Splits(Non-Ducted) | AWGRE09-H2 |  | 9100 | 22 | 9.2 | 9800 | 7700 | 78.57% | 1.9 | 0 | 12.3 |  |  |  | No | R-32 | 0.75833 | Residential & Commercial | No
214796349 | Mini/Multi Split | COMFORMATIC | HRCU-A-CB-O | AWGRC09-H2 |  | Mini-Splits(Non-Ducted) | AWGRE09-H2 |  | 9100 | 22 | 9.2 | 9800 | 7700 | 78.57% | 1.9 | 0 | 12.3 |  |  |  | No | R-32 | 0.75833 | Residential & Commercial | No
214796626 | Mini/Multi Split | COMFORTSTAR | HRCU-A-CB-O | FV-RB-MSCHI-09K115-2 |  | Mini-Splits(Non-Ducted) | FV-RB-MSCHI-09K115-1 |  | 9000 | 19 | 8.5 | 10000 | 7000 | 70% | 1.75 | 0 | 10 |  |  |  | No | R-410A | 0.75 | Residential & Commercial | No
214796627 | Mini/Multi Split | COMFORTSTAR | HRCU-A-CB-O | FV-RB-MSCHI-12K115-2 |  | Mini-Splits(Non-Ducted) | FV-RB-MSCHI-12K115-1 |  | 12000 | 19 | 8.5 | 12200 | 8600 | 70.49% | 1.8 | 0 | 10 |  |  |  | No | R-410A | 1 | Residential & Commercial | No
214796628 | Mini/Multi Split | COMFORTSTAR | HRCU-A-CB-O | FV-RB-MSCHI-09K220-2 |  | Mini-Splits(Non-Ducted) | FV-RB-MSCHI-09K220-1 |  | 9000 | 19 | 8.5 | 10000 | 7000 | 70% | 1.8 | 0 | 10 |  |  |  | No | R-410A | 0.75 | Residential & Commercial | No
214796629 | Mini/Multi Split | COMFORTSTAR | HRCU-A-CB-O | FV-RB-MSCHI-12K220-2 |  | Mini-Splits(Non-Ducted) | FV-RB-MSCHI-12K220-1 |  | 12000 | 19 | 8.5 | 12200 | 8600 | 70.49% | 1.8 | 0 | 10 |  |  |  | No | R-410A | 1 | Residential & Commercial | No
214796635 | Mini/Multi Split | BOSTON AC | HRCU-A-CB-O | BA09HCT23X1O |  | Mini-Splits(Non-Ducted) | BA09HCT23X1I |  | 9000 | 23 | 9 | 9500 | 7000 | 73.68% | 1.8 | 12.5 | 12.5 |  |  |  | No | R-410A | 0.75 | Residential & Commercial | No
214796636 | Mini/Multi Split | BOSTON AC | HRCU-A-CB-O | BA09HCT23X2O |  | Mini-Splits(Non-Ducted) | BA09HCT23X2I |  | 12000 | 22 | 9 | 12000 | 8700 | 72.5% | 1.8 | 12.5 | 12.5 |  |  |  | No | R-410A | 1 | Residential & Commercial | No
211042063 | Mini/Multi Split | DELLA | HRCU-A-CB-O | 048-TL-9K1V-19S-OUT |  | Mini-Splits(Non-Ducted) | 048-TL-9K1V-19S-IN |  | 9000 | 19 | 8.5 | 10000 | 7000 | 70% | 1.75 | 0 | 10 |  |  |  | No | R-410A | 0.75 | Residential & Commercial | No
211042064 | Mini/Multi Split | DELLA | HRCU-A-CB-O | 048-TL-12K1V-19S-OUT |  | Mini-Splits(Non-Ducted) | 048-TL-12K1V-19S-IN |  | 12000 | 19 | 8.5 | 12200 | 8600 | 70.49% | 1.8 | 0 | 10 |  |  |  | No | R-410A | 1 | Residential & Commercial | No
214290025 | Mini/Multi Split | AUX | HRCU-A-CB-O | AJAN09HP115V1CO |  | Mini-Splits(Non-Ducted) | AJAN09HP115V1CH |  | 9100 | 20 | 8.5 | 9500 | 9000 | 94.74% | 1.93 | 0 | 11.4 |  |  |  | No | R-32 | 0.75833 | Residential & Commercial | No
214290026 | Mini/Multi Split | AUX | HRCU-A-CB-O | AJAN12HP115V1CO |  | Mini-Splits(Non-Ducted) | AJAN12HP115V1CH |  | 12000 | 20 | 8.5 | 12300 | 9200 | 74.8% | 2.09 | 0 | 9.6 |  |  |  | No | R-32 | 1 | Residential & Commercial | No
214290028 | Mini/Multi Split | AUX | HRCU-A-CB-O | AJAN18HP230V1CO |  | Mini-Splits(Non-Ducted) | AJAN18HP230V1CH |  | 18000 | 20 | 9 | 19100 | 14200 | 74.35% | 2.2 | 0 | 11 |  |  |  | No | R-32 | 1.5 | Residential & Commercial | No
214290029 | Mini/Multi Split | AUX | HRCU-A-CB-O | AJAN24HP230V1CO |  | Mini-Splits(Non-Ducted) | AJAN24HP230V1CH |  | 24000 | 20 | 9 | 24000 | 20000 | 83.33% | 2.1 | 0 | 11.9 |  |  |  | No | R-32 | 2 | Residential & Commercial | No
214290030 | Mini/Multi Split | AUX | HRCU-A-CB-O | AJAN36HP230V1CO |  | Mini-Splits(Non-Ducted) | AJAN36HP230V1CH |  | 33600 | 20 | 8.5 | 34000 | 23800 | 70% | 2 | 0 | 10.1 |  |  |  | No | R-32 | 2.8 | Residential & Commercial | No
214290031 | Mini/Multi Split | AUX | HRCU-A-CB-O | AJAN12HP230V1CO |  | Mini-Splits(Non-Ducted) | AJAN12HP230V1CH |  | 12000 | 21 | 8.8 | 12300 | 9200 | 74.8% | 2.1 | 0 | 9.9 |  |  |  | No | R-32 | 1 | Residential & Commercial | No
213927372 | Mini/Multi Split | ZOKOP | HRCU-A-CB-O | TSC-09HA1/I3XI22-O |  | Mini-Splits(Non-Ducted) | TSC-09HA1/I3XI22-I |  | 9000 | 23 | 9 | 9500 | 7000 | 73.68% | 1.8 | 12.5 | 12.5 |  |  |  | No | R-410A | 0.75 | Residential & Commercial | No
214290013 | Mini/Multi Split | AUX | HRCU-A-CB-O | AJAN09HP230V1CO |  | Mini-Splits(Non-Ducted) | AJAN09HP230V1CH |  | 9100 | 22 | 9.2 | 10000 | 9200 | 92% | 2 | 0 | 12 |  |  |  | No | R-32 | 0.75833 | Residential & Commercial | No
214584767 | Mini/Multi Split | hykolity | HRCU-A-CB-O | ACA-2502 |  | Mini-Splits(Non-Ducted) | ACA-2501 |  | 9000 | 19 | 8.5 | 10000 | 7000 | 70% | 1.75 | 0 | 10 |  |  |  | No | R-410A | 0.75 | Residential & Commercial | No
214584768 | Mini/Multi Split | hykolity | HRCU-A-CB-O | ACA-2504 |  | Mini-Splits(Non-Ducted) | ACA-2503 |  | 12000 | 19 | 8.5 | 12200 | 8600 | 70.49% | 1.8 | 0 | 10 |  |  |  | No | R-410A | 1 | Residential & Commercial | No
214584770 | Mini/Multi Split | Achazel | HRCU-A-CB-O | ACA-2502A |  | Mini-Splits(Non-Ducted) | ACA-2501A |  | 9000 | 19 | 8.5 | 10000 | 7000 | 70% | 1.75 | 0 | 10 |  |  |  | No | R-410A | 0.75 | Residential & Commercial | No
214584771 | Mini/Multi Split | Achazel | HRCU-A-CB-O | ACA-2504A |  | Mini-Splits(Non-Ducted) | ACA-2503A |  | 12000 | 19 | 8.5 | 12200 | 8600 | 70.49% | 1.8 | 0 | 10 |  |  |  | No | R-410A | 1 | Residential & Commercial | No
214931158 | Mini/Multi Split | LG | HRCU-A-CB-O | KUSAC091A |  | Mini-Splits(Non-Ducted) | KNSAC091A |  | 9000 | 21 | 9.2 | 10900 | 7700 | 70.64% | 1.8 | 0 | 12.5 |  |  |  | No | R-32 | 0.75 | Residential & Commercial | No
214931170 | Mini/Multi Split | LG | HRCU-A-CB-O | KUSAC091B |  | Mini-Splits(Non-Ducted) | KNSAC091B |  | 9000 | 21 | 9.2 | 10900 | 7700 | 70.64% | 1.8 | 0 | 12.5 |  |  |  | No | R-32 | 0.75 | Residential & Commercial | No
214931172 | Mini/Multi Split | LG | HRCU-A-CB-O | KUSAC121B |  | Mini-Splits(Non-Ducted) | KNSAC121B |  | 11000 | 20 | 9 | 12000 | 8400 | 70% | 1.8 | 0 | 12.3 |  |  |  | No | R-32 | 0.91667 | Residential & Commercial | No
214640135 | Mini/Multi Split | GREE | HRCU-A-CB-O | GWH12ATCXB-D6DNA1A/O |  | Mini-Splits(Non-Ducted) | GWH12ATCXB-D6DN***/I |  | 12000 | 19 | 8.5 | 12000 | 9100 | 75.83% | 1.8 | 0 | 9.75 |  |  |  | No | R-32 | 1 | Residential & Commercial | No
214640136 | Mini/Multi Split | GREE | HRCU-A-CB-O | GWH12ATCXB-A6DNA1A/O |  | Mini-Splits(Non-Ducted) | GWH12ATCXB-A6DN***/I |  | 12000 | 19 | 8.5 | 12000 | 8500 | 70.83% | 1.8 | 0 | 9.3 |  |  |  | No | R-32 | 1 | Residential & Commercial | No
212396483 | Mini/Multi Split | KINGHOME | HRCU-A-CB-O | KW12HQ19SDO |  | Mini-Splits(Non-Ducted) | KW12HQ19SDI |  | 12000 | 17.5 | 8.5 | 12000 | 8500 | 70.83% | 1.8 | 0 | 8.7 |  |  |  | No | R-410A | 1 | Residential & Commercial | No
205104725 | Mini/Multi Split | C&H | HRCU-A-CB-O | CH-12SPH-230VO |  | Mini-Splits(Non-Ducted) | CH-12DKT230VI |  | 12000 | 22.3 | 8.8 | 12000 | 8400 | 70% | 1.78 | 13.7 | 13.7 |  |  |  | No | R-410A | 1 | Residential & Commercial | No
214609734 | Mini/Multi Split | WILLIS | HRCU-A-CB-O | CHW09KCH20S2-O |  | Mini-Splits(Non-Ducted) | CHW09KCH20S2-I |  | 9100 | 19.5 | 8.8 | 10000 | 7400 | 74% | 1.81 | 0 | 11.3 |  |  |  | No | R-410A | 0.75833 | Residential & Commercial | No
214609736 | Mini/Multi Split | WILLIS | HRCU-A-CB-O | PUHW18KCH23S2-O |  | Mini-Splits(Non-Ducted) | PUHW18KCH23S2-I |  | 18000 | 23 | 8.5 | 18000 | 13000 | 72.22% | 1.85 | 12.5 | 12.5 |  |  |  | No | R-410A | 1.5 | Residential & Commercial | No
214609738 | Mini/Multi Split | WILLIS | HRCU-A-CB-O | PUHW12KCH24S2-O |  | Mini-Splits(Non-Ducted) | PUHW12KCH24S2-I |  | 12000 | 24 | 9 | 12000 | 9000 | 75% | 1.85 | 12.5 | 12.5 |  |  |  | No | R-410A | 1 | Residential & Commercial | No
214610239 | Mini/Multi Split | WILLIS | HRCU-A-CB-O | CHW12KCH18S2-O |  | Mini-Splits(Non-Ducted) | CHW12KCH18S2-I |  | 12000 | 17.5 | 8.5 | 12000 | 8500 | 70.83% | 1.8 | 0 | 8.7 |  |  |  | No | R-410A | 1 | Residential & Commercial | No
214610350 | Mini/Multi Split | Kepler | HRCU-A-CB-O | ODUMOX230-09HFN1-BS5W |  | Mini-Splits(Non-Ducted) | IDUMSAG11A-09HRFN1-BS5W |  | 9000 | 21.5 | 9.1 | 10000 | 7000 | 70% | 2.16 | 12.5 | 12.5 |  |  |  | No | R-410A | 0.75 | Residential & Commercial | No
214610352 | Mini/Multi Split | Kepler | HRCU-A-CB-O | ODUMOX230-09HFN1-MT0W |  | Mini-Splits(Non-Ducted) | IDUMSAG11A-09HRFN1-MT0W |  | 9000 | 21.7 | 9.4 | 10000 | 7000 | 70% | 2 | 12.6 | 12.6 |  |  |  | No | R-410A | 0.75 | Residential & Commercial | No
212386852 | Mini/Multi Split | FUJIECO | HRCU-A-CB-O | FES-12H1T*(O) |  | Mini-Splits(Non-Ducted) | FES-12H1TK(I) |  | 12000 | 19 | 8.5 | 12200 | 8600 | 70.49% | 1.8 | 0 | 10 |  |  |  | No | R-410A | 1 | Residential & Commercial | No
213769930 | Mini/Multi Split | AI AIR CONDITIONING | HRCU-A-CB-O | AO21-09N1-M1 |  | Mini-Splits(Non-Ducted) | AW21-09N1-M1 |  | 9000 | 21.7 | 9.4 | 10000 | 7000 | 70% | 2 | 12.6 | 12.6 |  |  |  | No | R-410A | 0.75 | Residential & Commercial | No
214061912 | Mini/Multi Split | GREE | HRCU-A-CB-O | GWH09ATCXB-D6DNA1C/O |  | Mini-Splits(Non-Ducted) | GWH09ATCXB-D6DN***/I |  | 9100 | 20.5 | 8.8 | 10000 | 7600 | 76% | 1.94 | 0 | 12.5 |  |  |  | No | R-32 | 0.75833 | Residential & Commercial | No
214061915 | Mini/Multi Split | GREE | HRCU-A-CB-O | GWH12ATCXD-A6DNA1B/O |  | Mini-Splits(Non-Ducted) | GWH12AWCXD-A6DN***/I |  | 12000 | 21.5 | 8.5 | 12000 | 8500 | 70.83% | 1.9 | 0 | 11 |  |  |  | No | R-32 | 1 | Residential & Commercial | No
214065109 | Mini/Multi Split | KANIONco | HRCU-A-CB-O | KWSM-12IR410ACS20LP |  | Mini-Splits(Non-Ducted) | KWSM-12IR410ACS20LP |  | 12000 | 19 | 8.5 | 12200 | 8600 | 70.49% | 1.8 | 0 | 10 |  |  |  | No | R-410A | 1 | Residential & Commercial | No
203238509 | Mini/Multi Split | MOOVAIR | HRCU-A-CB-O | DM09HOS23230E2 |  | Mini-Splits(Non-Ducted) | DM09HIW23230E3 |  | 9000 | 21.8 | 9.3 | 9800 | 7300 | 74.49% | 1.83 | 14.9 | 14.9 |  |  |  | No | R-410A | 0.75 | Residential & Commercial | No
203238510 | Mini/Multi Split | MOOVAIR | HRCU-A-CB-O | DM12HOS23230E2 |  | Mini-Splits(Non-Ducted) | DM12HIW23230E3 |  | 12000 | 22.3 | 8.8 | 12000 | 8400 | 70% | 1.78 | 13.7 | 13.7 |  |  |  | No | R-410A | 1 | Residential & Commercial | No
214056575 | Mini/Multi Split | Mitsutomo | HRCU-A-CB-O | HO-SZ48-BB-Q |  | Mini-Splits(Non-Ducted) | HC-UZ48-BB-Q |  | 48000 | 16.8 | 10.7 | 53000 | 48000 | 90.57% | 1.98 | 8.3 | 8.3 |  |  |  | No | R-410A | 4 | Residential & Commercial | No
214056579 | Mini/Multi Split | Mitsutomo | HRCU-A-CB-O | HO-SZ36-BB-Q |  | Mini-Splits(Non-Ducted) | HF-UZ36-BB-Q |  | 36000 | 17.6 | 10 | 39000 | 36600 | 93.85% | 1.75 | 8.6 | 8.8 |  |  |  | No | R-410A | 3 | Residential & Commercial | No
214056580 | Mini/Multi Split | Mitsutomo | HRCU-A-CB-O | HO-SZ48-BB-Q |  | Mini-Splits(Non-Ducted) | HF-UZ48-BB-Q |  | 48000 | 17 | 9.8 | 51000 | 49000 | 96.08% | 1.8 | 8.2 | 8.2 |  |  |  | No | R-410A | 4 | Residential & Commercial | No
214075152 | Mini/Multi Split | GREE | HRCU-A-CB-O | GWH18QDXF-D3DNB2A/O |  | Mini-Splits(Non-Ducted) | GWH18AFDXF-D3DNA1A/I |  | 18000 | 23 | 9 | 18000 | 13000 | 72.22% | 1.85 | 0 | 12.5 |  |  |  | No | R-410A | 1.5 | Residential & Commercial | No
213797270 | Mini/Multi Split | DAIKIN | HRCU-A-CB-O | RXL12WMVJU* |  | Mini-Splits(Non-Ducted) | FVXS12NVJU |  | 10200 | 19.5 | 9.4 | 13000 | 12900 | 99.23% | 1.8 | 0 | 11 |  |  |  | No | R-410A | 0.85 | Residential & Commercial | No
213797272 | Mini/Multi Split | DAIKIN | HRCU-A-CB-O | RXL15WMVJU* |  | Mini-Splits(Non-Ducted) | FVXS15NVJU |  | 15000 | 19.5 | 9.3 | 18000 | 17600 | 97.78% | 1.8 | 0 | 11.5 |  |  |  | No | R-410A | 1.25 | Residential & Commercial | No
213797273 | Mini/Multi Split | DAIKIN | HRCU-A-CB-O | RXL18WMVJU* |  | Mini-Splits(Non-Ducted) | FTX18UVJU |  | 18000 | 19.8 | 8.5 | 21600 | 18200 | 84.26% | 1.8 | 0 | 11.5 |  |  |  | No | R-410A | 1.5 | Residential & Commercial | No
213797274 | Mini/Multi Split | DAIKIN | HRCU-A-CB-O | RXL24WMVJU* |  | Mini-Splits(Non-Ducted) | FTX24UVJU |  | 21200 | 19.5 | 8.5 | 24000 | 24000 | 100% | 1.8 | 0 | 11.5 |  |  |  | No | R-410A | 1.7667 | Residential & Commercial | No
213803142 | Mini/Multi Split | COMFORTSTAR | HRCU-A-CB-O | CHT09CA-23(O) |  | Mini-Splits(Non-Ducted) | CHT09CA-23(I) |  | 9000 | 23 | 9 | 9500 | 7000 | 73.68% | 1.8 | 12.5 | 12.5 |  |  |  | No | R-410A | 0.75 | Residential & Commercial | No
213803143 | Mini/Multi Split | COMFORTSTAR | HRCU-A-CB-O | CHT09CD-23(O) |  | Mini-Splits(Non-Ducted) | CHT09CD-23(I) |  | 9000 | 23.5 | 9.2 | 9500 | 7300 | 76.84% | 1.8 | 13 | 13 |  |  |  | No | R-410A | 0.75 | Residential & Commercial | No
213803144 | Mini/Multi Split | COMFORTSTAR | HRCU-A-CB-O | CHT12CA-23(O) |  | Mini-Splits(Non-Ducted) | CHT12CA-23(I) |  | 12000 | 22 | 9 | 12000 | 8700 | 72.5% | 1.8 | 12.5 | 12.5 |  |  |  | No | R-410A | 1 | Residential & Commercial | No
213803158 | Mini/Multi Split | HISENSE | HRCU-A-CB-O | AST-09UW3SVEDH01 |  | Mini-Splits(Non-Ducted) | AST-09UW3SVEDH01 |  | 9000 | 22 | 9 | 9000 | 6300 | 70% | 2.05 | 0 | 13.7 |  |  |  | No | R-410A | 0.75 | Residential & Commercial | No
213803160 | Mini/Multi Split | HISENSE | HRCU-A-CB-O | AST-18UW3SBBDH00 |  | Mini-Splits(Non-Ducted) | AST-18UW3SBBDH00 |  | 18000 | 22.5 | 8.6 | 17000 | 11900 | 70% | 1.8 | 0 | 13 |  |  |  | No | R-410A | 1.5 | Residential & Commercial | No
213803161 | Mini/Multi Split | HISENSE | HRCU-A-CB-O | AST-24UW3SDBDH01 |  | Mini-Splits(Non-Ducted) | AST-24UW3SDBDH01 |  | 23000 | 20.5 | 8.6 | 23000 | 18000 | 78.26% | 1.75 | 0 | 12.2 |  |  |  | No | R-410A | 1.9167 | Residential & Commercial | No
213804779 | Mini/Multi Split | Acekool | HRCU-A-CB-O | CMS9 |  | Mini-Splits(Non-Ducted) | CMS9 |  | 9000 | 19 | 8.5 | 10000 | 7000 | 70% | 1.75 | 0 | 10 |  |  |  | No | R-410A | 0.75 | Residential & Commercial | No
213804780 | Mini/Multi Split | Acekool | HRCU-A-CB-O | CMS12 |  | Mini-Splits(Non-Ducted) | CMS12 |  | 12000 | 19 | 8.5 | 12200 | 8600 | 70.49% | 1.8 | 0 | 10 |  |  |  | No | R-410A | 1 | Residential & Commercial | No
213925483 | Mini/Multi Split | GREE | HRCU-A-CB-O | GWH12ATCXD-A6DNA1B/O |  | Mini-Splits(Non-Ducted) | GWH12ATCXD-A6DN***/I |  | 12000 | 21.5 | 8.5 | 12000 | 8500 | 70.83% | 1.9 | 0 | 11 |  |  |  | No | R-32 | 1 | Residential & Commercial | No
213925484 | Mini/Multi Split | GREE | HRCU-A-CB-O | GWH12AWCXD-A6DNA1A/O |  | Mini-Splits(Non-Ducted) | GWH12AWCXD-A6DN***/I |  | 12000 | 22 | 8.5 | 12000 | 9100 | 75.83% | 1.8 | 0 | 10.65 |  |  |  | No | R-32 | 1 | Residential & Commercial | No
213927340 | Mini/Multi Split | DELLA | HRCU-A-CB-O | 048-TP-9K1V-23S-OUT |  | Mini-Splits(Non-Ducted) | 048-TP-9K1V-23S-IN |  | 9000 | 23 | 9 | 9500 | 7000 | 73.68% | 1.8 | 12.5 | 12.5 |  |  |  | No | R-410A | 0.75 | Residential & Commercial | No
213927341 | Mini/Multi Split | DELLA | HRCU-A-CB-O | 048-TP-9K2V-23S-OUT |  | Mini-Splits(Non-Ducted) | 048-TP-9K2V-23S-IN |  | 9000 | 23.5 | 9.2 | 9500 | 7300 | 76.84% | 1.8 | 13 | 13 |  |  |  | No | R-410A | 0.75 | Residential & Commercial | No
213927342 | Mini/Multi Split | DELLA | HRCU-A-CB-O | 048-TP-12K1V-22S-OUT |  | Mini-Splits(Non-Ducted) | 048-TP-12K1V-22S-IN |  | 12000 | 22 | 9 | 12000 | 8700 | 72.5% | 1.8 | 12.5 | 12.5 |  |  |  | No | R-410A | 1 | Residential & Commercial | No
213927351 | Mini/Multi Split | GREE | HRCU-A-CB-O | GWH12ATCXD-D6DNA1B/O |  | Mini-Splits(Non-Ducted) | GWH12AWCXD-D6DN***/I |  | 12000 | 21.5 | 8.5 | 12000 | 9400 | 78.33% | 1.9 | 0 | 11 |  |  |  | No | R-32 | 1 | Residential & Commercial | No
213927360 | Mini/Multi Split | Rovsun | HRCU-A-CB-O | TSC-09HA1/I3XI22-O |  | Mini-Splits(Non-Ducted) | TSC-09HA1/I3XI22-I |  | 9000 | 23 | 9 | 9500 | 7000 | 73.68% | 1.8 | 12.5 | 12.5 |  |  |  | No | R-410A | 0.75 | Residential & Commercial | No
213927361 | Mini/Multi Split | Rovsun | HRCU-A-CB-O | TSC-12HA1/I3XI22-O |  | Mini-Splits(Non-Ducted) | TSC-12HA1/I3XI22-I |  | 12000 | 22 | 9 | 12000 | 8700 | 72.5% | 1.8 | 12.5 | 12.5 |  |  |  | No | R-410A | 1 | Residential & Commercial | No
213741357 | Mini/Multi Split | HISENSE | HRCU-A-CB-O | AST-09UW3SVEDH01G |  | Mini-Splits(Non-Ducted) | AST-09UW3SVEDH01 |  | 9000 | 22 | 9 | 9000 | 6300 | 70% | 2.05 | 0 | 13.7 |  |  |  | No | R-410A | 0.75 | Residential & Commercial | No
213741358 | Mini/Multi Split | HISENSE | HRCU-A-CB-O | AST-09UW3SVEDH01U |  | Mini-Splits(Non-Ducted) | AST-09UW3SVEDH01 |  | 9000 | 22 | 9 | 9000 | 6300 | 70% | 2.05 | 0 | 13.7 |  |  |  | No | R-410A | 0.75 | Residential & Commercial | No
213741359 | Mini/Multi Split | HISENSE | HRCU-A-CB-O | AST-18UW3SBBDH00G |  | Mini-Splits(Non-Ducted) | AST-18UW3SBBDH00 |  | 18000 | 22.5 | 8.6 | 17000 | 11900 | 70% | 1.8 | 0 | 13 |  |  |  | No | R-410A | 1.5 | Residential & Commercial | No
213741360 | Mini/Multi Split | HISENSE | HRCU-A-CB-O | AST-18UW3SBBDH00U |  | Mini-Splits(Non-Ducted) | AST-18UW3SBBDH00 |  | 18000 | 22.5 | 8.6 | 17000 | 11900 | 70% | 1.8 | 0 | 13 |  |  |  | No | R-410A | 1.5 | Residential & Commercial | No
213769912 | Mini/Multi Split | Bluefin | HRCU-A-CB-O | BFMS09BA-01O |  | Mini-Splits(Non-Ducted) | BFMS09BA-01I |  | 9000 | 21.7 | 9.4 | 10000 | 7000 | 70% | 2 | 12.6 | 12.6 |  |  |  | No | R-410A | 0.75 | Residential & Commercial | No
213769928 | Mini/Multi Split | AI AIR CONDITIONING | HRCU-A-CB-O | AO21-09N1-B1 |  | Mini-Splits(Non-Ducted) | AW21-09N1-B1 |  | 9000 | 21.5 | 9.1 | 10000 | 7000 | 70% | 2.16 | 12.5 | 12.5 |  |  |  | No | R-410A | 0.75 | Residential & Commercial | No
213927364 | Mini/Multi Split | Rovsun | HRCU-A-CB-O | TMSC-09HA2/I2XI19-O |  | Mini-Splits(Non-Ducted) | TMSC-09HA2/I2XI19-I |  | 9000 | 19 | 8.5 | 10000 | 7000 | 70% | 1.8 | 0 | 10 |  |  |  | No | R-410A | 0.75 | Residential & Commercial | No
213927365 | Mini/Multi Split | Rovsun | HRCU-A-CB-O | TMSC-12HA2/I2XI19-O |  | Mini-Splits(Non-Ducted) | TMSC-12HA2/I2XI19-I |  | 12000 | 19 | 8.5 | 12200 | 8600 | 70.49% | 1.8 | 0 | 10 |  |  |  | No | R-410A | 1 | Residential & Commercial | No
213741351 | Mini/Multi Split | HISENSE | HRCU-A-CB-O | AST-24UW3SDBDH01G |  | Mini-Splits(Non-Ducted) | AST-24UW3SDBDH01 |  | 23000 | 20.5 | 8.6 | 23000 | 18000 | 78.26% | 1.75 | 0 | 12.2 |  |  |  | No | R-410A | 1.9167 | Residential & Commercial | No
213741352 | Mini/Multi Split | HISENSE | HRCU-A-CB-O | AST-24UW3SDBDH01U |  | Mini-Splits(Non-Ducted) | AST-24UW3SDBDH01 |  | 23000 | 20.5 | 8.6 | 23000 | 18000 | 78.26% | 1.75 | 0 | 12.2 |  |  |  | No | R-410A | 1.9167 | Residential & Commercial | No
213927373 | Mini/Multi Split | ZOKOP | HRCU-A-CB-O | TSC-12HA1/I3XI22-O |  | Mini-Splits(Non-Ducted) | TSC-12HA1/I3XI22-I |  | 12000 | 22 | 9 | 12000 | 8700 | 72.5% | 1.8 | 12.5 | 12.5 |  |  |  | No | R-410A | 1 | Residential & Commercial | No
213927376 | Mini/Multi Split | ZOKOP | HRCU-A-CB-O | TMSC-09HA2/I2XI19-O |  | Mini-Splits(Non-Ducted) | TMSC-09HA2/I2XI19-I |  | 9000 | 19 | 8.5 | 10000 | 7000 | 70% | 1.8 | 0 | 10 |  |  |  | No | R-410A | 0.75 | Residential & Commercial | No
213927377 | Mini/Multi Split | ZOKOP | HRCU-A-CB-O | TMSC-12HA2/I2XI19-O |  | Mini-Splits(Non-Ducted) | TMSC-12HA2/I2XI19-I |  | 12000 | 19 | 8.5 | 12200 | 8600 | 70.49% | 1.8 | 0 | 10 |  |  |  | No | R-410A | 1 | Residential & Commercial | No
213614235 | Mini/Multi Split | LBG Products | HRCU-A-CB-O | LBHB09DRO |  | Mini-Splits(Non-Ducted) | LBHB09DRI |  | 9000 | 18.5 | 8.8 | 10000 | 7100 | 71% | 2.1 | 8.8 | 10.5 |  |  |  | No | R-410A | 0.75 | Residential & Commercial | No
213614239 | Mini/Multi Split | TEMPBLUE | HRCU-A-CB-O | UTG420B-X009PH3N1H |  | Mini-Splits(Non-Ducted) | UTH420B-X009-H3N1H |  | 9000 | 21.7 | 9.4 | 10000 | 7000 | 70% | 2 | 12.6 | 12.6 |  |  |  | No | R-410A | 0.75 | Residential & Commercial | No
213617703 | Mini/Multi Split | Mitsubishi Electric | HRCU-A-CB-O | PUZ-HA30NKA1*** |  | Mini-Splits(Non-Ducted) | PLA-A30EA* |  | 30000 | 20.2 | 8.8 | 34000 | 32000 | 94.12% | 2 | 0 | 14.1 |  |  |  | No | R-410A | 2.5 | Residential & Commercial | No
213617704 | Mini/Multi Split | Mitsubishi Electric | HRCU-A-CB-O | PUZ-HA30NKA1*** |  | Mini-Splits(Non-Ducted) | PKA-A30KA* |  | 30000 | 18.5 | 8.5 | 34000 | 32000 | 94.12% | 1.8 | 0 | 12.8 |  |  |  | No | R-410A | 2.5 | Residential & Commercial | No
213617705 | Mini/Multi Split | Mitsubishi Electric | HRCU-A-CB-O | PUZ-HA30NKA1*** |  | Mini-Splits(Non-Ducted) | PCA-A30KA* |  | 30000 | 17.9 | 8.5 | 35000 | 32000 | 91.43% | 1.8 | 0 | 12.6 |  |  |  | No | R-410A | 2.5 | Residential & Commercial | No
213617707 | Mini/Multi Split | Mitsubishi Electric | HRCU-A-CB-O | PUZ-HA36NKA1*** |  | Mini-Splits(Non-Ducted) | PLA-A36EA* |  | 36000 | 20 | 9 | 40000 | 38000 | 95% | 2 | 0 | 13 |  |  |  | No | R-410A | 3 | Residential & Commercial | No
213617711 | Mini/Multi Split | Mitsubishi Electric | HRCU-A-CB-O | PUZ-HA42NKA2*** |  | Mini-Splits(Non-Ducted) | PLA-A42EA* |  | 42000 | 16.3 | 9 | 54000 | 48000 | 88.89% | 1.9 | 0 | 10.7 |  |  |  | No | R-410A | 3.5 | Residential & Commercial | No
213617716 | Mini/Multi Split | Trane / Mitsubishi Electric | HRCU-A-CB-O | PUZ-HA30NKA1*** |  | Mini-Splits(Non-Ducted) | TPLA0A0301EA*** |  | 30000 | 20.2 | 8.8 | 34000 | 32000 | 94.12% | 2 | 0 | 14.1 |  |  |  | No | R-410A | 2.5 | Residential & Commercial | No
213617717 | Mini/Multi Split | Trane / Mitsubishi Electric | HRCU-A-CB-O | PUZ-HA30NKA1*** |  | Mini-Splits(Non-Ducted) | TPKA0A0301KA*** |  | 30000 | 18.5 | 8.5 | 34000 | 32000 | 94.12% | 1.8 | 0 | 12.8 |  |  |  | No | R-410A | 2.5 | Residential & Commercial | No
213617718 | Mini/Multi Split | Trane / Mitsubishi Electric | HRCU-A-CB-O | PUZ-HA30NKA1*** |  | Mini-Splits(Non-Ducted) | TPCA0A0301KA*** |  | 30000 | 17.9 | 8.5 | 35000 | 32000 | 91.43% | 1.8 | 0 | 12.6 |  |  |  | No | R-410A | 2.5 | Residential & Commercial | No
213617722 | Mini/Multi Split | Trane / Mitsubishi Electric | HRCU-A-CB-O | PUZ-HA36NKA1*** |  | Mini-Splits(Non-Ducted) | TPCA0A0361KA*** |  | 34000 | 18 | 9.2 | 40000 | 38000 | 95% | 1.75 | 0 | 12.5 |  |  |  | No | R-410A | 2.8333 | Residential & Commercial | No
213617745 | Mini/Multi Split | Trane / Mitsubishi Electric | HRCU-A-CB-O | TRUZH0301KA10** |  | Mini-Splits(Non-Ducted) | TPLA0A0301EA*** |  | 30000 | 20.2 | 8.8 | 34000 | 32000 | 94.12% | 2 | 0 | 14.1 |  |  |  | No | R-410A | 2.5 | Residential & Commercial | No
213617746 | Mini/Multi Split | Trane / Mitsubishi Electric | HRCU-A-CB-O | TRUZH0301KA10** |  | Mini-Splits(Non-Ducted) | TPKA0A0301KA*** |  | 30000 | 18.5 | 8.5 | 34000 | 32000 | 94.12% | 1.8 | 0 | 12.8 |  |  |  | No | R-410A | 2.5 | Residential & Commercial | No
213617747 | Mini/Multi Split | Trane / Mitsubishi Electric | HRCU-A-CB-O | TRUZH0301KA10** |  | Mini-Splits(Non-Ducted) | TPCA0A0301KA*** |  | 30000 | 17.9 | 8.5 | 35000 | 32000 | 91.43% | 1.8 | 0 | 12.6 |  |  |  | No | R-410A | 2.5 | Residential & Commercial | No
213617749 | Mini/Multi Split | Trane / Mitsubishi Electric | HRCU-A-CB-O | TRUZH0361KA10** |  | Mini-Splits(Non-Ducted) | TPLA0A0361EA*** |  | 36000 | 20 | 9 | 40000 | 38000 | 95% | 2 | 0 | 13 |  |  |  | No | R-410A | 3 | Residential & Commercial | No
213617750 | Mini/Multi Split | Trane / Mitsubishi Electric | HRCU-A-CB-O | TRUZH0361KA10** |  | Mini-Splits(Non-Ducted) | TPKA0A0361KA*** |  | 33600 | 18.7 | 9 | 40000 | 38000 | 95% | 1.8 | 0 | 12.4 |  |  |  | No | R-410A | 2.8 | Residential & Commercial | No
213617751 | Mini/Multi Split | Trane / Mitsubishi Electric | HRCU-A-CB-O | TRUZH0361KA10** |  | Mini-Splits(Non-Ducted) | TPCA0A0361KA*** |  | 34000 | 18 | 9.2 | 40000 | 38000 | 95% | 1.75 | 0 | 12.5 |  |  |  | No | R-410A | 2.8333 | Residential & Commercial | No
213617754 | Mini/Multi Split | Trane / Mitsubishi Electric | HRCU-A-CB-O | TRUZH0301KA10** |  | Mini-Splits(Non-Ducted) | PLA-A30EA* |  | 30000 | 20.2 | 8.8 | 34000 | 32000 | 94.12% | 2 | 0 | 14.1 |  |  |  | No | R-410A | 2.5 | Residential & Commercial | No
213617755 | Mini/Multi Split | Trane / Mitsubishi Electric | HRCU-A-CB-O | TRUZH0301KA10** |  | Mini-Splits(Non-Ducted) | PKA-A30KA* |  | 30000 | 18.5 | 8.5 | 34000 | 32000 | 94.12% | 1.8 | 0 | 12.8 |  |  |  | No | R-410A | 2.5 | Residential & Commercial | No
213617756 | Mini/Multi Split | Trane / Mitsubishi Electric | HRCU-A-CB-O | TRUZH0301KA10** |  | Mini-Splits(Non-Ducted) | PCA-A30KA* |  | 30000 | 17.9 | 8.5 | 35000 | 32000 | 91.43% | 1.8 | 0 | 12.6 |  |  |  | No | R-410A | 2.5 | Residential & Commercial | No
213617760 | Mini/Multi Split | Trane / Mitsubishi Electric | HRCU-A-CB-O | TRUZH0361KA10** |  | Mini-Splits(Non-Ducted) | PLA-A36EA* |  | 36000 | 20 | 9 | 40000 | 38000 | 95% | 2 | 0 | 13 |  |  |  | No | R-410A | 3 | Residential & Commercial | No
213617761 | Mini/Multi Split | Trane / Mitsubishi Electric | HRCU-A-CB-O | TRUZH0361KA10** |  | Mini-Splits(Non-Ducted) | PKA-A36KA* |  | 33600 | 18.7 | 9 | 40000 | 38000 | 95% | 1.8 | 0 | 12.4 |  |  |  | No | R-410A | 2.8 | Residential & Commercial | No
213617762 | Mini/Multi Split | Trane / Mitsubishi Electric | HRCU-A-CB-O | TRUZH0361KA10** |  | Mini-Splits(Non-Ducted) | PCA-A36KA* |  | 34000 | 18 | 9.2 | 40000 | 38000 | 95% | 1.75 | 0 | 12.5 |  |  |  | No | R-410A | 2.8333 | Residential & Commercial | No
213617767 | Mini/Multi Split | GENERALLUX STAR | HRCU-A-CB-O | GNS-18HCH23TO1 |  | Mini-Splits(Non-Ducted) | GNS-18HCH23TI1 |  | 18000 | 22.5 | 8.6 | 17000 | 11900 | 70% | 1.8 | 13 | 13 |  |  |  | No | R-410A | 1.5 | Residential & Commercial | No
215324669 | Mini/Multi Split | TEMPSTAR | HRCU-A-CB-O | D5CVRAH24AAK |  | Mini-Splits(Non-Ducted) | D5FVHAH24XAK |  | 24000 | 17 | 8.5 | 24000 | 17100 | 71.25% | 2.01 | 0 | 9 |  |  |  | No | R-454B | 2 | Residential & Commercial | No
213500516 | Mini/Multi Split | GREE | HRCU-A-CB-O | GWH24AUDXH-D6DNA1A/O |  | Mini-Splits(Non-Ducted) | GWH24AUDXH-D6DN***/I |  | 22000 | 24 | 9 | 24000 | 22000 | 91.67% | 1.75 | 0 | 13.1 |  |  |  | No | R-32 | 1.8333 | Residential & Commercial | No
213479354 | Mini/Multi Split | KANIONco | HRCU-A-CB-O | KWSM-09IR410AHS19P* |  | Mini-Splits(Non-Ducted) | KWSM-09IR410AHS19P |  | 9000 | 19 | 8.5 | 10000 | 7000 | 70% | 1.8 | 0 | 10 |  |  |  | No | R-410A | 0.75 | Residential & Commercial | No
213479355 | Mini/Multi Split | KANIONco | HRCU-A-CB-O | KWSM-12IR410AHS20LP* |  | Mini-Splits(Non-Ducted) | KWSM-12IR410AHS20LP |  | 12000 | 19 | 8.5 | 12200 | 8600 | 70.49% | 1.8 | 0 | 10 |  |  |  | No | R-410A | 1 | Residential & Commercial | No
213479384 | Mini/Multi Split | TEMP SHIFT | HRCU-A-CB-O | TSMOE30U48HFN1M[X](GA) |  | Mini-Splits(Non-Ducted) | TSMCD148HRFN1M(GA) |  | 48000 | 16.8 | 10.7 | 53000 | 48000 | 90.57% | 1.98 | 8.3 | 8.3 |  |  |  | No | R-410A | 4 | Residential & Commercial | No
213479353 | Mini/Multi Split | KANIONco | HRCU-A-CB-O | KWSM-09IR410AHS20LP* |  | Mini-Splits(Non-Ducted) | KWSM-09IR410AHS20LP |  | 9000 | 19 | 8.5 | 10000 | 7000 | 70% | 1.75 | 0 | 10 |  |  |  | No | R-410A | 0.75 | Residential & Commercial | No
213386492 | Mini/Multi Split | Bladex | HRCU-A-CB-O | BS21-09HFN1-ODU-115 |  | Mini-Splits(Non-Ducted) | BSWM21-09HWIU-115 |  | 9000 | 21.5 | 9.1 | 10000 | 7000 | 70% | 2.16 | 12.5 | 12.5 |  |  |  | No | R-410A | 0.75 | Residential & Commercial | No
213386494 | Mini/Multi Split | Bladex | HRCU-A-CB-O | BS21-09HFN1-ODU-230 |  | Mini-Splits(Non-Ducted) | BSWM21-09HWIU-230 |  | 9000 | 21.7 | 9.4 | 10000 | 7000 | 70% | 2 | 12.6 | 12.6 |  |  |  | No | R-410A | 0.75 | Residential & Commercial | No
215324596 | Mini/Multi Split | MIDEA | HRCU-A-CB-O | D5CVRAH24AAK |  | Mini-Splits(Non-Ducted) | D5FVHAH24XAK |  | 24000 | 17 | 8.5 | 24000 | 17100 | 71.25% | 2.01 | 0 | 9 |  |  |  | No | R-454B | 2 | Residential & Commercial | No
215324450 | Mini/Multi Split | KEEPRITE | HRCU-A-CB-O | D5CVRAH24AAK |  | Mini-Splits(Non-Ducted) | D5FVHAH24XAK |  | 24000 | 17 | 8.5 | 24000 | 17100 | 71.25% | 2.01 | 0 | 9 |  |  |  | No | R-454B | 2 | Residential & Commercial | No
215324523 | Mini/Multi Split | KENMORE | HRCU-A-CB-O | D5CVRAH24AAK |  | Mini-Splits(Non-Ducted) | D5FVHAH24XAK |  | 24000 | 17 | 8.5 | 24000 | 17100 | 71.25% | 2.01 | 0 | 9 |  |  |  | No | R-454B | 2 | Residential & Commercial | No
213308893 | Mini/Multi Split | ZERO | HRCU-A-CB-O | ACMS092419AA |  | Mini-Splits(Non-Ducted) | ACMS092419AA |  | 9000 | 19 | 8.5 | 10000 | 7000 | 70% | 1.75 | 0 | 10 |  |  |  | No | R-410A | 0.75 | Residential & Commercial | No
213308894 | Mini/Multi Split | ZERO | HRCU-A-CB-O | ACMS122419AA |  | Mini-Splits(Non-Ducted) | ACMS122419AA |  | 12000 | 19 | 8.5 | 12200 | 8600 | 70.49% | 1.8 | 0 | 10 |  |  |  | No | R-410A | 1 | Residential & Commercial | No
212369702 | Mini/Multi Split | K&A | HRCU-A-CB-O | MAJESTIC-09HVT110-US |  | Mini-Splits(Non-Ducted) | MAJESTIC-09HVT110-US |  | 9000 | 19 | 8.5 | 10000 | 7000 | 70% | 1.75 | 0 | 10 |  |  |  | No | R-410A | 0.75 | Residential & Commercial | No
212369703 | Mini/Multi Split | K&A | HRCU-A-CB-O | MAJESTIC-12HVT110-US |  | Mini-Splits(Non-Ducted) | MAJESTIC-12HVT110-US |  | 12000 | 19 | 8.5 | 12200 | 8600 | 70.49% | 1.8 | 0 | 10 |  |  |  | No | R-410A | 1 | Residential & Commercial | No
212369704 | Mini/Multi Split | K&A | HRCU-A-CB-O | MAJESTIC-09HVT-US |  | Mini-Splits(Non-Ducted) | MAJESTIC-09HVT-US |  | 9000 | 19 | 8.5 | 10000 | 7000 | 70% | 1.8 | 0 | 10 |  |  |  | No | R-410A | 0.75 | Residential & Commercial | No
213265591 | Mini/Multi Split | Cooper&Hunter | HRCU-A-CB-O | CH-NHPR36LCU-230VO |  | Mini-Splits(Non-Ducted) | CH-36LCFC-W |  | 36000 | 17.6 | 10 | 39000 | 36600 | 93.85% | 1.75 | 8.6 | 8.8 |  |  |  | No | R-410A | 3 | Residential & Commercial | No
213265593 | Mini/Multi Split | Cooper&Hunter | HRCU-A-CB-O | CH-NHPR48LCU-230VO |  | Mini-Splits(Non-Ducted) | CH-48LCFC-W |  | 48000 | 17 | 9.8 | 51000 | 49000 | 96.08% | 1.8 | 8.2 | 8.2 |  |  |  | No | R-410A | 4 | Residential & Commercial | No
213265622 | Mini/Multi Split | J-KU | HRCU-A-CB-O | JKS-09H2HP-ES(O) |  | Mini-Splits(Non-Ducted) | JKS-09H2HP-ES(I) |  | 9000 | 22 | 9 | 9000 | 6300 | 70% | 1.8 | 13.7 | 13.7 |  |  |  | No | R-410A | 0.75 | Residential & Commercial | No
213265624 | Mini/Multi Split | J-KU | HRCU-A-CB-O | JKS-18H2HP-ES(O) |  | Mini-Splits(Non-Ducted) | JKS-18H2HP-ES(I) |  | 18000 | 22.5 | 8.6 | 17000 | 11900 | 70% | 1.8 | 13 | 13 |  |  |  | No | R-410A | 1.5 | Residential & Commercial | No
214931160 | Mini/Multi Split | LG | HRCU-A-CB-O | KUSAC121A |  | Mini-Splits(Non-Ducted) | KNSAC121A |  | 11000 | 20 | 9 | 12000 | 8400 | 70% | 1.8 | 0 | 12.3 |  |  |  | No | R-32 | 0.91667 | Residential & Commercial | No
214931161 | Mini/Multi Split | LG | HRCU-A-CB-O | KUSAC181A |  | Mini-Splits(Non-Ducted) | KNSAC181A |  | 18000 | 21 | 9.4 | 19000 | 13300 | 70% | 1.8 | 0 | 12.5 |  |  |  | No | R-32 | 1.5 | Residential & Commercial | No
207688889 | Mini/Multi Split | TCL | HRCU-A-CB-O | TSC-09HA2/I3TI23 |  | Mini-Splits(Non-Ducted) | TSC-09HA2/I3TI23-I |  | 9000 | 23.5 | 9.2 | 9500 | 7300 | 76.84% | 1.8 | 13 | 13 |  |  |  | No | R-410A | 0.75 | Residential & Commercial | No
210857352 | Mini/Multi Split | DIYCOOL | HRCU-A-CB-O | ACIQ-18ZPL-HP230B |  | Mini-Splits(Non-Ducted) | ACIQ-18FM-HH-MC |  | 16000 | 20.2 | 8.9 | 17000 | 16700 | 98.24% | 1.76 | 11 | 11 |  |  |  | No | R-410A | 1.3333 | Residential & Commercial | No
213194174 | Mini/Multi Split | GREE | HRCU-A-CB-O | GWH12QC-D3DNA1D/O |  | Mini-Splits(Non-Ducted) | GWH12AGC-D3DN***/I |  | 12000 | 21.5 | 8.5 | 13000 | 9100 | 70% | 1.8 | 0 | 12 |  |  |  | No | R-410A | 1 | Residential & Commercial | No
212409463 | Mini/Multi Split | GE Appliances | HRCU-A-CB-O | ASH112URDE** |  | Mini-Splits(Non-Ducted) | AB12SC2VHA |  | 12000 | 20.5 | 8.5 | 12400 | 8700 | 70.16% | 1.8 | 0 | 12.5 |  |  |  | No | R-410A | 1 | Residential & Commercial | No
212361347 | Mini/Multi Split | LENNOX | HRCU-A-CB-O | LI012HO-190P432 |  | Mini-Splits(Non-Ducted) | LI012HI-190P432 |  | 12000 | 17.5 | 8.5 | 12000 | 8500 | 70.83% | 1.8 | 8.7 | 8.7 |  |  |  | No | R-410A | 1 | Residential & Commercial | No
212361755 | Mini/Multi Split | KANIONco | HRCU-A-CB-O | KWSM-09IR410AHS20MVLODU |  | Mini-Splits(Non-Ducted) | KWSM-09IR410AHS20MVLIDU |  | 9000 | 21.5 | 9.1 | 10000 | 7000 | 70% | 2.16 | 12.5 | 12.5 |  |  |  | No | R-410A | 0.75 | Residential & Commercial | No
212365395 | Mini/Multi Split | TOSOT | HRCU-A-CB-O | TW12HXP2A1DO |  | Mini-Splits(Non-Ducted) | TM12HBKDI |  | 12000 | 24 | 8.5 | 12000 | 9200 | 76.67% | 1.9 | 0 | 12.5 |  |  |  | No | R-410A | 1 | Residential & Commercial | No
212365396 | Mini/Multi Split | TOSOT | HRCU-A-CB-O | TW12HXP2A1DO |  | Mini-Splits(Non-Ducted) | TM12HBTDI |  | 12000 | 18.5 | 8.5 | 12000 | 10000 | 83.33% | 1.85 | 0 | 11.5 |  |  |  | No | R-410A | 1 | Residential & Commercial | No
212365398 | Mini/Multi Split | TOSOT | HRCU-A-CB-O | TW18HXP2A1DO |  | Mini-Splits(Non-Ducted) | TM18HBKDI |  | 18000 | 19 | 8.5 | 18000 | 14500 | 80.56% | 1.93 | 0 | 10.05 |  |  |  | No | R-410A | 1.5 | Residential & Commercial | No
212365402 | Mini/Multi Split | TOSOT | HRCU-A-CB-O | TW24HXP2A1DO |  | Mini-Splits(Non-Ducted) | TM24HBTDI |  | 22000 | 20 | 9 | 24000 | 19000 | 79.17% | 1.8 | 0 | 12 |  |  |  | No | R-410A | 1.8333 | Residential & Commercial | No
212365414 | Mini/Multi Split | Custom Comfort | HRCU-A-CB-O | CCOXHASZ48CHP |  | Mini-Splits(Non-Ducted) | CCOXHA4C48 |  | 48000 | 16.8 | 10.7 | 53000 | 48000 | 90.57% | 1.98 | 8.3 | 8.3 |  |  |  | No | R-410A | 4 | Residential & Commercial | No
212365423 | Mini/Multi Split | Custom Comfort | HRCU-A-CB-O | CCOXHASZ17HP |  | Mini-Splits(Non-Ducted) | CCOXHAFM18 |  | 16000 | 20.2 | 8.9 | 17000 | 16700 | 98.24% | 1.76 | 11 | 11 |  |  |  | No | R-410A | 1.3333 | Residential & Commercial | No
212365426 | Mini/Multi Split | Custom Comfort | HRCU-A-CB-O | CCOXHASZ36CHP |  | Mini-Splits(Non-Ducted) | CCOXHAFC36 |  | 36000 | 17.6 | 10 | 39000 | 36600 | 93.85% | 1.75 | 8.6 | 8.8 |  |  |  | No | R-410A | 3 | Residential & Commercial | No
212365427 | Mini/Multi Split | Custom Comfort | HRCU-A-CB-O | CCOXHASZ48CHP |  | Mini-Splits(Non-Ducted) | CCOXHAFC48 |  | 48000 | 17 | 9.8 | 51000 | 49000 | 96.08% | 1.8 | 8.2 | 8.2 |  |  |  | No | R-410A | 4 | Residential & Commercial | No
212369705 | Mini/Multi Split | K&A | HRCU-A-CB-O | MAJESTIC-12HVT-US |  | Mini-Splits(Non-Ducted) | MAJESTIC-12HVT-US |  | 12000 | 19 | 8.5 | 12200 | 8600 | 70.49% | 1.8 | 0 | 10 |  |  |  | No | R-410A | 1 | Residential & Commercial | No
212386851 | Mini/Multi Split | FUJIECO | HRCU-A-CB-O | FES-09H1T*(O) |  | Mini-Splits(Non-Ducted) | FES-09H1TK(I) |  | 9000 | 19 | 8.5 | 10000 | 7000 | 70% | 1.75 | 0 | 10 |  |  |  | No | R-410A | 0.75 | Residential & Commercial | No
212386856 | Mini/Multi Split | FUJIECO | HRCU-A-CB-O | FES-09H1TQ(O) |  | Mini-Splits(Non-Ducted) | FES-09H1TQ(I) |  | 9000 | 19 | 8.5 | 10000 | 7000 | 70% | 1.75 | 0 | 10 |  |  |  | No | R-410A | 0.75 | Residential & Commercial | No
212386866 | Mini/Multi Split | TURBRO | HRCU-A-CB-O | GL12K115-O |  | Mini-Splits(Non-Ducted) | GL12K115-I |  | 12000 | 22 | 9 | 12000 | 8700 | 72.5% | 1.8 | 12.5 | 12.5 |  |  |  | No | R-410A | 1 | Residential & Commercial | No
212390859 | Mini/Multi Split | ApooDr | HRCU-A-CB-O | ATPRO23-12H1B |  | Mini-Splits(Non-Ducted) | ATPRO23-12H1A |  | 12000 | 22 | 9 | 12000 | 8700 | 72.5% | 1.8 | 12.5 | 12.5 |  |  |  | No | R-410A | 1 | Residential & Commercial | No
212390860 | Mini/Multi Split | ApooDr | HRCU-A-CB-O | ATPRO23-09H220V1B |  | Mini-Splits(Non-Ducted) | ATPRO23-09H220V1A |  | 9000 | 23.5 | 9.2 | 9500 | 7300 | 76.84% | 1.8 | 13 | 13 |  |  |  | No | R-410A | 0.75 | Residential & Commercial | No
212390864 | Mini/Multi Split | ApooDr | HRCU-A-CB-O | AES19-09H1B |  | Mini-Splits(Non-Ducted) | AES19-09H1A |  | 9000 | 19 | 8.5 | 10000 | 7000 | 70% | 1.75 | 0 | 10 |  |  |  | No | R-410A | 0.75 | Residential & Commercial | No
212394364 | Mini/Multi Split | GREE | HRCU-A-CB-O | GWH09ATCXB-D3DNA1A/O |  | Mini-Splits(Non-Ducted) | GWH09AWCXB-D3DN***/I |  | 9100 | 19.5 | 8.8 | 10000 | 7400 | 74% | 1.81 | 0 | 11.3 |  |  |  | No | R-410A | 0.75833 | Residential & Commercial | No
212396482 | Mini/Multi Split | KINGHOME | HRCU-A-CB-O | KW09HQ19SDO |  | Mini-Splits(Non-Ducted) | KW09HQ19SDI |  | 9100 | 19.5 | 8.8 | 10000 | 7400 | 74% | 1.81 | 0 | 11.3 |  |  |  | No | R-410A | 0.75833 | Residential & Commercial | No
212409454 | Mini/Multi Split | HAIER | HRCU-A-CB-O | 1U12EH2HE** |  | Mini-Splits(Non-Ducted) | AB12SC2VHA |  | 12000 | 20.5 | 8.5 | 12400 | 8700 | 70.16% | 1.8 | 0 | 12.5 |  |  |  | No | R-410A | 1 | Residential & Commercial | No
212316221 | Mini/Multi Split | GREE | HRCU-A-CB-O | GWH12AUCXD-D3DNA1A/O |  | Mini-Splits(Non-Ducted) | GWH12AUCXD-D3DN***/I |  | 12000 | 24 | 9 | 12000 | 9000 | 75% | 1.85 | 0 | 12.5 |  |  |  | No | R-410A | 1 | Residential & Commercial | No
212316954 | Mini/Multi Split | FUJIECO | HRCU-A-CB-O | FES-09H2TK-ES(O)* |  | Mini-Splits(Non-Ducted) | FES-09H2TK-ES(I) |  | 9000 | 23.5 | 9.2 | 9500 | 7300 | 76.84% | 1.8 | 13 | 13 |  |  |  | No | R-410A | 0.75 | Residential & Commercial | No
212349504 | Mini/Multi Split | ZERO | HRCU-A-CB-O | ZMSB-09HVT110-USHH |  | Mini-Splits(Non-Ducted) | ZMSB-09HVT110-USHH |  | 9000 | 23 | 9 | 9500 | 7000 | 73.68% | 1.8 | 12.5 | 12.5 |  |  |  | No | R-410A | 0.75 | Residential & Commercial | No
212349505 | Mini/Multi Split | ZERO | HRCU-A-CB-O | ZMSB-12HVT110-USHH |  | Mini-Splits(Non-Ducted) | ZMSB-12HVT110-USHH |  | 12000 | 22 | 9 | 12000 | 8700 | 72.5% | 1.8 | 12.5 | 12.5 |  |  |  | No | R-410A | 1 | Residential & Commercial | No
212349506 | Mini/Multi Split | ZERO | HRCU-A-CB-O | ZMSB-09HVT-USHH |  | Mini-Splits(Non-Ducted) | ZMSB-09HVT-USHH |  | 9000 | 23.5 | 9.2 | 9500 | 7300 | 76.84% | 1.8 | 13 | 13 |  |  |  | No | R-410A | 0.75 | Residential & Commercial | No
212360138 | Mini/Multi Split | KANIONco | HRCU-A-CB-O | KWSM-09IR410AHS21.5MVODU |  | Mini-Splits(Non-Ducted) | KWSM-09IR410AHS21.5MVIDU |  | 9000 | 21.7 | 9.4 | 10000 | 7000 | 70% | 2 | 12.6 | 12.6 |  |  |  | No | R-410A | 0.75 | Residential & Commercial | No
212316190 | Mini/Multi Split | STEALTH | HRCU-A-CB-O | ACIQ-48ZPL-HP230B |  | Mini-Splits(Non-Ducted) | ACIQ-48CC-HH-MB |  | 48000 | 16.8 | 10.7 | 53000 | 48000 | 90.57% | 1.98 | 8.3 | 8.3 |  |  |  | No | R-410A | 4 | Residential & Commercial | No
212316194 | Mini/Multi Split | STEALTH | HRCU-A-CB-O | ACIQ-36ZPL-HP230B |  | Mini-Splits(Non-Ducted) | ACIQ-36FM-HH-MB |  | 36000 | 17.6 | 10 | 39000 | 36600 | 93.85% | 1.75 | 8.6 | 8.8 |  |  |  | No | R-410A | 3 | Residential & Commercial | No
212316195 | Mini/Multi Split | STEALTH | HRCU-A-CB-O | ACIQ-48ZPL-HP230B |  | Mini-Splits(Non-Ducted) | ACIQ-48FM-HH-MB |  | 48000 | 17 | 9.8 | 51000 | 49000 | 96.08% | 1.8 | 8.2 | 8.2 |  |  |  | No | R-410A | 4 | Residential & Commercial | No
212316202 | Mini/Multi Split | STEALTH | HRCU-A-CB-O | ACIQ-18ZPL-HP230B |  | Mini-Splits(Non-Ducted) | ACIQ-18FM-HH-MC |  | 16000 | 20.2 | 8.9 | 17000 | 16700 | 98.24% | 1.76 | 11 | 11 |  |  |  | No | R-410A | 1.3333 | Residential & Commercial | No
212316104 | Mini/Multi Split | PolarWave | HRCU-A-CB-O | ACIQ-48ZPL-HP230B |  | Mini-Splits(Non-Ducted) | ACIQ-48CC-HH-MB |  | 48000 | 16.8 | 10.7 | 53000 | 48000 | 90.57% | 1.98 | 8.3 | 8.3 |  |  |  | No | R-410A | 4 | Residential & Commercial | No
212316108 | Mini/Multi Split | PolarWave | HRCU-A-CB-O | ACIQ-36ZPL-HP230B |  | Mini-Splits(Non-Ducted) | ACIQ-36FM-HH-MB |  | 36000 | 17.6 | 10 | 39000 | 36600 | 93.85% | 1.75 | 8.6 | 8.8 |  |  |  | No | R-410A | 3 | Residential & Commercial | No
212316109 | Mini/Multi Split | PolarWave | HRCU-A-CB-O | ACIQ-48ZPL-HP230B |  | Mini-Splits(Non-Ducted) | ACIQ-48FM-HH-MB |  | 48000 | 17 | 9.8 | 51000 | 49000 | 96.08% | 1.8 | 8.2 | 8.2 |  |  |  | No | R-410A | 4 | Residential & Commercial | No
212316116 | Mini/Multi Split | PolarWave | HRCU-A-CB-O | ACIQ-18ZPL-HP230B |  | Mini-Splits(Non-Ducted) | ACIQ-18FM-HH-MC |  | 16000 | 20.2 | 8.9 | 17000 | 16700 | 98.24% | 1.76 | 11 | 11 |  |  |  | No | R-410A | 1.3333 | Residential & Commercial | No
211911404 | Mini/Multi Split | Journey Comfort | HRCU-A-CB-O | RGV230ODU09 |  | Mini-Splits(Non-Ducted) | RGV230HWU09 |  | 9000 | 18.5 | 8.8 | 10000 | 7100 | 71% | 2.1 | 8.8 | 10.5 |  |  |  | No | R-410A | 0.75 | Residential & Commercial | No
212119357 | Mini/Multi Split | CLASSIC | HRCU-A-CB-O | GRHARC09AS2 |  | Mini-Splits(Non-Ducted) | GWHARC09S2 |  | 9100 | 20.5 | 8.8 | 10500 | 8000 | 76.19% | 1.87 | 12.5 | 12.5 |  |  |  | No | R-410A | 0.75833 | Residential & Commercial | No
212292428 | Mini/Multi Split | LENNOX | HRCU-A-CB-O | LI012HO-190V432 |  | Mini-Splits(Non-Ducted) | LI012HI-190V432 |  | 12000 | 17.5 | 8.5 | 12000 | 8500 | 70.83% | 1.75 | 8.7 | 8.7 |  |  |  | No | R-410A | 1 | Residential & Commercial | No
212292430 | Mini/Multi Split | LENNOX | HRCU-A-CB-O | LI036HO-190P432 |  | Mini-Splits(Non-Ducted) | LI036HI-190P432 |  | 33600 | 20 | 8.5 | 34600 | 24400 | 70.52% | 1.85 | 10.5 | 10.5 |  |  |  | No | R-410A | 2.8 | Residential & Commercial | No
211871342 | Mini/Multi Split | MIDEA | HRCU-A-CB-O | MASAG09-21HS1GB* |  | Mini-Splits(Non-Ducted) | MASAG09-21HS1GA |  | 9000 | 21.5 | 9.1 | 10000 | 7000 | 70% | 2.16 | 12.5 | 12.5 |  |  |  | No | R-410A | 0.75 | Residential & Commercial | No
211871345 | Mini/Multi Split | MIDEA | HRCU-A-CB-O | MASAG09-21HS2GB* |  | Mini-Splits(Non-Ducted) | MASAG09-21HS2GA |  | 9000 | 21.7 | 9.4 | 10000 | 7000 | 70% | 2 | 12.6 | 12.6 |  |  |  | No | R-410A | 0.75 | Residential & Commercial | No
211756578 | Mini/Multi Split | LPS Legacy | HRCU-A-CB-O | DLCVRAH09AAK |  | Mini-Splits(Non-Ducted) | DLFVHAH09XAK |  | 9000 | 18.5 | 8.8 | 10000 | 7100 | 71% | 2.1 | 8.8 | 10.5 |  |  |  | No | R-410A | 0.75 | Residential & Commercial | No
211756585 | Mini/Multi Split | LPS Legacy | HRCU-A-CB-O | DLCERBH09AAJ |  | Mini-Splits(Non-Ducted) | DLFEHBH09XAJ |  | 9000 | 21.5 | 9.1 | 10000 | 7000 | 70% | 2.16 | 12.5 | 12.5 |  |  |  | No | R-410A | 0.75 | Residential & Commercial | No
211756601 | Mini/Multi Split | LPS Legacy | HRCU-A-CB-O | DLCERBH09AAK |  | Mini-Splits(Non-Ducted) | DLFEHBH09XAK |  | 9000 | 21.7 | 9.4 | 10000 | 7000 | 70% | 2 | 12.6 | 12.6 |  |  |  | No | R-410A | 0.75 | Residential & Commercial | No
211727032 | Mini/Multi Split | AMERICAN STANDARD | HRCU-A-CB-O | 4TXK2512A10N0** |  | Mini-Splits(Non-Ducted) | 4MXX8512B10N0** |  | 12000 | 18.5 | 8.5 | 12000 | 10000 | 83.33% | 1.85 | 12.5 | 11.5 |  |  |  | No | R-410A | 1 | Residential & Commercial | No
211727037 | Mini/Multi Split | AMERICAN STANDARD | HRCU-A-CB-O | 4TXK2524A10N0** |  | Mini-Splits(Non-Ducted) | 4MXX8524B10N0** |  | 22000 | 20 | 9 | 24000 | 19000 | 79.17% | 1.8 | 12 | 12 |  |  |  | No | R-410A | 1.8333 | Residential & Commercial | No
211727039 | Mini/Multi Split | TRANE | HRCU-A-CB-O | 4TXK2512A10N0** |  | Mini-Splits(Non-Ducted) | 4MXX8512B10N0** |  | 12000 | 18.5 | 8.5 | 12000 | 10000 | 83.33% | 1.85 | 12.5 | 11.5 |  |  |  | No | R-410A | 1 | Residential & Commercial | No
211727044 | Mini/Multi Split | TRANE | HRCU-A-CB-O | 4TXK2524A10N0** |  | Mini-Splits(Non-Ducted) | 4MXX8524B10N0** |  | 22000 | 20 | 9 | 24000 | 19000 | 79.17% | 1.8 | 12 | 12 |  |  |  | No | R-410A | 1.8333 | Residential & Commercial | No
211755704 | Mini/Multi Split | GREE | HRCU-A-CB-O | 3VIR12HP115V1BO |  | Mini-Splits(Non-Ducted) | 3VIR12HP115V1BH |  | 12000 | 24 | 9 | 12000 | 8800 | 73.33% | 1.85 | 0 | 12 |  |  |  | No | R-410A | 1 | Residential & Commercial | No
211755706 | Mini/Multi Split | GREE | HRCU-A-CB-O | 3VIR12HP230V1BO |  | Mini-Splits(Non-Ducted) | 3VIR12HP230V1BH |  | 12000 | 24 | 9 | 12000 | 9000 | 75% | 1.85 | 0 | 12.5 |  |  |  | No | R-410A | 1 | Residential & Commercial | No
211755707 | Mini/Multi Split | GREE | HRCU-A-CB-O | 3VIR18HP230V1BO |  | Mini-Splits(Non-Ducted) | 3VIR18HP230V1BH |  | 18000 | 23.5 | 9 | 18000 | 13500 | 75% | 1.9 | 0 | 13 |  |  |  | No | R-410A | 1.5 | Residential & Commercial | No
211694638 | Mini/Multi Split | ApooDr | HRCU-A-CB-O | AES19-12H1A |  | Mini-Splits(Non-Ducted) | AES19-12H1B |  | 12000 | 19 | 8.5 | 12200 | 8600 | 70.49% | 1.8 | 0 | 10 |  |  |  | No | R-410A | 1 | Residential & Commercial | No
211694651 | Mini/Multi Split | AIR-CON | HRCU-A-CB-O | ALPCI4H1E12 |  | Mini-Splits(Non-Ducted) | ALPEM4H1E12 |  | 12000 | 22 | 9 | 12000 | 8700 | 72.5% | 1.8 | 12.5 | 12.5 |  |  |  | No | R-410A | 1 | Residential & Commercial | No
213088032 | Mini/Multi Split | J-KU | HRCU-A-CB-O | JKS24HP230V1XC |  | Mini-Splits(Non-Ducted) | JKS24HP230V1XE |  | 23000 | 20.5 | 8.6 | 23000 | 18000 | 78.26% | 1.75 | 12.5 | 12.2 |  |  |  | No | R-410A | 1.9167 | Residential & Commercial | No
211709352 | Mini/Multi Split | Pioneer | HRCU-A-CB-O | YN009ALFI19RPE |  | Mini-Splits(Non-Ducted) | WT009ALFI19HLE |  | 9000 | 19 | 8.5 | 10000 | 7000 | 70% | 1.75 | 0 | 10 |  |  |  | No | R-410A | 0.75 | Residential & Commercial | No
211709353 | Mini/Multi Split | Pioneer | HRCU-A-CB-O | YN012ALFI19RPE |  | Mini-Splits(Non-Ducted) | WT012ALFI19HLE |  | 12000 | 19 | 8.5 | 12200 | 8600 | 70.49% | 1.8 | 0 | 10 |  |  |  | No | R-410A | 1 | Residential & Commercial | No
211709354 | Mini/Multi Split | Pioneer | HRCU-A-CB-O | YN009GLFI19RPE |  | Mini-Splits(Non-Ducted) | WT009GLFI19HLE |  | 9000 | 19 | 8.5 | 10000 | 7000 | 70% | 1.8 | 0 | 10 |  |  |  | No | R-410A | 0.75 | Residential & Commercial | No
211709659 | Mini/Multi Split | ACD | HRCU-A-CB-O | PUD30KCH20S-O |  | Mini-Splits(Non-Ducted) | PUD30KCH20S-I |  | 30000 | 20 | 8.5 | 30000 | 23200 | 77.33% | 1.81 | 11.25 | 11.25 |  |  |  | No | R-410A | 2.5 | Residential & Commercial | No
211709660 | Mini/Multi Split | ACD | HRCU-A-CB-O | PUD36KCH20S-O |  | Mini-Splits(Non-Ducted) | PUD36KCH20S-I |  | 33600 | 20 | 8.5 | 34600 | 24400 | 70.52% | 1.85 | 10.5 | 10.5 |  |  |  | No | R-410A | 2.8 | Residential & Commercial | No
211717255 | Mini/Multi Split | HISENSE | HRCU-A-CB-O | AST-18UW3SBB**00 |  | Mini-Splits(Non-Ducted) | AST-18UW3SBB**00 |  | 18000 | 22.5 | 9.2 | 17000 | 11900 | 70% | 1.8 | 13 | 13 |  |  |  | No | R-410A | 1.5 | Residential & Commercial | No
211726653 | Mini/Multi Split | GREE | HRCU-A-CB-O | 3VIR12HP230V1BO |  | Mini-Splits(Non-Ducted) | CAS12HP230V1BC |  | 12000 | 24 | 8.5 | 12000 | 9200 | 76.67% | 1.9 | 0 | 12.5 |  |  |  | No | R-410A | 1 | Residential & Commercial | No
211726654 | Mini/Multi Split | GREE | HRCU-A-CB-O | 3VIR12HP230V1BO |  | Mini-Splits(Non-Ducted) | FLR12HP230V1BF |  | 12000 | 18.5 | 8.5 | 12000 | 10000 | 83.33% | 1.85 | 0 | 11.5 |  |  |  | No | R-410A | 1 | Residential & Commercial | No
211726656 | Mini/Multi Split | GREE | HRCU-A-CB-O | 3VIR18HP230V1BO |  | Mini-Splits(Non-Ducted) | CAS18HP230V1BC |  | 18000 | 19 | 8.5 | 18000 | 14500 | 80.56% | 1.93 | 0 | 10.05 |  |  |  | No | R-410A | 1.5 | Residential & Commercial | No
211726660 | Mini/Multi Split | GREE | HRCU-A-CB-O | 3VIR24HP230V1BO |  | Mini-Splits(Non-Ducted) | FLR24HP230V1BF |  | 22000 | 20 | 9 | 24000 | 19000 | 79.17% | 1.8 | 0 | 12 |  |  |  | No | R-410A | 1.8333 | Residential & Commercial | No
211729927 | Mini/Multi Split | CLASSIC | HRCU-A-CB-O | GRHARC24AS2 |  | Mini-Splits(Non-Ducted) | GWHARC24S2 |  | 22000 | 22 | 9 | 24000 | 20000 | 83.33% | 1.8 | 12.2 | 12.2 |  |  |  | No | R-410A | 1.8333 | Residential & Commercial | No
211729928 | Mini/Multi Split | TGM | HRCU-A-CB-O | GRHART24AS2 |  | Mini-Splits(Non-Ducted) | GWHART24S2 |  | 22000 | 22 | 9 | 24000 | 20000 | 83.33% | 1.8 | 12.2 | 12.2 |  |  |  | No | R-410A | 1.8333 | Residential & Commercial | No
211744600 | Mini/Multi Split | HAIER | HRCU-A-CB-O | 1U24LP2HD** |  | Mini-Splits(Non-Ducted) | USYL24UCDD** |  | 24000 | 19 | 8.6 | 26000 | 19000 | 73.08% | 1.8 | 0 | 11 |  |  |  | No | R-410A | 2 | Residential & Commercial | No
211744602 | Mini/Multi Split | HAIER | HRCU-A-CB-O | 1U3036LP2HD** |  | Mini-Splits(Non-Ducted) | USYL30UCDD** |  | 30000 | 18 | 9.2 | 31000 | 26800 | 86.45% | 1.8 | 0 | 10.6 |  |  |  | No | R-410A | 2.5 | Residential & Commercial | No
211744603 | Mini/Multi Split | HAIER | HRCU-A-CB-O | 1U3036LP2HD** |  | Mini-Splits(Non-Ducted) | AW30TL2HF** |  | 30000 | 19 | 9 | 32000 | 25800 | 80.62% | 1.8 | 0 | 8.8 |  |  |  | No | R-410A | 2.5 | Residential & Commercial | No
211744604 | Mini/Multi Split | HAIER | HRCU-A-CB-O | 1U3036LP2HD** |  | Mini-Splits(Non-Ducted) | USYL36UCDD** |  | 36000 | 18 | 9 | 37000 | 26600 | 71.89% | 1.8 | 0 | 9.5 |  |  |  | No | R-410A | 3 | Residential & Commercial | No
211744605 | Mini/Multi Split | HAIER | HRCU-A-CB-O | 1U4248LP2HD** |  | Mini-Splits(Non-Ducted) | USYL42UCDD** |  | 42000 | 18 | 8.5 | 44000 | 32800 | 74.55% | 1.75 | 0 | 8.7 |  |  |  | No | R-410A | 3.5 | Residential & Commercial | No
211744606 | Mini/Multi Split | HAIER | HRCU-A-CB-O | 1U3036LP2HD** |  | Mini-Splits(Non-Ducted) | AW36TL2HF** |  | 32400 | 18 | 9 | 37000 | 26200 | 70.81% | 1.8 | 0 | 8.2 |  |  |  | No | R-410A | 2.7 | Residential & Commercial | No
211744608 | Mini/Multi Split | GE Appliances | HRCU-A-CB-O | ASH124UCDD** |  | Mini-Splits(Non-Ducted) | USYL24UCDD** |  | 24000 | 19 | 8.6 | 26000 | 19000 | 73.08% | 1.8 | 0 | 11 |  |  |  | No | R-410A | 2 | Residential & Commercial | No
211744610 | Mini/Multi Split | GE Appliances | HRCU-A-CB-O | ASH3036UCDD** |  | Mini-Splits(Non-Ducted) | USYL30UCDD** |  | 30000 | 18 | 9.2 | 31000 | 26800 | 86.45% | 1.8 | 0 | 10.6 |  |  |  | No | R-410A | 2.5 | Residential & Commercial | No
211744611 | Mini/Multi Split | GE Appliances | HRCU-A-CB-O | ASH3036UCDD** |  | Mini-Splits(Non-Ducted) | ASYW30TRDF** |  | 30000 | 19 | 9 | 32000 | 25800 | 80.62% | 1.8 | 0 | 8.8 |  |  |  | No | R-410A | 2.5 | Residential & Commercial | No
211744612 | Mini/Multi Split | GE Appliances | HRCU-A-CB-O | ASH3036UCDD** |  | Mini-Splits(Non-Ducted) | USYL36UCDD** |  | 36000 | 18 | 9 | 37000 | 26600 | 71.89% | 1.8 | 0 | 9.5 |  |  |  | No | R-410A | 3 | Residential & Commercial | No
211744613 | Mini/Multi Split | GE Appliances | HRCU-A-CB-O | ASH3036UCDD** |  | Mini-Splits(Non-Ducted) | ASYW36TRDF** |  | 32400 | 18 | 9 | 37000 | 26200 | 70.81% | 1.8 | 0 | 8.2 |  |  |  | No | R-410A | 2.7 | Residential & Commercial | No
211744614 | Mini/Multi Split | GE Appliances | HRCU-A-CB-O | ASH4248UCDD** |  | Mini-Splits(Non-Ducted) | USYL42UCDD** |  | 42000 | 18 | 8.5 | 44000 | 32800 | 74.55% | 1.75 | 0 | 8.7 |  |  |  | No | R-410A | 3.5 | Residential & Commercial | No
211744616 | Mini/Multi Split | NG Trade | HRCU-A-CB-O | OBMH090A |  | Mini-Splits(Non-Ducted) | IBMH090A |  | 9000 | 21.5 | 9.1 | 10000 | 7000 | 70% | 2.16 | 12.5 | 12.5 |  |  |  | No | R-410A | 0.75 | Residential & Commercial | No
211749839 | Mini/Multi Split | KINGHOME | HRCU-A-CB-O | KAM12HO |  | Mini-Splits(Non-Ducted) | KM12HK1DI |  | 12000 | 24 | 8.5 | 12000 | 9200 | 76.67% | 1.9 | 0 | 12.5 |  |  |  | No | R-410A | 1 | Residential & Commercial | No
211749840 | Mini/Multi Split | KINGHOME | HRCU-A-CB-O | KAM12HO |  | Mini-Splits(Non-Ducted) | KM12HT1DI |  | 12000 | 18.5 | 8.5 | 12000 | 10000 | 83.33% | 1.85 | 0 | 11.5 |  |  |  | No | R-410A | 1 | Residential & Commercial | No
211749846 | Mini/Multi Split | KINGHOME | HRCU-A-CB-O | KAM24HO |  | Mini-Splits(Non-Ducted) | KM24HT1DI |  | 22000 | 20 | 9 | 24000 | 19000 | 79.17% | 1.8 | 0 | 12 |  |  |  | No | R-410A | 1.8333 | Residential & Commercial | No
211749866 | Mini/Multi Split | ACD | HRCU-A-CB-O | UHD12KCH31S-O |  | Mini-Splits(Non-Ducted) | UHD12KCH31SB-I |  | 12000 | 24 | 8.5 | 12200 | 12000 | 98.36% | 1.91 | 15.3 | 14 |  |  |  | No | R-410A | 1 | Residential & Commercial | No
211644048 | Mini/Multi Split | Alsetria | HRCU-A-CB-O | MOE30U-48HFN1-M-[X](GA) |  | Mini-Splits(Non-Ducted) | MCD1-48HRFN1-M(GA) |  | 48000 | 16.8 | 10.7 | 53000 | 48000 | 90.57% | 1.98 | 8.3 | 8.3 |  |  |  | No | R-410A | 4 | Residential & Commercial | No
211644073 | Mini/Multi Split | ECO-AIR | HRCU-A-CB-O | MOE30U-48HFN1-M-[X](GA) |  | Mini-Splits(Non-Ducted) | MCD1-48HRFN1-M(GA) |  | 48000 | 16.8 | 10.7 | 53000 | 48000 | 90.57% | 1.98 | 8.3 | 8.3 |  |  |  | No | R-410A | 4 | Residential & Commercial | No
213257470 | Mini/Multi Split | UA United Appliances | HRCU-A-CB-O | UAWH30-DD3D1/O |  | Mini-Splits(Non-Ducted) | UAWH30-DD3D1/I |  | 30000 | 20 | 8.5 | 30000 | 23200 | 77.33% | 1.81 | 11.25 | 11.25 |  |  |  | No | R-410A | 2.5 | Residential & Commercial | No
213257471 | Mini/Multi Split | UA United Appliances | HRCU-A-CB-O | UAWH36-DD3D1/O |  | Mini-Splits(Non-Ducted) | UAWH36-DD3D1/I |  | 33600 | 20 | 8.5 | 34600 | 24400 | 70.52% | 1.85 | 10.5 | 10.5 |  |  |  | No | R-410A | 2.8 | Residential & Commercial | No
213081434 | Mini/Multi Split | COVAC | HRCU-A-CB-O | MOX230-09HFN1-BS5W |  | Mini-Splits(Non-Ducted) | MSAG11A-09HRFN1-BS5W |  | 9000 | 21.5 | 9.1 | 10000 | 7000 | 70% | 2.16 | 12.5 | 12.5 |  |  |  | No | R-410A | 0.75 | Residential & Commercial | No
213088021 | Mini/Multi Split | DIAL | HRCU-A-CB-O | SZHW09WW115AHE |  | Mini-Splits(Non-Ducted) | SZHW09NN115AHE |  | 9000 | 18.5 | 9 | 9000 | 6300 | 70% | 1.8 | 12.8 | 12.8 |  |  |  | No | R-410A | 0.75 | Residential & Commercial | No
213088022 | Mini/Multi Split | DIAL | HRCU-A-CB-O | SZHW09WW230BBJ |  | Mini-Splits(Non-Ducted) | SZHW09NN230BBJ |  | 9000 | 22 | 9 | 9000 | 6300 | 70% | 1.8 | 13.7 | 13.7 |  |  |  | No | R-410A | 0.75 | Residential & Commercial | No
213088024 | Mini/Multi Split | DIAL | HRCU-A-CB-O | 9000Z-22.5S-230-O |  | Mini-Splits(Non-Ducted) | 9000Z-22.5S-230-I |  | 9000 | 22 | 9 | 9000 | 6300 | 70% | 1.8 | 13.7 | 13.7 |  |  |  | No | R-410A | 0.75 | Residential & Commercial | No
213088026 | Mini/Multi Split | DIAL | HRCU-A-CB-O | 18000Z-23S-230-O |  | Mini-Splits(Non-Ducted) | 18000Z-23S-230-I |  | 18000 | 22.5 | 8.6 | 17000 | 11900 | 70% | 1.8 | 13 | 13 |  |  |  | No | R-410A | 1.5 | Residential & Commercial | No
213088027 | Mini/Multi Split | DIAL | HRCU-A-CB-O | 24000Z-21S-230-O |  | Mini-Splits(Non-Ducted) | 24000Z-21S-230-I |  | 23000 | 20.5 | 8.6 | 23000 | 18000 | 78.26% | 1.75 | 12.5 | 12.2 |  |  |  | No | R-410A | 1.9167 | Residential & Commercial | No
213088028 | Mini/Multi Split | DIAL | HRCU-A-CB-O | 9000-19.5S-115-O |  | Mini-Splits(Non-Ducted) | 9000-19.5S-115-I |  | 9000 | 18.5 | 9 | 9000 | 6300 | 70% | 1.8 | 12.8 | 12.8 |  |  |  | No | R-410A | 0.75 | Residential & Commercial | No
211306446 | Mini/Multi Split | FUJIECO | HRCU-A-CB-O | FES-09H2TK(O) |  | Mini-Splits(Non-Ducted) | FES-09H2TK(I) |  | 9000 | 19 | 8.5 | 10000 | 7000 | 70% | 1.8 | 0 | 10 |  |  |  | No | R-410A | 0.75 | Residential & Commercial | No
211306447 | Mini/Multi Split | FUJIECO | HRCU-A-CB-O | FES-12H2TK(O) |  | Mini-Splits(Non-Ducted) | FES-12H2TK(I) |  | 12000 | 19 | 8.5 | 12200 | 8600 | 70.49% | 1.8 | 0 | 10 |  |  |  | No | R-410A | 1 | Residential & Commercial | No
211635162 | Mini/Multi Split | DAIKIN | HRCU-A-CB-O | RZQ18TBVJU* |  | Mini-Splits(Non-Ducted) | FCQ18AAVJU |  | 18000 | 18.5 | 9.2 | 20000 | 20000 | 100% | 2.44 | 0 | 13 |  |  |  | No | R-410A | 1.5 | Residential & Commercial | No
211635163 | Mini/Multi Split | DAIKIN | HRCU-A-CB-O | RZQ24TBVJU* |  | Mini-Splits(Non-Ducted) | FCQ24AAVJU |  | 24000 | 18.6 | 9.1 | 27000 | 21400 | 79.26% | 2.25 | 0 | 12 |  |  |  | No | R-410A | 2 | Residential & Commercial | No
211635167 | Mini/Multi Split | DAIKIN | HRCU-A-CB-O | RZQ48TBVJU* |  | Mini-Splits(Non-Ducted) | FCQ48AAVJU |  | 48000 | 18 | 10.3 | 54000 | 41000 | 75.93% | 2.1 | 0 | 8.2 |  |  |  | No | R-410A | 4 | Residential & Commercial | No
211635187 | Mini/Multi Split | AireForce | HRCU-A-CB-O | GXH12(3.5)LSK4DH2 |  | Mini-Splits(Non-Ducted) | GHH12(3.5)LUK4DH2 |  | 12000 | 24 | 9 | 12000 | 9000 | 75% | 1.85 | 12.5 | 12.5 |  |  |  | No | R-410A | 1 | Residential & Commercial | No
211635188 | Mini/Multi Split | AireForce | HRCU-A-CB-O | GXH18(5.3)LSK4DH2 |  | Mini-Splits(Non-Ducted) | GHH18(5.3)LUK4DH2 |  | 18000 | 23 | 8.5 | 18000 | 13000 | 72.22% | 1.85 | 12.5 | 12.5 |  |  |  | No | R-410A | 1.5 | Residential & Commercial | No
211635190 | Mini/Multi Split | AireForce | HRCU-A-CB-O | GXH30(8.8)LSK4DH2 |  | Mini-Splits(Non-Ducted) | GHH30(8.8)LUK4DH2 |  | 30000 | 20 | 8.5 | 30000 | 23200 | 77.33% | 1.81 | 11.25 | 11.25 |  |  |  | No | R-410A | 2.5 | Residential & Commercial | No
211635191 | Mini/Multi Split | AireForce | HRCU-A-CB-O | GXH36(10.6)LSK4DH2 |  | Mini-Splits(Non-Ducted) | GHH36(10.6)LUK4DH2 |  | 33600 | 20 | 8.5 | 34600 | 24400 | 70.52% | 1.85 | 10.5 | 10.5 |  |  |  | No | R-410A | 2.8 | Residential & Commercial | No
211497194 | Mini/Multi Split | GREE | HRCU-A-CB-O | PUL36HP230V1AO |  | Mini-Splits(Non-Ducted) | PUL36HP230V1AH |  | 33600 | 20 | 8.5 | 34600 | 24400 | 70.52% | 1.85 | 10.5 | 10.5 |  |  |  | No | R-410A | 2.8 | Residential & Commercial | No
211497196 | Mini/Multi Split | GREE | HRCU-A-CB-O | GWH18AGDXF-D3DNA1A/O |  | Mini-Splits(Non-Ducted) | GKH(18)BB-D3DN***/I |  | 18000 | 19 | 8.5 | 18000 | 14500 | 80.56% | 1.93 | 0 | 10.05 |  |  |  | No | R-410A | 1.5 | Residential & Commercial | No
211497199 | Mini/Multi Split | GREE | HRCU-A-CB-O | GWH18QDXF-D3DNB2A/O |  | Mini-Splits(Non-Ducted) | GKH(18)BB-D3DN***/I |  | 18000 | 19 | 8.5 | 18000 | 14500 | 80.56% | 1.93 | 0 | 10.05 |  |  |  | No | R-410A | 1.5 | Residential & Commercial | No
211580578 | Mini/Multi Split | 1HVAC | HRCU-A-CB-O | SC-30ZGLD-HP230B |  | Mini-Splits(Non-Ducted) | SC-30WGLD-HP230B |  | 30000 | 20 | 8.5 | 30000 | 23200 | 77.33% | 1.81 | 11.25 | 11.25 |  |  |  | No | R-410A | 2.5 | Residential & Commercial | No
211580579 | Mini/Multi Split | ACIQ | HRCU-A-CB-O | SC-30ZGLD-HP230B |  | Mini-Splits(Non-Ducted) | SC-30WGLD-HP230B |  | 30000 | 20 | 8.5 | 30000 | 23200 | 77.33% | 1.81 | 11.25 | 11.25 |  |  |  | No | R-410A | 2.5 | Residential & Commercial | No
211580580 | Mini/Multi Split | DIYCOOL | HRCU-A-CB-O | SC-30ZGLD-HP230B |  | Mini-Splits(Non-Ducted) | SC-30WGLD-HP230B |  | 30000 | 20 | 8.5 | 30000 | 23200 | 77.33% | 1.81 | 11.25 | 11.25 |  |  |  | No | R-410A | 2.5 | Residential & Commercial | No
211580581 | Mini/Multi Split | Stealth Comfort | HRCU-A-CB-O | SC-30ZGLD-HP230B |  | Mini-Splits(Non-Ducted) | SC-30WGLD-HP230B |  | 30000 | 20 | 8.5 | 30000 | 23200 | 77.33% | 1.81 | 11.25 | 11.25 |  |  |  | No | R-410A | 2.5 | Residential & Commercial | No
211580582 | Mini/Multi Split | 1HVAC | HRCU-A-CB-O | SC-36ZGLD-HP230B |  | Mini-Splits(Non-Ducted) | SC-36WGLD-HP230B |  | 33600 | 20 | 8.5 | 34600 | 24400 | 70.52% | 1.85 | 10.5 | 10.5 |  |  |  | No | R-410A | 2.8 | Residential & Commercial | No
211580583 | Mini/Multi Split | ACIQ | HRCU-A-CB-O | SC-36ZGLD-HP230B |  | Mini-Splits(Non-Ducted) | SC-36WGLD-HP230B |  | 33600 | 20 | 8.5 | 34600 | 24400 | 70.52% | 1.85 | 10.5 | 10.5 |  |  |  | No | R-410A | 2.8 | Residential & Commercial | No
211580584 | Mini/Multi Split | DIYCOOL | HRCU-A-CB-O | SC-36ZGLD-HP230B |  | Mini-Splits(Non-Ducted) | SC-36WGLD-HP230B |  | 33600 | 20 | 8.5 | 34600 | 24400 | 70.52% | 1.85 | 10.5 | 10.5 |  |  |  | No | R-410A | 2.8 | Residential & Commercial | No
211580585 | Mini/Multi Split | Stealth Comfort | HRCU-A-CB-O | SC-36ZGLD-HP230B |  | Mini-Splits(Non-Ducted) | SC-36WGLD-HP230B |  | 33600 | 20 | 8.5 | 34600 | 24400 | 70.52% | 1.85 | 10.5 | 10.5 |  |  |  | No | R-410A | 2.8 | Residential & Commercial | No
211594220 | Mini/Multi Split | GOODMAN | HRCU-A-CB-O | RXNG12AXVJU |  | Mini-Splits(Non-Ducted) | FTXNG12AXVJU |  | 11000 | 18 | 9 | 11300 | 11600 | 102.7% | 1.8 | 0 | 8.5 |  |  |  | No | R-410A | 0.91667 | Residential & Commercial | No
211619266 | Mini/Multi Split | ACD | HRCU-A-CB-O | PUD18KCH23S-O |  | Mini-Splits(Non-Ducted) | PUD18KCH23S-I |  | 18000 | 23 | 8.5 | 18000 | 13000 | 72.22% | 1.85 | 12.5 | 12.5 |  |  |  | No | R-410A | 1.5 | Residential & Commercial | No
211624981 | Mini/Multi Split | ForestAir | HRCU-A-CB-O | FGH-12ES/E25-O |  | Mini-Splits(Non-Ducted) | FGH-12ES/E25-I |  | 12000 | 25 | 9 | 12000 | 9200 | 76.67% | 1.93 | 13 | 12.5 |  |  |  | No | R-410A | 1 | Residential & Commercial | No
211624982 | Mini/Multi Split | ForestAir | HRCU-A-CB-O | FGH-18ES/E25-O |  | Mini-Splits(Non-Ducted) | FGH-18ES/E25-I |  | 18000 | 23 | 8.5 | 18200 | 14500 | 79.67% | 1.79 | 13 | 13 |  |  |  | No | R-410A | 1.5 | Residential & Commercial | No
213244556 | Mini/Multi Split | TUTTO KOOL | HRCU-A-CB-O | TK1912E5CD-O |  | Mini-Splits(Non-Ducted) | TK1912E5CD-I |  | 12000 | 19 | 8.5 | 12200 | 8600 | 70.49% | 1.8 | 0 | 10 |  |  |  | No | R-410A | 1 | Residential & Commercial | No
213244561 | Mini/Multi Split | Klimaire | HRCU-A-CB-O | KOIQ12H2-4 |  | Mini-Splits(Non-Ducted) | KIWQ12H2-4T |  | 12000 | 19 | 8.5 | 12200 | 8600 | 70.49% | 1.8 | 0 | 10 |  |  |  | No | R-410A | 1 | Residential & Commercial | No
213244566 | Mini/Multi Split | Klimaire | HRCU-A-CB-O | KOIU09H2-1 |  | Mini-Splits(Non-Ducted) | KIWU09H2-1A |  | 9000 | 23.5 | 9.2 | 9500 | 7300 | 76.84% | 1.8 | 13 | 13 |  |  |  | No | R-410A | 0.75 | Residential & Commercial | No
213244567 | Mini/Multi Split | Klimaire | HRCU-A-CB-O | KOIU12H1-1 |  | Mini-Splits(Non-Ducted) | KIWU12H1-1A |  | 12000 | 22 | 9 | 12000 | 8700 | 72.5% | 1.8 | 12.5 | 12.5 |  |  |  | No | R-410A | 1 | Residential & Commercial | No
211330193 | Mini/Multi Split | AIR MAX | HRCU-A-CB-O | AWGXC09-H2 |  | Mini-Splits(Non-Ducted) | AWGXE09-H2 |  | 9100 | 20.5 | 8.8 | 10500 | 8000 | 76.19% | 1.87 | 12.5 | 12.5 |  |  |  | No | R-410A | 0.75833 | Residential & Commercial | No
211330197 | Mini/Multi Split | GREE | HRCU-A-CB-O | GWH24QEXF-D3DND4D/O |  | Mini-Splits(Non-Ducted) | GWH24ACEXF-D3DN***/I |  | 22000 | 22 | 9 | 24000 | 20000 | 83.33% | 1.8 | 12.2 | 12.2 |  |  |  | No | R-410A | 1.8333 | Residential & Commercial | No
211330202 | Mini/Multi Split | COMFORMATIC | HRCU-A-CB-O | AWGXC24-H2 |  | Mini-Splits(Non-Ducted) | AWGXE24-H2 |  | 22000 | 22 | 9 | 24000 | 20000 | 83.33% | 1.8 | 12.2 | 12.2 |  |  |  | No | R-410A | 1.8333 | Residential & Commercial | No
211330204 | Mini/Multi Split | AIR MAX | HRCU-A-CB-O | AWGXC24-H2 |  | Mini-Splits(Non-Ducted) | AWGXE24-H2 |  | 22000 | 22 | 9 | 24000 | 20000 | 83.33% | 1.8 | 12.2 | 12.2 |  |  |  | No | R-410A | 1.8333 | Residential & Commercial | No
211330205 | Mini/Multi Split | AIR MAX | HRCU-A-CB-O | AWGYC36-H2 |  | Mini-Splits(Non-Ducted) | AWGYE36-H2 |  | 33600 | 20 | 8.5 | 34600 | 24400 | 70.52% | 1.85 | 10.5 | 10.5 |  |  |  | No | R-410A | 2.8 | Residential & Commercial | No
211330206 | Mini/Multi Split | AIR MAX | HRCU-A-CB-O | AWGYC12-H2 |  | Mini-Splits(Non-Ducted) | AWGYE12-H2 |  | 12000 | 24 | 8.5 | 12200 | 12000 | 98.36% | 1.91 | 15.3 | 14 |  |  |  | No | R-410A | 1 | Residential & Commercial | No
211330208 | Mini/Multi Split | LENNOX | HRCU-A-CB-O | LI018HO-250P432 |  | Mini-Splits(Non-Ducted) | LI018HI-250P432 |  | 18000 | 23 | 8.5 | 18000 | 13000 | 72.22% | 1.85 | 12.5 | 12.5 |  |  |  | No | R-410A | 1.5 | Residential & Commercial | No
211497042 | Mini/Multi Split | Trane / Mitsubishi Electric | HRCU-A-CB-O | TRUZH0421KA10NA |  | Mini-Splits(Non-Ducted) | TPCA0A0421KA*** |  | 42000 | 15.5 | 9 | 54000 | 48000 | 88.89% | 1.75 | 10.3 | 10 |  |  |  | No | R-410A | 3.5 | Residential & Commercial | No
211497078 | Mini/Multi Split | Trane / Mitsubishi Electric | HRCU-A-CB-O | TRUZH0301KA00NA |  | Mini-Splits(Non-Ducted) | TPKA0A0301KA*** |  | 30000 | 18.5 | 8.5 | 34000 | 32000 | 94.12% | 1.8 | 12.8 | 12.8 |  |  |  | No | R-410A | 2.5 | Residential & Commercial | No
211497140 | Mini/Multi Split | AIRTEMP | HRCU-A-CB-O | GXH18(5.3)LSK4DH2 |  | Mini-Splits(Non-Ducted) | GHH18(5.3)LUK4DH2 |  | 18000 | 23 | 8.5 | 18000 | 13000 | 72.22% | 1.85 | 12.5 | 12.5 |  |  |  | No | R-410A | 1.5 | Residential & Commercial | No
211497141 | Mini/Multi Split | GIBSON | HRCU-A-CB-O | GXH18(5.3)LSK4DH2 |  | Mini-Splits(Non-Ducted) | GHH18(5.3)LUK4DH2 |  | 18000 | 23 | 8.5 | 18000 | 13000 | 72.22% | 1.85 | 12.5 | 12.5 |  |  |  | No | R-410A | 1.5 | Residential & Commercial | No
211497143 | Mini/Multi Split | TOSOT | HRCU-A-CB-O | TW09HXCA1DO |  | Mini-Splits(Non-Ducted) | TW09HXCA1DI |  | 9100 | 19.5 | 8.8 | 10000 | 7400 | 74% | 1.81 | 11.3 | 11.3 |  |  |  | No | R-410A | 0.75833 | Residential & Commercial | No
211497144 | Mini/Multi Split | TOSOT | HRCU-A-CB-O | TW12HXCA1DO |  | Mini-Splits(Non-Ducted) | TW12HXCA1DI |  | 12000 | 17.5 | 8.5 | 12000 | 8500 | 70.83% | 1.8 | 8.7 | 8.7 |  |  |  | No | R-410A | 1 | Residential & Commercial | No
211257104 | Mini/Multi Split | Clima Smart | HRCU-A-CB-O | MCH12-CS-S23-O |  | Mini-Splits(Non-Ducted) | MCH12-CS-S23-I |  | 12000 | 22 | 9 | 12000 | 8700 | 72.5% | 1.8 | 12.5 | 12.5 |  |  |  | No | R-410A | 1 | Residential & Commercial | No
211259280 | Mini/Multi Split | Mitsubishi Electric | HRCU-A-CB-O | PUZ-HA42NKA1 |  | Mini-Splits(Non-Ducted) | PCA-A42KA* |  | 42000 | 15.5 | 9 | 54000 | 48000 | 88.89% | 1.75 | 10.3 | 10 |  |  |  | No | R-410A | 3.5 | Residential & Commercial | No
211273265 | Mini/Multi Split | Mitsubishi Electric | HRCU-A-CB-O | PUZ-HA30NKA |  | Mini-Splits(Non-Ducted) | PLA-A30EA* |  | 30000 | 20.2 | 8.8 | 34000 | 32000 | 94.12% | 2 | 14.1 | 14.1 |  |  |  | No | R-410A | 2.5 | Residential & Commercial | No
211277591 | Mini/Multi Split | Breeze33 | HRCU-A-CB-O | HSZ18H424ZMO |  | Mini-Splits(Non-Ducted) | C18H424ZMI |  | 16000 | 20.2 | 8.9 | 17000 | 16700 | 98.24% | 1.76 | 11 | 11 |  |  |  | No | R-410A | 1.3333 | Residential & Commercial | No
211289249 | Mini/Multi Split | Mitsubishi Electric | HRCU-A-CB-O | SUZ-KA12NAHZ |  | Mini-Splits(Non-Ducted) | SLZ-KF12NA* |  | 12000 | 20.8 | 9 | 13800 | 13800 | 100% | 1.83 | 12.7 | 12.7 |  |  |  | No | R-410A | 1 | Residential & Commercial | No
211289825 | Mini/Multi Split | MDV | HRCU-A-CB-O | MOX230-09HFN1-BS5W-L |  | Mini-Splits(Non-Ducted) | MSAG11A-09HRFN1-BS5W |  | 9000 | 21.5 | 9.1 | 10000 | 7000 | 70% | 2.16 | 0 | 12.5 |  |  |  | No | R-410A | 0.75 | Residential & Commercial | No
211289827 | Mini/Multi Split | MDV | HRCU-A-CB-O | MOX230-09HFN1-MT0W-L |  | Mini-Splits(Non-Ducted) | MSAG11A-09HRFN1-MT0W |  | 9000 | 21.5 | 9.4 | 10000 | 7000 | 70% | 2 | 0 | 12.6 |  |  |  | No | R-410A | 0.75 | Residential & Commercial | No
211290025 | Mini/Multi Split | CTMorley | HRCU-A-CB-O | MOU-A18H-2 |  | Mini-Splits(Non-Ducted) | MIU-B16F-2 |  | 16000 | 20.2 | 8.9 | 17000 | 16700 | 98.24% | 1.76 | 11 | 11 |  |  |  | No | R-410A | 1.3333 | Residential & Commercial | No
211302338 | Mini/Multi Split | HISENSE | HRCU-A-CB-O | AUW-09U3SS |  | Mini-Splits(Non-Ducted) | AST-09UW3SVEDL01 |  | 9000 | 20 | 9.3 | 9200 | 7800 | 84.78% | 2.26 | 0 | 14 |  |  |  | No | R-410A | 0.75 | Residential & Commercial | No
211302339 | Mini/Multi Split | HISENSE | HRCU-A-CB-O | AUW-12U3SS |  | Mini-Splits(Non-Ducted) | AST-12UW3SXEDL01 |  | 12000 | 21.5 | 9 | 12000 | 8500 | 70.83% | 1.88 | 0 | 13.1 |  |  |  | No | R-410A | 1 | Residential & Commercial | No
211302341 | Mini/Multi Split | HISENSE | HRCU-A-CB-O | AUW-24U3SA |  | Mini-Splits(Non-Ducted) | AST-24UW3SDBDL01 |  | 23400 | 20.5 | 9.3 | 25800 | 18500 | 71.71% | 1.92 | 0 | 12.45 |  |  |  | No | R-410A | 1.95 | Residential & Commercial | No
211306384 | Mini/Multi Split | Mitsutomo | HRCU-A-CB-O | RO-SZ09-AB-J |  | Mini-Splits(Non-Ducted) | RW-SZ09-AB-J |  | 9000 | 21.5 | 9.1 | 10000 | 7000 | 70% | 2.16 | 12.5 | 12.5 |  |  |  | No | R-410A | 0.75 | Residential & Commercial | No
211306386 | Mini/Multi Split | Mitsutomo | HRCU-A-CB-O | RO-SZ09-AB-Q |  | Mini-Splits(Non-Ducted) | RW-SZ09-AB-Q |  | 9000 | 21.7 | 9.4 | 10000 | 7000 | 70% | 2 | 12.6 | 12.6 |  |  |  | No | R-410A | 0.75 | Residential & Commercial | No
211174330 | Mini/Multi Split | BOREAL | HRCU-A-CB-O | 3BRS09HPL1OA |  | Mini-Splits(Non-Ducted) | 3BRS09HPL1IA |  | 9100 | 19.5 | 8.6 | 10000 | 7500 | 75% | 1.77 | 11.3 | 11.3 |  |  |  | No | R-410A | 0.75833 | Residential & Commercial | No
211174331 | Mini/Multi Split | BOREAL | HRCU-A-CB-O | 3BRS09HPJ1OA |  | Mini-Splits(Non-Ducted) | 3BRS09HPJ1IA |  | 9100 | 19.5 | 8.8 | 10000 | 7400 | 74% | 1.81 | 11.3 | 11.3 |  |  |  | No | R-410A | 0.75833 | Residential & Commercial | No
211174332 | Mini/Multi Split | BOREAL | HRCU-A-CB-O | 3BRS12HPL1OA |  | Mini-Splits(Non-Ducted) | 3BRS12HPL1IA |  | 12000 | 17.5 | 8.5 | 12000 | 8500 | 70.83% | 1.75 | 8.7 | 8.7 |  |  |  | No | R-410A | 1 | Residential & Commercial | No
211174333 | Mini/Multi Split | BOREAL | HRCU-A-CB-O | 3BRS12HPJ1OA |  | Mini-Splits(Non-Ducted) | 3BRS12HPJ1IA |  | 12000 | 17.5 | 8.5 | 12000 | 8500 | 70.83% | 1.8 | 8.7 | 8.7 |  |  |  | No | R-410A | 1 | Residential & Commercial | No
211174336 | Mini/Multi Split | BOREAL | HRCU-A-CB-O | 3BRS30HPJ1OA |  | Mini-Splits(Non-Ducted) | 3BRS30HPJ1IA |  | 30000 | 20 | 8.5 | 30000 | 23200 | 77.33% | 1.81 | 11.25 | 11.25 |  |  |  | No | R-410A | 2.5 | Residential & Commercial | No
211174337 | Mini/Multi Split | BOREAL | HRCU-A-CB-O | 3BRS36HPJ1OA |  | Mini-Splits(Non-Ducted) | 3BRS36HPJ1IA |  | 33600 | 20 | 8.5 | 34600 | 24400 | 70.52% | 1.85 | 10.5 | 10.5 |  |  |  | No | R-410A | 2.8 | Residential & Commercial | No
211174338 | Mini/Multi Split | RHEEM | HRCU-A-CB-O | RGWI-CW09H1AT-01 |  | Mini-Splits(Non-Ducted) | RGWI-EW09H1AT-01 |  | 9100 | 19.5 | 8.6 | 10000 | 7500 | 75% | 1.77 | 11.3 | 11.3 |  |  |  | No | R-410A | 0.75833 | Residential & Commercial | No
211174339 | Mini/Multi Split | RHEEM | HRCU-A-CB-O | RGWI-CW09H2AT-01 |  | Mini-Splits(Non-Ducted) | RGWI-EW09H2AT-01 |  | 9100 | 19.5 | 8.8 | 10000 | 7400 | 74% | 1.81 | 11.3 | 11.3 |  |  |  | No | R-410A | 0.75833 | Residential & Commercial | No
211174340 | Mini/Multi Split | RHEEM | HRCU-A-CB-O | RGWI-CW12H1AT-01 |  | Mini-Splits(Non-Ducted) | RGWI-EW12H1AT-01 |  | 12000 | 17.5 | 8.5 | 12000 | 8500 | 70.83% | 1.75 | 8.7 | 8.7 |  |  |  | No | R-410A | 1 | Residential & Commercial | No
211174341 | Mini/Multi Split | RHEEM | HRCU-A-CB-O | RGWI-CW12H2AT-01 |  | Mini-Splits(Non-Ducted) | RGWI-EW12H2AT-01 |  | 12000 | 17.5 | 8.5 | 12000 | 8500 | 70.83% | 1.8 | 8.7 | 8.7 |  |  |  | No | R-410A | 1 | Residential & Commercial | No
211174344 | Mini/Multi Split | RHEEM | HRCU-A-CB-O | RGWI-CW30H2AT-01 |  | Mini-Splits(Non-Ducted) | RGWI-EW30H2AT-01 |  | 30000 | 20 | 8.5 | 30000 | 23200 | 77.33% | 1.81 | 11.25 | 11.25 |  |  |  | No | R-410A | 2.5 | Residential & Commercial | No
211174345 | Mini/Multi Split | RHEEM | HRCU-A-CB-O | RGWI-CW36H2AT-01 |  | Mini-Splits(Non-Ducted) | RGWI-EW36H2AT-01 |  | 33600 | 20 | 8.5 | 34600 | 24400 | 70.52% | 1.85 | 10.5 | 10.5 |  |  |  | No | R-410A | 2.8 | Residential & Commercial | No
211177521 | Mini/Multi Split | TOSOT | HRCU-A-CB-O | TW12HXP2A1DO |  | Mini-Splits(Non-Ducted) | TW12HXP2A1DI |  | 12000 | 24 | 9 | 12000 | 9000 | 75% | 1.85 | 12.5 | 12.5 |  |  |  | No | R-410A | 1 | Residential & Commercial | No
211177522 | Mini/Multi Split | TOSOT | HRCU-A-CB-O | TW18HXP2A1DO |  | Mini-Splits(Non-Ducted) | TW18HXP2A1DI |  | 18000 | 23.5 | 9 | 18000 | 13500 | 75% | 1.9 | 13 | 13 |  |  |  | No | R-410A | 1.5 | Residential & Commercial | No
211177524 | Mini/Multi Split | TOSOT | HRCU-A-CB-O | TW30HXQ2B2DO |  | Mini-Splits(Non-Ducted) | TW30HXQ2B2DI |  | 30000 | 20 | 8.5 | 30000 | 23200 | 77.33% | 1.81 | 11.25 | 11.25 |  |  |  | No | R-410A | 2.5 | Residential & Commercial | No
211177525 | Mini/Multi Split | TOSOT | HRCU-A-CB-O | TW36HXQ2B2DO |  | Mini-Splits(Non-Ducted) | TW36HXQ2B2DI |  | 33600 | 20 | 8.5 | 34600 | 24400 | 70.52% | 1.85 | 10.5 | 10.5 |  |  |  | No | R-410A | 2.8 | Residential & Commercial | No
211177526 | Mini/Multi Split | KINGHOME | HRCU-A-CB-O | KW18HP25SDO |  | Mini-Splits(Non-Ducted) | KW18HP25SDI |  | 18000 | 23.5 | 9 | 18000 | 13500 | 75% | 1.9 | 13 | 13 |  |  |  | No | R-410A | 1.5 | Residential & Commercial | No
211177527 | Mini/Multi Split | KINGHOME | HRCU-A-CB-O | KW36HQ20SDO |  | Mini-Splits(Non-Ducted) | KW36HQ20SDI |  | 33600 | 20 | 8.5 | 34600 | 24400 | 70.52% | 1.85 | 10.5 | 10.5 |  |  |  | No | R-410A | 2.8 | Residential & Commercial | No
211177530 | Mini/Multi Split | AC PRO.COM | HRCU-A-CB-O | AWH18QDXF-D3DNB2A/O |  | Mini-Splits(Non-Ducted) | AWH18QDXF-D3DNB8A/I |  | 18000 | 23 | 8.5 | 18000 | 13000 | 72.22% | 1.85 | 12.5 | 12.5 |  |  |  | No | R-410A | 1.5 | Residential & Commercial | No
211177536 | Mini/Multi Split | TOSOT | HRCU-A-CB-O | TW09HXCA5AO |  | Mini-Splits(Non-Ducted) | TW09HXCA5AI |  | 9100 | 19.5 | 8.6 | 10000 | 7500 | 75% | 1.77 | 11.3 | 11.3 |  |  |  | No | R-410A | 0.75833 | Residential & Commercial | No
211177537 | Mini/Multi Split | TOSOT | HRCU-A-CB-O | TW12HXCA5AO |  | Mini-Splits(Non-Ducted) | TW12HXCA5AI |  | 12000 | 17.5 | 8.5 | 12000 | 8500 | 70.83% | 1.75 | 8.7 | 8.7 |  |  |  | No | R-410A | 1 | Residential & Commercial | No
211151018 | Mini/Multi Split | KINGHOME | HRCU-A-CB-O | KW18HQ25SDO |  | Mini-Splits(Non-Ducted) | KW18HQ25SDI |  | 18000 | 23 | 8.5 | 18000 | 13400 | 74.44% | 1.85 | 12.5 | 12.5 |  |  |  | No | R-410A | 1.5 | Residential & Commercial | No
211158683 | Mini/Multi Split | DAIZUKI | HRCU-A-CB-O | DXTH09C416A-20 |  | Mini-Splits(Non-Ducted) | DXTH09E416A-20 |  | 9000 | 19 | 8.5 | 10000 | 7000 | 70% | 1.75 | 0 | 10 |  |  |  | No | R-410A | 0.75 | Residential & Commercial | No
211158684 | Mini/Multi Split | DAIZUKI | HRCU-A-CB-O | DXTH09C426A-20 |  | Mini-Splits(Non-Ducted) | DXTH09E426A-20 |  | 9000 | 19 | 8.5 | 10000 | 7000 | 70% | 1.8 | 0 | 10 |  |  |  | No | R-410A | 0.75 | Residential & Commercial | No
211158685 | Mini/Multi Split | DAIZUKI | HRCU-A-CB-O | DXTH12C416A-20 |  | Mini-Splits(Non-Ducted) | DXTH12E416A-20 |  | 12000 | 19 | 8.5 | 12200 | 8600 | 70.49% | 1.8 | 0 | 10 |  |  |  | No | R-410A | 1 | Residential & Commercial | No
211158686 | Mini/Multi Split | DAIZUKI | HRCU-A-CB-O | DXTH12C426A-20 |  | Mini-Splits(Non-Ducted) | DXTH12E426A-20 |  | 12000 | 19 | 8.5 | 12200 | 8600 | 70.49% | 1.8 | 0 | 10 |  |  |  | No | R-410A | 1 | Residential & Commercial | No
211158690 | Mini/Multi Split | DAIZUKI | HRCU-A-CB-O | DXTH09C416A-23 |  | Mini-Splits(Non-Ducted) | DXTH09E416A-23 |  | 9000 | 23 | 9 | 9500 | 7000 | 73.68% | 1.8 | 12.5 | 12.5 |  |  |  | No | R-410A | 0.75 | Residential & Commercial | No
211158691 | Mini/Multi Split | DAIZUKI | HRCU-A-CB-O | DXTH09C426A-23 |  | Mini-Splits(Non-Ducted) | DXTH09E426A-23 |  | 9000 | 23.5 | 9.2 | 9500 | 7300 | 76.84% | 1.8 | 13 | 13 |  |  |  | No | R-410A | 0.75 | Residential & Commercial | No
211158692 | Mini/Multi Split | DAIZUKI | HRCU-A-CB-O | DXTH12C416A-23 |  | Mini-Splits(Non-Ducted) | DXTH12E416A-23 |  | 12000 | 22 | 9 | 12000 | 8700 | 72.5% | 1.8 | 12.5 | 12.5 |  |  |  | No | R-410A | 1 | Residential & Commercial | No
211164219 | Mini/Multi Split | KINGHOME | HRCU-A-CB-O | KW30HQ20SDO |  | Mini-Splits(Non-Ducted) | KW30HQ20SDI |  | 30000 | 20 | 8.5 | 30000 | 23200 | 77.33% | 1.81 | 11.25 | 11.25 |  |  |  | No | R-410A | 2.5 | Residential & Commercial | No
211164220 | Mini/Multi Split | TOSOT | HRCU-A-CB-O | TW09HXCA5DO |  | Mini-Splits(Non-Ducted) | TW09HXCA5DI |  | 9100 | 19.5 | 8.8 | 10000 | 7400 | 74% | 1.81 | 11.3 | 11.3 |  |  |  | No | R-410A | 0.75833 | Residential & Commercial | No
211164221 | Mini/Multi Split | TOSOT | HRCU-A-CB-O | TW12HXCA5DO |  | Mini-Splits(Non-Ducted) | TW12HXCA5DI |  | 12000 | 17.5 | 8.5 | 12000 | 8500 | 70.83% | 1.8 | 8.7 | 8.7 |  |  |  | No | R-410A | 1 | Residential & Commercial | No
213244555 | Mini/Multi Split | TUTTO KOOL | HRCU-A-CB-O | TK1912E5CA-O |  | Mini-Splits(Non-Ducted) | TK1912E5CA-I |  | 12000 | 19 | 8.5 | 12200 | 8600 | 70.49% | 1.8 | 0 | 10 |  |  |  | No | R-410A | 1 | Residential & Commercial | No
207769098 | Mini/Multi Split | HAIER | HRCU-A-CB-O | 1U3036TL2HF** |  | Mini-Splits(Non-Ducted) | AW30TL2HF** |  | 30000 | 18 | 9 | 30600 | 21800 | 71.24% | 1.75 | 9.5 | 9.5 |  |  |  | No | R-410A | 2.5 | Residential & Commercial | No
211931448 | Mini/Multi Split | TOSOT | HRCU-A-CB-O | GWH09QCXB-D3DND4B/O |  | Mini-Splits(Non-Ducted) | GWH09AFCXB-D3DN***/I |  | 9100 | 20.5 | 8.8 | 10500 | 8000 | 76.19% | 1.87 | 0 | 12.5 |  |  |  | No | R-410A | 0.75833 | Residential & Commercial | No
211078861 | Mini/Multi Split | GREE | HRCU-A-CB-O | GWH18QDXF-D3DNB2A/O |  | Mini-Splits(Non-Ducted) | GWH18QDXF-D3DN***/I |  | 18000 | 23 | 8.5 | 18000 | 13000 | 72.22% | 1.85 | 12.5 | 12.5 |  |  |  | No | R-410A | 1.5 | Residential & Commercial | No
211078862 | Mini/Multi Split | GREE | HRCU-A-CB-O | GWH18QDXF-D3DNB2A/O |  | Mini-Splits(Non-Ducted) | GWH18AFDXF-D3DN***/I |  | 18000 | 23 | 8.5 | 18000 | 13000 | 72.22% | 1.85 | 12.5 | 12.5 |  |  |  | No | R-410A | 1.5 | Residential & Commercial | No
211078863 | Mini/Multi Split | GREE | HRCU-A-CB-O | GWH18QDXF-D3DNB2A/O |  | Mini-Splits(Non-Ducted) | GWH18ACDXF-D3DN***/I |  | 18000 | 23 | 8.5 | 18000 | 13000 | 72.22% | 1.85 | 12.5 | 12.5 |  |  |  | No | R-410A | 1.5 | Residential & Commercial | No
211096902 | Mini/Multi Split | Mirage | HRCU-A-CB-O | OVKH090B |  | Mini-Splits(Non-Ducted) | IVKH090B |  | 9000 | 19 | 8.5 | 10000 | 7000 | 70% | 1.75 | 0 | 10 |  |  |  | No | R-410A | 0.75 | Residential & Commercial | No
213361983 | Mini/Multi Split | DIAL | HRCU-A-CB-O | SZHW23WW230BJE |  | Mini-Splits(Non-Ducted) | SZHW23NN230BJE |  | 23000 | 20.5 | 8.6 | 23000 | 18000 | 78.26% | 1.75 | 12.5 | 12.2 |  |  |  | No | R-410A | 1.9167 | Residential & Commercial | No
211034453 | Mini/Multi Split | LENNOX | HRCU-A-CB-O | MLB036S4S-2P |  | Mini-Splits(Non-Ducted) | MCFA036S4-*P |  | 36000 | 17.6 | 10 | 39000 | 36600 | 93.85% | 1.75 | 8.6 | 8.8 |  |  |  | No | R-410A | 3 | Residential & Commercial | No
211034454 | Mini/Multi Split | LENNOX | HRCU-A-CB-O | MLB048S4S-2P |  | Mini-Splits(Non-Ducted) | MCFA048S4-*P |  | 48000 | 17 | 9.8 | 51000 | 49000 | 96.08% | 1.8 | 8.2 | 8.2 |  |  |  | No | R-410A | 4 | Residential & Commercial | No
211034460 | Mini/Multi Split | LENNOX | HRCU-A-CB-O | MLB048S4S-2P |  | Mini-Splits(Non-Ducted) | M33C048S4-*P |  | 48000 | 16.8 | 10.7 | 53000 | 48000 | 90.57% | 1.98 | 8.3 | 8.3 |  |  |  | No | R-410A | 4 | Residential & Commercial | No
211034461 | Mini/Multi Split | LENNOX | HRCU-A-CB-O | MHB009S4S-1L |  | Mini-Splits(Non-Ducted) | MWHB009S4-*L |  | 9000 | 21.5 | 9.1 | 10000 | 7000 | 70% | 2.16 | 12.5 | 12.5 |  |  |  | No | R-410A | 0.75 | Residential & Commercial | No
211034463 | Mini/Multi Split | LENNOX | HRCU-A-CB-O | MHB009S4S-1P |  | Mini-Splits(Non-Ducted) | MWHB009S4-*P |  | 9000 | 21.7 | 9.4 | 10000 | 7000 | 70% | 2 | 12.6 | 12.6 |  |  |  | No | R-410A | 0.75 | Residential & Commercial | No
211034487 | Mini/Multi Split | AirEase | HRCU-A-CB-O | 4DHV2S09S-1L |  | Mini-Splits(Non-Ducted) | DWH209S4-*L |  | 9000 | 21.5 | 9.1 | 10000 | 7000 | 70% | 2.16 | 12.5 | 12.5 |  |  |  | No | R-410A | 0.75 | Residential & Commercial | No
211034489 | Mini/Multi Split | AirEase | HRCU-A-CB-O | 4DHV2S09S-1P |  | Mini-Splits(Non-Ducted) | DWH209S4-*P |  | 9000 | 21.7 | 9.4 | 10000 | 7000 | 70% | 2 | 12.6 | 12.6 |  |  |  | No | R-410A | 0.75 | Residential & Commercial | No
211034513 | Mini/Multi Split | Allied | HRCU-A-CB-O | 4DHV2S09S-1L |  | Mini-Splits(Non-Ducted) | DWH209S4-*L |  | 9000 | 21.5 | 9.1 | 10000 | 7000 | 70% | 2.16 | 12.5 | 12.5 |  |  |  | No | R-410A | 0.75 | Residential & Commercial | No
211034515 | Mini/Multi Split | Allied | HRCU-A-CB-O | 4DHV2S09S-1P |  | Mini-Splits(Non-Ducted) | DWH209S4-*P |  | 9000 | 21.7 | 9.4 | 10000 | 7000 | 70% | 2 | 12.6 | 12.6 |  |  |  | No | R-410A | 0.75 | Residential & Commercial | No
211034539 | Mini/Multi Split | Armstrong Air | HRCU-A-CB-O | 4DHV2S09S-1L |  | Mini-Splits(Non-Ducted) | DWH209S4-*L |  | 9000 | 21.5 | 9.1 | 10000 | 7000 | 70% | 2.16 | 12.5 | 12.5 |  |  |  | No | R-410A | 0.75 | Residential & Commercial | No
211034541 | Mini/Multi Split | Armstrong Air | HRCU-A-CB-O | 4DHV2S09S-1P |  | Mini-Splits(Non-Ducted) | DWH209S4-*P |  | 9000 | 21.7 | 9.4 | 10000 | 7000 | 70% | 2 | 12.6 | 12.6 |  |  |  | No | R-410A | 0.75 | Residential & Commercial | No
211034565 | Mini/Multi Split | CONCORD | HRCU-A-CB-O | 4DHV2S09S-1L |  | Mini-Splits(Non-Ducted) | DWH209S4-*L |  | 9000 | 21.5 | 9.1 | 10000 | 7000 | 70% | 2.16 | 12.5 | 12.5 |  |  |  | No | R-410A | 0.75 | Residential & Commercial | No
211034567 | Mini/Multi Split | CONCORD | HRCU-A-CB-O | 4DHV2S09S-1P |  | Mini-Splits(Non-Ducted) | DWH209S4-*P |  | 9000 | 21.7 | 9.4 | 10000 | 7000 | 70% | 2 | 12.6 | 12.6 |  |  |  | No | R-410A | 0.75 | Residential & Commercial | No
211034591 | Mini/Multi Split | DUCANE | HRCU-A-CB-O | 4DHV2S09S-1L |  | Mini-Splits(Non-Ducted) | DWH209S4-*L |  | 9000 | 21.5 | 9.1 | 10000 | 7000 | 70% | 2.16 | 12.5 | 12.5 |  |  |  | No | R-410A | 0.75 | Residential & Commercial | No
211034593 | Mini/Multi Split | DUCANE | HRCU-A-CB-O | 4DHV2S09S-1P |  | Mini-Splits(Non-Ducted) | DWH209S4-*P |  | 9000 | 21.7 | 9.4 | 10000 | 7000 | 70% | 2 | 12.6 | 12.6 |  |  |  | No | R-410A | 0.75 | Residential & Commercial | No
211040676 | Mini/Multi Split | AC PRO.COM | HRCU-A-CB-O | AWH09ATCXB-A3DNA1A/O |  | Mini-Splits(Non-Ducted) | AWH09ATCXB-A3DNA4A/I |  | 9100 | 19.5 | 8.6 | 10000 | 7500 | 75% | 1.77 | 11.3 | 11.3 |  |  |  | No | R-410A | 0.75833 | Residential & Commercial | No
211040677 | Mini/Multi Split | AC PRO.COM | HRCU-A-CB-O | AWH12ATCXB-A3DNA1C/O |  | Mini-Splits(Non-Ducted) | AWH12ATCXB-A3DNA4C/I |  | 12000 | 17.5 | 8.5 | 12000 | 8500 | 70.83% | 1.75 | 8.7 | 8.7 |  |  |  | No | R-410A | 1 | Residential & Commercial | No
211040678 | Mini/Multi Split | AC PRO.COM | HRCU-A-CB-O | AWH09ATCXB-D3DNA1A/O |  | Mini-Splits(Non-Ducted) | AWH09ATCXB-D3DNA4A/I |  | 9100 | 19.5 | 8.8 | 10000 | 7400 | 74% | 1.81 | 11.3 | 11.3 |  |  |  | No | R-410A | 0.75833 | Residential & Commercial | No
211040679 | Mini/Multi Split | AC PRO.COM | HRCU-A-CB-O | AWH12ATCXB-D3DNA1C/O |  | Mini-Splits(Non-Ducted) | AWH12ATCXB-D3DNA4C/I |  | 12000 | 17.5 | 8.5 | 12000 | 8500 | 70.83% | 1.8 | 8.7 | 8.7 |  |  |  | No | R-410A | 1 | Residential & Commercial | No
211042059 | Mini/Multi Split | DELLA | HRCU-A-CB-O | 048-TL-9K2V-19S-OUT |  | Mini-Splits(Non-Ducted) | 048-TL-9K2V-19S-IN |  | 9000 | 19 | 8.5 | 10000 | 7000 | 70% | 1.8 | 0 | 10 |  |  |  | No | R-410A | 0.75 | Residential & Commercial | No
210921188 | Mini/Multi Split | TOSOT | HRCU-A-CB-O | TWH18AG25A2DO |  | Mini-Splits(Non-Ducted) | TWH18AG25A2DI |  | 18000 | 23.5 | 9 | 18000 | 13500 | 75% | 1.9 | 13 | 13 |  |  |  | No | R-410A | 1.5 | Residential & Commercial | No
210857300 | Mini/Multi Split | 1HVAC | HRCU-A-CB-O | ACIQ-48ZPL-HP230B |  | Mini-Splits(Non-Ducted) | ACIQ-48CC-HH-MB |  | 48000 | 16.8 | 10.7 | 53000 | 48000 | 90.57% | 1.98 | 8.3 | 8.3 |  |  |  | No | R-410A | 4 | Residential & Commercial | No
210857304 | Mini/Multi Split | 1HVAC | HRCU-A-CB-O | ACIQ-36ZPL-HP230B |  | Mini-Splits(Non-Ducted) | ACIQ-36FM-HH-MB |  | 36000 | 17.6 | 10 | 39000 | 36600 | 93.85% | 1.75 | 8.6 | 8.8 |  |  |  | No | R-410A | 3 | Residential & Commercial | No
210857305 | Mini/Multi Split | 1HVAC | HRCU-A-CB-O | ACIQ-48ZPL-HP230B |  | Mini-Splits(Non-Ducted) | ACIQ-48FM-HH-MB |  | 48000 | 17 | 9.8 | 51000 | 49000 | 96.08% | 1.8 | 8.2 | 8.2 |  |  |  | No | R-410A | 4 | Residential & Commercial | No
210857312 | Mini/Multi Split | 1HVAC | HRCU-A-CB-O | ACIQ-18ZPL-HP230B |  | Mini-Splits(Non-Ducted) | ACIQ-18FM-HH-MC |  | 16000 | 20.2 | 8.9 | 17000 | 16700 | 98.24% | 1.76 | 11 | 11 |  |  |  | No | R-410A | 1.3333 | Residential & Commercial | No
210857320 | Mini/Multi Split | ACIQ | HRCU-A-CB-O | ACIQ-48ZPL-HP230B |  | Mini-Splits(Non-Ducted) | ACIQ-48CC-HH-MB |  | 48000 | 16.8 | 10.7 | 53000 | 48000 | 90.57% | 1.98 | 8.3 | 8.3 |  |  |  | No | R-410A | 4 | Residential & Commercial | No
210857324 | Mini/Multi Split | ACIQ | HRCU-A-CB-O | ACIQ-36ZPL-HP230B |  | Mini-Splits(Non-Ducted) | ACIQ-36FM-HH-MB |  | 36000 | 17.6 | 10 | 39000 | 36600 | 93.85% | 1.75 | 8.6 | 8.8 |  |  |  | No | R-410A | 3 | Residential & Commercial | No
210857325 | Mini/Multi Split | ACIQ | HRCU-A-CB-O | ACIQ-48ZPL-HP230B |  | Mini-Splits(Non-Ducted) | ACIQ-48FM-HH-MB |  | 48000 | 17 | 9.8 | 51000 | 49000 | 96.08% | 1.8 | 8.2 | 8.2 |  |  |  | No | R-410A | 4 | Residential & Commercial | No
210857332 | Mini/Multi Split | ACIQ | HRCU-A-CB-O | ACIQ-18ZPL-HP230B |  | Mini-Splits(Non-Ducted) | ACIQ-18FM-HH-MC |  | 16000 | 20.2 | 8.9 | 17000 | 16700 | 98.24% | 1.76 | 11 | 11 |  |  |  | No | R-410A | 1.3333 | Residential & Commercial | No
210857340 | Mini/Multi Split | DIYCOOL | HRCU-A-CB-O | ACIQ-48ZPL-HP230B |  | Mini-Splits(Non-Ducted) | ACIQ-48CC-HH-MB |  | 48000 | 16.8 | 10.7 | 53000 | 48000 | 90.57% | 1.98 | 8.3 | 8.3 |  |  |  | No | R-410A | 4 | Residential & Commercial | No
210857344 | Mini/Multi Split | DIYCOOL | HRCU-A-CB-O | ACIQ-36ZPL-HP230B |  | Mini-Splits(Non-Ducted) | ACIQ-36FM-HH-MB |  | 36000 | 17.6 | 10 | 39000 | 36600 | 93.85% | 1.75 | 8.6 | 8.8 |  |  |  | No | R-410A | 3 | Residential & Commercial | No
210857345 | Mini/Multi Split | DIYCOOL | HRCU-A-CB-O | ACIQ-48ZPL-HP230B |  | Mini-Splits(Non-Ducted) | ACIQ-48FM-HH-MB |  | 48000 | 17 | 9.8 | 51000 | 49000 | 96.08% | 1.8 | 8.2 | 8.2 |  |  |  | No | R-410A | 4 | Residential & Commercial | No
212940808 | Mini/Multi Split | CENTURY | HRCU-A-CB-O | A-SVH09SB-1 |  | Mini-Splits(Non-Ducted) | B-SVH09SB-1 |  | 9000 | 18.5 | 8.8 | 10000 | 7100 | 71% | 2.1 | 8.8 | 10.5 |  |  |  | No | R-410A | 0.75 | Residential & Commercial | No
212941744 | Mini/Multi Split | Nutech | HRCU-A-CB-O | NU9WKU1 |  | Mini-Splits(Non-Ducted) | NU9WKU1 |  | 9000 | 21.5 | 9.1 | 10000 | 7000 | 70% | 2.16 | 12.5 | 12.5 |  |  |  | No | R-410A | 0.75 | Residential & Commercial | No
213265571 | Mini/Multi Split | Cooper&Hunter | HRCU-A-CB-O | CH-NHPR48LCU-230VO |  | Mini-Splits(Non-Ducted) | CH-48LCCT-W |  | 48000 | 16.8 | 10.7 | 53000 | 48000 | 90.57% | 1.98 | 8.3 | 8.3 |  |  |  | No | R-410A | 4 | Residential & Commercial | No
212920567 | Mini/Multi Split | GREE | HRCU-A-CB-O | GWH12AWCXD-D6DNA1A/O |  | Mini-Splits(Non-Ducted) | GWH12AWCXD-D6DN***/I |  | 12000 | 22 | 8.5 | 12000 | 9100 | 75.83% | 1.8 | 0 | 11.3 |  |  |  | No | R-32 | 1 | Residential & Commercial | No
210838008 | Mini/Multi Split | AC PRO.COM | HRCU-A-CB-O | AWH12AGCXD-A3DNA1A/O |  | Mini-Splits(Non-Ducted) | AWH12QCXD-A3DNB8A/I |  | 12000 | 24 | 9 | 12000 | 8800 | 73.33% | 1.85 | 12.5 | 12 |  |  |  | No | R-410A | 1 | Residential & Commercial | No
210838009 | Mini/Multi Split | AC PRO.COM | HRCU-A-CB-O | AWH12AGCXD-D3DNA1A/O |  | Mini-Splits(Non-Ducted) | AWH12QCXD-D3DNB8A/I |  | 12000 | 24 | 9 | 12000 | 9000 | 75% | 1.85 | 12.5 | 12.5 |  |  |  | No | R-410A | 1 | Residential & Commercial | No
210838011 | Mini/Multi Split | AC PRO.COM | HRCU-A-CB-O | AWH30QFXH-D3DNB2A/O |  | Mini-Splits(Non-Ducted) | AWH30QFXH-D3DNB4A/I |  | 30000 | 20 | 8.5 | 30000 | 23200 | 77.33% | 1.81 | 11.25 | 11.25 |  |  |  | No | R-410A | 2.5 | Residential & Commercial | No
210838012 | Mini/Multi Split | AC PRO.COM | HRCU-A-CB-O | AWH36QFXH-D3DNB2B/O |  | Mini-Splits(Non-Ducted) | AWH36QFXH-D3DNB4B/I |  | 33600 | 20 | 8.5 | 34600 | 24400 | 70.52% | 1.85 | 10.5 | 10.5 |  |  |  | No | R-410A | 2.8 | Residential & Commercial | No
210799677 | Mini/Multi Split | Cooper&Hunter | HRCU-A-CB-O | CH-HPR18-230VO |  | Mini-Splits(Non-Ducted) | CH-16MMC-230VI |  | 16000 | 20.2 | 8.9 | 17000 | 16700 | 98.24% | 1.76 | 11 | 11 |  |  |  | No | R-410A | 1.3333 | Residential & Commercial | No
210799680 | Mini/Multi Split | Cooper&Hunter | HRCU-A-CB-O | OS-EL09ALP230VO |  | Mini-Splits(Non-Ducted) | OS -EL09ALP230VI |  | 9000 | 18.5 | 8.8 | 10000 | 7100 | 71% | 2.1 | 8.8 | 10.5 |  |  |  | No | R-410A | 0.75 | Residential & Commercial | No
210799697 | Mini/Multi Split | Cooper&Hunter | HRCU-A-CB-O | CH-NY06MIA-115VO |  | Mini-Splits(Non-Ducted) | CH-NY06MIA-115VI |  | 6000 | 21.5 | 9 | 7000 | 6000 | 85.71% | 1.89 | 12.5 | 12.5 |  |  |  | No | R-410A | 0.5 | Residential & Commercial | No
210799554 | Mini/Multi Split | Cooper&Hunter | HRCU-A-CB-O | CH-NY09MIA-115VO |  | Mini-Splits(Non-Ducted) | CH-09OLV-115VI |  | 9000 | 21.5 | 9.1 | 10000 | 7000 | 70% | 2.16 | 12.5 | 12.5 |  |  |  | No | R-410A | 0.75 | Residential & Commercial | No
210799579 | Mini/Multi Split | Cooper&Hunter | HRCU-A-CB-O | CH-NY09MIA-230VO |  | Mini-Splits(Non-Ducted) | CH-09MOLV-230VI |  | 9000 | 21.7 | 9.4 | 10000 | 7000 | 70% | 2 | 12.6 | 12.6 |  |  |  | No | R-410A | 0.75 | Residential & Commercial | No
210799612 | Mini/Multi Split | Cooper&Hunter | HRCU-A-CB-O | CH-NHPR36LCU-230VO |  | Mini-Splits(Non-Ducted) | CH-36LCFC/I |  | 36000 | 17.6 | 10 | 39000 | 36600 | 93.85% | 1.75 | 8.6 | 8.8 |  |  |  | No | R-410A | 3 | Residential & Commercial | No
210799613 | Mini/Multi Split | Cooper&Hunter | HRCU-A-CB-O | CH-NHPR48LCU-230VO |  | Mini-Splits(Non-Ducted) | CH-N48LCCT-230VI |  | 48000 | 16.8 | 10.7 | 53000 | 48000 | 90.57% | 1.98 | 8.3 | 8.3 |  |  |  | No | R-410A | 4 | Residential & Commercial | No
210799615 | Mini/Multi Split | Cooper&Hunter | HRCU-A-CB-O | CH-NHPR48LCU-230VO |  | Mini-Splits(Non-Ducted) | CH-48LCFC/I |  | 48000 | 17 | 9.8 | 51000 | 49000 | 96.08% | 1.8 | 8.2 | 8.2 |  |  |  | No | R-410A | 4 | Residential & Commercial | No
210799483 | Mini/Multi Split | Cooper&Hunter | HRCU-A-CB-O | CH-12SPH-230VO |  | Mini-Splits(Non-Ducted) | CH-12DKT230VI |  | 12000 | 22.3 | 8.8 | 12000 | 8400 | 70% | 1.78 | 13.7 | 13.7 |  |  |  | No | R-410A | 1 | Residential & Commercial | No
210799512 | Mini/Multi Split | Cooper&Hunter | HRCU-A-CB-O | CH-09SPH-230VO |  | Mini-Splits(Non-Ducted) | CH-D09MSPHWM-230VI |  | 9000 | 21.8 | 9.3 | 9800 | 7300 | 74.49% | 1.83 | 14.9 | 14.9 |  |  |  | No | R-410A | 0.75 | Residential & Commercial | No
210799513 | Mini/Multi Split | Cooper&Hunter | HRCU-A-CB-O | CH-12SPH-230VO |  | Mini-Splits(Non-Ducted) | CH-D12MSPHWM-230VI |  | 12000 | 22.3 | 8.8 | 12000 | 8400 | 70% | 1.78 | 13.7 | 13.7 |  |  |  | No | R-410A | 1 | Residential & Commercial | No
210665640 | Mini/Multi Split | LENNOX | HRCU-A-CB-O | MLB036S4S-2P |  | Mini-Splits(Non-Ducted) | MCFA036S4* |  | 36000 | 17.6 | 10 | 39000 | 36600 | 93.85% | 1.75 | 8.6 | 8.8 |  |  |  | No | R-410A | 3 | Residential & Commercial | No
210665641 | Mini/Multi Split | LENNOX | HRCU-A-CB-O | MLB048S4S-2P |  | Mini-Splits(Non-Ducted) | MCFA048S4* |  | 48000 | 17 | 9.8 | 51000 | 49000 | 96.08% | 1.8 | 8.2 | 8.2 |  |  |  | No | R-410A | 4 | Residential & Commercial | No
210665647 | Mini/Multi Split | LENNOX | HRCU-A-CB-O | MLB048S4S-2P |  | Mini-Splits(Non-Ducted) | M33C048S4* |  | 48000 | 16.8 | 10.7 | 53000 | 48000 | 90.57% | 1.98 | 8.3 | 8.3 |  |  |  | No | R-410A | 4 | Residential & Commercial | No
210665648 | Mini/Multi Split | LENNOX | HRCU-A-CB-O | MHB009S4S-1L |  | Mini-Splits(Non-Ducted) | MWHB009S4* |  | 9000 | 21.5 | 9.1 | 10000 | 7000 | 70% | 2.16 | 12.5 | 12.5 |  |  |  | No | R-410A | 0.75 | Residential & Commercial | No
210665650 | Mini/Multi Split | LENNOX | HRCU-A-CB-O | MHB009S4S-1P |  | Mini-Splits(Non-Ducted) | MWHB009S4* |  | 9000 | 21.7 | 9.4 | 10000 | 7000 | 70% | 2 | 12.6 | 12.6 |  |  |  | No | R-410A | 0.75 | Residential & Commercial | No
210665999 | Mini/Multi Split | GREE | HRCU-A-CB-O | 3VIR18HP230V1BO |  | Mini-Splits(Non-Ducted) | 3VIR18HP230V1AH |  | 18000 | 23.5 | 9 | 18000 | 13500 | 75% | 1.9 | 13 | 13 |  |  |  | No | R-410A | 1.5 | Residential & Commercial | No
210720783 | Mini/Multi Split | Classic America | HRCU-A-CB-O | MSCT-09HAC1-O |  | Mini-Splits(Non-Ducted) | MSCT-09HAC1-I |  | 9000 | 23 | 9 | 9500 | 7000 | 73.68% | 1.8 | 12.5 | 12.5 |  |  |  | No | R-410A | 0.75 | Residential & Commercial | No
210644060 | Mini/Multi Split | OLMO | HRCU-A-CB-O | OS-EL09ALP230VO |  | Mini-Splits(Non-Ducted) | OS -EL09ALP230VI |  | 9000 | 18.5 | 8.8 | 10000 | 7100 | 71% | 2.1 | 8.8 | 10.5 |  |  |  | No | R-410A | 0.75 | Residential & Commercial | No
210727610 | Mini/Multi Split | GREE | HRCU-A-CB-O | GWH09QCXB-D3DND4B/O |  | Mini-Splits(Non-Ducted) | GWH09AFCXB-D3DN***/I |  | 9100 | 20.5 | 8.8 | 10500 | 8000 | 76.19% | 1.87 | 12.5 | 12.5 |  |  |  | No | R-410A | 0.75833 | Residential & Commercial | No
210727611 | Mini/Multi Split | GREE | HRCU-A-CB-O | GWH24QEXF-D3DND4D/O |  | Mini-Splits(Non-Ducted) | GWH24AFEXF-D3DN***/I |  | 22000 | 22 | 9 | 24000 | 20000 | 83.33% | 1.8 | 12.2 | 12.2 |  |  |  | No | R-410A | 1.8333 | Residential & Commercial | No
210727612 | Mini/Multi Split | ZERO | HRCU-A-CB-O | ZMSB-09HVT-US |  | Mini-Splits(Non-Ducted) | ZMSB-09HVT-US |  | 9000 | 19 | 8.5 | 10000 | 7000 | 70% | 1.8 | 0 | 10 |  |  |  | No | R-410A | 0.75 | Residential & Commercial | No
210727613 | Mini/Multi Split | ZERO | HRCU-A-CB-O | ZMSB-12HVT-US |  | Mini-Splits(Non-Ducted) | ZMSB-12HVT-US |  | 12000 | 19 | 8.5 | 12200 | 8600 | 70.49% | 1.8 | 0 | 10 |  |  |  | No | R-410A | 1 | Residential & Commercial | No
210727617 | Mini/Multi Split | ZERO | HRCU-A-CB-O | ZMSB-09HVT110-US |  | Mini-Splits(Non-Ducted) | ZMSB-09HVT110-US |  | 9000 | 19 | 8.5 | 10000 | 7000 | 70% | 1.75 | 0 | 10 |  |  |  | No | R-410A | 0.75 | Residential & Commercial | No
210727618 | Mini/Multi Split | ZERO | HRCU-A-CB-O | ZMSB-12HVT110-US |  | Mini-Splits(Non-Ducted) | ZMSB-12HVT110-US |  | 12000 | 19 | 8.5 | 12200 | 8600 | 70.49% | 1.8 | 0 | 10 |  |  |  | No | R-410A | 1 | Residential & Commercial | No
210727623 | Mini/Multi Split | LENNOX | HRCU-A-CB-O | LI009HO-210P432-1 |  | Mini-Splits(Non-Ducted) | LI009HI-210P432-1 |  | 9100 | 20.5 | 8.8 | 10500 | 8000 | 76.19% | 1.87 | 12.5 | 12.5 |  |  |  | No | R-410A | 0.75833 | Residential & Commercial | No
210727626 | Mini/Multi Split | LENNOX | HRCU-A-CB-O | LI024HO-210P432-1 |  | Mini-Splits(Non-Ducted) | LI024HI-210P432-1 |  | 22000 | 22 | 9 | 24000 | 20000 | 83.33% | 1.8 | 12.2 | 12.2 |  |  |  | No | R-410A | 1.8333 | Residential & Commercial | No
210799470 | Mini/Multi Split | Cooper&Hunter | HRCU-A-CB-O | CH-09SPH-230VO |  | Mini-Splits(Non-Ducted) | CH-09DKT230VI |  | 9000 | 21.8 | 9.3 | 9800 | 7300 | 74.49% | 1.83 | 14.9 | 14.9 |  |  |  | No | R-410A | 0.75 | Residential & Commercial | No
210610093 | Mini/Multi Split | TCL | HRCU-A-CB-O | TSH09HAI2NAJ0X22 |  | Mini-Splits(Non-Ducted) | TSH09IAI2NAJ0X22 |  | 9000 | 19 | 8.5 | 10000 | 7000 | 70% | 1.8 | 0 | 10 |  |  |  | No | R-410A | 0.75 | Residential & Commercial | No
210610094 | Mini/Multi Split | TCL | HRCU-A-CB-O | TSH12HAI2NAJ0X22 |  | Mini-Splits(Non-Ducted) | TSH12IAI2NAJ0X22 |  | 12000 | 19 | 8.5 | 12200 | 8600 | 70.49% | 1.8 | 0 | 10 |  |  |  | No | R-410A | 1 | Residential & Commercial | No
210610098 | Mini/Multi Split | TCL | HRCU-A-CB-O | TSH09HAI1NAJ0X22 |  | Mini-Splits(Non-Ducted) | TSH09IAI1NAJ0X22 |  | 9000 | 19 | 8.5 | 10000 | 7000 | 70% | 1.75 | 0 | 10 |  |  |  | No | R-410A | 0.75 | Residential & Commercial | No
210610099 | Mini/Multi Split | TCL | HRCU-A-CB-O | TSH12HAI1NAJ0X22 |  | Mini-Splits(Non-Ducted) | TSH12IAI1NAJ0X22 |  | 12000 | 19 | 8.5 | 12200 | 8600 | 70.49% | 1.8 | 0 | 10 |  |  |  | No | R-410A | 1 | Residential & Commercial | No
210610103 | Mini/Multi Split | AURUS | HRCU-A-CB-O | ARU-H12A1/INVL-US2 |  | Mini-Splits(Non-Ducted) | ARU-H12A1/INVL-US2 |  | 12000 | 19 | 8.5 | 12200 | 8600 | 70.49% | 1.8 | 0 | 10 |  |  |  | No | R-410A | 1 | Residential & Commercial | No
210644043 | Mini/Multi Split | MDV | HRCU-A-CB-O | MOE30U-36HFN1-M(GA)-L |  | Mini-Splits(Non-Ducted) | MUE-36HRFN1-M(C) |  | 36000 | 17.6 | 10 | 39000 | 36600 | 93.85% | 1.75 | 8.6 | 8.8 |  |  |  | No | R-410A | 3 | Residential & Commercial | No
210644044 | Mini/Multi Split | MDV | HRCU-A-CB-O | MOE30U-48HFN1-M-[X](GA)-L |  | Mini-Splits(Non-Ducted) | MUE-48HRFN1-M(C) |  | 48000 | 17 | 9.8 | 51000 | 49000 | 96.08% | 1.8 | 8.2 | 8.2 |  |  |  | No | R-410A | 4 | Residential & Commercial | No
210644047 | Mini/Multi Split | MDV | HRCU-A-CB-O | MOE30U-48HFN1-M-[X](GA)-L |  | Mini-Splits(Non-Ducted) | MCD1-48HRFN1-M(GA) |  | 48000 | 16.8 | 10.7 | 53000 | 48000 | 90.57% | 1.98 | 8.3 | 8.3 |  |  |  | No | R-410A | 4 | Residential & Commercial | No
210605759 | Mini/Multi Split | GREE | HRCU-A-CB-O | GWH18AGDXF-D3DNA1A/O |  | Mini-Splits(Non-Ducted) | GWH18AGDXF-D3DN***/I |  | 18000 | 23.5 | 9 | 18000 | 13500 | 75% | 1.9 | 13 | 13 |  |  |  | No | R-410A | 1.5 | Residential & Commercial | No
210605765 | Mini/Multi Split | CLASSIC | HRCU-A-CB-O | GRHARC36AS3 |  | Mini-Splits(Non-Ducted) | GWHARC36S3 |  | 33600 | 20 | 8.5 | 34600 | 24400 | 70.52% | 1.85 | 10.5 | 10.5 |  |  |  | No | R-410A | 2.8 | Residential & Commercial | No
210605768 | Mini/Multi Split | TGM | HRCU-A-CB-O | GRHART36AS3 |  | Mini-Splits(Non-Ducted) | GWHART36S3 |  | 33600 | 20 | 8.5 | 34600 | 24400 | 70.52% | 1.85 | 10.5 | 10.5 |  |  |  | No | R-410A | 2.8 | Residential & Commercial | No
210605795 | Mini/Multi Split | Conforto | HRCU-A-CB-O | ADSZ109DA |  | Mini-Splits(Non-Ducted) | ADWAL09DA |  | 9000 | 18.5 | 8.8 | 10000 | 7100 | 71% | 2.1 | 8.8 | 10.5 |  |  |  | No | R-410A | 0.75 | Residential & Commercial | No
214215187 | Mini/Multi Split | GREE | HRCU-A-CB-O | GWH09ATCXB-A6DNA1C/O |  | Mini-Splits(Non-Ducted) | GWH09ATCXB-A6DN***/I |  | 9100 | 20.5 | 8.8 | 10000 | 7600 | 76% | 1.86 | 0 | 11.9 |  |  |  | No | R-32 | 0.75833 | Residential & Commercial | No
214229583 | Mini/Multi Split | ACD | HRCU-A-CB-O | PUD18KCH23S-O* |  | Mini-Splits(Non-Ducted) | PUD18KCH23S-I* |  | 18000 | 23 | 9 | 18000 | 13000 | 72.22% | 1.85 | 0 | 12.5 |  |  |  | No | R-410A | 1.5 | Residential & Commercial | No
212394360 | Mini/Multi Split | GREE | HRCU-A-CB-O | GWH12ATCXB-D3DNA1C/O |  | Mini-Splits(Non-Ducted) | GWH12AWCXB-D3DN***/I |  | 12000 | 17.5 | 8.5 | 12000 | 8500 | 70.83% | 1.8 | 0 | 8.7 |  |  |  | No | R-410A | 1 | Residential & Commercial | No
210534162 | Mini/Multi Split | AIRTEMP | HRCU-A-CB-O | GXH12(3.5)LSK4DH2 |  | Mini-Splits(Non-Ducted) | GHH12(3.5)LUK4DH2 |  | 12000 | 24 | 9 | 12000 | 9000 | 75% | 1.85 | 12.5 | 12.5 |  |  |  | No | R-410A | 1 | Residential & Commercial | No
210534164 | Mini/Multi Split | AIRTEMP | HRCU-A-CB-O | GXH30(8.8)LSK4DH2 |  | Mini-Splits(Non-Ducted) | GHH30(8.8)LUK4DH2 |  | 30000 | 20 | 8.5 | 30000 | 23200 | 77.33% | 1.81 | 11.25 | 11.25 |  |  |  | No | R-410A | 2.5 | Residential & Commercial | No
210534165 | Mini/Multi Split | AIRTEMP | HRCU-A-CB-O | GXH36(10.6)LSK4DH2 |  | Mini-Splits(Non-Ducted) | GHH36(10.6)LUK4DH2 |  | 33600 | 20 | 8.5 | 34600 | 24400 | 70.52% | 1.85 | 10.5 | 10.5 |  |  |  | No | R-410A | 2.8 | Residential & Commercial | No
210534171 | Mini/Multi Split | GIBSON | HRCU-A-CB-O | GXH12(3.5)LSK4DH2 |  | Mini-Splits(Non-Ducted) | GHH12(3.5)LUK4DH2 |  | 12000 | 24 | 9 | 12000 | 9000 | 75% | 1.85 | 12.5 | 12.5 |  |  |  | No | R-410A | 1 | Residential & Commercial | No
210534173 | Mini/Multi Split | GIBSON | HRCU-A-CB-O | GXH30(8.8)LSK4DH2 |  | Mini-Splits(Non-Ducted) | GHH30(8.8)LUK4DH2 |  | 30000 | 20 | 8.5 | 30000 | 23200 | 77.33% | 1.81 | 11.25 | 11.25 |  |  |  | No | R-410A | 2.5 | Residential & Commercial | No
210534174 | Mini/Multi Split | GIBSON | HRCU-A-CB-O | GXH36(10.6)LSK4DH2 |  | Mini-Splits(Non-Ducted) | GHH36(10.6)LUK4DH2 |  | 33600 | 20 | 8.5 | 34600 | 24400 | 70.52% | 1.85 | 10.5 | 10.5 |  |  |  | No | R-410A | 2.8 | Residential & Commercial | No
210534143 | Mini/Multi Split | ACD | HRCU-A-CB-O | PUD12KCH24S-O |  | Mini-Splits(Non-Ducted) | PUD12KCH24S-I |  | 12000 | 24 | 9 | 12000 | 9000 | 75% | 1.85 | 12.5 | 12.5 |  |  |  | No | R-410A | 1 | Residential & Commercial | No
210485377 | Mini/Multi Split | TOSOT | HRCU-A-CB-O | TWH09ATCXB-D3DNA3AO |  | Mini-Splits(Non-Ducted) | TWH09ATCXB-D3DNA3AI |  | 9100 | 19.5 | 8.8 | 10000 | 7400 | 74% | 1.81 | 11.3 | 11.3 |  |  |  | No | R-410A | 0.75833 | Residential & Commercial | No
210485378 | Mini/Multi Split | TOSOT | HRCU-A-CB-O | TWH09ATCXB-A3DNA3AO |  | Mini-Splits(Non-Ducted) | TWH09ATCXB-A3DNA3AI |  | 9100 | 19.5 | 8.6 | 10000 | 7500 | 75% | 1.77 | 11.3 | 11.3 |  |  |  | No | R-410A | 0.75833 | Residential & Commercial | No
210485379 | Mini/Multi Split | TOSOT | HRCU-A-CB-O | TWH12ATCXB-D3DNA3CO |  | Mini-Splits(Non-Ducted) | TWH12ATCXB-D3DNA3CI |  | 12000 | 17.5 | 8.5 | 12000 | 8500 | 70.83% | 1.8 | 8.7 | 8.7 |  |  |  | No | R-410A | 1 | Residential & Commercial | No
210485380 | Mini/Multi Split | TOSOT | HRCU-A-CB-O | TWH12ATCXB-A3DNA3CO |  | Mini-Splits(Non-Ducted) | TWH12ATCXB-A3DNA3CI |  | 12000 | 17.5 | 8.5 | 12000 | 8500 | 70.83% | 1.75 | 8.7 | 8.7 |  |  |  | No | R-410A | 1 | Residential & Commercial | No
210485385 | Mini/Multi Split | TOSOT | HRCU-A-CB-O | TWH12AG25A2AO |  | Mini-Splits(Non-Ducted) | TWH12AG25A2AI |  | 12000 | 24 | 9 | 12000 | 8800 | 73.33% | 1.85 | 12.5 | 12 |  |  |  | No | R-410A | 1 | Residential & Commercial | No
210485386 | Mini/Multi Split | TOSOT | HRCU-A-CB-O | TWH12AG25A2DO |  | Mini-Splits(Non-Ducted) | TWH12AG25A2DI |  | 12000 | 24 | 9 | 12000 | 9000 | 75% | 1.85 | 12.5 | 12.5 |  |  |  | No | R-410A | 1 | Residential & Commercial | No
210485388 | Mini/Multi Split | TOSOT | HRCU-A-CB-O | TWH30QF25B4DO |  | Mini-Splits(Non-Ducted) | TWH30QF25B4DI |  | 30000 | 20 | 8.5 | 30000 | 23200 | 77.33% | 1.81 | 11.25 | 11.25 |  |  |  | No | R-410A | 2.5 | Residential & Commercial | No
210485389 | Mini/Multi Split | TOSOT | HRCU-A-CB-O | TWH36QF25B4DO |  | Mini-Splits(Non-Ducted) | TWH36QF25B4DI |  | 33600 | 20 | 8.5 | 34600 | 24400 | 70.52% | 1.85 | 10.5 | 10.5 |  |  |  | No | R-410A | 2.8 | Residential & Commercial | No
210474690 | Mini/Multi Split | ECOX | HRCU-A-CB-O | EDIM009H21B |  | Mini-Splits(Non-Ducted) | EDIM009H21B |  | 9000 | 21.7 | 9.4 | 10000 | 7000 | 70% | 2 | 12.6 | 12.6 |  |  |  | No | R-410A | 0.75 | Residential & Commercial | No
210474692 | Mini/Multi Split | ECOX | HRCU-A-CB-O | EDIM009H21A |  | Mini-Splits(Non-Ducted) | EDIM009H21A |  | 9000 | 21.5 | 9.1 | 10000 | 7000 | 70% | 2.16 | 12.5 | 12.5 |  |  |  | No | R-410A | 0.75 | Residential & Commercial | No
210368124 | Mini/Multi Split | RHEEM | HRCU-A-CB-O | RO1HHZ36AJ3S |  | Mini-Splits(Non-Ducted) | RIWHHZ36AJ3S |  | 33000 | 18 | 9.6 | 34000 | 25200 | 74.12% | 1.8 | 8.1 | 8.1 |  |  |  | No | R-410A | 2.75 | Residential & Commercial | No
210368125 | Mini/Multi Split | RUUD | HRCU-A-CB-O | RO1HHZ36AJ3S |  | Mini-Splits(Non-Ducted) | UIWHHZ36AJ3S |  | 33000 | 18 | 9.6 | 34000 | 25200 | 74.12% | 1.8 | 8.1 | 8.1 |  |  |  | No | R-410A | 2.75 | Residential & Commercial | No
210404022 | Mini/Multi Split | BOREAL | HRCU-A-CB-O | BRS30HPJ1OB |  | Mini-Splits(Non-Ducted) | BRS30HPJ1IB |  | 30000 | 20 | 8.5 | 30000 | 23200 | 77.33% | 1.81 | 11.25 | 11.25 |  |  |  | No | R-410A | 2.5 | Residential & Commercial | No
210404023 | Mini/Multi Split | BOREAL | HRCU-A-CB-O | BRS36HPJ1OB |  | Mini-Splits(Non-Ducted) | BRS36HPJ1IB |  | 33600 | 20 | 8.5 | 34600 | 24400 | 70.52% | 1.85 | 10.5 | 10.5 |  |  |  | No | R-410A | 2.8 | Residential & Commercial | No
210436266 | Mini/Multi Split | SAMSUNG | HRCU-A-CB-O | AR18CSDACWKX |  | Mini-Splits(Non-Ducted) | AR18CSDABWKN |  | 18000 | 21 | 8.5 | 20000 | 19000 | 95% | 1.9 | 13 | 13 |  |  |  | No | R-410A | 1.5 | Residential & Commercial | No
210436268 | Mini/Multi Split | SAMSUNG | HRCU-A-CB-O | AR24CSDACWKX |  | Mini-Splits(Non-Ducted) | AR24CSDABWKN |  | 21000 | 20 | 9.2 | 25000 | 24400 | 97.6% | 2 | 12.5 | 12.5 |  |  |  | No | R-410A | 1.75 | Residential & Commercial | No
210445762 | Mini/Multi Split | SAMSUNG | HRCU-A-CB-O | AR18CSDABWKX |  | Mini-Splits(Non-Ducted) | AR18CSDABWKN |  | 18000 | 21 | 8.5 | 20000 | 19000 | 95% | 1.9 | 13 | 13 |  |  |  | No | R-410A | 1.5 | Residential & Commercial | No
210445766 | Mini/Multi Split | SAMSUNG | HRCU-A-CB-O | AR24CSDABWKX |  | Mini-Splits(Non-Ducted) | AR24CSDABWKN |  | 21000 | 20 | 9.2 | 25000 | 24400 | 97.6% | 2 | 12.5 | 12.5 |  |  |  | No | R-410A | 1.75 | Residential & Commercial | No
210410121 | Mini/Multi Split | ACD | HRCU-A-CB-O | CHD09KCH19S-O |  | Mini-Splits(Non-Ducted) | CHD09KCH19S-I |  | 9100 | 19.5 | 8.8 | 10000 | 7400 | 74% | 1.81 | 11.3 | 11.3 |  |  |  | No | R-410A | 0.75833 | Residential & Commercial | No
210410122 | Mini/Multi Split | ACD | HRCU-A-CB-O | CHD12KCH17S-O |  | Mini-Splits(Non-Ducted) | CHD12KCH17S-I |  | 12000 | 17.5 | 8.5 | 12000 | 8500 | 70.83% | 1.8 | 8.7 | 8.7 |  |  |  | No | R-410A | 1 | Residential & Commercial | No
210434542 | Mini/Multi Split | MDV | HRCU-A-CB-O | MOX230-09HFN1-BS5W |  | Mini-Splits(Non-Ducted) | MSABA-09HRFN1-BT5W-6K |  | 6000 | 21.5 | 9 | 7000 | 6000 | 85.71% | 1.89 | 12.5 | 12.5 |  |  |  | No | R-410A | 0.5 | Residential & Commercial | No
210434545 | Mini/Multi Split | C&H | HRCU-A-CB-O | CH-NY06MIA-115VO |  | Mini-Splits(Non-Ducted) | CH-NY06MIA-115VI |  | 6000 | 21.5 | 9 | 7000 | 6000 | 85.71% | 1.89 | 12.5 | 12.5 |  |  |  | No | R-410A | 0.5 | Residential & Commercial | No
210295924 | Mini/Multi Split | GREE | HRCU-A-CB-O | GWH12AGCXD-D3DNA1A/O |  | Mini-Splits(Non-Ducted) | GWH12ACCXD-D3DN***/I |  | 12000 | 24 | 9 | 12000 | 9000 | 75% | 1.85 | 12.5 | 12.5 |  |  |  | No | R-410A | 1 | Residential & Commercial | No
210295925 | Mini/Multi Split | GREE | HRCU-A-CB-O | GWH12AGCXD-A3DNA1A/O |  | Mini-Splits(Non-Ducted) | GWH12ACCXD-A3DN***/I |  | 12000 | 24 | 9 | 12000 | 8800 | 73.33% | 1.85 | 12.5 | 12 |  |  |  | No | R-410A | 1 | Residential & Commercial | No
210321394 | Mini/Multi Split | GREE | HRCU-A-CB-O | GWH09QCXB-D3DND4B/O |  | Mini-Splits(Non-Ducted) | GWH09ACCXB-D3DN***/I |  | 9100 | 20.5 | 8.8 | 10500 | 8000 | 76.19% | 1.87 | 12.5 | 12.5 |  |  |  | No | R-410A | 0.75833 | Residential & Commercial | No
210278961 | Mini/Multi Split | GREE | HRCU-A-CB-O | 4LIV12HP230V1AO |  | Mini-Splits(Non-Ducted) | 4LIV12HP230V1AH |  | 12000 | 17.5 | 8.5 | 12000 | 8500 | 70.83% | 1.8 | 8.7 | 8.7 |  |  |  | No | R-410A | 1 | Residential & Commercial | No
210278962 | Mini/Multi Split | GREE | HRCU-A-CB-O | 4LIV12HP115V1AO |  | Mini-Splits(Non-Ducted) | 4LIV12HP115V1AH |  | 12000 | 17.5 | 8.5 | 12000 | 8500 | 70.83% | 1.75 | 8.7 | 8.7 |  |  |  | No | R-410A | 1 | Residential & Commercial | No
210278963 | Mini/Multi Split | GREE | HRCU-A-CB-O | 4LIV09HP230V1AO |  | Mini-Splits(Non-Ducted) | 4LIV09HP230V1AH |  | 9100 | 19.5 | 8.8 | 10000 | 7400 | 74% | 1.81 | 11.3 | 11.3 |  |  |  | No | R-410A | 0.75833 | Residential & Commercial | No
210278964 | Mini/Multi Split | GREE | HRCU-A-CB-O | 4LIV09HP115V1AO |  | Mini-Splits(Non-Ducted) | 4LIV09HP115V1AH |  | 9100 | 19.5 | 8.6 | 10000 | 7500 | 75% | 1.77 | 11.3 | 11.3 |  |  |  | No | R-410A | 0.75833 | Residential & Commercial | No
210278965 | Mini/Multi Split | GREE | HRCU-A-CB-O | 4LIV36HP230V1AO |  | Mini-Splits(Non-Ducted) | 4LIV36HP230V1AH |  | 33600 | 20 | 8.5 | 34600 | 24400 | 70.52% | 1.85 | 10.5 | 10.5 |  |  |  | No | R-410A | 2.8 | Residential & Commercial | No
210278969 | Mini/Multi Split | GREE | HRCU-A-CB-O | 4LIV30HP230V1AO |  | Mini-Splits(Non-Ducted) | 4LIV30HP230V1AH |  | 30000 | 20 | 8.5 | 30000 | 23200 | 77.33% | 1.81 | 11.25 | 11.25 |  |  |  | No | R-410A | 2.5 | Residential & Commercial | No
210278970 | Mini/Multi Split | GREE | HRCU-A-CB-O | 3VIR12HP230V1BO |  | Mini-Splits(Non-Ducted) | 3VIR12HP230V1AH |  | 12000 | 24 | 9 | 12000 | 9000 | 75% | 1.85 | 12.5 | 12.5 |  |  |  | No | R-410A | 1 | Residential & Commercial | No
210278971 | Mini/Multi Split | GREE | HRCU-A-CB-O | 3VIR12HP115V1BO |  | Mini-Splits(Non-Ducted) | 3VIR12HP115V1AH |  | 12000 | 24 | 9 | 12000 | 8800 | 73.33% | 1.85 | 12.5 | 12 |  |  |  | No | R-410A | 1 | Residential & Commercial | No
212891961 | Mini/Multi Split | KINGHOME | HRCU-A-CB-O | KW12HQ19SAO |  | Mini-Splits(Non-Ducted) | KW12HQ19SAI |  | 12000 | 17.5 | 8.5 | 12000 | 8500 | 70.83% | 1.75 | 0 | 8.7 |  |  |  | No | R-410A | 1 | Residential & Commercial | No
209937054 | Mini/Multi Split | C&H | HRCU-A-CB-O | CH-HPR18-230VO |  | Mini-Splits(Non-Ducted) | CH-16MMC-230VI |  | 16000 | 20.2 | 8.9 | 17000 | 16700 | 98.24% | 1.76 | 11 | 11 |  |  |  | No | R-410A | 1.3333 | Residential & Commercial | No
212674037 | Mini/Multi Split | Genie Aire | HRCU-A-CB-O | GA-09HP115V/O |  | Mini-Splits(Non-Ducted) | GA-09HP115V/I |  | 9000 | 21.5 | 9.1 | 10000 | 7000 | 70% | 2.16 | 12.5 | 12.5 |  |  |  | No | R-410A | 0.75 | Residential & Commercial | No
212891960 | Mini/Multi Split | KINGHOME | HRCU-A-CB-O | KW09HQ19SAO |  | Mini-Splits(Non-Ducted) | KW09HQ19SAI |  | 9100 | 19.5 | 8.6 | 10000 | 7400 | 74% | 1.81 | 0 | 11.3 |  |  |  | No | R-410A | 0.75833 | Residential & Commercial | No
210151027 | Mini/Multi Split | HAIER | HMSV-A-CB | 4U36EH2HD** |  | Ducted Indoor Units |  |  | 33000 | 15.7 | 8.7 | 34000 | 24200 | 71.18% | 2 | 8.8 | 8.8 |  |  |  | No | R-410A | 2.75 | Residential & Commercial | No
210154197 | Mini/Multi Split | GE Appliances | HMSV-A-CB | ASH436NCDD** |  | Ducted Indoor Units |  |  | 33000 | 15.7 | 8.7 | 34000 | 24200 | 71.18% | 2 | 8.8 | 8.8 |  |  |  | No | R-410A | 2.75 | Residential & Commercial | No
210725102 | Mini/Multi Split | DAIKIN | HMSV-A-CB | 4MXL36WVJU* |  | Ducted Indoor Units |  |  | 34400 | 15.9 | 8.1 | 34600 | 33800 | 97.69% | 1.75 | 0 | 9.3 |  |  |  | No | R-410A | 2.8667 | Residential & Commercial | No
211698444 | Mini/Multi Split | GREE | HMSV-A-CB | GMV-V60WL/C-T(U) |  | Ducted Indoor Units |  |  | 60000 | 17 | 8.3 | 60000 | 42000 | 70% | 1.9 | 0 | 9 |  |  |  | No | R-410A | 5 | Residential & Commercial | No
215387136 | Mini/Multi Split | Mitsubishi Electric | HMSV-A-CB | MXZ-4D30NL* |  | Ducted Indoor Units |  |  | 27400 | 16.1 | 8.8 | 27600 | 19800 | 71.74% | 2 | 0 | 9.6 |  |  |  | No | R-454B | 2.2833 | Residential & Commercial | No
216369710 | Mini/Multi Split | CARRIER | HMSV-A-CB | 37VMB060HDS3-1 |  | Ducted Indoor Units |  |  | 60000 | 17 | 9.2 | 60000 | 42000 | 70% | 1.9 | 0 | 9 |  |  |  | No | R-454B | 5 | Residential & Commercial | No
215427957 | Mini/Multi Split | TUTTOKOOL | HMSV-A-CB | TDV-V48WMN1T |  | Ducted Indoor Units |  |  | 48000 | 17.3 | 9 | 50000 | 35000 | 70% | 1.8 | 0 | 9.4 |  |  |  | No | R-410A | 4 | Residential & Commercial | No
216369724 | Mini/Multi Split | LENNOX | HMSV-A-CB | VPC060H5M-3P |  | Ducted Indoor Units |  |  | 60000 | 17 | 9.2 | 60000 | 42000 | 70% | 1.9 | 0 | 9 |  |  |  | No | R-454B | 5 | Residential & Commercial | No
215428286 | Mini/Multi Split | Hisense | HMSV-A-CB | AVW-48H3DH2H1 |  | Ducted Indoor Units |  |  | 48000 | 17 | 8.5 | 54000 | 37800 | 70% | 2.14 | 0 | 9.3 |  |  |  | No | R-32 | 4 | Residential & Commercial | No
216021062 | Mini/Multi Split | MIDEA | HMSV-A-CB | MDV-V60WMN10T |  | Ducted Indoor Units |  |  | 60000 | 17 | 9.2 | 60000 | 42000 | 70% | 1.9 | 0 | 9 |  |  |  | No | R-454B | 5 | Residential & Commercial | No
214717101 | Mini/Multi Split | TOSOT | HMSV-A-CB | TVRF-V60WL/C |  | Ducted Indoor Units |  |  | 60000 | 17 | 8.3 | 60000 | 42000 | 70% | 1.9 | 0 | 9 |  |  |  | No | R-410A | 5 | Residential & Commercial | No
10147096 | Mini/Multi Split | SAMSUNG | HMSV-A-CB | AM060MXMDCH |  | Ducted Indoor Units |  |  | 60000 | 16.5 | 9.5 | 66000 | 47000 | 71.21% | 1.9 | 10.9 | 9.9 |  |  |  | No | R-410A | 5 | Residential & Commercial | No
202084065 | Mini/Multi Split | SAMSUNG | HMSV-A-CB | AM060NXMDCR |  | Ducted Indoor Units |  |  | 60000 | 16.5 | 9.5 | 66000 | 47000 | 71.21% | 1.9 | 10.9 | 9.9 |  |  |  | No | R-410A | 5 | Residential & Commercial | No
202083811 | Mini/Multi Split | SAMSUNG | HMSV-A-CB | AM053NXMDCR |  | Ducted Indoor Units |  |  | 53000 | 17.5 | 8.8 | 61000 | 43000 | 70.49% | 1.9 | 9.45 | 9.45 |  |  |  | No | R-410A | 4.4167 | Residential & Commercial | No
214056547 | Mini/Multi Split | AIR TECH | HMSV-A-CB | ATVO60NGUG2 |  | Ducted Indoor Units |  |  | 60000 | 17 | 8.3 | 60000 | 42000 | 70% | 1.9 | 0 | 9 |  |  |  | No | R-410A | 5 | Residential & Commercial | No
205142812 | Mini/Multi Split | SAMSUNG | HMSR-A-CB | AM053TXMDCH |  | Ducted Indoor Units |  |  | 53000 | 17.5 | 8.8 | 61000 | 43000 | 70.49% | 1.9 | 9.45 | 9.45 |  |  |  | No | R-410A | 4.4167 | Residential & Commercial | No
212604260 | Mini/Multi Split | MIDEA | HMSV-A-CB | MDV-V48WMN1T* |  | Ducted Indoor Units |  |  | 48000 | 17.3 | 9 | 50000 | 35000 | 70% | 1.8 | 0 | 9.4 |  |  |  | No | R-410A | 4 | Residential & Commercial | No
212608417 | Mini/Multi Split | LENNOX | HMSV-A-CB | VPC048H4M-3P* |  | Ducted Indoor Units |  |  | 48000 | 17.3 | 9 | 50000 | 35000 | 70% | 1.8 | 0 | 9.4 |  |  |  | No | R-410A | 4 | Residential & Commercial | No
216505927 | Mini/Multi Split | Mitsubishi Electric | HMSV-A-CB | MXZ-4D30NL*** |  | Ducted Indoor Units |  |  | 27400 | 16.1 | 8.8 | 27600 | 19800 | 71.74% | 2 | 0 | 9.6 |  |  |  | No | R-454B | 2.2833 | Residential & Commercial | No
212631692 | Mini/Multi Split | Custom Comfort | HMSV-A-CB | CCOXHAMZ327HP |  | Mixed Ducted and Non-Ducted Indoor Units |  |  | 27000 | 20.4 | 10 | 27000 | 27000 | 100% | 1.8 | 0 | 12 |  |  |  | No | R-410A | 2.25 | Residential & Commercial | No
210288145 | Mini/Multi Split | CTMorley | HMSV-A-CB | MOU-3A27H-2 |  | Mixed Ducted and Non-Ducted Indoor Units |  |  | 28000 | 21.3 | 9.65 | 28000 | 25000 | 89.29% | 1.8 | 11.5 | 11.75 |  |  |  | No | R-410A | 2.3333 | Residential & Commercial | No
210288142 | Mini/Multi Split | CTMorley | HMSV-A-CB | MOU-2A18H-2 |  | Mixed Ducted and Non-Ducted Indoor Units |  |  | 19000 | 19.75 | 9.15 | 20000 | 18500 | 92.5% | 1.83 | 12 | 12.25 |  |  |  | No | R-410A | 1.5833 | Residential & Commercial | No
210288151 | Mini/Multi Split | CTMorley | HMSV-A-CB | MOU-5A48H-2 |  | Mixed Ducted and Non-Ducted Indoor Units |  |  | 47500 | 21.05 | 9.4 | 49000 | 43500 | 88.78% | 2 | 11.2 | 11.35 |  |  |  | No | R-410A | 3.9583 | Residential & Commercial | No
210288148 | Mini/Multi Split | CTMorley | HMSV-A-CB | MOU-4A36H-2 |  | Mixed Ducted and Non-Ducted Indoor Units |  |  | 36000 | 19.5 | 9.85 | 37000 | 34400 | 92.97% | 1.8 | 11.9 | 12.1 |  |  |  | No | R-410A | 3 | Residential & Commercial | No
210474659 | Mini/Multi Split | HAIER | HMSV-A-CB | 2U20EH2HD** |  | Mixed Ducted and Non-Ducted Indoor Units |  |  | 17600 | 17 | 10 | 22000 | 18200 | 82.73% | 1.92 | 0 | 11.5 |  |  |  | No | R-410A | 1.4667 | Residential & Commercial | No
210474664 | Mini/Multi Split | GE Appliances | HMSV-A-CB | ASH436NCDD** |  | Mixed Ducted and Non-Ducted Indoor Units |  |  | 33200 | 17.35 | 9.05 | 35000 | 25000 | 71.43% | 2 | 0 | 9.05 |  |  |  | No | R-410A | 2.7667 | Residential & Commercial | No
210568213 | Mini/Multi Split | Durastar | HMSV-A-CB | DRA2H18M1A |  | Mixed Ducted and Non-Ducted Indoor Units |  |  | 19000 | 19.75 | 9.15 | 20000 | 18500 | 92.5% | 1.83 | 12 | 12.25 |  |  |  | No | R-410A | 1.5833 | Residential & Commercial | No
210568216 | Mini/Multi Split | Durastar | HMSV-A-CB | DRA3H28M1A |  | Mixed Ducted and Non-Ducted Indoor Units |  |  | 28000 | 21.3 | 9.65 | 28000 | 25000 | 89.29% | 1.8 | 11.5 | 11.75 |  |  |  | No | R-410A | 2.3333 | Residential & Commercial | No
210568219 | Mini/Multi Split | Durastar | HMSV-A-CB | DRA4H36M1A |  | Mixed Ducted and Non-Ducted Indoor Units |  |  | 36000 | 19.5 | 9.85 | 37000 | 34400 | 92.97% | 1.8 | 11.9 | 12.1 |  |  |  | No | R-410A | 3 | Residential & Commercial | No
210568225 | Mini/Multi Split | Durastar | HMSV-A-CB | DRA5H55M1A |  | Mixed Ducted and Non-Ducted Indoor Units |  |  | 55000 | 19.4 | 9.4 | 55000 | 45500 | 82.73% | 1.85 | 10.5 | 10.5 |  |  |  | No | R-410A | 4.5833 | Residential & Commercial | No
210586159 | Mini/Multi Split | ECO AC | HMSV-A-CB | EMH-4O36BBH |  | Mixed Ducted and Non-Ducted Indoor Units |  |  | 36000 | 19.5 | 9.85 | 37000 | 34400 | 92.97% | 1.8 | 11.9 | 12.1 |  |  |  | No | R-410A | 3 | Residential & Commercial | No
210568222 | Mini/Multi Split | Durastar | HMSV-A-CB | DRA5H48M1A |  | Mixed Ducted and Non-Ducted Indoor Units |  |  | 47500 | 21.05 | 9.4 | 49000 | 43500 | 88.78% | 2 | 11.2 | 11.35 |  |  |  | No | R-410A | 3.9583 | Residential & Commercial | No
210586156 | Mini/Multi Split | ECO AC | HMSV-A-CB | EMH-3O27BBH |  | Mixed Ducted and Non-Ducted Indoor Units |  |  | 28000 | 21.3 | 9.65 | 28000 | 25000 | 89.29% | 1.8 | 11.5 | 11.75 |  |  |  | No | R-410A | 2.3333 | Residential & Commercial | No
210586153 | Mini/Multi Split | ECO AC | HMSV-A-CB | EMH-2O18BBH |  | Mixed Ducted and Non-Ducted Indoor Units |  |  | 19000 | 19.75 | 9.15 | 20000 | 18500 | 92.5% | 1.83 | 12 | 12.25 |  |  |  | No | R-410A | 1.5833 | Residential & Commercial | No
210605812 | Mini/Multi Split | Conforto | HMSV-A-CB | MHMZ218DA |  | Mixed Ducted and Non-Ducted Indoor Units |  |  | 19000 | 20.5 | 9.55 | 20000 | 19300 | 96.5% | 1.88 | 12 | 12.25 |  |  |  | No | R-410A | 1.5833 | Residential & Commercial | No
210605815 | Mini/Multi Split | Conforto | HMSV-A-CB | MHMZ327DA |  | Mixed Ducted and Non-Ducted Indoor Units |  |  | 28000 | 21.5 | 10.05 | 28000 | 25000 | 89.29% | 1.8 | 12 | 12.1 |  |  |  | No | R-410A | 2.3333 | Residential & Commercial | No
210605818 | Mini/Multi Split | Conforto | HMSV-A-CB | MHMZ436DA |  | Mixed Ducted and Non-Ducted Indoor Units |  |  | 36000 | 20.6 | 10.15 | 37000 | 34400 | 92.97% | 1.8 | 12.45 | 12.65 |  |  |  | No | R-410A | 3 | Residential & Commercial | No
210605821 | Mini/Multi Split | Conforto | HMSV-A-CB | MHMZ548DA |  | Mixed Ducted and Non-Ducted Indoor Units |  |  | 47500 | 21.35 | 9.4 | 49000 | 43500 | 88.78% | 2 | 11.5 | 11.7 |  |  |  | No | R-410A | 3.9583 | Residential & Commercial | No
210644067 | Mini/Multi Split | MDV | HMSV-A-CB | M4OI-36HFN1-M-L |  | Mixed Ducted and Non-Ducted Indoor Units |  |  | 36000 | 20.5 | 10.15 | 37000 | 34400 | 92.97% | 1.8 | 12.45 | 12.65 |  |  |  | No | R-410A | 3 | Residential & Commercial | No
210799633 | Mini/Multi Split | Cooper&Hunter | HMSV-A-CB | CH-HPR28M-230VO |  | Mixed Ducted and Non-Ducted Indoor Units |  |  | 28000 | 21.5 | 10.05 | 28000 | 25000 | 89.29% | 1.8 | 12 | 12.1 |  |  |  | No | R-410A | 2.3333 | Residential & Commercial | No
210799630 | Mini/Multi Split | Cooper&Hunter | HMSV-A-CB | CH-HPR19M-230VO |  | Mixed Ducted and Non-Ducted Indoor Units |  |  | 19000 | 20.5 | 9.55 | 20000 | 19300 | 96.5% | 1.88 | 12 | 12.25 |  |  |  | No | R-410A | 1.5833 | Residential & Commercial | No
210800987 | Mini/Multi Split | DAIKIN | HMSV-A-CB | 5MXS48WVJU* |  | Mixed Ducted and Non-Ducted Indoor Units |  |  | 45000 | 17.5 | 8.6 | 47500 | 37400 | 78.74% | 1.8 | 0 | 9.35 |  |  |  | No | R-410A | 3.75 | Residential & Commercial | No
210800988 | Mini/Multi Split | DAIKIN | HMSV-A-CB | 2MXL18WMVJU* |  | Mixed Ducted and Non-Ducted Indoor Units |  |  | 17800 | 15.2 | 8.2 | 18500 | 16000 | 86.49% | 1.8 | 0 | 10.5 |  |  |  | No | R-410A | 1.4833 | Residential & Commercial | No
210800989 | Mini/Multi Split | DAIKIN | HMSV-A-CB | 3MXL24WMVJU* |  | Mixed Ducted and Non-Ducted Indoor Units |  |  | 24000 | 16.5 | 8.8 | 24000 | 20000 | 83.33% | 1.8 | 0 | 10.1 |  |  |  | No | R-410A | 2 | Residential & Commercial | No
210800990 | Mini/Multi Split | DAIKIN | HMSV-A-CB | 4MXL36WVJU* |  | Mixed Ducted and Non-Ducted Indoor Units |  |  | 34400 | 18 | 8.6 | 35600 | 35200 | 98.88% | 1.8 | 0 | 10.5 |  |  |  | No | R-410A | 2.8667 | Residential & Commercial | No
210799638 | Mini/Multi Split | Cooper&Hunter | HMSV-A-CB | CH-HPR48M-230VO |  | Mixed Ducted and Non-Ducted Indoor Units |  |  | 47500 | 21.35 | 9.4 | 49000 | 43500 | 88.78% | 2 | 11.5 | 11.7 |  |  |  | No | R-410A | 3.9583 | Residential & Commercial | No
210799639 | Mini/Multi Split | Cooper&Hunter | HMSV-A-CB | CH-HPR36M-230VO |  | Mixed Ducted and Non-Ducted Indoor Units |  |  | 36000 | 20.6 | 10.15 | 37000 | 34400 | 92.97% | 1.8 | 12.45 | 12.65 |  |  |  | No | R-410A | 3 | Residential & Commercial | No
212920650 | Mini/Multi Split | Bladex | HMSV-A-CB | B20I-18SPHP1 |  | Mixed Ducted and Non-Ducted Indoor Units |  |  | 19000 | 19.75 | 9.15 | 20000 | 18500 | 92.5% | 1.83 | 12 | 12.25 |  |  |  | No | R-410A | 1.5833 | Residential & Commercial | No
212920655 | Mini/Multi Split | Bladex | HMSV-A-CB | B40I-36SPHP1 |  | Mixed Ducted and Non-Ducted Indoor Units |  |  | 36000 | 19.5 | 9.85 | 37000 | 34400 | 92.97% | 1.8 | 11.9 | 12.1 |  |  |  | No | R-410A | 3 | Residential & Commercial | No
212920658 | Mini/Multi Split | Bladex | HMSV-A-CB | B50G-48SPHP1 |  | Mixed Ducted and Non-Ducted Indoor Units |  |  | 47500 | 21.05 | 9.4 | 49000 | 43500 | 88.78% | 2 | 11.2 | 11.35 |  |  |  | No | R-410A | 3.9583 | Residential & Commercial | No
212920661 | Mini/Multi Split | Bladex | HMSV-A-CB | B50A-55SPHP1 |  | Mixed Ducted and Non-Ducted Indoor Units |  |  | 55000 | 19.4 | 9.4 | 55000 | 45500 | 82.73% | 1.85 | 10.5 | 10.5 |  |  |  | No | R-410A | 4.5833 | Residential & Commercial | No
212920663 | Mini/Multi Split | Bladex | HMSV-A-CB | B30K-27SPHP1 |  | Mixed Ducted and Non-Ducted Indoor Units |  |  | 27000 | 19.75 | 9.8 | 27000 | 27000 | 100% | 1.8 | 0 | 11.8 |  |  |  | No | R-410A | 2.25 | Residential & Commercial | No
212920681 | Mini/Multi Split | NOVAIR | HMSV-A-CB | LEA20MZ-2P-35SK-O* |  | Mixed Ducted and Non-Ducted Indoor Units |  |  | 19000 | 20.5 | 9.55 | 20000 | 19300 | 96.5% | 1.88 | 12 | 12.25 |  |  |  | No | R-410A | 1.5833 | Residential & Commercial | No
212920684 | Mini/Multi Split | NOVAIR | HMSV-A-CB | LEA36MZ-4P-35SK-O* |  | Mixed Ducted and Non-Ducted Indoor Units |  |  | 36000 | 20.6 | 10.15 | 37000 | 34400 | 92.97% | 1.8 | 12.45 | 12.65 |  |  |  | No | R-410A | 3 | Residential & Commercial | No
212940827 | Mini/Multi Split | CENTURY | HMSV-A-CB | A-VMH28TV-1 |  | Mixed Ducted and Non-Ducted Indoor Units |  |  | 28000 | 21.5 | 10.05 | 28000 | 25000 | 89.29% | 1.8 | 12 | 12.1 |  |  |  | No | R-410A | 2.3333 | Residential & Commercial | No
212940828 | Mini/Multi Split | CENTURY | HMSV-A-CB | A-VMH36QV-1 |  | Mixed Ducted and Non-Ducted Indoor Units |  |  | 36000 | 20.6 | 10.15 | 37000 | 34400 | 92.97% | 1.8 | 12.45 | 12.65 |  |  |  | No | R-410A | 3 | Residential & Commercial | No
212940822 | Mini/Multi Split | CENTURY | HMSV-A-CB | A-VMH18DV-1 |  | Mixed Ducted and Non-Ducted Indoor Units |  |  | 19000 | 20.5 | 9.55 | 20000 | 19300 | 96.5% | 1.88 | 12 | 12.25 |  |  |  | No | R-410A | 1.5833 | Residential & Commercial | No
210857364 | Mini/Multi Split | 1HVAC | HMSV-A-CB | ACIQ-55Z-HH-M5B |  | Mixed Ducted and Non-Ducted Indoor Units |  |  | 55000 | 20.4 | 9.4 | 55000 | 46000 | 83.64% | 1.9 | 10.5 | 10.5 |  |  |  | No | R-410A | 4.5833 | Residential & Commercial | No
210857382 | Mini/Multi Split | ACIQ | HMSV-A-CB | ACIQ-55Z-HH-M5B |  | Mixed Ducted and Non-Ducted Indoor Units |  |  | 55000 | 20.4 | 9.4 | 55000 | 46000 | 83.64% | 1.9 | 10.5 | 10.5 |  |  |  | No | R-410A | 4.5833 | Residential & Commercial | No
210857400 | Mini/Multi Split | DIYCOOL | HMSV-A-CB | ACIQ-55Z-HH-M5B |  | Mixed Ducted and Non-Ducted Indoor Units |  |  | 55000 | 20.4 | 9.4 | 55000 | 46000 | 83.64% | 1.9 | 10.5 | 10.5 |  |  |  | No | R-410A | 4.5833 | Residential & Commercial | No
211016457 | Mini/Multi Split | Mitsubishi Electric | HMSV-A-CB | MXZ-SM48NAM2 |  | Mixed Ducted and Non-Ducted Indoor Units |  |  | 48000 | 19.5 | 9.65 | 50000 | 35400 | 70.8% | 2.02 | 12.2 | 11.8 |  |  |  | No | R-410A | 4 | Residential & Commercial | No
211016454 | Mini/Multi Split | Mitsubishi Electric | HMSV-A-CB | MXZ-SM42NAMHZ2 |  | Mixed Ducted and Non-Ducted Indoor Units |  |  | 42000 | 19.75 | 10.55 | 48000 | 44000 | 91.67% | 1.92 | 12.2 | 12 |  |  |  | No | R-410A | 3.5 | Residential & Commercial | No
211016451 | Mini/Multi Split | Mitsubishi Electric | HMSV-A-CB | MXZ-SM36NAMHZ2 |  | Mixed Ducted and Non-Ducted Indoor Units |  |  | 36000 | 20.75 | 11.5 | 42000 | 38500 | 91.67% | 1.92 | 13.8 | 13.5 |  |  |  | No | R-410A | 3 | Residential & Commercial | No
211016460 | Mini/Multi Split | Mitsubishi Electric | HMSV-A-CB | MXZ-SM48NAMHZ2 |  | Mixed Ducted and Non-Ducted Indoor Units |  |  | 48000 | 19.5 | 10.5 | 54000 | 47000 | 87.04% | 1.9 | 12.2 | 11.8 |  |  |  | No | R-410A | 4 | Residential & Commercial | No
211016466 | Mini/Multi Split | Trane / Mitsubishi Electric | HMSV-A-CB | NTXMSM36A142B* |  | Mixed Ducted and Non-Ducted Indoor Units |  |  | 36000 | 20.75 | 10.5 | 41000 | 29000 | 70.73% | 2.1 | 13.8 | 13.5 |  |  |  | No | R-410A | 3 | Residential & Commercial | No
211016463 | Mini/Multi Split | Mitsubishi Electric | HMSV-A-CB | MXZ-SM60NAM2 |  | Mixed Ducted and Non-Ducted Indoor Units |  |  | 60000 | 18.5 | 9.75 | 66000 | 46500 | 70.45% | 1.9 | 12.2 | 11.95 |  |  |  | No | R-410A | 5 | Residential & Commercial | No
211016469 | Mini/Multi Split | Trane / Mitsubishi Electric | HMSV-A-CB | NTXMSH36A142B* |  | Mixed Ducted and Non-Ducted Indoor Units |  |  | 36000 | 20.75 | 11.5 | 42000 | 38500 | 91.67% | 1.92 | 13.8 | 13.5 |  |  |  | No | R-410A | 3 | Residential & Commercial | No
211016472 | Mini/Multi Split | Trane / Mitsubishi Electric | HMSV-A-CB | NTXMSH42A152B* |  | Mixed Ducted and Non-Ducted Indoor Units |  |  | 42000 | 19.75 | 10.55 | 48000 | 44000 | 91.67% | 1.92 | 12.2 | 12 |  |  |  | No | R-410A | 3.5 | Residential & Commercial | No
211016479 | Mini/Multi Split | Trane / Mitsubishi Electric | HMSV-A-CB | NTXMSM60A182B* |  | Mixed Ducted and Non-Ducted Indoor Units |  |  | 60000 | 18.5 | 9.75 | 66000 | 46500 | 70.45% | 1.9 | 12.2 | 11.95 |  |  |  | No | R-410A | 5 | Residential & Commercial | No
211016476 | Mini/Multi Split | Trane / Mitsubishi Electric | HMSV-A-CB | NTXMSH48A182B* |  | Mixed Ducted and Non-Ducted Indoor Units |  |  | 48000 | 19.5 | 10.5 | 54000 | 47000 | 87.04% | 1.9 | 12.2 | 11.8 |  |  |  | No | R-410A | 4 | Residential & Commercial | No
211133301 | Mini/Multi Split | NOVAIR | HMSV-A-CB | LEA36MZ-4P-35SK-O |  | Mixed Ducted and Non-Ducted Indoor Units |  |  | 36000 | 19.5 | 9.85 | 37000 | 34400 | 92.97% | 1.8 | 11.9 | 12.1 |  |  |  | No | R-410A | 3 | Residential & Commercial | No
211289837 | Mini/Multi Split | MDV | HMSV-A-CB | M3OI-28HFN1-M-L |  | Mixed Ducted and Non-Ducted Indoor Units |  |  | 28000 | 21.5 | 10.05 | 28000 | 25000 | 89.29% | 1.8 | 0 | 12.1 |  |  |  | No | R-410A | 2.3333 | Residential & Commercial | No
211253534 | Mini/Multi Split | PERFECTAIRE | HMSV-A-CB | 3PAMS55-HH-MZO5 |  | Mixed Ducted and Non-Ducted Indoor Units |  |  | 55000 | 19.4 | 9.4 | 55000 | 45500 | 82.73% | 1.85 | 10.5 | 10.5 |  |  |  | No | R-410A | 4.5833 | Residential & Commercial | No
211306403 | Mini/Multi Split | Mitsutomo | HMSV-A-CB | HO-MD18-AB-Q |  | Mixed Ducted and Non-Ducted Indoor Units |  |  | 19000 | 19.75 | 9.15 | 20000 | 18500 | 92.5% | 1.83 | 12 | 12.25 |  |  |  | No | R-410A | 1.5833 | Residential & Commercial | No
211306406 | Mini/Multi Split | Mitsutomo | HMSV-A-CB | HO-MT28-AB-Q |  | Mixed Ducted and Non-Ducted Indoor Units |  |  | 28000 | 21.3 | 9.65 | 28000 | 25000 | 89.29% | 1.8 | 11.5 | 11.75 |  |  |  | No | R-410A | 2.3333 | Residential & Commercial | No
211306409 | Mini/Multi Split | Mitsutomo | HMSV-A-CB | HO-MQ36-AB-Q |  | Mixed Ducted and Non-Ducted Indoor Units |  |  | 36000 | 19.5 | 9.85 | 37000 | 34400 | 92.97% | 1.8 | 11.9 | 12.1 |  |  |  | No | R-410A | 3 | Residential & Commercial | No
211306415 | Mini/Multi Split | Mitsutomo | HMSV-A-CB | HO-MP55-AB-Q |  | Mixed Ducted and Non-Ducted Indoor Units |  |  | 55000 | 19.4 | 9.4 | 55000 | 45500 | 82.73% | 1.85 | 10.5 | 10.5 |  |  |  | No | R-410A | 4.5833 | Residential & Commercial | No
211306412 | Mini/Multi Split | Mitsutomo | HMSV-A-CB | HO-MP48-AB-Q |  | Mixed Ducted and Non-Ducted Indoor Units |  |  | 47500 | 21.05 | 9.4 | 49000 | 43500 | 88.78% | 2 | 11.2 | 11.35 |  |  |  | No | R-410A | 3.9583 | Residential & Commercial | No
213248989 | Mini/Multi Split | Mitsubishi Electric | HMSV-A-CB | MXZ-SM36NAM2*** |  | Mixed Ducted and Non-Ducted Indoor Units |  |  | 36000 | 19.3 | 9.8 | 41000 | 29000 | 70.73% | 2.1 | 0 | 13.15 |  |  |  | No | R-410A | 3 | Residential & Commercial | No
213248990 | Mini/Multi Split | Mitsubishi Electric | HMSV-A-CB | MXZ-SM36NAMHZ*** |  | Mixed Ducted and Non-Ducted Indoor Units |  |  | 36000 | 19.3 | 10.95 | 42000 | 35400 | 84.29% | 2.09 | 0 | 13.15 |  |  |  | No | R-410A | 3 | Residential & Commercial | No
213248991 | Mini/Multi Split | Mitsubishi Electric | HMSV-A-CB | MXZ-SM36NAMHZ2*** |  | Mixed Ducted and Non-Ducted Indoor Units |  |  | 36000 | 19.3 | 10.95 | 42000 | 38500 | 91.67% | 1.9 | 0 | 13.15 |  |  |  | No | R-410A | 3 | Residential & Commercial | No
213248992 | Mini/Multi Split | Mitsubishi Electric | HMSV-A-CB | MXZ-SM42NAMHZ*** |  | Mixed Ducted and Non-Ducted Indoor Units |  |  | 42000 | 18.85 | 10.1 | 48000 | 36800 | 76.67% | 2.01 | 0 | 12 |  |  |  | No | R-410A | 3.5 | Residential & Commercial | No
213248993 | Mini/Multi Split | Mitsubishi Electric | HMSV-A-CB | MXZ-SM42NAMHZ2*** |  | Mixed Ducted and Non-Ducted Indoor Units |  |  | 42000 | 18.85 | 10.1 | 48000 | 44000 | 91.67% | 1.88 | 0 | 12 |  |  |  | No | R-410A | 3.5 | Residential & Commercial | No
213248999 | Mini/Multi Split | Mitsubishi Electric | HMSV-A-CB | MXZ-SM60NAM2*** |  | Mixed Ducted and Non-Ducted Indoor Units |  |  | 60000 | 17.75 | 9.55 | 66000 | 46500 | 70.45% | 1.9 | 0 | 11.85 |  |  |  | No | R-410A | 5 | Residential & Commercial | No
213249001 | Mini/Multi Split | Trane / Mitsubishi Electric | HMSV-A-CB | NTXMSM36A142B** |  | Mixed Ducted and Non-Ducted Indoor Units |  |  | 36000 | 19.3 | 9.8 | 41000 | 29000 | 70.73% | 2.1 | 0 | 13.15 |  |  |  | No | R-410A | 3 | Residential & Commercial | No
213249002 | Mini/Multi Split | Trane / Mitsubishi Electric | HMSV-A-CB | NTXMSH36A142A** |  | Mixed Ducted and Non-Ducted Indoor Units |  |  | 36000 | 19.3 | 10.95 | 42000 | 35400 | 84.29% | 2.09 | 0 | 13.15 |  |  |  | No | R-410A | 3 | Residential & Commercial | No
213249003 | Mini/Multi Split | Trane / Mitsubishi Electric | HMSV-A-CB | NTXMSH36A142B** |  | Mixed Ducted and Non-Ducted Indoor Units |  |  | 36000 | 19.3 | 10.95 | 42000 | 38500 | 91.67% | 1.9 | 0 | 13.15 |  |  |  | No | R-410A | 3 | Residential & Commercial | No
213249004 | Mini/Multi Split | Trane / Mitsubishi Electric | HMSV-A-CB | NTXMSH42A152A** |  | Mixed Ducted and Non-Ducted Indoor Units |  |  | 42000 | 18.85 | 10.1 | 48000 | 36800 | 76.67% | 2.01 | 0 | 12 |  |  |  | No | R-410A | 3.5 | Residential & Commercial | No
213249005 | Mini/Multi Split | Trane / Mitsubishi Electric | HMSV-A-CB | NTXMSH42A152B** |  | Mixed Ducted and Non-Ducted Indoor Units |  |  | 42000 | 18.85 | 10.1 | 48000 | 44000 | 91.67% | 1.88 | 0 | 12 |  |  |  | No | R-410A | 3.5 | Residential & Commercial | No
213249007 | Mini/Multi Split | Trane / Mitsubishi Electric | HMSV-A-CB | NTXMSM48A182B** |  | Mixed Ducted and Non-Ducted Indoor Units |  |  | 48000 | 18.85 | 9.35 | 50000 | 35400 | 70.8% | 2.02 | 0 | 11.75 |  |  |  | No | R-410A | 4 | Residential & Commercial | No
213249008 | Mini/Multi Split | Trane / Mitsubishi Electric | HMSV-A-CB | NTXMSH48A182A** |  | Mixed Ducted and Non-Ducted Indoor Units |  |  | 48000 | 18.85 | 10.15 | 54000 | 43500 | 80.56% | 2.02 | 0 | 11.75 |  |  |  | No | R-410A | 4 | Residential & Commercial | No
213249009 | Mini/Multi Split | Trane / Mitsubishi Electric | HMSV-A-CB | NTXMSH48A182B** |  | Mixed Ducted and Non-Ducted Indoor Units |  |  | 48000 | 18.85 | 10.15 | 54000 | 47000 | 87.04% | 1.9 | 0 | 11.75 |  |  |  | No | R-410A | 4 | Residential & Commercial | No
213249011 | Mini/Multi Split | Trane / Mitsubishi Electric | HMSV-A-CB | NTXMSM60A182B** |  | Mixed Ducted and Non-Ducted Indoor Units |  |  | 60000 | 17.75 | 9.55 | 66000 | 46500 | 70.45% | 1.9 | 0 | 11.85 |  |  |  | No | R-410A | 5 | Residential & Commercial | No
213249052 | Mini/Multi Split | Mitsubishi Electric | HMSV-A-CB | PUMY-HP36NKMU1*** |  | Mixed Ducted and Non-Ducted Indoor Units |  |  | 36000 | 19.3 | 10.95 | 42000 | 35400 | 84.29% | 2.08 | 0 | 13.15 |  |  |  | No | R-410A | 3 | Residential & Commercial | No
213249053 | Mini/Multi Split | Mitsubishi Electric | HMSV-A-CB | PUMY-HP36NKMU2*** |  | Mixed Ducted and Non-Ducted Indoor Units |  |  | 36000 | 19.3 | 10.95 | 42000 | 33600 | 80% | 2.08 | 0 | 13.15 |  |  |  | No | R-410A | 3 | Residential & Commercial | No
213249054 | Mini/Multi Split | Mitsubishi Electric | HMSV-A-CB | PUMY-HP42NKMU2*** |  | Mixed Ducted and Non-Ducted Indoor Units |  |  | 42000 | 18.85 | 10.1 | 48000 | 34800 | 72.5% | 2 | 0 | 12 |  |  |  | No | R-410A | 3.5 | Residential & Commercial | No
213249055 | Mini/Multi Split | Mitsubishi Electric | HMSV-A-CB | PUMY-HP48NKMU1*** |  | Mixed Ducted and Non-Ducted Indoor Units |  |  | 48000 | 18.85 | 10.15 | 54000 | 43500 | 80.56% | 2 | 0 | 11.75 |  |  |  | No | R-410A | 4 | Residential & Commercial | No
213249056 | Mini/Multi Split | Mitsubishi Electric | HMSV-A-CB | PUMY-HP48NKMU2*** |  | Mixed Ducted and Non-Ducted Indoor Units |  |  | 48000 | 18.85 | 10.15 | 54000 | 40000 | 74.07% | 2 | 0 | 11.75 |  |  |  | No | R-410A | 4 | Residential & Commercial | No
213257504 | Mini/Multi Split | MDV | HMSV-A-CB | M2OA-18HFN1-M** |  | Mixed Ducted and Non-Ducted Indoor Units |  |  | 18000 | 18.5 | 9.25 | 18500 | 13100 | 70.81% | 1.95 | 0 | 11.75 |  |  |  | No | R-410A | 1.5 | Residential & Commercial | No
213088008 | Mini/Multi Split | ECO AC | HMSV-A-CB | EMH-5O48BBH |  | Mixed Ducted and Non-Ducted Indoor Units |  |  | 47500 | 21.05 | 9.4 | 49000 | 43500 | 88.78% | 2 | 11.2 | 11.35 |  |  |  | No | R-410A | 3.9583 | Residential & Commercial | No
211752945 | Mini/Multi Split | GREE | HMSV-A-CB | GWHD(18)ND3PO |  | Mixed Ducted and Non-Ducted Indoor Units |  |  | 18000 | 21 | 9 | 19000 | 13500 | 71.05% | 1.92 | 11 | 12 |  |  |  | No | R-410A | 1.5 | Residential & Commercial | No
212316087 | Mini/Multi Split | PolarWave | HMSV-A-CB | ACIQ-18Z-HH-M2B |  | Mixed Ducted and Non-Ducted Indoor Units |  |  | 19000 | 20.5 | 9.55 | 20000 | 19300 | 96.5% | 1.88 | 12 | 12.25 |  |  |  | No | R-410A | 1.5833 | Residential & Commercial | No
212316093 | Mini/Multi Split | PolarWave | HMSV-A-CB | ACIQ-36Z-HH-M4B |  | Mixed Ducted and Non-Ducted Indoor Units |  |  | 36000 | 20.6 | 10.15 | 37000 | 34400 | 92.97% | 1.8 | 12.45 | 12.65 |  |  |  | No | R-410A | 3 | Residential & Commercial | No
212316090 | Mini/Multi Split | PolarWave | HMSV-A-CB | ACIQ-27Z-HH-M3B |  | Mixed Ducted and Non-Ducted Indoor Units |  |  | 28000 | 21.5 | 10.05 | 28000 | 25000 | 89.29% | 1.8 | 12 | 12.1 |  |  |  | No | R-410A | 2.3333 | Residential & Commercial | No
212316096 | Mini/Multi Split | PolarWave | HMSV-A-CB | ACIQ-48Z-HH-M5B |  | Mixed Ducted and Non-Ducted Indoor Units |  |  | 47500 | 21.35 | 9.4 | 49000 | 43500 | 88.78% | 2 | 11.5 | 11.7 |  |  |  | No | R-410A | 3.9583 | Residential & Commercial | No
212316205 | Mini/Multi Split | STEALTH | HMSV-A-CB | ACIQ-55Z-HH-M5B |  | Mixed Ducted and Non-Ducted Indoor Units |  |  | 55000 | 20.4 | 9.4 | 55000 | 46000 | 83.64% | 1.9 | 10.5 | 10.5 |  |  |  | No | R-410A | 4.5833 | Residential & Commercial | No
212316176 | Mini/Multi Split | STEALTH | HMSV-A-CB | ACIQ-27Z-HH-M3B |  | Mixed Ducted and Non-Ducted Indoor Units |  |  | 28000 | 21.5 | 10.05 | 28000 | 25000 | 89.29% | 1.8 | 12 | 12.1 |  |  |  | No | R-410A | 2.3333 | Residential & Commercial | No
212316173 | Mini/Multi Split | STEALTH | HMSV-A-CB | ACIQ-18Z-HH-M2B |  | Mixed Ducted and Non-Ducted Indoor Units |  |  | 19000 | 20.5 | 9.55 | 20000 | 19300 | 96.5% | 1.88 | 12 | 12.25 |  |  |  | No | R-410A | 1.5833 | Residential & Commercial | No
212316182 | Mini/Multi Split | STEALTH | HMSV-A-CB | ACIQ-48Z-HH-M5B |  | Mixed Ducted and Non-Ducted Indoor Units |  |  | 47500 | 21.35 | 9.4 | 49000 | 43500 | 88.78% | 2 | 11.5 | 11.7 |  |  |  | No | R-410A | 3.9583 | Residential & Commercial | No
212360176 | Mini/Multi Split | MDV | HMSV-A-CB | M3OK-27HFN1-M |  | Mixed Ducted and Non-Ducted Indoor Units |  |  | 27000 | 20.4 | 10 | 27000 | 27000 | 100% | 1.8 | 0 | 12 |  |  |  | No | R-410A | 2.25 | Residential & Commercial | No
212360177 | Mini/Multi Split | MDV | HMSV-A-CB | M3OK-27HFN1-M* |  | Mixed Ducted and Non-Ducted Indoor Units |  |  | 27000 | 19.75 | 9.8 | 27000 | 27000 | 100% | 1.8 | 0 | 11.8 |  |  |  | No | R-410A | 2.25 | Residential & Commercial | No
212365435 | Mini/Multi Split | Custom Comfort | HMSV-A-CB | CCOXHAMZ218HP |  | Mixed Ducted and Non-Ducted Indoor Units |  |  | 19000 | 20.5 | 9.55 | 20000 | 19300 | 96.5% | 1.88 | 12 | 12.25 |  |  |  | No | R-410A | 1.5833 | Residential & Commercial | No
212365438 | Mini/Multi Split | Custom Comfort | HMSV-A-CB | CCOXHAMZ436HP |  | Mixed Ducted and Non-Ducted Indoor Units |  |  | 36000 | 20.6 | 10.15 | 37000 | 34400 | 92.97% | 1.8 | 12.45 | 12.65 |  |  |  | No | R-410A | 3 | Residential & Commercial | No
212396481 | Mini/Multi Split | HAXXAIR | HMSV-A-CB-O | HVHM-42T2D |  | Mixed Ducted and Non-Ducted Indoor Units |  |  | 41500 | 19 | 8.88 | 43000 | 36000 | 83.72% | 1.84 | 10.25 | 10.25 |  |  |  | No | R-410A | 3.4583 | Residential & Commercial | No
212365444 | Mini/Multi Split | Custom Comfort | HMSV-A-CB | CCOXHAMZ555HP |  | Mixed Ducted and Non-Ducted Indoor Units |  |  | 55000 | 20.4 | 9.4 | 55000 | 46000 | 83.64% | 1.9 | 10.5 | 10.5 |  |  |  | No | R-410A | 4.5833 | Residential & Commercial | No
212360180 | Mini/Multi Split | BLUERIDGE | HMSV-A-CB | BMM27HH2C |  | Mixed Ducted and Non-Ducted Indoor Units |  |  | 27000 | 20.4 | 10 | 27000 | 27000 | 100% | 1.8 | 0 | 12 |  |  |  | No | R-410A | 2.25 | Residential & Commercial | No
213479400 | Mini/Multi Split | TEMP SHIFT | HMSV-A-CB | TSM5OG48HFN1M[X] |  | Mixed Ducted and Non-Ducted Indoor Units |  |  | 47500 | 21.05 | 9.4 | 49000 | 43500 | 88.78% | 2 | 11.2 | 11.35 |  |  |  | No | R-410A | 3.9583 | Residential & Commercial | No
213307917 | Mini/Multi Split | ECO-AIR | HMSV-A-CB | M4OX630-36HFN1-M1X |  | Mixed Ducted and Non-Ducted Indoor Units |  |  | 36000 | 20.2 | 10.45 | 36000 | 36000 | 100% | 1.93 | 0 | 12 |  |  |  | No | R-410A | 3 | Residential & Commercial | No
215357108 | Mini/Multi Split | BRYANT | HMSV-A-CB | 37MGHAQ18CA3 |  | Mixed Ducted and Non-Ducted Indoor Units |  |  | 19000 | 22.5 | 10.25 | 20000 | 18500 | 92.5% | 2 | 0 | 14 |  |  |  | No | R-454B | 1.5833 | Residential & Commercial | No
215735319 | Mini/Multi Split | SENVILLE | HMSV-A-CB | SENA-36HF-MOA |  | Mixed Ducted and Non-Ducted Indoor Units |  |  | 36000 | 21.2 | 10.55 | 36000 | 37000 | 102.8% | 2 | 0 | 12.5 |  |  |  | No | R-454B | 3 | Residential & Commercial | No
213363378 | Mini/Multi Split | BLUERIDGE | HMSV-A-CB | BMM36HH2C |  | Mixed Ducted and Non-Ducted Indoor Units |  |  | 36000 | 20.2 | 10.45 | 36000 | 36000 | 100% | 1.93 | 0 | 12 |  |  |  | No | R-410A | 3 | Residential & Commercial | No
213307898 | Mini/Multi Split | Wells | HMSV-A-CB | WMCA-36HFMO |  | Mixed Ducted and Non-Ducted Indoor Units |  |  | 36000 | 20.2 | 10.45 | 36000 | 36000 | 100% | 1.93 | 0 | 12 |  |  |  | No | R-410A | 3 | Residential & Commercial | No
213307914 | Mini/Multi Split | Alsetria | HMSV-A-CB | M4OX630-36HFN1-M1X |  | Mixed Ducted and Non-Ducted Indoor Units |  |  | 36000 | 20.2 | 10.45 | 36000 | 36000 | 100% | 1.93 | 0 | 12 |  |  |  | No | R-410A | 3 | Residential & Commercial | No
213307895 | Mini/Multi Split | Bladex | HMSV-A-CB | B40XS-36SPHP1 |  | Mixed Ducted and Non-Ducted Indoor Units |  |  | 36000 | 20.2 | 10.45 | 36000 | 36000 | 100% | 1.93 | 0 | 12 |  |  |  | No | R-410A | 3 | Residential & Commercial | No
215735322 | Mini/Multi Split | SENVILLE | HMSV-A-CB | SENA-48HF-MOA |  | Mixed Ducted and Non-Ducted Indoor Units |  |  | 47000 | 21.7 | 11 | 48500 | 47500 | 97.94% | 2 | 0 | 11.85 |  |  |  | No | R-454B | 3.9167 | Residential & Commercial | No
215735343 | Mini/Multi Split | HISENSE | HMSV-A-CB-O | AMW5-42U3TQA |  | Mixed Ducted and Non-Ducted Indoor Units |  |  | 42000 | 20 | 9.15 | 46500 | 35000 | 75.27% | 1.87 | 0 | 11.8 |  |  |  | No | R-454B | 3.5 | Residential & Commercial | No
215735325 | Mini/Multi Split | SENVILLE | HMSV-A-CB | SENA-55HF-MOA |  | Mixed Ducted and Non-Ducted Indoor Units |  |  | 52000 | 21.1 | 10.6 | 55000 | 47500 | 86.36% | 2.05 | 0 | 11.85 |  |  |  | No | R-454B | 4.3333 | Residential & Commercial | No
215746007 | Mini/Multi Split | Custom Comfort | HMSV-A-CB | CCOXHBMZ318HP |  | Mixed Ducted and Non-Ducted Indoor Units |  |  | 19000 | 22.5 | 10.2 | 20000 | 18500 | 92.5% | 2 | 0 | 14 |  |  |  | No | R-454B | 1.5833 | Residential & Commercial | No
211016480 | Mini/Multi Split | Mitsubishi Electric | HMSV-A-CB | MXZ-SM36NAM2 |  | Mixed Ducted and Non-Ducted Indoor Units |  |  | 36000 | 20.75 | 10.5 | 41000 | 29000 | 70.73% | 2.1 | 13.8 | 13.5 |  |  |  | No | R-410A | 3 | Residential & Commercial | No
213369558 | Mini/Multi Split | Hisense | HMSV-A-CB | AVW-28H3FH2 |  | Mixed Ducted and Non-Ducted Indoor Units |  |  | 27200 | 17.3 | 8.2 | 32400 | 25000 | 77.16% | 2.15 | 0 | 11.3 |  |  |  | No | R-410A | 2.2667 | Residential & Commercial | No
213372417 | Mini/Multi Split | SAMSUNG | HMSV-A-CB | AJ020CXS3CH |  | Mixed Ducted and Non-Ducted Indoor Units |  |  | 21000 | 21.75 | 10 | 22000 | 22000 | 100% | 1.89 | 0 | 14.2 |  |  |  | No | R-410A | 1.75 | Residential & Commercial | No
213372418 | Mini/Multi Split | SAMSUNG | HMSV-A-CB | AJ024CXS4CH |  | Mixed Ducted and Non-Ducted Indoor Units |  |  | 25000 | 21.5 | 9.9 | 25000 | 25000 | 100% | 1.83 | 0 | 14 |  |  |  | No | R-410A | 2.0833 | Residential & Commercial | No
213372419 | Mini/Multi Split | SAMSUNG | HMSV-A-CB | AJ030CXS4CH |  | Mixed Ducted and Non-Ducted Indoor Units |  |  | 28400 | 21.25 | 9.9 | 28600 | 28600 | 100% | 1.81 | 0 | 13.2 |  |  |  | No | R-410A | 2.3667 | Residential & Commercial | No
211016627 | Mini/Multi Split | Trane / Mitsubishi Electric | HMSV-A-CB | NTXMSM48A182B* |  | Mixed Ducted and Non-Ducted Indoor Units |  |  | 48000 | 19.5 | 9.65 | 50000 | 35400 | 70.8% | 2.02 | 12.2 | 11.8 |  |  |  | No | R-410A | 4 | Residential & Commercial | No
213372420 | Mini/Multi Split | SAMSUNG | HMSV-A-CB | AJ036CXS4CH |  | Mixed Ducted and Non-Ducted Indoor Units |  |  | 34000 | 20 | 9 | 35600 | 35600 | 100% | 1.78 | 0 | 11.7 |  |  |  | No | R-410A | 2.8333 | Residential & Commercial | No
213479391 | Mini/Multi Split | TEMP SHIFT | HMSV-A-CB | TSM2OI18HFN1M |  | Mixed Ducted and Non-Ducted Indoor Units |  |  | 19000 | 19.75 | 9.15 | 20000 | 18500 | 92.5% | 1.83 | 12 | 12.25 |  |  |  | No | R-410A | 1.5833 | Residential & Commercial | No
213479394 | Mini/Multi Split | TEMP SHIFT | HMSV-A-CB | TSM3OK27HFN1M |  | Mixed Ducted and Non-Ducted Indoor Units |  |  | 27000 | 19.75 | 9.8 | 27000 | 27000 | 100% | 1.8 | 0 | 11.8 |  |  |  | No | R-410A | 2.25 | Residential & Commercial | No
213479397 | Mini/Multi Split | TEMP SHIFT | HMSV-A-CB | TSM4OX63036HFN1M1X |  | Mixed Ducted and Non-Ducted Indoor Units |  |  | 36000 | 20.2 | 10.45 | 36000 | 36000 | 100% | 1.93 | 0 | 12 |  |  |  | No | R-410A | 3 | Residential & Commercial | No
213732652 | Mini/Multi Split | SENVILLE | HMSV-A-CB | SENA-18HF-MOB |  | Mixed Ducted and Non-Ducted Indoor Units |  |  | 19000 | 20.5 | 9.55 | 20000 | 19300 | 96.5% | 1.88 | 12 | 12.25 |  |  |  | No | R-410A | 1.5833 | Residential & Commercial | No
213479409 | Mini/Multi Split | CanAir | HMSV-A-CB | C28MC436H22 |  | Mixed Ducted and Non-Ducted Indoor Units |  |  | 36000 | 20.6 | 10.15 | 37000 | 34400 | 92.97% | 1.8 | 12.45 | 12.65 |  |  |  | No | R-410A | 3 | Residential & Commercial | No
213479406 | Mini/Multi Split | CanAir | HMSV-A-CB | C28MC328H21 |  | Mixed Ducted and Non-Ducted Indoor Units |  |  | 28000 | 21.5 | 10.05 | 28000 | 25000 | 89.29% | 1.8 | 12 | 12.1 |  |  |  | No | R-410A | 2.3333 | Residential & Commercial | No
213732655 | Mini/Multi Split | SENVILLE | HMSV-A-CB | SENA-28HF-MOB |  | Mixed Ducted and Non-Ducted Indoor Units |  |  | 28000 | 21.5 | 10.05 | 28000 | 25000 | 89.29% | 1.8 | 12 | 12.1 |  |  |  | No | R-410A | 2.3333 | Residential & Commercial | No
213732658 | Mini/Multi Split | SENVILLE | HMSV-A-CB | SENA-36HF-MOB |  | Mixed Ducted and Non-Ducted Indoor Units |  |  | 36000 | 20.9 | 10.45 | 36000 | 36400 | 101.1% | 1.95 | 0 | 12.25 |  |  |  | No | R-410A | 3 | Residential & Commercial | No
213732661 | Mini/Multi Split | SENVILLE | HMSV-A-CB | SENA-48HF-MOB |  | Mixed Ducted and Non-Ducted Indoor Units |  |  | 47500 | 21.35 | 9.4 | 49000 | 43500 | 88.78% | 2 | 11.5 | 11.7 |  |  |  | No | R-410A | 3.9583 | Residential & Commercial | No
213479412 | Mini/Multi Split | CanAir | HMSV-A-CB | C28MC218H22 |  | Mixed Ducted and Non-Ducted Indoor Units |  |  | 19000 | 20.5 | 9.55 | 20000 | 19300 | 96.5% | 1.88 | 12 | 12.25 |  |  |  | No | R-410A | 1.5833 | Residential & Commercial | No
206918725 | Mini/Multi Split | SAMSUNG | HMSV-A-CB | AM048NXMDCR |  | Mixed Ducted and Non-Ducted Indoor Units |  |  | 48000 | 19 | 9.4 | 54000 | 38000 | 70.37% | 1.95 | 10.85 | 10.85 |  |  |  | No | R-410A | 4 | Residential & Commercial | No
206918726 | Mini/Multi Split | SAMSUNG | HMSR-A-CB | AM048TXMDCH |  | Mixed Ducted and Non-Ducted Indoor Units |  |  | 48000 | 19 | 9.4 | 54000 | 38000 | 70.37% | 1.95 | 10.85 | 10.85 |  |  |  | No | R-410A | 4 | Residential & Commercial | No
206918727 | Mini/Multi Split | SAMSUNG | HMSV-A-CB | AM053NXMDCR |  | Mixed Ducted and Non-Ducted Indoor Units |  |  | 53000 | 18.6 | 9.4 | 61000 | 43000 | 70.49% | 1.95 | 10.5 | 10.45 |  |  |  | No | R-410A | 4.4167 | Residential & Commercial | No
206918728 | Mini/Multi Split | SAMSUNG | HMSR-A-CB | AM053TXMDCH |  | Mixed Ducted and Non-Ducted Indoor Units |  |  | 53000 | 18.6 | 9.4 | 61000 | 43000 | 70.49% | 1.95 | 10.5 | 10.45 |  |  |  | No | R-410A | 4.4167 | Residential & Commercial | No
213732670 | Mini/Multi Split | ZERO | HMSV-A-CB | Z5SOV-48HDM-US |  | Mixed Ducted and Non-Ducted Indoor Units |  |  | 47500 | 21.05 | 9.4 | 49000 | 43500 | 88.78% | 2 | 11.2 | 11.35 |  |  |  | No | R-410A | 3.9583 | Residential & Commercial | No
205967239 | Mini/Multi Split | LG | HMSR-A-CB | ARUM048GSS5 |  | Mixed Ducted and Non-Ducted Indoor Units |  |  | 48000 | 20.35 | 10.15 | 58500 | 48000 | 82.05% | 1.83 | 13.25 | 12.85 |  |  |  | No | R-410A | 4 | Residential & Commercial | No
205967240 | Mini/Multi Split | LG | HMSR-A-CB | ARUM036GSS5 |  | Mixed Ducted and Non-Ducted Indoor Units |  |  | 36000 | 20 | 10.35 | 48500 | 48000 | 98.97% | 1.83 | 14.25 | 14.5 |  |  |  | No | R-410A | 3 | Residential & Commercial | No
213927624 | Mini/Multi Split | MAXI AIR | HMSV-A-CB | NE-T53-MULTI36E |  | Mixed Ducted and Non-Ducted Indoor Units |  |  | 36000 | 20.6 | 10.15 | 37000 | 34400 | 92.97% | 1.8 | 12.45 | 12.65 |  |  |  | No | R-410A | 3 | Residential & Commercial | No
213927615 | Mini/Multi Split | QUEBEC VAIR | HMSV-A-CB | NE-T53-MULTI28E |  | Mixed Ducted and Non-Ducted Indoor Units |  |  | 28000 | 21.5 | 10.05 | 28000 | 25000 | 89.29% | 1.8 | 12 | 12.1 |  |  |  | No | R-410A | 2.3333 | Residential & Commercial | No
213927621 | Mini/Multi Split | MAXI AIR | HMSV-A-CB | NE-T53-MULTI28E |  | Mixed Ducted and Non-Ducted Indoor Units |  |  | 28000 | 21.5 | 10.05 | 28000 | 25000 | 89.29% | 1.8 | 12 | 12.1 |  |  |  | No | R-410A | 2.3333 | Residential & Commercial | No
207641257 | Mini/Multi Split | MDV | HMSV-A-CB | M2OI-18HFN1-M* |  | Mixed Ducted and Non-Ducted Indoor Units |  |  | 19000 | 19.75 | 9.15 | 20000 | 18500 | 92.5% | 1.83 | 12 | 12.25 |  |  |  | No | R-410A | 1.5833 | Residential & Commercial | No
214065610 | Mini/Multi Split | Bladex | HMSV-A-CB | B30I-28SPHP1 |  | Mixed Ducted and Non-Ducted Indoor Units |  |  | 28000 | 21.3 | 9.65 | 28000 | 25000 | 89.29% | 1.8 | 11.5 | 11.75 |  |  |  | No | R-410A | 2.3333 | Residential & Commercial | No
213479403 | Mini/Multi Split | TEMP SHIFT | HMSV-A-CB | TSM5OA55HFN1M[X] |  | Mixed Ducted and Non-Ducted Indoor Units |  |  | 55000 | 19.4 | 9.4 | 55000 | 45500 | 82.73% | 1.85 | 10.5 | 10.5 |  |  |  | No | R-410A | 4.5833 | Residential & Commercial | No
213769954 | Mini/Multi Split | AI AIR CONDITIONING | HMSV-A-CB | A2MO22-18N1-M1H |  | Mixed Ducted and Non-Ducted Indoor Units |  |  | 19000 | 19.75 | 9.15 | 20000 | 18500 | 92.5% | 1.83 | 12 | 12.25 |  |  |  | No | R-410A | 1.5833 | Residential & Commercial | No
213769957 | Mini/Multi Split | AI AIR CONDITIONING | HMSV-A-CB | A3MO22-27N1-M1H |  | Mixed Ducted and Non-Ducted Indoor Units |  |  | 27000 | 19.75 | 9.8 | 27000 | 27000 | 100% | 1.8 | 0 | 11.8 |  |  |  | No | R-410A | 2.25 | Residential & Commercial | No
213769963 | Mini/Multi Split | AI AIR CONDITIONING | HMSV-A-CB | A5MO22-48N1-M1H |  | Mixed Ducted and Non-Ducted Indoor Units |  |  | 47500 | 21.05 | 9.4 | 49000 | 43500 | 88.78% | 2 | 11.2 | 11.35 |  |  |  | No | R-410A | 3.9583 | Residential & Commercial | No
213769960 | Mini/Multi Split | AI AIR CONDITIONING | HMSV-A-CB | A4MO22-36N1-M1H |  | Mixed Ducted and Non-Ducted Indoor Units |  |  | 36000 | 20.2 | 10.45 | 36000 | 36000 | 100% | 1.93 | 0 | 12 |  |  |  | No | R-410A | 3 | Residential & Commercial | No
213785767 | Mini/Multi Split | Mitsutomo | HMSV-A-CB | HO-MT28-AC-Q |  | Mixed Ducted and Non-Ducted Indoor Units |  |  | 27000 | 19.75 | 9.8 | 27000 | 27000 | 100% | 1.8 | 0 | 11.8 |  |  |  | No | R-410A | 2.25 | Residential & Commercial | No
213785770 | Mini/Multi Split | Mitsutomo | HMSV-A-CB | HO-MQ36-AC-Q |  | Mixed Ducted and Non-Ducted Indoor Units |  |  | 36000 | 20.2 | 10.45 | 36000 | 36000 | 100% | 1.93 | 0 | 12 |  |  |  | No | R-410A | 3 | Residential & Commercial | No
214232413 | Mini/Multi Split | Bladex | HMSV-A-CB | B20I-18SPHP1* |  | Mixed Ducted and Non-Ducted Indoor Units |  |  | 19000 | 20.5 | 9.55 | 20000 | 19300 | 96.5% | 1.88 | 12 | 12.25 |  |  |  | No | R-410A | 1.5833 | Residential & Commercial | No
214232416 | Mini/Multi Split | Bladex | HMSV-A-CB | B30K-27SPHP1* |  | Mixed Ducted and Non-Ducted Indoor Units |  |  | 27000 | 20.4 | 10 | 27000 | 27000 | 100% | 1.8 | 0 | 12 |  |  |  | No | R-410A | 2.25 | Residential & Commercial | No
214232419 | Mini/Multi Split | Bladex | HMSV-A-CB | B30I-28SPHP1* |  | Mixed Ducted and Non-Ducted Indoor Units |  |  | 28000 | 21.5 | 10.05 | 28000 | 25000 | 89.29% | 1.8 | 12 | 12.1 |  |  |  | No | R-410A | 2.3333 | Residential & Commercial | No
214232428 | Mini/Multi Split | Bladex | HMSV-A-CB | B50G-48SPHP1* |  | Mixed Ducted and Non-Ducted Indoor Units |  |  | 47500 | 21.35 | 9.4 | 49000 | 43500 | 88.78% | 2 | 11.5 | 11.7 |  |  |  | No | R-410A | 3.9583 | Residential & Commercial | No
214232425 | Mini/Multi Split | Bladex | HMSV-A-CB | B40X-36SPHP1S* |  | Mixed Ducted and Non-Ducted Indoor Units |  |  | 36000 | 20.9 | 10.45 | 36000 | 36400 | 101.1% | 1.95 | 0 | 12.25 |  |  |  | No | R-410A | 3 | Residential & Commercial | No
214232422 | Mini/Multi Split | Bladex | HMSV-A-CB | B40I-36SPHP1* |  | Mixed Ducted and Non-Ducted Indoor Units |  |  | 36000 | 20.6 | 10.15 | 37000 | 34400 | 92.97% | 1.8 | 12.45 | 12.65 |  |  |  | No | R-410A | 3 | Residential & Commercial | No
214232440 | Mini/Multi Split | Multi MFG | HMSV-A-CB | 36MPC4-HH-A |  | Mixed Ducted and Non-Ducted Indoor Units |  |  | 36000 | 20.6 | 10.15 | 37000 | 34400 | 92.97% | 1.8 | 12.45 | 12.65 |  |  |  | No | R-410A | 3 | Residential & Commercial | No
214232443 | Mini/Multi Split | Multi MFG | HMSV-A-CB | 48MPC5-HH-A |  | Mixed Ducted and Non-Ducted Indoor Units |  |  | 47500 | 21.35 | 9.4 | 49000 | 43500 | 88.78% | 2 | 11.5 | 11.7 |  |  |  | No | R-410A | 3.9583 | Residential & Commercial | No
214232457 | Mini/Multi Split | COMFORT-AIRE | HMSV-A-CB | A-VMH55PV-1 |  | Mixed Ducted and Non-Ducted Indoor Units |  |  | 55000 | 20.4 | 9.4 | 55000 | 46000 | 83.64% | 1.9 | 10.5 | 10.5 |  |  |  | No | R-410A | 4.5833 | Residential & Commercial | No
214232460 | Mini/Multi Split | KERR | HMSV-A-CB | A-KMH55PV-1 |  | Mixed Ducted and Non-Ducted Indoor Units |  |  | 55000 | 20.4 | 9.4 | 55000 | 46000 | 83.64% | 1.9 | 10.5 | 10.5 |  |  |  | No | R-410A | 4.5833 | Residential & Commercial | No
214931597 | Mini/Multi Split | GREE | HMSV-A-CB | GWHD(24)ND6MO |  | Mixed Ducted and Non-Ducted Indoor Units |  |  | 24000 | 19 | 9 | 24000 | 21600 | 90% | 1.8 | 0 | 12.2 |  |  |  | No | R-32 | 2 | Residential & Commercial | No
214931598 | Mini/Multi Split | GREE | HMSV-A-CB | GWHD(30)ND6MO |  | Mixed Ducted and Non-Ducted Indoor Units |  |  | 28400 | 19 | 9 | 30000 | 26400 | 88% | 1.81 | 0 | 12.2 |  |  |  | No | R-32 | 2.3667 | Residential & Commercial | No
214931599 | Mini/Multi Split | GREE | HMSV-A-CB | GWHD(36)ND6MO |  | Mixed Ducted and Non-Ducted Indoor Units |  |  | 36000 | 19 | 9 | 36000 | 34000 | 94.44% | 1.84 | 0 | 11.8 |  |  |  | No | R-32 | 3 | Residential & Commercial | No
214931600 | Mini/Multi Split | GREE | HMSV-A-CB | GWHD(42)ND6MO |  | Mixed Ducted and Non-Ducted Indoor Units |  |  | 42000 | 19 | 9 | 42000 | 37000 | 88.1% | 1.84 | 0 | 12.2 |  |  |  | No | R-32 | 3.5 | Residential & Commercial | No
214931592 | Mini/Multi Split | GREE | HMSV-A-CB | GWHD(18)ND6MO |  | Mixed Ducted and Non-Ducted Indoor Units |  |  | 18000 | 19 | 9 | 18000 | 13700 | 76.11% | 1.8 | 0 | 11.8 |  |  |  | No | R-32 | 1.5 | Residential & Commercial | No
214797738 | Mini/Multi Split | Multi MFG | HMSV-A-CB | 19MPC2-HH-A |  | Mixed Ducted and Non-Ducted Indoor Units |  |  | 19000 | 20.5 | 9.55 | 20000 | 19300 | 96.5% | 1.88 | 12 | 12.25 |  |  |  | No | R-410A | 1.5833 | Residential & Commercial | No
10271658 | Mini/Multi Split | LG | HMSV-A-CB | ARUN024GSS4 |  | Mixed Ducted and Non-Ducted Indoor Units |  |  | 24000 | 18.15 | 10.2 | 31200 | 26200 | 83.97% | 2.16 | 11.45 | 14.8 |  |  |  | No | R-410A | 2 | Residential & Commercial | No
10271659 | Mini/Multi Split | LG | HMSR-A-CB | ARUB060GSS4 |  | Mixed Ducted and Non-Ducted Indoor Units |  |  | 60000 | 19.6 | 9.55 | 67000 | 50000 | 74.63% | 1.83 | 10 | 11.5 |  |  |  | No | R-410A | 5 | Residential & Commercial | No
214377778 | Mini/Multi Split | Kepler | HMSV-A-CB | ODUM2OI-18HFN1-M |  | Mixed Ducted and Non-Ducted Indoor Units |  |  | 19000 | 20.5 | 9.55 | 20000 | 19300 | 96.5% | 1.88 | 12 | 12.25 |  |  |  | No | R-410A | 1.5833 | Residential & Commercial | No
214377787 | Mini/Multi Split | Kepler | HMSV-A-CB | ODUM4OX630-36HFN1-M1X |  | Mixed Ducted and Non-Ducted Indoor Units |  |  | 36000 | 20.9 | 10.45 | 36000 | 36400 | 101.1% | 1.95 | 0 | 12.25 |  |  |  | No | R-410A | 3 | Residential & Commercial | No
214377784 | Mini/Multi Split | Kepler | HMSV-A-CB | ODUM4OI-36HFN1-M |  | Mixed Ducted and Non-Ducted Indoor Units |  |  | 36000 | 20.6 | 10.15 | 37000 | 34400 | 92.97% | 1.8 | 12.45 | 12.65 |  |  |  | No | R-410A | 3 | Residential & Commercial | No
214377781 | Mini/Multi Split | Kepler | HMSV-A-CB | ODUM3OK-27HFN1-M |  | Mixed Ducted and Non-Ducted Indoor Units |  |  | 27000 | 20.4 | 10 | 27000 | 27000 | 100% | 1.8 | 0 | 12 |  |  |  | No | R-410A | 2.25 | Residential & Commercial | No
214383397 | Mini/Multi Split | Simply The Best Minisplits | HMSV-A-CB | SBM-48HFN1-M-[X] |  | Mixed Ducted and Non-Ducted Indoor Units |  |  | 47500 | 21.05 | 9.4 | 49000 | 43500 | 88.78% | 2 | 11.2 | 11.35 |  |  |  | No | R-410A | 3.9583 | Residential & Commercial | No
214383450 | Mini/Multi Split | FRANKLIN | HMSV-A-CB | MST483F25MHAA |  | Mixed Ducted and Non-Ducted Indoor Units |  |  | 47500 | 21.35 | 9.4 | 49000 | 43500 | 88.78% | 2 | 11.5 | 11.7 |  |  |  | No | R-410A | 3.9583 | Residential & Commercial | No
214389464 | Mini/Multi Split | TOSOT | HMSV-A-CB | TM18HPO |  | Mixed Ducted and Non-Ducted Indoor Units |  |  | 18000 | 21 | 9 | 19000 | 13500 | 71.05% | 1.92 | 0 | 12 |  |  |  | No | R-410A | 1.5 | Residential & Commercial | No
214377790 | Mini/Multi Split | Kepler | HMSV-A-CB | ODUM5OG-48HFN1-M-[X] |  | Mixed Ducted and Non-Ducted Indoor Units |  |  | 47500 | 21.35 | 9.4 | 49000 | 43500 | 88.78% | 2 | 11.5 | 11.7 |  |  |  | No | R-410A | 3.9583 | Residential & Commercial | No
214383444 | Mini/Multi Split | FRANKLIN | HMSV-A-CB | MST273F25MHAA |  | Mixed Ducted and Non-Ducted Indoor Units |  |  | 27000 | 20.4 | 10 | 27000 | 27000 | 100% | 1.8 | 0 | 12 |  |  |  | No | R-410A | 2.25 | Residential & Commercial | No
214383441 | Mini/Multi Split | FRANKLIN | HMSV-A-CB | MST183F25MHAA |  | Mixed Ducted and Non-Ducted Indoor Units |  |  | 19000 | 20.5 | 9.55 | 20000 | 19300 | 96.5% | 1.88 | 12 | 12.25 |  |  |  | No | R-410A | 1.5833 | Residential & Commercial | No
214383447 | Mini/Multi Split | FRANKLIN | HMSV-A-CB | MST363F25MHAA |  | Mixed Ducted and Non-Ducted Indoor Units |  |  | 36000 | 20.9 | 10.45 | 36000 | 36400 | 101.1% | 1.95 | 0 | 12.25 |  |  |  | No | R-410A | 3 | Residential & Commercial | No
214389525 | Mini/Multi Split | ICONIC AIR SOLUTION | HMSV-A-CB | ICMZ24CK |  | Mixed Ducted and Non-Ducted Indoor Units |  |  | 24000 | 21.8 | 9.65 | 24000 | 17500 | 72.92% | 1.87 | 12.5 | 12.5 |  |  |  | No | R-410A | 2 | Residential & Commercial | No
214389523 | Mini/Multi Split | ICONIC AIR SOLUTION | HMSV-A-CB | ICMZ18BK |  | Mixed Ducted and Non-Ducted Indoor Units |  |  | 19000 | 19.75 | 9.15 | 20000 | 18500 | 92.5% | 1.83 | 12 | 12.25 |  |  |  | No | R-410A | 1.5833 | Residential & Commercial | No
214389529 | Mini/Multi Split | ICONIC AIR SOLUTION | HMSV-A-CB | ICMZ27CK |  | Mixed Ducted and Non-Ducted Indoor Units |  |  | 28000 | 21.3 | 9.65 | 28000 | 25000 | 89.29% | 1.8 | 11.5 | 11.75 |  |  |  | No | R-410A | 2.3333 | Residential & Commercial | No
214389535 | Mini/Multi Split | ICONIC AIR SOLUTION | HMSV-A-CB | ICMZ48EK |  | Mixed Ducted and Non-Ducted Indoor Units |  |  | 47500 | 21.05 | 9.4 | 49000 | 43500 | 88.78% | 2 | 11.2 | 11.35 |  |  |  | No | R-410A | 3.9583 | Residential & Commercial | No
214389532 | Mini/Multi Split | ICONIC AIR SOLUTION | HMSV-A-CB | ICMZ36DK |  | Mixed Ducted and Non-Ducted Indoor Units |  |  | 36000 | 19.5 | 9.85 | 37000 | 34400 | 92.97% | 1.8 | 11.9 | 12.1 |  |  |  | No | R-410A | 3 | Residential & Commercial | No
214389538 | Mini/Multi Split | ICONIC AIR SOLUTION | HMSV-A-CB | ICMZ60EK |  | Mixed Ducted and Non-Ducted Indoor Units |  |  | 55000 | 19.4 | 9.4 | 55000 | 45500 | 82.73% | 1.85 | 10.5 | 10.5 |  |  |  | No | R-410A | 4.5833 | Residential & Commercial | No
214442639 | Mini/Multi Split | CENTURY | HMSV-A-CB | A-VMH48PV-1 |  | Mixed Ducted and Non-Ducted Indoor Units |  |  | 47500 | 21.35 | 9.4 | 49000 | 43500 | 88.78% | 2 | 11.5 | 11.7 |  |  |  | No | R-410A | 3.9583 | Residential & Commercial | No
208136315 | Mini/Multi Split | ELIOS | HMSV-A-CB | DEA55HOM25230X3 |  | Mixed Ducted and Non-Ducted Indoor Units |  |  | 55000 | 20.4 | 9.4 | 55000 | 46000 | 83.64% | 1.9 | 10.5 | 10.5 |  |  |  | No | R-410A | 4.5833 | Residential & Commercial | No
214232431 | Mini/Multi Split | Bladex | HMSV-A-CB | B50A-55SPHP1* |  | Mixed Ducted and Non-Ducted Indoor Units |  |  | 55000 | 20.4 | 9.4 | 55000 | 46000 | 83.64% | 1.9 | 10.5 | 10.5 |  |  |  | No | R-410A | 4.5833 | Residential & Commercial | No
212316119 | Mini/Multi Split | PolarWave | HMSV-A-CB | ACIQ-55Z-HH-M5B |  | Mixed Ducted and Non-Ducted Indoor Units |  |  | 55000 | 20.4 | 9.4 | 55000 | 46000 | 83.64% | 1.9 | 10.5 | 10.5 |  |  |  | No | R-410A | 4.5833 | Residential & Commercial | No
210799646 | Mini/Multi Split | Cooper&Hunter | HMSV-A-CB | CH-HPR55M-230VO |  | Mixed Ducted and Non-Ducted Indoor Units |  |  | 55000 | 20.4 | 9.4 | 55000 | 46000 | 83.64% | 1.9 | 10.5 | 10.5 |  |  |  | No | R-410A | 4.5833 | Residential & Commercial | No
214848479 | Mini/Multi Split | LG | HMSV-A-CB | KUMXA181A |  | Mixed Ducted and Non-Ducted Indoor Units |  |  | 17600 | 18.5 | 9.4 | 22000 | 19800 | 90% | 1.85 | 0 | 12.75 |  |  |  | No | R-32 | 1.4667 | Residential & Commercial | No
214848480 | Mini/Multi Split | LG | HMSV-A-CB | KUMXA241A |  | Mixed Ducted and Non-Ducted Indoor Units |  |  | 23000 | 19.75 | 9.65 | 25000 | 21800 | 87.2% | 1.85 | 0 | 13 |  |  |  | No | R-32 | 1.9167 | Residential & Commercial | No
213769966 | Mini/Multi Split | AI AIR CONDITIONING | HMSV-A-CB | A5MO22-55N1-M1H |  | Mixed Ducted and Non-Ducted Indoor Units |  |  | 55000 | 19.4 | 9.4 | 55000 | 45500 | 82.73% | 1.85 | 10.5 | 10.5 |  |  |  | No | R-410A | 4.5833 | Residential & Commercial | No
214377793 | Mini/Multi Split | Kepler | HMSV-A-CB | ODUM5OA-55HFN1-M-[X] |  | Mixed Ducted and Non-Ducted Indoor Units |  |  | 55000 | 20.4 | 9.4 | 55000 | 46000 | 83.64% | 1.9 | 10.5 | 10.5 |  |  |  | No | R-410A | 4.5833 | Residential & Commercial | No
214415110 | Mini/Multi Split | CENTURY | HMSV-A-CB | A-VMH36QV-1A |  | Mixed Ducted and Non-Ducted Indoor Units |  |  | 36000 | 20.9 | 10.45 | 36000 | 36400 | 101.1% | 1.95 | 0 | 12.25 |  |  |  | No | R-410A | 3 | Residential & Commercial | No
214432062 | Mini/Multi Split | Multi MFG | HMSV-A-CB | 28MPC3-HH-A |  | Mixed Ducted and Non-Ducted Indoor Units |  |  | 28000 | 21.5 | 10.05 | 28000 | 25000 | 89.29% | 1.8 | 12 | 12.1 |  |  |  | No | R-410A | 2.3333 | Residential & Commercial | No
214432065 | Mini/Multi Split | Multi MFG | HMSV-A-CB | 55MPC5-HH-A |  | Mixed Ducted and Non-Ducted Indoor Units |  |  | 55000 | 20.4 | 9.4 | 55000 | 46000 | 83.64% | 1.9 | 10.5 | 10.5 |  |  |  | No | R-410A | 4.5833 | Residential & Commercial | No
214848485 | Mini/Multi Split | LG | HMSV-A-CB | KUMXB181A |  | Mixed Ducted and Non-Ducted Indoor Units |  |  | 17600 | 20.5 | 9.4 | 21000 | 15700 | 74.76% | 2.1 | 0 | 13 |  |  |  | No | R-32 | 1.4667 | Residential & Commercial | No
214848486 | Mini/Multi Split | LG | HMSV-A-CB | KUMXB241A |  | Mixed Ducted and Non-Ducted Indoor Units |  |  | 23000 | 20.5 | 9.4 | 23800 | 17000 | 71.43% | 2.2 | 0 | 12.5 |  |  |  | No | R-32 | 1.9167 | Residential & Commercial | No
214438133 | Mini/Multi Split | GOODMAN | HMSV-A-CB | MST363G22MHAA |  | Mixed Ducted and Non-Ducted Indoor Units |  |  | 36000 | 20.2 | 10.45 | 36000 | 36000 | 100% | 1.93 | 0 | 12 |  |  |  | No | R-410A | 3 | Residential & Commercial | No
214438130 | Mini/Multi Split | GOODMAN | HMSV-A-CB | MST273G22MHAA |  | Mixed Ducted and Non-Ducted Indoor Units |  |  | 27000 | 19.75 | 9.8 | 27000 | 27000 | 100% | 1.8 | 0 | 11.8 |  |  |  | No | R-410A | 2.25 | Residential & Commercial | No
214438127 | Mini/Multi Split | GOODMAN | HMSV-A-CB | MST183G22MHAA |  | Mixed Ducted and Non-Ducted Indoor Units |  |  | 19000 | 19.75 | 9.15 | 20000 | 18500 | 92.5% | 1.83 | 12 | 12.25 |  |  |  | No | R-410A | 1.5833 | Residential & Commercial | No
215213721 | Mini/Multi Split | NAPOLEON | HMSV-A-CB | NDHAMB-27-O |  | Mixed Ducted and Non-Ducted Indoor Units |  |  | 27400 | 21 | 10 | 27400 | 27000 | 98.54% | 2 | 0 | 12.25 |  |  |  | No | R-454B | 2.2833 | Residential & Commercial | No
214438136 | Mini/Multi Split | GOODMAN | HMSV-A-CB | MST483G22MHAA |  | Mixed Ducted and Non-Ducted Indoor Units |  |  | 47500 | 21.05 | 9.4 | 49000 | 43500 | 88.78% | 2 | 11.2 | 11.35 |  |  |  | No | R-410A | 3.9583 | Residential & Commercial | No
214861694 | Mini/Multi Split | MDV | HMSV-A-CB | M3OD31-18HFN10-M1XD |  | Mixed Ducted and Non-Ducted Indoor Units |  |  | 19000 | 22.5 | 10.25 | 20000 | 18500 | 92.5% | 2 | 0 | 14 |  |  |  | No | R-454B | 1.5833 | Residential & Commercial | No
215213724 | Mini/Multi Split | CONTINENTAL | HMSV-A-CB | CDHAMB-27-O |  | Mixed Ducted and Non-Ducted Indoor Units |  |  | 27400 | 21 | 10 | 27400 | 27000 | 98.54% | 2 | 0 | 12.25 |  |  |  | No | R-454B | 2.2833 | Residential & Commercial | No
215213730 | Mini/Multi Split | CONTINENTAL | HMSV-A-CB | NDHAMB-36-O |  | Mixed Ducted and Non-Ducted Indoor Units |  |  | 36000 | 21.2 | 10.55 | 36000 | 37000 | 102.8% | 2 | 0 | 12.5 |  |  |  | No | R-454B | 3 | Residential & Commercial | No
215213727 | Mini/Multi Split | NAPOLEON | HMSV-A-CB | NDHAMB-36-O |  | Mixed Ducted and Non-Ducted Indoor Units |  |  | 36000 | 21.2 | 10.55 | 36000 | 37000 | 102.8% | 2 | 0 | 12.5 |  |  |  | No | R-454B | 3 | Residential & Commercial | No
215213789 | Mini/Multi Split | DIRECT AIR | HMSV-A-CB | DIRM4-18DA25-2Z |  | Mixed Ducted and Non-Ducted Indoor Units |  |  | 18000 | 22.55 | 9.9 | 19000 | 14000 | 73.68% | 2.3 | 0 | 13 |  |  |  | No | R-454B | 1.5 | Residential & Commercial | No
215213792 | Mini/Multi Split | DIRECT AIR | HMSV-A-CB | DIRM4-27DA25-3Z |  | Mixed Ducted and Non-Ducted Indoor Units |  |  | 27400 | 21 | 10 | 27400 | 27000 | 98.54% | 2 | 0 | 12.25 |  |  |  | No | R-454B | 2.2833 | Residential & Commercial | No
215213801 | Mini/Multi Split | DIRECT AIR | HMSV-A-CB | DIRM4-18HXPRO28-2Z |  | Mixed Ducted and Non-Ducted Indoor Units |  |  | 19000 | 22.5 | 10.2 | 20000 | 18500 | 92.5% | 2 | 0 | 14 |  |  |  | No | R-454B | 1.5833 | Residential & Commercial | No
215213798 | Mini/Multi Split | DIRECT AIR | HMSV-A-CB | DIRM4-48DA25-5Z |  | Mixed Ducted and Non-Ducted Indoor Units |  |  | 46000 | 22.2 | 10.45 | 47500 | 37000 | 77.89% | 2.05 | 0 | 12.25 |  |  |  | No | R-454B | 3.8333 | Residential & Commercial | No
215213795 | Mini/Multi Split | DIRECT AIR | HMSV-A-CB | DIRM4-36DA25-4Z |  | Mixed Ducted and Non-Ducted Indoor Units |  |  | 35400 | 22 | 9.35 | 37000 | 26000 | 70.27% | 2 | 0 | 11.85 |  |  |  | No | R-454B | 2.95 | Residential & Commercial | No
215213804 | Mini/Multi Split | DIRECT AIR | HMSV-A-CB | DIRM4-28HXPRO28-3Z |  | Mixed Ducted and Non-Ducted Indoor Units |  |  | 27400 | 21 | 10 | 27400 | 27000 | 98.54% | 2 | 0 | 12.25 |  |  |  | No | R-454B | 2.2833 | Residential & Commercial | No
215213810 | Mini/Multi Split | DIRECT AIR | HMSV-A-CB | DIRM4-48HXPRO28-5Z |  | Mixed Ducted and Non-Ducted Indoor Units |  |  | 47000 | 21.7 | 11 | 48500 | 47500 | 97.94% | 2 | 0 | 11.85 |  |  |  | No | R-454B | 3.9167 | Residential & Commercial | No
215213807 | Mini/Multi Split | DIRECT AIR | HMSV-A-CB | DIRM4-36HXPRO28-4Z |  | Mixed Ducted and Non-Ducted Indoor Units |  |  | 36000 | 21.2 | 10.55 | 36000 | 37000 | 102.8% | 2 | 0 | 12.5 |  |  |  | No | R-454B | 3 | Residential & Commercial | No
215218923 | Mini/Multi Split | GREE | HMSV-A-CB | MUL18HP230V1R32AO |  | Mixed Ducted and Non-Ducted Indoor Units |  |  | 18000 | 19 | 9 | 18000 | 13700 | 76.11% | 1.8 | 0 | 11.8 |  |  |  | No | R-32 | 1.5 | Residential & Commercial | No
215218924 | Mini/Multi Split | GREE | HMSV-A-CB | MUL24HP230V1R32AO |  | Mixed Ducted and Non-Ducted Indoor Units |  |  | 24000 | 19 | 9 | 24000 | 21600 | 90% | 1.8 | 0 | 12.2 |  |  |  | No | R-32 | 2 | Residential & Commercial | No
215218925 | Mini/Multi Split | GREE | HMSV-A-CB | MUL30HP230V1R32AO |  | Mixed Ducted and Non-Ducted Indoor Units |  |  | 28400 | 19 | 9 | 30000 | 26400 | 88% | 1.81 | 0 | 12.2 |  |  |  | No | R-32 | 2.3667 | Residential & Commercial | No
215218926 | Mini/Multi Split | GREE | HMSV-A-CB | MUL36HP230V1R32AO |  | Mixed Ducted and Non-Ducted Indoor Units |  |  | 36000 | 19 | 9 | 36000 | 34000 | 94.44% | 1.84 | 0 | 11.8 |  |  |  | No | R-32 | 3 | Residential & Commercial | No
215218927 | Mini/Multi Split | GREE | HMSV-A-CB | MUL42HP230V1R32AO |  | Mixed Ducted and Non-Ducted Indoor Units |  |  | 42000 | 19 | 9 | 42000 | 37000 | 88.1% | 1.84 | 0 | 12.2 |  |  |  | No | R-32 | 3.5 | Residential & Commercial | No
212365441 | Mini/Multi Split | Custom Comfort | HMSV-A-CB | CCOXHAMZ548HP |  | Mixed Ducted and Non-Ducted Indoor Units |  |  | 47500 | 21.35 | 9.4 | 49000 | 43500 | 88.78% | 2 | 11.5 | 11.7 |  |  |  | No | R-410A | 3.9583 | Residential & Commercial | No
215223321 | Mini/Multi Split | BOSCH | HMSV-A-CB | BMS500-AAM027-1CSXHD |  | Mixed Ducted and Non-Ducted Indoor Units |  |  | 27400 | 21 | 10 | 27400 | 27000 | 98.54% | 2 | 0 | 12.25 |  |  |  | No | R-454B | 2.2833 | Residential & Commercial | No
215223318 | Mini/Multi Split | BOSCH | HMSV-A-CB | BMS500-AAM018-1CSXHD |  | Mixed Ducted and Non-Ducted Indoor Units |  |  | 19000 | 22.5 | 10.2 | 20000 | 18500 | 92.5% | 2 | 0 | 14 |  |  |  | No | R-454B | 1.5833 | Residential & Commercial | No
215223213 | Mini/Multi Split | LG | HMSV-A-CB | ZRUM060GSS0 |  | Mixed Ducted and Non-Ducted Indoor Units |  |  | 60000 | 19.6 | 9.55 | 67000 | 54000 | 80.6% | 2 | 0 | 12.35 |  |  |  | No | R-32 | 5 | Residential & Commercial | No
215223214 | Mini/Multi Split | LG | HMSV-A-CB | ZRUN024GSS0 |  | Mixed Ducted and Non-Ducted Indoor Units |  |  | 24000 | 19.1 | 10.2 | 27000 | 27000 | 100% | 2.18 | 0 | 14.8 |  |  |  | No | R-32 | 2 | Residential & Commercial | No
215223215 | Mini/Multi Split | LG | HMSV-A-CB | ZRUM048GSS0 |  | Mixed Ducted and Non-Ducted Indoor Units |  |  | 48000 | 20.1 | 10.15 | 54000 | 54000 | 100% | 2.05 | 0 | 12.85 |  |  |  | No | R-32 | 4 | Residential & Commercial | No
215223216 | Mini/Multi Split | LG | HMSV-A-CB | ZRUM036GSS0 |  | Mixed Ducted and Non-Ducted Indoor Units |  |  | 36000 | 20 | 10.35 | 42000 | 42000 | 100% | 2.25 | 0 | 14 |  |  |  | No | R-32 | 3 | Residential & Commercial | No
215223324 | Mini/Multi Split | BOSCH | HMSV-A-CB | BMS500-AAM036-1CSXHD |  | Mixed Ducted and Non-Ducted Indoor Units |  |  | 36000 | 21.2 | 10.55 | 36000 | 37000 | 102.8% | 2 | 0 | 12.5 |  |  |  | No | R-454B | 3 | Residential & Commercial | No
215223327 | Mini/Multi Split | BOSCH | HMSV-A-CB | BMS500-AAM048-1CSXHD |  | Mixed Ducted and Non-Ducted Indoor Units |  |  | 47000 | 21.7 | 11 | 48500 | 47500 | 97.94% | 2 | 0 | 11.85 |  |  |  | No | R-454B | 3.9167 | Residential & Commercial | No
215223336 | Mini/Multi Split | BOSCH | HMSV-A-CB | BMS500-AAM036-1CSXRD |  | Mixed Ducted and Non-Ducted Indoor Units |  |  | 35400 | 22 | 9.35 | 37000 | 26000 | 70.27% | 2 | 0 | 11.85 |  |  |  | No | R-454B | 2.95 | Residential & Commercial | No
215223333 | Mini/Multi Split | BOSCH | HMSV-A-CB | BMS500-AAM027-1CSXRD |  | Mixed Ducted and Non-Ducted Indoor Units |  |  | 26800 | 23 | 9.25 | 26800 | 18900 | 70.52% | 2 | 0 | 12.5 |  |  |  | No | R-454B | 2.2333 | Residential & Commercial | No
215223330 | Mini/Multi Split | BOSCH | HMSV-A-CB | BMS500-AAM018-1CSXRD |  | Mixed Ducted and Non-Ducted Indoor Units |  |  | 18000 | 22.55 | 9.9 | 19000 | 14000 | 73.68% | 2.3 | 0 | 13 |  |  |  | No | R-454B | 1.5 | Residential & Commercial | No
215223339 | Mini/Multi Split | BOSCH | HMSV-A-CB | BMS500-AAM048-1CSXRD |  | Mixed Ducted and Non-Ducted Indoor Units |  |  | 46000 | 22.2 | 10.45 | 47500 | 37000 | 77.89% | 2.05 | 0 | 12.25 |  |  |  | No | R-454B | 3.8333 | Residential & Commercial | No
213286786 | Mini/Multi Split | Wells | HMSV-A-CB | WMCA-55HFMO |  | Mixed Ducted and Non-Ducted Indoor Units |  |  | 55000 | 19.4 | 9.4 | 55000 | 45500 | 82.73% | 1.85 | 10.5 | 10.5 |  |  |  | No | R-410A | 4.5833 | Residential & Commercial | No
215853969 | Mini/Multi Split | BLUERIDGE | HMSV-A-CB | BMMZ18C |  | Mixed Ducted and Non-Ducted Indoor Units |  |  | 18000 | 22.55 | 9.9 | 19000 | 14000 | 73.68% | 2.3 | 0 | 13 |  |  |  | No | R-454B | 1.5 | Residential & Commercial | No
215853972 | Mini/Multi Split | BLUERIDGE | HMSV-A-CB | BMMZ27C |  | Mixed Ducted and Non-Ducted Indoor Units |  |  | 26800 | 23 | 9.25 | 26800 | 18900 | 70.52% | 2 | 0 | 12.5 |  |  |  | No | R-454B | 2.2333 | Residential & Commercial | No
215853975 | Mini/Multi Split | BLUERIDGE | HMSV-A-CB | BMMZ36C |  | Mixed Ducted and Non-Ducted Indoor Units |  |  | 35400 | 22 | 9.35 | 37000 | 26000 | 70.27% | 2 | 0 | 11.85 |  |  |  | No | R-454B | 2.95 | Residential & Commercial | No
215853981 | Mini/Multi Split | BLUERIDGE | HMSV-A-CB | BMMZ18HHC |  | Mixed Ducted and Non-Ducted Indoor Units |  |  | 19000 | 22.5 | 10.2 | 20000 | 18500 | 92.5% | 2 | 0 | 14 |  |  |  | No | R-454B | 1.5833 | Residential & Commercial | No
214771563 | Mini/Multi Split | TOSOT | HMSV-A-CB | MZ-M36/O |  | Mixed Ducted and Non-Ducted Indoor Units |  |  | 34000 | 18.5 | 9 | 36000 | 30000 | 83.33% | 1.8 | 0 | 11.5 |  |  |  | No | R-410A | 2.8333 | Residential & Commercial | No
214771564 | Mini/Multi Split | TOSOT | HMSV-A-CB | MZ-M30/O |  | Mixed Ducted and Non-Ducted Indoor Units |  |  | 28400 | 18.5 | 9 | 30000 | 24800 | 82.67% | 1.8 | 0 | 11.75 |  |  |  | No | R-410A | 2.3667 | Residential & Commercial | No
214771565 | Mini/Multi Split | TOSOT | HMSV-A-CB | MZ-M24/O |  | Mixed Ducted and Non-Ducted Indoor Units |  |  | 23200 | 18.5 | 9 | 24000 | 22200 | 92.5% | 1.8 | 0 | 11.75 |  |  |  | No | R-410A | 1.9333 | Residential & Commercial | No
214771566 | Mini/Multi Split | TOSOT | HMSV-A-CB | MZ-M18/O |  | Mixed Ducted and Non-Ducted Indoor Units |  |  | 17000 | 18.5 | 9 | 18000 | 13800 | 76.67% | 1.8 | 0 | 11.5 |  |  |  | No | R-410A | 1.4167 | Residential & Commercial | No
215853978 | Mini/Multi Split | BLUERIDGE | HMSV-A-CB | BMMZ48C |  | Mixed Ducted and Non-Ducted Indoor Units |  |  | 46000 | 22.2 | 10.45 | 47500 | 37000 | 77.89% | 2.05 | 0 | 12.25 |  |  |  | No | R-454B | 3.8333 | Residential & Commercial | No
215853984 | Mini/Multi Split | BLUERIDGE | HMSV-A-CB | BMMZ27HHC |  | Mixed Ducted and Non-Ducted Indoor Units |  |  | 27400 | 21 | 10 | 27400 | 27000 | 98.54% | 2 | 0 | 12.25 |  |  |  | No | R-454B | 2.2833 | Residential & Commercial | No
215853987 | Mini/Multi Split | BLUERIDGE | HMSV-A-CB | BMMZ36HHC |  | Mixed Ducted and Non-Ducted Indoor Units |  |  | 36000 | 21.2 | 10.55 | 36000 | 37000 | 102.8% | 2 | 0 | 12.5 |  |  |  | No | R-454B | 3 | Residential & Commercial | No
215853993 | Mini/Multi Split | BLUERIDGE | HMSV-A-CB | BMMZ55HHC |  | Mixed Ducted and Non-Ducted Indoor Units |  |  | 52000 | 21.1 | 10.6 | 55000 | 47500 | 86.36% | 2.05 | 0 | 11.85 |  |  |  | No | R-454B | 4.3333 | Residential & Commercial | No
215853990 | Mini/Multi Split | BLUERIDGE | HMSV-A-CB | BMMZ48HHC |  | Mixed Ducted and Non-Ducted Indoor Units |  |  | 47000 | 21.7 | 11 | 48500 | 47500 | 97.94% | 2 | 0 | 11.85 |  |  |  | No | R-454B | 3.9167 | Residential & Commercial | No
215351189 | Mini/Multi Split | MDV | HMSV-A-CB | M4OD30-24HFN10-M1D |  | Mixed Ducted and Non-Ducted Indoor Units |  |  | 24000 | 23 | 9.5 | 25000 | 18000 | 72% | 2 | 0 | 13 |  |  |  | No | R-454B | 2 | Residential & Commercial | No
215351190 | Mini/Multi Split | MDV | HMSV-A-CB | M4OD31-24HFN10-M1XD |  | Mixed Ducted and Non-Ducted Indoor Units |  |  | 24000 | 22 | 9.75 | 25000 | 25000 | 100% | 1.95 | 0 | 13 |  |  |  | No | R-454B | 2 | Residential & Commercial | No
215351191 | Mini/Multi Split | MDV | HMSV-A-CB | M5OX631-30HFN10-M1XD |  | Mixed Ducted and Non-Ducted Indoor Units |  |  | 30000 | 21.75 | 10.6 | 31000 | 36000 | 116.1% | 1.98 | 0 | 12.85 |  |  |  | No | R-454B | 2.5 | Residential & Commercial | No
215351192 | Mini/Multi Split | MDV | HMSV-A-CB | M5OD30-30HFN10-M1D |  | Mixed Ducted and Non-Ducted Indoor Units |  |  | 30000 | 23 | 9.75 | 31000 | 25400 | 81.94% | 2 | 0 | 12.5 |  |  |  | No | R-454B | 2.5 | Residential & Commercial | No
215357111 | Mini/Multi Split | BRYANT | HMSV-A-CB | 37MGHAQ24DA3 |  | Mixed Ducted and Non-Ducted Indoor Units |  |  | 24000 | 22 | 9.75 | 25000 | 25000 | 100% | 1.95 | 0 | 13 |  |  |  | No | R-454B | 2 | Residential & Commercial | No
215357120 | Mini/Multi Split | BRYANT | HMSV-A-CB | 37MGHAQ36EA3 |  | Mixed Ducted and Non-Ducted Indoor Units |  |  | 36000 | 21.3 | 10.6 | 36000 | 37000 | 102.8% | 2 | 0 | 12.55 |  |  |  | No | R-454B | 3 | Residential & Commercial | No
215357117 | Mini/Multi Split | BRYANT | HMSV-A-CB | 37MGHAQ30EA3 |  | Mixed Ducted and Non-Ducted Indoor Units |  |  | 30000 | 21.75 | 10.6 | 31000 | 36000 | 116.1% | 1.98 | 0 | 12.85 |  |  |  | No | R-454B | 2.5 | Residential & Commercial | No
215357142 | Mini/Multi Split | BRYANT | HMSV-A-CB | 37MGRAQ24DA3 |  | Mixed Ducted and Non-Ducted Indoor Units |  |  | 24000 | 23 | 9.5 | 25000 | 18000 | 72% | 2 | 0 | 13 |  |  |  | No | R-454B | 2 | Residential & Commercial | No
215357145 | Mini/Multi Split | ARCOAIRE | HMSV-A-CB | D5CMHAH30EAK |  | Mixed Ducted and Non-Ducted Indoor Units |  |  | 30000 | 21.75 | 10.6 | 31000 | 36000 | 116.1% | 1.98 | 0 | 12.85 |  |  |  | No | R-454B | 2.5 | Residential & Commercial | No
215357150 | Mini/Multi Split | ARCOAIRE | HMSV-A-CB | D5CMHAH36EAK |  | Mixed Ducted and Non-Ducted Indoor Units |  |  | 36000 | 21.3 | 10.6 | 36000 | 37000 | 102.8% | 2 | 0 | 12.55 |  |  |  | No | R-454B | 3 | Residential & Commercial | No
215357168 | Mini/Multi Split | BRYANT | HMSV-A-CB | 37MGRAQ48FA3 |  | Mixed Ducted and Non-Ducted Indoor Units |  |  | 46000 | 22.5 | 10.5 | 47500 | 37000 | 77.89% | 2.05 | 0 | 12.25 |  |  |  | No | R-454B | 3.8333 | Residential & Commercial | No
215357167 | Mini/Multi Split | ARCOAIRE | HMSV-A-CB | D5CMRAH18CAK |  | Mixed Ducted and Non-Ducted Indoor Units |  |  | 18000 | 22.6 | 9.9 | 19000 | 14000 | 73.68% | 2.3 | 0 | 13 |  |  |  | No | R-454B | 1.5 | Residential & Commercial | No
215357161 | Mini/Multi Split | BRYANT | HMSV-A-CB | 37MGRAQ36EA3 |  | Mixed Ducted and Non-Ducted Indoor Units |  |  | 35400 | 22 | 9.35 | 37000 | 26000 | 70.27% | 2 | 0 | 11.85 |  |  |  | No | R-454B | 2.95 | Residential & Commercial | No
215357162 | Mini/Multi Split | ARCOAIRE | HMSV-A-CB | D5CMHAH55FAK |  | Mixed Ducted and Non-Ducted Indoor Units |  |  | 52000 | 21.25 | 10.6 | 55000 | 47500 | 86.36% | 2.05 | 0 | 11.85 |  |  |  | No | R-454B | 4.3333 | Residential & Commercial | No
215357155 | Mini/Multi Split | BRYANT | HMSV-A-CB | 37MGRAQ30EA3 |  | Mixed Ducted and Non-Ducted Indoor Units |  |  | 30000 | 23 | 9.75 | 31000 | 25400 | 81.94% | 2 | 0 | 12.5 |  |  |  | No | R-454B | 2.5 | Residential & Commercial | No
215357156 | Mini/Multi Split | ARCOAIRE | HMSV-A-CB | D5CMHAH48FAK |  | Mixed Ducted and Non-Ducted Indoor Units |  |  | 47000 | 21.75 | 11.15 | 48500 | 47500 | 97.94% | 2 | 0 | 11.85 |  |  |  | No | R-454B | 3.9167 | Residential & Commercial | No
215357172 | Mini/Multi Split | ARCOAIRE | HMSV-A-CB | D5CMRAH24DAK |  | Mixed Ducted and Non-Ducted Indoor Units |  |  | 24000 | 23 | 9.5 | 25000 | 18000 | 72% | 2 | 0 | 13 |  |  |  | No | R-454B | 2 | Residential & Commercial | No
215357180 | Mini/Multi Split | ARCOAIRE | HMSV-A-CB | D5CMRAH30EAK |  | Mixed Ducted and Non-Ducted Indoor Units |  |  | 30000 | 23 | 9.75 | 31000 | 25400 | 81.94% | 2 | 0 | 12.5 |  |  |  | No | R-454B | 2.5 | Residential & Commercial | No
215357183 | Mini/Multi Split | ARCOAIRE | HMSV-A-CB | D5CMRAH36EAK |  | Mixed Ducted and Non-Ducted Indoor Units |  |  | 35400 | 22 | 9.35 | 37000 | 26000 | 70.27% | 2 | 0 | 11.85 |  |  |  | No | R-454B | 2.95 | Residential & Commercial | No
215357186 | Mini/Multi Split | ARCOAIRE | HMSV-A-CB | D5CMRAH48FAK |  | Mixed Ducted and Non-Ducted Indoor Units |  |  | 46000 | 22.5 | 10.5 | 47500 | 37000 | 77.89% | 2.05 | 0 | 12.25 |  |  |  | No | R-454B | 3.8333 | Residential & Commercial | No
215357195 | Mini/Multi Split | COMFORTMAKER | HMSV-A-CB | D5CMHAH24DAK |  | Mixed Ducted and Non-Ducted Indoor Units |  |  | 24000 | 22 | 9.75 | 25000 | 25000 | 100% | 1.95 | 0 | 13 |  |  |  | No | R-454B | 2 | Residential & Commercial | No
215357192 | Mini/Multi Split | COMFORTMAKER | HMSV-A-CB | D5CMHAH18CAK |  | Mixed Ducted and Non-Ducted Indoor Units |  |  | 19000 | 22.5 | 10.25 | 20000 | 18500 | 92.5% | 2 | 0 | 14 |  |  |  | No | R-454B | 1.5833 | Residential & Commercial | No
215357201 | Mini/Multi Split | COMFORTMAKER | HMSV-A-CB | D5CMHAH30EAK |  | Mixed Ducted and Non-Ducted Indoor Units |  |  | 30000 | 21.75 | 10.6 | 31000 | 36000 | 116.1% | 1.98 | 0 | 12.85 |  |  |  | No | R-454B | 2.5 | Residential & Commercial | No
215357207 | Mini/Multi Split | COMFORTMAKER | HMSV-A-CB | D5CMHAH48FAK |  | Mixed Ducted and Non-Ducted Indoor Units |  |  | 47000 | 21.75 | 11.15 | 48500 | 47500 | 97.94% | 2 | 0 | 11.85 |  |  |  | No | R-454B | 3.9167 | Residential & Commercial | No
215357204 | Mini/Multi Split | COMFORTMAKER | HMSV-A-CB | D5CMHAH36EAK |  | Mixed Ducted and Non-Ducted Indoor Units |  |  | 36000 | 21.3 | 10.6 | 36000 | 37000 | 102.8% | 2 | 0 | 12.55 |  |  |  | No | R-454B | 3 | Residential & Commercial | No
215357210 | Mini/Multi Split | COMFORTMAKER | HMSV-A-CB | D5CMHAH55FAK |  | Mixed Ducted and Non-Ducted Indoor Units |  |  | 52000 | 21.25 | 10.6 | 55000 | 47500 | 86.36% | 2.05 | 0 | 11.85 |  |  |  | No | R-454B | 4.3333 | Residential & Commercial | No
215357213 | Mini/Multi Split | COMFORTMAKER | HMSV-A-CB | D5CMRAH18CAK |  | Mixed Ducted and Non-Ducted Indoor Units |  |  | 18000 | 22.6 | 9.9 | 19000 | 14000 | 73.68% | 2.3 | 0 | 13 |  |  |  | No | R-454B | 1.5 | Residential & Commercial | No
215357225 | Mini/Multi Split | COMFORTMAKER | HMSV-A-CB | D5CMRAH36EAK |  | Mixed Ducted and Non-Ducted Indoor Units |  |  | 35400 | 22 | 9.35 | 37000 | 26000 | 70.27% | 2 | 0 | 11.85 |  |  |  | No | R-454B | 2.95 | Residential & Commercial | No
215357222 | Mini/Multi Split | COMFORTMAKER | HMSV-A-CB | D5CMRAH30EAK |  | Mixed Ducted and Non-Ducted Indoor Units |  |  | 30000 | 23 | 9.75 | 31000 | 25400 | 81.94% | 2 | 0 | 12.5 |  |  |  | No | R-454B | 2.5 | Residential & Commercial | No
215357216 | Mini/Multi Split | COMFORTMAKER | HMSV-A-CB | D5CMRAH24DAK |  | Mixed Ducted and Non-Ducted Indoor Units |  |  | 24000 | 23 | 9.5 | 25000 | 18000 | 72% | 2 | 0 | 13 |  |  |  | No | R-454B | 2 | Residential & Commercial | No
215357228 | Mini/Multi Split | COMFORTMAKER | HMSV-A-CB | D5CMRAH48FAK |  | Mixed Ducted and Non-Ducted Indoor Units |  |  | 46000 | 22.5 | 10.5 | 47500 | 37000 | 77.89% | 2.05 | 0 | 12.25 |  |  |  | No | R-454B | 3.8333 | Residential & Commercial | No
215357234 | Mini/Multi Split | DAY & NIGHT | HMSV-A-CB | D5CMHAH18CAK |  | Mixed Ducted and Non-Ducted Indoor Units |  |  | 19000 | 22.5 | 10.25 | 20000 | 18500 | 92.5% | 2 | 0 | 14 |  |  |  | No | R-454B | 1.5833 | Residential & Commercial | No
215357237 | Mini/Multi Split | DAY & NIGHT | HMSV-A-CB | D5CMHAH24DAK |  | Mixed Ducted and Non-Ducted Indoor Units |  |  | 24000 | 22 | 9.75 | 25000 | 25000 | 100% | 1.95 | 0 | 13 |  |  |  | No | R-454B | 2 | Residential & Commercial | No
215357243 | Mini/Multi Split | DAY & NIGHT | HMSV-A-CB | D5CMHAH30EAK |  | Mixed Ducted and Non-Ducted Indoor Units |  |  | 30000 | 21.75 | 10.6 | 31000 | 36000 | 116.1% | 1.98 | 0 | 12.85 |  |  |  | No | R-454B | 2.5 | Residential & Commercial | No
215357252 | Mini/Multi Split | DAY & NIGHT | HMSV-A-CB | D5CMHAH55FAK |  | Mixed Ducted and Non-Ducted Indoor Units |  |  | 52000 | 21.25 | 10.6 | 55000 | 47500 | 86.36% | 2.05 | 0 | 11.85 |  |  |  | No | R-454B | 4.3333 | Residential & Commercial | No
215357249 | Mini/Multi Split | DAY & NIGHT | HMSV-A-CB | D5CMHAH48FAK |  | Mixed Ducted and Non-Ducted Indoor Units |  |  | 47000 | 21.75 | 11.15 | 48500 | 47500 | 97.94% | 2 | 0 | 11.85 |  |  |  | No | R-454B | 3.9167 | Residential & Commercial | No
215357246 | Mini/Multi Split | DAY & NIGHT | HMSV-A-CB | D5CMHAH36EAK |  | Mixed Ducted and Non-Ducted Indoor Units |  |  | 36000 | 21.3 | 10.6 | 36000 | 37000 | 102.8% | 2 | 0 | 12.55 |  |  |  | No | R-454B | 3 | Residential & Commercial | No
215357255 | Mini/Multi Split | DAY & NIGHT | HMSV-A-CB | D5CMRAH18CAK |  | Mixed Ducted and Non-Ducted Indoor Units |  |  | 18000 | 22.6 | 9.9 | 19000 | 14000 | 73.68% | 2.3 | 0 | 13 |  |  |  | No | R-454B | 1.5 | Residential & Commercial | No
215357264 | Mini/Multi Split | DAY & NIGHT | HMSV-A-CB | D5CMRAH30EAK |  | Mixed Ducted and Non-Ducted Indoor Units |  |  | 30000 | 23 | 9.75 | 31000 | 25400 | 81.94% | 2 | 0 | 12.5 |  |  |  | No | R-454B | 2.5 | Residential & Commercial | No
215357258 | Mini/Multi Split | DAY & NIGHT | HMSV-A-CB | D5CMRAH24DAK |  | Mixed Ducted and Non-Ducted Indoor Units |  |  | 24000 | 23 | 9.5 | 25000 | 18000 | 72% | 2 | 0 | 13 |  |  |  | No | R-454B | 2 | Residential & Commercial | No
215357267 | Mini/Multi Split | DAY & NIGHT | HMSV-A-CB | D5CMRAH36EAK |  | Mixed Ducted and Non-Ducted Indoor Units |  |  | 35400 | 22 | 9.35 | 37000 | 26000 | 70.27% | 2 | 0 | 11.85 |  |  |  | No | R-454B | 2.95 | Residential & Commercial | No
215357270 | Mini/Multi Split | DAY & NIGHT | HMSV-A-CB | D5CMRAH48FAK |  | Mixed Ducted and Non-Ducted Indoor Units |  |  | 46000 | 22.5 | 10.5 | 47500 | 37000 | 77.89% | 2.05 | 0 | 12.25 |  |  |  | No | R-454B | 3.8333 | Residential & Commercial | No
215357279 | Mini/Multi Split | HEIL | HMSV-A-CB | D5CMHAH24DAK |  | Mixed Ducted and Non-Ducted Indoor Units |  |  | 24000 | 22 | 9.75 | 25000 | 25000 | 100% | 1.95 | 0 | 13 |  |  |  | No | R-454B | 2 | Residential & Commercial | No
215357276 | Mini/Multi Split | HEIL | HMSV-A-CB | D5CMHAH18CAK |  | Mixed Ducted and Non-Ducted Indoor Units |  |  | 19000 | 22.5 | 10.25 | 20000 | 18500 | 92.5% | 2 | 0 | 14 |  |  |  | No | R-454B | 1.5833 | Residential & Commercial | No
215357285 | Mini/Multi Split | HEIL | HMSV-A-CB | D5CMHAH30EAK |  | Mixed Ducted and Non-Ducted Indoor Units |  |  | 30000 | 21.75 | 10.6 | 31000 | 36000 | 116.1% | 1.98 | 0 | 12.85 |  |  |  | No | R-454B | 2.5 | Residential & Commercial | No
215357291 | Mini/Multi Split | HEIL | HMSV-A-CB | D5CMHAH48FAK |  | Mixed Ducted and Non-Ducted Indoor Units |  |  | 47000 | 21.75 | 11.15 | 48500 | 47500 | 97.94% | 2 | 0 | 11.85 |  |  |  | No | R-454B | 3.9167 | Residential & Commercial | No
215357288 | Mini/Multi Split | HEIL | HMSV-A-CB | D5CMHAH36EAK |  | Mixed Ducted and Non-Ducted Indoor Units |  |  | 36000 | 21.3 | 10.6 | 36000 | 37000 | 102.8% | 2 | 0 | 12.55 |  |  |  | No | R-454B | 3 | Residential & Commercial | No
215357294 | Mini/Multi Split | HEIL | HMSV-A-CB | D5CMHAH55FAK |  | Mixed Ducted and Non-Ducted Indoor Units |  |  | 52000 | 21.25 | 10.6 | 55000 | 47500 | 86.36% | 2.05 | 0 | 11.85 |  |  |  | No | R-454B | 4.3333 | Residential & Commercial | No
215357297 | Mini/Multi Split | HEIL | HMSV-A-CB | D5CMRAH18CAK |  | Mixed Ducted and Non-Ducted Indoor Units |  |  | 18000 | 22.6 | 9.9 | 19000 | 14000 | 73.68% | 2.3 | 0 | 13 |  |  |  | No | R-454B | 1.5 | Residential & Commercial | No
215357309 | Mini/Multi Split | HEIL | HMSV-A-CB | D5CMRAH36EAK |  | Mixed Ducted and Non-Ducted Indoor Units |  |  | 35400 | 22 | 9.35 | 37000 | 26000 | 70.27% | 2 | 0 | 11.85 |  |  |  | No | R-454B | 2.95 | Residential & Commercial | No
215357306 | Mini/Multi Split | HEIL | HMSV-A-CB | D5CMRAH30EAK |  | Mixed Ducted and Non-Ducted Indoor Units |  |  | 30000 | 23 | 9.75 | 31000 | 25400 | 81.94% | 2 | 0 | 12.5 |  |  |  | No | R-454B | 2.5 | Residential & Commercial | No
215357300 | Mini/Multi Split | HEIL | HMSV-A-CB | D5CMRAH24DAK |  | Mixed Ducted and Non-Ducted Indoor Units |  |  | 24000 | 23 | 9.5 | 25000 | 18000 | 72% | 2 | 0 | 13 |  |  |  | No | R-454B | 2 | Residential & Commercial | No
215357312 | Mini/Multi Split | HEIL | HMSV-A-CB | D5CMRAH48FAK |  | Mixed Ducted and Non-Ducted Indoor Units |  |  | 46000 | 22.5 | 10.5 | 47500 | 37000 | 77.89% | 2.05 | 0 | 12.25 |  |  |  | No | R-454B | 3.8333 | Residential & Commercial | No
215357318 | Mini/Multi Split | KEEPRITE | HMSV-A-CB | D5CMHAH18CAK |  | Mixed Ducted and Non-Ducted Indoor Units |  |  | 19000 | 22.5 | 10.25 | 20000 | 18500 | 92.5% | 2 | 0 | 14 |  |  |  | No | R-454B | 1.5833 | Residential & Commercial | No
215357321 | Mini/Multi Split | KEEPRITE | HMSV-A-CB | D5CMHAH24DAK |  | Mixed Ducted and Non-Ducted Indoor Units |  |  | 24000 | 22 | 9.75 | 25000 | 25000 | 100% | 1.95 | 0 | 13 |  |  |  | No | R-454B | 2 | Residential & Commercial | No
215357327 | Mini/Multi Split | KEEPRITE | HMSV-A-CB | D5CMHAH30EAK |  | Mixed Ducted and Non-Ducted Indoor Units |  |  | 30000 | 21.75 | 10.6 | 31000 | 36000 | 116.1% | 1.98 | 0 | 12.85 |  |  |  | No | R-454B | 2.5 | Residential & Commercial | No
215357336 | Mini/Multi Split | KEEPRITE | HMSV-A-CB | D5CMHAH55FAK |  | Mixed Ducted and Non-Ducted Indoor Units |  |  | 52000 | 21.25 | 10.6 | 55000 | 47500 | 86.36% | 2.05 | 0 | 11.85 |  |  |  | No | R-454B | 4.3333 | Residential & Commercial | No
215357333 | Mini/Multi Split | KEEPRITE | HMSV-A-CB | D5CMHAH48FAK |  | Mixed Ducted and Non-Ducted Indoor Units |  |  | 47000 | 21.75 | 11.15 | 48500 | 47500 | 97.94% | 2 | 0 | 11.85 |  |  |  | No | R-454B | 3.9167 | Residential & Commercial | No
215357330 | Mini/Multi Split | KEEPRITE | HMSV-A-CB | D5CMHAH36EAK |  | Mixed Ducted and Non-Ducted Indoor Units |  |  | 36000 | 21.3 | 10.6 | 36000 | 37000 | 102.8% | 2 | 0 | 12.55 |  |  |  | No | R-454B | 3 | Residential & Commercial | No
215357339 | Mini/Multi Split | KEEPRITE | HMSV-A-CB | D5CMRAH18CAK |  | Mixed Ducted and Non-Ducted Indoor Units |  |  | 18000 | 22.6 | 9.9 | 19000 | 14000 | 73.68% | 2.3 | 0 | 13 |  |  |  | No | R-454B | 1.5 | Residential & Commercial | No
215357348 | Mini/Multi Split | KEEPRITE | HMSV-A-CB | D5CMRAH30EAK |  | Mixed Ducted and Non-Ducted Indoor Units |  |  | 30000 | 23 | 9.75 | 31000 | 25400 | 81.94% | 2 | 0 | 12.5 |  |  |  | No | R-454B | 2.5 | Residential & Commercial | No
215357342 | Mini/Multi Split | KEEPRITE | HMSV-A-CB | D5CMRAH24DAK |  | Mixed Ducted and Non-Ducted Indoor Units |  |  | 24000 | 23 | 9.5 | 25000 | 18000 | 72% | 2 | 0 | 13 |  |  |  | No | R-454B | 2 | Residential & Commercial | No
215357351 | Mini/Multi Split | KEEPRITE | HMSV-A-CB | D5CMRAH36EAK |  | Mixed Ducted and Non-Ducted Indoor Units |  |  | 35400 | 22 | 9.35 | 37000 | 26000 | 70.27% | 2 | 0 | 11.85 |  |  |  | No | R-454B | 2.95 | Residential & Commercial | No
215357354 | Mini/Multi Split | KEEPRITE | HMSV-A-CB | D5CMRAH48FAK |  | Mixed Ducted and Non-Ducted Indoor Units |  |  | 46000 | 22.5 | 10.5 | 47500 | 37000 | 77.89% | 2.05 | 0 | 12.25 |  |  |  | No | R-454B | 3.8333 | Residential & Commercial | No
215357363 | Mini/Multi Split | KENMORE | HMSV-A-CB | D5CMHAH24DAK |  | Mixed Ducted and Non-Ducted Indoor Units |  |  | 24000 | 22 | 9.75 | 25000 | 25000 | 100% | 1.95 | 0 | 13 |  |  |  | No | R-454B | 2 | Residential & Commercial | No
215357360 | Mini/Multi Split | KENMORE | HMSV-A-CB | D5CMHAH18CAK |  | Mixed Ducted and Non-Ducted Indoor Units |  |  | 19000 | 22.5 | 10.25 | 20000 | 18500 | 92.5% | 2 | 0 | 14 |  |  |  | No | R-454B | 1.5833 | Residential & Commercial | No
215357369 | Mini/Multi Split | KENMORE | HMSV-A-CB | D5CMHAH30EAK |  | Mixed Ducted and Non-Ducted Indoor Units |  |  | 30000 | 21.75 | 10.6 | 31000 | 36000 | 116.1% | 1.98 | 0 | 12.85 |  |  |  | No | R-454B | 2.5 | Residential & Commercial | No
215357375 | Mini/Multi Split | KENMORE | HMSV-A-CB | D5CMHAH48FAK |  | Mixed Ducted and Non-Ducted Indoor Units |  |  | 47000 | 21.75 | 11.15 | 48500 | 47500 | 97.94% | 2 | 0 | 11.85 |  |  |  | No | R-454B | 3.9167 | Residential & Commercial | No
215357372 | Mini/Multi Split | KENMORE | HMSV-A-CB | D5CMHAH36EAK |  | Mixed Ducted and Non-Ducted Indoor Units |  |  | 36000 | 21.3 | 10.6 | 36000 | 37000 | 102.8% | 2 | 0 | 12.55 |  |  |  | No | R-454B | 3 | Residential & Commercial | No
215357378 | Mini/Multi Split | KENMORE | HMSV-A-CB | D5CMHAH55FAK |  | Mixed Ducted and Non-Ducted Indoor Units |  |  | 52000 | 21.25 | 10.6 | 55000 | 47500 | 86.36% | 2.05 | 0 | 11.85 |  |  |  | No | R-454B | 4.3333 | Residential & Commercial | No
215357381 | Mini/Multi Split | KENMORE | HMSV-A-CB | D5CMRAH18CAK |  | Mixed Ducted and Non-Ducted Indoor Units |  |  | 18000 | 22.6 | 9.9 | 19000 | 14000 | 73.68% | 2.3 | 0 | 13 |  |  |  | No | R-454B | 1.5 | Residential & Commercial | No
215357393 | Mini/Multi Split | KENMORE | HMSV-A-CB | D5CMRAH36EAK |  | Mixed Ducted and Non-Ducted Indoor Units |  |  | 35400 | 22 | 9.35 | 37000 | 26000 | 70.27% | 2 | 0 | 11.85 |  |  |  | No | R-454B | 2.95 | Residential & Commercial | No
215357390 | Mini/Multi Split | KENMORE | HMSV-A-CB | D5CMRAH30EAK |  | Mixed Ducted and Non-Ducted Indoor Units |  |  | 30000 | 23 | 9.75 | 31000 | 25400 | 81.94% | 2 | 0 | 12.5 |  |  |  | No | R-454B | 2.5 | Residential & Commercial | No
215357384 | Mini/Multi Split | KENMORE | HMSV-A-CB | D5CMRAH24DAK |  | Mixed Ducted and Non-Ducted Indoor Units |  |  | 24000 | 23 | 9.5 | 25000 | 18000 | 72% | 2 | 0 | 13 |  |  |  | No | R-454B | 2 | Residential & Commercial | No
215357396 | Mini/Multi Split | KENMORE | HMSV-A-CB | D5CMRAH48FAK |  | Mixed Ducted and Non-Ducted Indoor Units |  |  | 46000 | 22.5 | 10.5 | 47500 | 37000 | 77.89% | 2.05 | 0 | 12.25 |  |  |  | No | R-454B | 3.8333 | Residential & Commercial | No
215357402 | Mini/Multi Split | MIDEA | HMSV-A-CB | D5CMHAH18CAK |  | Mixed Ducted and Non-Ducted Indoor Units |  |  | 19000 | 22.5 | 10.25 | 20000 | 18500 | 92.5% | 2 | 0 | 14 |  |  |  | No | R-454B | 1.5833 | Residential & Commercial | No
215357405 | Mini/Multi Split | MIDEA | HMSV-A-CB | D5CMHAH24DAK |  | Mixed Ducted and Non-Ducted Indoor Units |  |  | 24000 | 22 | 9.75 | 25000 | 25000 | 100% | 1.95 | 0 | 13 |  |  |  | No | R-454B | 2 | Residential & Commercial | No
215357411 | Mini/Multi Split | MIDEA | HMSV-A-CB | D5CMHAH30EAK |  | Mixed Ducted and Non-Ducted Indoor Units |  |  | 30000 | 21.75 | 10.6 | 31000 | 36000 | 116.1% | 1.98 | 0 | 12.85 |  |  |  | No | R-454B | 2.5 | Residential & Commercial | No
215357420 | Mini/Multi Split | MIDEA | HMSV-A-CB | D5CMHAH55FAK |  | Mixed Ducted and Non-Ducted Indoor Units |  |  | 52000 | 21.25 | 10.6 | 55000 | 47500 | 86.36% | 2.05 | 0 | 11.85 |  |  |  | No | R-454B | 4.3333 | Residential & Commercial | No
215357417 | Mini/Multi Split | MIDEA | HMSV-A-CB | D5CMHAH48FAK |  | Mixed Ducted and Non-Ducted Indoor Units |  |  | 47000 | 21.75 | 11.15 | 48500 | 47500 | 97.94% | 2 | 0 | 11.85 |  |  |  | No | R-454B | 3.9167 | Residential & Commercial | No
215357414 | Mini/Multi Split | MIDEA | HMSV-A-CB | D5CMHAH36EAK |  | Mixed Ducted and Non-Ducted Indoor Units |  |  | 36000 | 21.3 | 10.6 | 36000 | 37000 | 102.8% | 2 | 0 | 12.55 |  |  |  | No | R-454B | 3 | Residential & Commercial | No
215357423 | Mini/Multi Split | MIDEA | HMSV-A-CB | D5CMRAH18CAK |  | Mixed Ducted and Non-Ducted Indoor Units |  |  | 18000 | 22.6 | 9.9 | 19000 | 14000 | 73.68% | 2.3 | 0 | 13 |  |  |  | No | R-454B | 1.5 | Residential & Commercial | No
215357426 | Mini/Multi Split | MIDEA | HMSV-A-CB | D5CMRAH24DAK |  | Mixed Ducted and Non-Ducted Indoor Units |  |  | 24000 | 23 | 9.5 | 25000 | 18000 | 72% | 2 | 0 | 13 |  |  |  | No | R-454B | 2 | Residential & Commercial | No
215357439 | Mini/Multi Split | MIDEA | HMSV-A-CB | D5CMRAH36EAK |  | Mixed Ducted and Non-Ducted Indoor Units |  |  | 35400 | 22 | 9.35 | 37000 | 26000 | 70.27% | 2 | 0 | 11.85 |  |  |  | No | R-454B | 2.95 | Residential & Commercial | No
215357432 | Mini/Multi Split | MIDEA | HMSV-A-CB | D5CMRAH30EAK |  | Mixed Ducted and Non-Ducted Indoor Units |  |  | 30000 | 23 | 9.75 | 31000 | 25400 | 81.94% | 2 | 0 | 12.5 |  |  |  | No | R-454B | 2.5 | Residential & Commercial | No
215357441 | Mini/Multi Split | CARRIER | HMSV-A-CB | 37MGHAQ24DA3 |  | Mixed Ducted and Non-Ducted Indoor Units |  |  | 24000 | 22 | 9.75 | 25000 | 25000 | 100% | 1.95 | 0 | 13 |  |  |  | No | R-454B | 2 | Residential & Commercial | No
215357437 | Mini/Multi Split | CARRIER | HMSV-A-CB | 37MGHAQ18CA3 |  | Mixed Ducted and Non-Ducted Indoor Units |  |  | 19000 | 22.5 | 10.25 | 20000 | 18500 | 92.5% | 2 | 0 | 14 |  |  |  | No | R-454B | 1.5833 | Residential & Commercial | No
215357447 | Mini/Multi Split | MIDEA | HMSV-A-CB | D5CMRAH48FAK |  | Mixed Ducted and Non-Ducted Indoor Units |  |  | 46000 | 22.5 | 10.5 | 47500 | 37000 | 77.89% | 2.05 | 0 | 12.25 |  |  |  | No | R-454B | 3.8333 | Residential & Commercial | No
215357451 | Mini/Multi Split | CARRIER | HMSV-A-CB | 37MGHAQ30EA3 |  | Mixed Ducted and Non-Ducted Indoor Units |  |  | 30000 | 21.75 | 10.6 | 31000 | 36000 | 116.1% | 1.98 | 0 | 12.85 |  |  |  | No | R-454B | 2.5 | Residential & Commercial | No
215357467 | Mini/Multi Split | TEMPSTAR | HMSV-A-CB | D5CMHAH24DAK |  | Mixed Ducted and Non-Ducted Indoor Units |  |  | 24000 | 22 | 9.75 | 25000 | 25000 | 100% | 1.95 | 0 | 13 |  |  |  | No | R-454B | 2 | Residential & Commercial | No
215357468 | Mini/Multi Split | CARRIER | HMSV-A-CB | 37MGHAQ55FA3 |  | Mixed Ducted and Non-Ducted Indoor Units |  |  | 52000 | 21.25 | 10.6 | 55000 | 47500 | 86.36% | 2.05 | 0 | 11.85 |  |  |  | No | R-454B | 4.3333 | Residential & Commercial | No
215357461 | Mini/Multi Split | TEMPSTAR | HMSV-A-CB | D5CMHAH18CAK |  | Mixed Ducted and Non-Ducted Indoor Units |  |  | 19000 | 22.5 | 10.25 | 20000 | 18500 | 92.5% | 2 | 0 | 14 |  |  |  | No | R-454B | 1.5833 | Residential & Commercial | No
215357462 | Mini/Multi Split | CARRIER | HMSV-A-CB | 37MGHAQ48FA3 |  | Mixed Ducted and Non-Ducted Indoor Units |  |  | 47000 | 21.75 | 11.15 | 48500 | 47500 | 97.94% | 2 | 0 | 11.85 |  |  |  | No | R-454B | 3.9167 | Residential & Commercial | No
215357456 | Mini/Multi Split | CARRIER | HMSV-A-CB | 37MGHAQ36EA3 |  | Mixed Ducted and Non-Ducted Indoor Units |  |  | 36000 | 21.3 | 10.6 | 36000 | 37000 | 102.8% | 2 | 0 | 12.55 |  |  |  | No | R-454B | 3 | Residential & Commercial | No
215357475 | Mini/Multi Split | CARRIER | HMSV-A-CB | 37MGRAQ18CA3 |  | Mixed Ducted and Non-Ducted Indoor Units |  |  | 18000 | 22.6 | 9.9 | 19000 | 14000 | 73.68% | 2.3 | 0 | 13 |  |  |  | No | R-454B | 1.5 | Residential & Commercial | No
215357478 | Mini/Multi Split | TEMPSTAR | HMSV-A-CB | D5CMHAH30EAK |  | Mixed Ducted and Non-Ducted Indoor Units |  |  | 30000 | 21.75 | 10.6 | 31000 | 36000 | 116.1% | 1.98 | 0 | 12.85 |  |  |  | No | R-454B | 2.5 | Residential & Commercial | No
215357484 | Mini/Multi Split | TEMPSTAR | HMSV-A-CB | D5CMHAH36EAK |  | Mixed Ducted and Non-Ducted Indoor Units |  |  | 36000 | 21.3 | 10.6 | 36000 | 37000 | 102.8% | 2 | 0 | 12.55 |  |  |  | No | R-454B | 3 | Residential & Commercial | No
215357481 | Mini/Multi Split | CARRIER | HMSV-A-CB | 37MGRAQ24DA3 |  | Mixed Ducted and Non-Ducted Indoor Units |  |  | 24000 | 23 | 9.5 | 25000 | 18000 | 72% | 2 | 0 | 13 |  |  |  | No | R-454B | 2 | Residential & Commercial | No
215357489 | Mini/Multi Split | TEMPSTAR | HMSV-A-CB | D5CMHAH48FAK |  | Mixed Ducted and Non-Ducted Indoor Units |  |  | 47000 | 21.75 | 11.15 | 48500 | 47500 | 97.94% | 2 | 0 | 11.85 |  |  |  | No | R-454B | 3.9167 | Residential & Commercial | No
215357494 | Mini/Multi Split | CARRIER | HMSV-A-CB | 37MGRAQ30EA3 |  | Mixed Ducted and Non-Ducted Indoor Units |  |  | 30000 | 23 | 9.75 | 31000 | 25400 | 81.94% | 2 | 0 | 12.5 |  |  |  | No | R-454B | 2.5 | Residential & Commercial | No
215357495 | Mini/Multi Split | TEMPSTAR | HMSV-A-CB | D5CMHAH55FAK |  | Mixed Ducted and Non-Ducted Indoor Units |  |  | 52000 | 21.25 | 10.6 | 55000 | 47500 | 86.36% | 2.05 | 0 | 11.85 |  |  |  | No | R-454B | 4.3333 | Residential & Commercial | No
215357500 | Mini/Multi Split | CARRIER | HMSV-A-CB | 37MGRAQ36EA3 |  | Mixed Ducted and Non-Ducted Indoor Units |  |  | 35400 | 22 | 9.35 | 37000 | 26000 | 70.27% | 2 | 0 | 11.85 |  |  |  | No | R-454B | 2.95 | Residential & Commercial | No
215357501 | Mini/Multi Split | TEMPSTAR | HMSV-A-CB | D5CMRAH18CAK |  | Mixed Ducted and Non-Ducted Indoor Units |  |  | 18000 | 22.6 | 9.9 | 19000 | 14000 | 73.68% | 2.3 | 0 | 13 |  |  |  | No | R-454B | 1.5 | Residential & Commercial | No
215357507 | Mini/Multi Split | CARRIER | HMSV-A-CB | 37MGRAQ48FA3 |  | Mixed Ducted and Non-Ducted Indoor Units |  |  | 46000 | 22.5 | 10.5 | 47500 | 37000 | 77.89% | 2.05 | 0 | 12.25 |  |  |  | No | R-454B | 3.8333 | Residential & Commercial | No
215357506 | Mini/Multi Split | TEMPSTAR | HMSV-A-CB | D5CMRAH24DAK |  | Mixed Ducted and Non-Ducted Indoor Units |  |  | 24000 | 23 | 9.5 | 25000 | 18000 | 72% | 2 | 0 | 13 |  |  |  | No | R-454B | 2 | Residential & Commercial | No
215357516 | Mini/Multi Split | TEMPSTAR | HMSV-A-CB | D5CMRAH30EAK |  | Mixed Ducted and Non-Ducted Indoor Units |  |  | 30000 | 23 | 9.75 | 31000 | 25400 | 81.94% | 2 | 0 | 12.5 |  |  |  | No | R-454B | 2.5 | Residential & Commercial | No
215357519 | Mini/Multi Split | TEMPSTAR | HMSV-A-CB | D5CMRAH36EAK |  | Mixed Ducted and Non-Ducted Indoor Units |  |  | 35400 | 22 | 9.35 | 37000 | 26000 | 70.27% | 2 | 0 | 11.85 |  |  |  | No | R-454B | 2.95 | Residential & Commercial | No
215357522 | Mini/Multi Split | TEMPSTAR | HMSV-A-CB | D5CMRAH48FAK |  | Mixed Ducted and Non-Ducted Indoor Units |  |  | 46000 | 22.5 | 10.5 | 47500 | 37000 | 77.89% | 2.05 | 0 | 12.25 |  |  |  | No | R-454B | 3.8333 | Residential & Commercial | No
215357531 | Mini/Multi Split | SMART COMFORT | HMSV-A-CB | D5CMHAH24DAK |  | Mixed Ducted and Non-Ducted Indoor Units |  |  | 24000 | 22 | 9.75 | 25000 | 25000 | 100% | 1.95 | 0 | 13 |  |  |  | No | R-454B | 2 | Residential & Commercial | No
215357528 | Mini/Multi Split | SMART COMFORT | HMSV-A-CB | D5CMHAH18CAK |  | Mixed Ducted and Non-Ducted Indoor Units |  |  | 19000 | 22.5 | 10.25 | 20000 | 18500 | 92.5% | 2 | 0 | 14 |  |  |  | No | R-454B | 1.5833 | Residential & Commercial | No
215357537 | Mini/Multi Split | SMART COMFORT | HMSV-A-CB | D5CMHAH30EAK |  | Mixed Ducted and Non-Ducted Indoor Units |  |  | 30000 | 21.75 | 10.6 | 31000 | 36000 | 116.1% | 1.98 | 0 | 12.85 |  |  |  | No | R-454B | 2.5 | Residential & Commercial | No
215357543 | Mini/Multi Split | SMART COMFORT | HMSV-A-CB | D5CMHAH48FAK |  | Mixed Ducted and Non-Ducted Indoor Units |  |  | 47000 | 21.75 | 11.15 | 48500 | 47500 | 97.94% | 2 | 0 | 11.85 |  |  |  | No | R-454B | 3.9167 | Residential & Commercial | No
215357540 | Mini/Multi Split | SMART COMFORT | HMSV-A-CB | D5CMHAH36EAK |  | Mixed Ducted and Non-Ducted Indoor Units |  |  | 36000 | 21.3 | 10.6 | 36000 | 37000 | 102.8% | 2 | 0 | 12.55 |  |  |  | No | R-454B | 3 | Residential & Commercial | No
215357546 | Mini/Multi Split | SMART COMFORT | HMSV-A-CB | D5CMHAH55FAK |  | Mixed Ducted and Non-Ducted Indoor Units |  |  | 52000 | 21.25 | 10.6 | 55000 | 47500 | 86.36% | 2.05 | 0 | 11.85 |  |  |  | No | R-454B | 4.3333 | Residential & Commercial | No
215357549 | Mini/Multi Split | SMART COMFORT | HMSV-A-CB | D5CMRAH18CAK |  | Mixed Ducted and Non-Ducted Indoor Units |  |  | 18000 | 22.6 | 9.9 | 19000 | 14000 | 73.68% | 2.3 | 0 | 13 |  |  |  | No | R-454B | 1.5 | Residential & Commercial | No
215357561 | Mini/Multi Split | SMART COMFORT | HMSV-A-CB | D5CMRAH36EAK |  | Mixed Ducted and Non-Ducted Indoor Units |  |  | 35400 | 22 | 9.35 | 37000 | 26000 | 70.27% | 2 | 0 | 11.85 |  |  |  | No | R-454B | 2.95 | Residential & Commercial | No
215357558 | Mini/Multi Split | SMART COMFORT | HMSV-A-CB | D5CMRAH30EAK |  | Mixed Ducted and Non-Ducted Indoor Units |  |  | 30000 | 23 | 9.75 | 31000 | 25400 | 81.94% | 2 | 0 | 12.5 |  |  |  | No | R-454B | 2.5 | Residential & Commercial | No
215357552 | Mini/Multi Split | SMART COMFORT | HMSV-A-CB | D5CMRAH24DAK |  | Mixed Ducted and Non-Ducted Indoor Units |  |  | 24000 | 23 | 9.5 | 25000 | 18000 | 72% | 2 | 0 | 13 |  |  |  | No | R-454B | 2 | Residential & Commercial | No
215357564 | Mini/Multi Split | SMART COMFORT | HMSV-A-CB | D5CMRAH48FAK |  | Mixed Ducted and Non-Ducted Indoor Units |  |  | 46000 | 22.5 | 10.5 | 47500 | 37000 | 77.89% | 2.05 | 0 | 12.25 |  |  |  | No | R-454B | 3.8333 | Residential & Commercial | No
215357570 | Mini/Multi Split | AIRQUEST | HMSV-A-CB | D5CMHAH18CAK |  | Mixed Ducted and Non-Ducted Indoor Units |  |  | 19000 | 22.5 | 10.25 | 20000 | 18500 | 92.5% | 2 | 0 | 14 |  |  |  | No | R-454B | 1.5833 | Residential & Commercial | No
215357573 | Mini/Multi Split | AIRQUEST | HMSV-A-CB | D5CMHAH24DAK |  | Mixed Ducted and Non-Ducted Indoor Units |  |  | 24000 | 22 | 9.75 | 25000 | 25000 | 100% | 1.95 | 0 | 13 |  |  |  | No | R-454B | 2 | Residential & Commercial | No
215357579 | Mini/Multi Split | AIRQUEST | HMSV-A-CB | D5CMHAH30EAK |  | Mixed Ducted and Non-Ducted Indoor Units |  |  | 30000 | 21.75 | 10.6 | 31000 | 36000 | 116.1% | 1.98 | 0 | 12.85 |  |  |  | No | R-454B | 2.5 | Residential & Commercial | No
215357588 | Mini/Multi Split | AIRQUEST | HMSV-A-CB | D5CMHAH55FAK |  | Mixed Ducted and Non-Ducted Indoor Units |  |  | 52000 | 21.25 | 10.6 | 55000 | 47500 | 86.36% | 2.05 | 0 | 11.85 |  |  |  | No | R-454B | 4.3333 | Residential & Commercial | No
215357585 | Mini/Multi Split | AIRQUEST | HMSV-A-CB | D5CMHAH48FAK |  | Mixed Ducted and Non-Ducted Indoor Units |  |  | 47000 | 21.75 | 11.15 | 48500 | 47500 | 97.94% | 2 | 0 | 11.85 |  |  |  | No | R-454B | 3.9167 | Residential & Commercial | No
215357582 | Mini/Multi Split | AIRQUEST | HMSV-A-CB | D5CMHAH36EAK |  | Mixed Ducted and Non-Ducted Indoor Units |  |  | 36000 | 21.3 | 10.6 | 36000 | 37000 | 102.8% | 2 | 0 | 12.55 |  |  |  | No | R-454B | 3 | Residential & Commercial | No
215357591 | Mini/Multi Split | AIRQUEST | HMSV-A-CB | D5CMRAH18CAK |  | Mixed Ducted and Non-Ducted Indoor Units |  |  | 18000 | 22.6 | 9.9 | 19000 | 14000 | 73.68% | 2.3 | 0 | 13 |  |  |  | No | R-454B | 1.5 | Residential & Commercial | No
215357600 | Mini/Multi Split | AIRQUEST | HMSV-A-CB | D5CMRAH30EAK |  | Mixed Ducted and Non-Ducted Indoor Units |  |  | 30000 | 23 | 9.75 | 31000 | 25400 | 81.94% | 2 | 0 | 12.5 |  |  |  | No | R-454B | 2.5 | Residential & Commercial | No
215357594 | Mini/Multi Split | AIRQUEST | HMSV-A-CB | D5CMRAH24DAK |  | Mixed Ducted and Non-Ducted Indoor Units |  |  | 24000 | 23 | 9.5 | 25000 | 18000 | 72% | 2 | 0 | 13 |  |  |  | No | R-454B | 2 | Residential & Commercial | No
215357603 | Mini/Multi Split | AIRQUEST | HMSV-A-CB | D5CMRAH36EAK |  | Mixed Ducted and Non-Ducted Indoor Units |  |  | 35400 | 22 | 9.35 | 37000 | 26000 | 70.27% | 2 | 0 | 11.85 |  |  |  | No | R-454B | 2.95 | Residential & Commercial | No
215357606 | Mini/Multi Split | AIRQUEST | HMSV-A-CB | D5CMRAH48FAK |  | Mixed Ducted and Non-Ducted Indoor Units |  |  | 46000 | 22.5 | 10.5 | 47500 | 37000 | 77.89% | 2.05 | 0 | 12.25 |  |  |  | No | R-454B | 3.8333 | Residential & Commercial | No
215357615 | Mini/Multi Split | LPS Legacy | HMSV-A-CB | D5CMHAH24DAK |  | Mixed Ducted and Non-Ducted Indoor Units |  |  | 24000 | 22 | 9.75 | 25000 | 25000 | 100% | 1.95 | 0 | 13 |  |  |  | No | R-454B | 2 | Residential & Commercial | No
215357612 | Mini/Multi Split | LPS Legacy | HMSV-A-CB | D5CMHAH18CAK |  | Mixed Ducted and Non-Ducted Indoor Units |  |  | 19000 | 22.5 | 10.25 | 20000 | 18500 | 92.5% | 2 | 0 | 14 |  |  |  | No | R-454B | 1.5833 | Residential & Commercial | No
215357621 | Mini/Multi Split | LPS Legacy | HMSV-A-CB | D5CMHAH30EAK |  | Mixed Ducted and Non-Ducted Indoor Units |  |  | 30000 | 21.75 | 10.6 | 31000 | 36000 | 116.1% | 1.98 | 0 | 12.85 |  |  |  | No | R-454B | 2.5 | Residential & Commercial | No
215357627 | Mini/Multi Split | LPS Legacy | HMSV-A-CB | D5CMHAH48FAK |  | Mixed Ducted and Non-Ducted Indoor Units |  |  | 47000 | 21.75 | 11.15 | 48500 | 47500 | 97.94% | 2 | 0 | 11.85 |  |  |  | No | R-454B | 3.9167 | Residential & Commercial | No
215357624 | Mini/Multi Split | LPS Legacy | HMSV-A-CB | D5CMHAH36EAK |  | Mixed Ducted and Non-Ducted Indoor Units |  |  | 36000 | 21.3 | 10.6 | 36000 | 37000 | 102.8% | 2 | 0 | 12.55 |  |  |  | No | R-454B | 3 | Residential & Commercial | No
215357630 | Mini/Multi Split | LPS Legacy | HMSV-A-CB | D5CMHAH55FAK |  | Mixed Ducted and Non-Ducted Indoor Units |  |  | 52000 | 21.25 | 10.6 | 55000 | 47500 | 86.36% | 2.05 | 0 | 11.85 |  |  |  | No | R-454B | 4.3333 | Residential & Commercial | No
215357633 | Mini/Multi Split | LPS Legacy | HMSV-A-CB | D5CMRAH18CAK |  | Mixed Ducted and Non-Ducted Indoor Units |  |  | 18000 | 22.6 | 9.9 | 19000 | 14000 | 73.68% | 2.3 | 0 | 13 |  |  |  | No | R-454B | 1.5 | Residential & Commercial | No
215357645 | Mini/Multi Split | LPS Legacy | HMSV-A-CB | D5CMRAH36EAK |  | Mixed Ducted and Non-Ducted Indoor Units |  |  | 35400 | 22 | 9.35 | 37000 | 26000 | 70.27% | 2 | 0 | 11.85 |  |  |  | No | R-454B | 2.95 | Residential & Commercial | No
215357642 | Mini/Multi Split | LPS Legacy | HMSV-A-CB | D5CMRAH30EAK |  | Mixed Ducted and Non-Ducted Indoor Units |  |  | 30000 | 23 | 9.75 | 31000 | 25400 | 81.94% | 2 | 0 | 12.5 |  |  |  | No | R-454B | 2.5 | Residential & Commercial | No
215357636 | Mini/Multi Split | LPS Legacy | HMSV-A-CB | D5CMRAH24DAK |  | Mixed Ducted and Non-Ducted Indoor Units |  |  | 24000 | 23 | 9.5 | 25000 | 18000 | 72% | 2 | 0 | 13 |  |  |  | No | R-454B | 2 | Residential & Commercial | No
215357648 | Mini/Multi Split | LPS Legacy | HMSV-A-CB | D5CMRAH48FAK |  | Mixed Ducted and Non-Ducted Indoor Units |  |  | 46000 | 22.5 | 10.5 | 47500 | 37000 | 77.89% | 2.05 | 0 | 12.25 |  |  |  | No | R-454B | 3.8333 | Residential & Commercial | No
215357654 | Mini/Multi Split | Grandaire | HMSV-A-CB | D5CMHAH18CAK |  | Mixed Ducted and Non-Ducted Indoor Units |  |  | 19000 | 22.5 | 10.25 | 20000 | 18500 | 92.5% | 2 | 0 | 14 |  |  |  | No | R-454B | 1.5833 | Residential & Commercial | No
215357657 | Mini/Multi Split | Grandaire | HMSV-A-CB | D5CMHAH24DAK |  | Mixed Ducted and Non-Ducted Indoor Units |  |  | 24000 | 22 | 9.75 | 25000 | 25000 | 100% | 1.95 | 0 | 13 |  |  |  | No | R-454B | 2 | Residential & Commercial | No
215357663 | Mini/Multi Split | Grandaire | HMSV-A-CB | D5CMHAH30EAK |  | Mixed Ducted and Non-Ducted Indoor Units |  |  | 30000 | 21.75 | 10.6 | 31000 | 36000 | 116.1% | 1.98 | 0 | 12.85 |  |  |  | No | R-454B | 2.5 | Residential & Commercial | No
215357672 | Mini/Multi Split | Grandaire | HMSV-A-CB | D5CMHAH55FAK |  | Mixed Ducted and Non-Ducted Indoor Units |  |  | 52000 | 21.25 | 10.6 | 55000 | 47500 | 86.36% | 2.05 | 0 | 11.85 |  |  |  | No | R-454B | 4.3333 | Residential & Commercial | No
215357669 | Mini/Multi Split | Grandaire | HMSV-A-CB | D5CMHAH48FAK |  | Mixed Ducted and Non-Ducted Indoor Units |  |  | 47000 | 21.75 | 11.15 | 48500 | 47500 | 97.94% | 2 | 0 | 11.85 |  |  |  | No | R-454B | 3.9167 | Residential & Commercial | No
215357666 | Mini/Multi Split | Grandaire | HMSV-A-CB | D5CMHAH36EAK |  | Mixed Ducted and Non-Ducted Indoor Units |  |  | 36000 | 21.3 | 10.6 | 36000 | 37000 | 102.8% | 2 | 0 | 12.55 |  |  |  | No | R-454B | 3 | Residential & Commercial | No
215357675 | Mini/Multi Split | Grandaire | HMSV-A-CB | D5CMRAH18CAK |  | Mixed Ducted and Non-Ducted Indoor Units |  |  | 18000 | 22.6 | 9.9 | 19000 | 14000 | 73.68% | 2.3 | 0 | 13 |  |  |  | No | R-454B | 1.5 | Residential & Commercial | No
215357684 | Mini/Multi Split | Grandaire | HMSV-A-CB | D5CMRAH30EAK |  | Mixed Ducted and Non-Ducted Indoor Units |  |  | 30000 | 23 | 9.75 | 31000 | 25400 | 81.94% | 2 | 0 | 12.5 |  |  |  | No | R-454B | 2.5 | Residential & Commercial | No
215357678 | Mini/Multi Split | Grandaire | HMSV-A-CB | D5CMRAH24DAK |  | Mixed Ducted and Non-Ducted Indoor Units |  |  | 24000 | 23 | 9.5 | 25000 | 18000 | 72% | 2 | 0 | 13 |  |  |  | No | R-454B | 2 | Residential & Commercial | No
215357687 | Mini/Multi Split | Grandaire | HMSV-A-CB | D5CMRAH36EAK |  | Mixed Ducted and Non-Ducted Indoor Units |  |  | 35400 | 22 | 9.35 | 37000 | 26000 | 70.27% | 2 | 0 | 11.85 |  |  |  | No | R-454B | 2.95 | Residential & Commercial | No
215357690 | Mini/Multi Split | Grandaire | HMSV-A-CB | D5CMRAH48FAK |  | Mixed Ducted and Non-Ducted Indoor Units |  |  | 46000 | 22.5 | 10.5 | 47500 | 37000 | 77.89% | 2.05 | 0 | 12.25 |  |  |  | No | R-454B | 3.8333 | Residential & Commercial | No
215357699 | Mini/Multi Split | PAYNE | HMSV-A-CB | 37MGHAQ24DA3 |  | Mixed Ducted and Non-Ducted Indoor Units |  |  | 24000 | 22 | 9.75 | 25000 | 25000 | 100% | 1.95 | 0 | 13 |  |  |  | No | R-454B | 2 | Residential & Commercial | No
215357696 | Mini/Multi Split | PAYNE | HMSV-A-CB | 37MGHAQ18CA3 |  | Mixed Ducted and Non-Ducted Indoor Units |  |  | 19000 | 22.5 | 10.25 | 20000 | 18500 | 92.5% | 2 | 0 | 14 |  |  |  | No | R-454B | 1.5833 | Residential & Commercial | No
215357705 | Mini/Multi Split | PAYNE | HMSV-A-CB | 37MGHAQ30EA3 |  | Mixed Ducted and Non-Ducted Indoor Units |  |  | 30000 | 21.75 | 10.6 | 31000 | 36000 | 116.1% | 1.98 | 0 | 12.85 |  |  |  | No | R-454B | 2.5 | Residential & Commercial | No
215357711 | Mini/Multi Split | PAYNE | HMSV-A-CB | 37MGHAQ48FA3 |  | Mixed Ducted and Non-Ducted Indoor Units |  |  | 47000 | 21.75 | 11.15 | 48500 | 47500 | 97.94% | 2 | 0 | 11.85 |  |  |  | No | R-454B | 3.9167 | Residential & Commercial | No
215357708 | Mini/Multi Split | PAYNE | HMSV-A-CB | 37MGHAQ36EA3 |  | Mixed Ducted and Non-Ducted Indoor Units |  |  | 36000 | 21.3 | 10.6 | 36000 | 37000 | 102.8% | 2 | 0 | 12.55 |  |  |  | No | R-454B | 3 | Residential & Commercial | No
215357714 | Mini/Multi Split | PAYNE | HMSV-A-CB | 37MGHAQ55FA3 |  | Mixed Ducted and Non-Ducted Indoor Units |  |  | 52000 | 21.25 | 10.6 | 55000 | 47500 | 86.36% | 2.05 | 0 | 11.85 |  |  |  | No | R-454B | 4.3333 | Residential & Commercial | No
215357717 | Mini/Multi Split | PAYNE | HMSV-A-CB | 37MGRAQ18CA3 |  | Mixed Ducted and Non-Ducted Indoor Units |  |  | 18000 | 22.6 | 9.9 | 19000 | 14000 | 73.68% | 2.3 | 0 | 13 |  |  |  | No | R-454B | 1.5 | Residential & Commercial | No
215357729 | Mini/Multi Split | PAYNE | HMSV-A-CB | 37MGRAQ36EA3 |  | Mixed Ducted and Non-Ducted Indoor Units |  |  | 35400 | 22 | 9.35 | 37000 | 26000 | 70.27% | 2 | 0 | 11.85 |  |  |  | No | R-454B | 2.95 | Residential & Commercial | No
215357726 | Mini/Multi Split | PAYNE | HMSV-A-CB | 37MGRAQ30EA3 |  | Mixed Ducted and Non-Ducted Indoor Units |  |  | 30000 | 23 | 9.75 | 31000 | 25400 | 81.94% | 2 | 0 | 12.5 |  |  |  | No | R-454B | 2.5 | Residential & Commercial | No
215357720 | Mini/Multi Split | PAYNE | HMSV-A-CB | 37MGRAQ24DA3 |  | Mixed Ducted and Non-Ducted Indoor Units |  |  | 24000 | 23 | 9.5 | 25000 | 18000 | 72% | 2 | 0 | 13 |  |  |  | No | R-454B | 2 | Residential & Commercial | No
215357732 | Mini/Multi Split | PAYNE | HMSV-A-CB | 37MGRAQ48FA3 |  | Mixed Ducted and Non-Ducted Indoor Units |  |  | 46000 | 22.5 | 10.5 | 47500 | 37000 | 77.89% | 2.05 | 0 | 12.25 |  |  |  | No | R-454B | 3.8333 | Residential & Commercial | No
215357738 | Mini/Multi Split | Weathermaker | HMSV-A-CB | 37MGHAQ18CA3 |  | Mixed Ducted and Non-Ducted Indoor Units |  |  | 19000 | 22.5 | 10.25 | 20000 | 18500 | 92.5% | 2 | 0 | 14 |  |  |  | No | R-454B | 1.5833 | Residential & Commercial | No
215357741 | Mini/Multi Split | Weathermaker | HMSV-A-CB | 37MGHAQ24DA3 |  | Mixed Ducted and Non-Ducted Indoor Units |  |  | 24000 | 22 | 9.75 | 25000 | 25000 | 100% | 1.95 | 0 | 13 |  |  |  | No | R-454B | 2 | Residential & Commercial | No
215357747 | Mini/Multi Split | Weathermaker | HMSV-A-CB | 37MGHAQ30EA3 |  | Mixed Ducted and Non-Ducted Indoor Units |  |  | 30000 | 21.75 | 10.6 | 31000 | 36000 | 116.1% | 1.98 | 0 | 12.85 |  |  |  | No | R-454B | 2.5 | Residential & Commercial | No
215357756 | Mini/Multi Split | Weathermaker | HMSV-A-CB | 37MGHAQ55FA3 |  | Mixed Ducted and Non-Ducted Indoor Units |  |  | 52000 | 21.25 | 10.6 | 55000 | 47500 | 86.36% | 2.05 | 0 | 11.85 |  |  |  | No | R-454B | 4.3333 | Residential & Commercial | No
215357753 | Mini/Multi Split | Weathermaker | HMSV-A-CB | 37MGHAQ48FA3 |  | Mixed Ducted and Non-Ducted Indoor Units |  |  | 47000 | 21.75 | 11.15 | 48500 | 47500 | 97.94% | 2 | 0 | 11.85 |  |  |  | No | R-454B | 3.9167 | Residential & Commercial | No
215357750 | Mini/Multi Split | Weathermaker | HMSV-A-CB | 37MGHAQ36EA3 |  | Mixed Ducted and Non-Ducted Indoor Units |  |  | 36000 | 21.3 | 10.6 | 36000 | 37000 | 102.8% | 2 | 0 | 12.55 |  |  |  | No | R-454B | 3 | Residential & Commercial | No
215357759 | Mini/Multi Split | Weathermaker | HMSV-A-CB | 37MGRAQ18CA3 |  | Mixed Ducted and Non-Ducted Indoor Units |  |  | 18000 | 22.6 | 9.9 | 19000 | 14000 | 73.68% | 2.3 | 0 | 13 |  |  |  | No | R-454B | 1.5 | Residential & Commercial | No
215357768 | Mini/Multi Split | Weathermaker | HMSV-A-CB | 37MGRAQ30EA3 |  | Mixed Ducted and Non-Ducted Indoor Units |  |  | 30000 | 23 | 9.75 | 31000 | 25400 | 81.94% | 2 | 0 | 12.5 |  |  |  | No | R-454B | 2.5 | Residential & Commercial | No
215357762 | Mini/Multi Split | Weathermaker | HMSV-A-CB | 37MGRAQ24DA3 |  | Mixed Ducted and Non-Ducted Indoor Units |  |  | 24000 | 23 | 9.5 | 25000 | 18000 | 72% | 2 | 0 | 13 |  |  |  | No | R-454B | 2 | Residential & Commercial | No
215357771 | Mini/Multi Split | Weathermaker | HMSV-A-CB | 37MGRAQ36EA3 |  | Mixed Ducted and Non-Ducted Indoor Units |  |  | 35400 | 22 | 9.35 | 37000 | 26000 | 70.27% | 2 | 0 | 11.85 |  |  |  | No | R-454B | 2.95 | Residential & Commercial | No
215357774 | Mini/Multi Split | Weathermaker | HMSV-A-CB | 37MGRAQ48FA3 |  | Mixed Ducted and Non-Ducted Indoor Units |  |  | 46000 | 22.5 | 10.5 | 47500 | 37000 | 77.89% | 2.05 | 0 | 12.25 |  |  |  | No | R-454B | 3.8333 | Residential & Commercial | No
215357783 | Mini/Multi Split | MIDEA | HMSV-A-CB | 37MGHAQ24DA3 |  | Mixed Ducted and Non-Ducted Indoor Units |  |  | 24000 | 22 | 9.75 | 25000 | 25000 | 100% | 1.95 | 0 | 13 |  |  |  | No | R-454B | 2 | Residential & Commercial | No
215357780 | Mini/Multi Split | MIDEA | HMSV-A-CB | 37MGHAQ18CA3 |  | Mixed Ducted and Non-Ducted Indoor Units |  |  | 19000 | 22.5 | 10.25 | 20000 | 18500 | 92.5% | 2 | 0 | 14 |  |  |  | No | R-454B | 1.5833 | Residential & Commercial | No
215357789 | Mini/Multi Split | MIDEA | HMSV-A-CB | 37MGHAQ30EA3 |  | Mixed Ducted and Non-Ducted Indoor Units |  |  | 30000 | 21.75 | 10.6 | 31000 | 36000 | 116.1% | 1.98 | 0 | 12.85 |  |  |  | No | R-454B | 2.5 | Residential & Commercial | No
215357795 | Mini/Multi Split | MIDEA | HMSV-A-CB | 37MGHAQ48FA3 |  | Mixed Ducted and Non-Ducted Indoor Units |  |  | 47000 | 21.75 | 11.15 | 48500 | 47500 | 97.94% | 2 | 0 | 11.85 |  |  |  | No | R-454B | 3.9167 | Residential & Commercial | No
215357792 | Mini/Multi Split | MIDEA | HMSV-A-CB | 37MGHAQ36EA3 |  | Mixed Ducted and Non-Ducted Indoor Units |  |  | 36000 | 21.3 | 10.6 | 36000 | 37000 | 102.8% | 2 | 0 | 12.55 |  |  |  | No | R-454B | 3 | Residential & Commercial | No
215357798 | Mini/Multi Split | MIDEA | HMSV-A-CB | 37MGHAQ55FA3 |  | Mixed Ducted and Non-Ducted Indoor Units |  |  | 52000 | 21.25 | 10.6 | 55000 | 47500 | 86.36% | 2.05 | 0 | 11.85 |  |  |  | No | R-454B | 4.3333 | Residential & Commercial | No
215357801 | Mini/Multi Split | MIDEA | HMSV-A-CB | 37MGRAQ18CA3 |  | Mixed Ducted and Non-Ducted Indoor Units |  |  | 18000 | 22.6 | 9.9 | 19000 | 14000 | 73.68% | 2.3 | 0 | 13 |  |  |  | No | R-454B | 1.5 | Residential & Commercial | No
215357813 | Mini/Multi Split | MIDEA | HMSV-A-CB | 37MGRAQ36EA3 |  | Mixed Ducted and Non-Ducted Indoor Units |  |  | 35400 | 22 | 9.35 | 37000 | 26000 | 70.27% | 2 | 0 | 11.85 |  |  |  | No | R-454B | 2.95 | Residential & Commercial | No
215357810 | Mini/Multi Split | MIDEA | HMSV-A-CB | 37MGRAQ30EA3 |  | Mixed Ducted and Non-Ducted Indoor Units |  |  | 30000 | 23 | 9.75 | 31000 | 25400 | 81.94% | 2 | 0 | 12.5 |  |  |  | No | R-454B | 2.5 | Residential & Commercial | No
215357804 | Mini/Multi Split | MIDEA | HMSV-A-CB | 37MGRAQ24DA3 |  | Mixed Ducted and Non-Ducted Indoor Units |  |  | 24000 | 23 | 9.5 | 25000 | 18000 | 72% | 2 | 0 | 13 |  |  |  | No | R-454B | 2 | Residential & Commercial | No
215359238 | Mini/Multi Split | Durastar | HMSV-A-CB | DRA5U36M2A |  | Mixed Ducted and Non-Ducted Indoor Units |  |  | 35000 | 21.55 | 9.6 | 37000 | 26000 | 70.27% | 2 | 0 | 11.85 |  |  |  | No | R-454B | 2.9167 | Residential & Commercial | No
215357816 | Mini/Multi Split | MIDEA | HMSV-A-CB | 37MGRAQ48FA3 |  | Mixed Ducted and Non-Ducted Indoor Units |  |  | 46000 | 22.5 | 10.5 | 47500 | 37000 | 77.89% | 2.05 | 0 | 12.25 |  |  |  | No | R-454B | 3.8333 | Residential & Commercial | No
215359220 | Mini/Multi Split | Durastar | HMSV-A-CB | DRA4H28M2A |  | Mixed Ducted and Non-Ducted Indoor Units |  |  | 27400 | 20 | 9.75 | 27400 | 27000 | 98.54% | 1.95 | 0 | 12 |  |  |  | No | R-454B | 2.2833 | Residential & Commercial | No
215359217 | Mini/Multi Split | Durastar | HMSV-A-CB | DRA3H18M2A |  | Mixed Ducted and Non-Ducted Indoor Units |  |  | 19000 | 20.5 | 10 | 20000 | 18000 | 90% | 2 | 0 | 13 |  |  |  | No | R-454B | 1.5833 | Residential & Commercial | No
215359223 | Mini/Multi Split | Durastar | HMSV-A-CB | DRA5H36M2A |  | Mixed Ducted and Non-Ducted Indoor Units |  |  | 36000 | 20.45 | 10.85 | 36000 | 37400 | 103.9% | 1.95 | 0 | 12.1 |  |  |  | No | R-454B | 3 | Residential & Commercial | No
215359235 | Mini/Multi Split | Durastar | HMSV-A-CB | DRA4U28M2A |  | Mixed Ducted and Non-Ducted Indoor Units |  |  | 26200 | 22 | 9.25 | 26800 | 18900 | 70.52% | 2 | 0 | 12.1 |  |  |  | No | R-454B | 2.1833 | Residential & Commercial | No
215359232 | Mini/Multi Split | Durastar | HMSV-A-CB | DRA3U18M2A |  | Mixed Ducted and Non-Ducted Indoor Units |  |  | 18000 | 21.5 | 10 | 19000 | 14000 | 73.68% | 2.25 | 0 | 12.25 |  |  |  | No | R-454B | 1.5 | Residential & Commercial | No
215569816 | Mini/Multi Split | Viessmann | HMSV-A-CB | DLCMHBH24CAK |  | Mixed Ducted and Non-Ducted Indoor Units |  |  | 24000 | 21.8 | 9.65 | 24000 | 17500 | 72.92% | 1.87 | 12.5 | 12.5 |  |  |  | No | R-410A | 2 | Residential & Commercial | No
215399258 | Mini/Multi Split | TOSOT | HMSV-A-CB | TM24H32MO |  | Mixed Ducted and Non-Ducted Indoor Units |  |  | 24000 | 19 | 9 | 24000 | 21600 | 90% | 1.8 | 0 | 12.2 |  |  |  | No | R-32 | 2 | Residential & Commercial | No
215399259 | Mini/Multi Split | TOSOT | HMSV-A-CB | TM30H32MO |  | Mixed Ducted and Non-Ducted Indoor Units |  |  | 28400 | 19 | 9 | 30000 | 26400 | 88% | 1.81 | 0 | 12.2 |  |  |  | No | R-32 | 2.3667 | Residential & Commercial | No
215399260 | Mini/Multi Split | TOSOT | HMSV-A-CB | TM36H32MO |  | Mixed Ducted and Non-Ducted Indoor Units |  |  | 36000 | 19 | 9 | 36000 | 34000 | 94.44% | 1.84 | 0 | 11.8 |  |  |  | No | R-32 | 3 | Residential & Commercial | No
215399261 | Mini/Multi Split | TOSOT | HMSV-A-CB | TM42H32MO |  | Mixed Ducted and Non-Ducted Indoor Units |  |  | 42000 | 19 | 9 | 42000 | 37000 | 88.1% | 1.84 | 0 | 12.2 |  |  |  | No | R-32 | 3.5 | Residential & Commercial | No
215569882 | Mini/Multi Split | Viessmann | HMSV-A-CB | DLCMHBH48EAK |  | Mixed Ducted and Non-Ducted Indoor Units |  |  | 47500 | 21.05 | 9.4 | 49000 | 43500 | 88.78% | 2 | 11.2 | 11.35 |  |  |  | No | R-410A | 3.9583 | Residential & Commercial | No
215569883 | Mini/Multi Split | Viessmann | HMSV-A-CB | DLCMHBH36DAK |  | Mixed Ducted and Non-Ducted Indoor Units |  |  | 36000 | 19.5 | 9.85 | 37000 | 34400 | 92.97% | 1.8 | 11.9 | 12.1 |  |  |  | No | R-410A | 3 | Residential & Commercial | No
215399253 | Mini/Multi Split | TOSOT | HMSV-A-CB | TM18H32MO |  | Mixed Ducted and Non-Ducted Indoor Units |  |  | 18000 | 19 | 9 | 18000 | 13700 | 76.11% | 1.8 | 0 | 11.8 |  |  |  | No | R-32 | 1.5 | Residential & Commercial | No
215408631 | Mini/Multi Split | LG | HMSV-A-CB | KUMXB481A |  | Mixed Ducted and Non-Ducted Indoor Units |  |  | 48000 | 19.75 | 9.5 | 54000 | 37800 | 70% | 2.17 | 0 | 12.7 |  |  |  | No | R-32 | 4 | Residential & Commercial | No
215408633 | Mini/Multi Split | LG | HMSV-A-CB | KUMXB601A |  | Mixed Ducted and Non-Ducted Indoor Units |  |  | 58000 | 19.5 | 9.75 | 64000 | 45500 | 71.09% | 1.99 | 0 | 11.85 |  |  |  | No | R-32 | 4.8333 | Residential & Commercial | No
215408634 | Mini/Multi Split | LG | HMSV-A-CB | KUMXA361A |  | Mixed Ducted and Non-Ducted Indoor Units |  |  | 36000 | 20.5 | 10.5 | 45000 | 41000 | 91.11% | 1.88 | 0 | 14 |  |  |  | No | R-32 | 3 | Residential & Commercial | No
215408635 | Mini/Multi Split | LG | HMSV-A-CB | KUMXA421A |  | Mixed Ducted and Non-Ducted Indoor Units |  |  | 42000 | 20.25 | 10.5 | 48000 | 43500 | 90.62% | 1.96 | 0 | 13.45 |  |  |  | No | R-32 | 3.5 | Residential & Commercial | No
215408638 | Mini/Multi Split | LG | HMSV-A-CB | KUMXA481A |  | Mixed Ducted and Non-Ducted Indoor Units |  |  | 48000 | 19.5 | 10.25 | 52500 | 47500 | 90.48% | 2.1 | 0 | 12.85 |  |  |  | No | R-32 | 4 | Residential & Commercial | No
212316179 | Mini/Multi Split | STEALTH | HMSV-A-CB | ACIQ-36Z-HH-M4B |  | Mixed Ducted and Non-Ducted Indoor Units |  |  | 36000 | 20.6 | 10.15 | 37000 | 34400 | 92.97% | 1.8 | 12.45 | 12.65 |  |  |  | No | R-410A | 3 | Residential & Commercial | No
216369234 | Mini/Multi Split | Star Air Kontrol | HMSV-A-CB | SAK-18-DZ/220V |  | Mixed Ducted and Non-Ducted Indoor Units |  |  | 18000 | 21.5 | 10 | 19000 | 14000 | 73.68% | 2.25 | 0 | 12.25 |  |  |  | No | R-454B | 1.5 | Residential & Commercial | No
216369237 | Mini/Multi Split | Star Air Kontrol | HMSV-A-CB | SAK-27-TZ/220V |  | Mixed Ducted and Non-Ducted Indoor Units |  |  | 26200 | 22 | 9.25 | 26800 | 18900 | 70.52% | 2 | 0 | 12.1 |  |  |  | No | R-454B | 2.1833 | Residential & Commercial | No
216369243 | Mini/Multi Split | Star Air Kontrol | HMSV-A-CB | SAK-48-QZ/220V |  | Mixed Ducted and Non-Ducted Indoor Units |  |  | 45000 | 20.85 | 10.3 | 47500 | 37000 | 77.89% | 2.1 | 0 | 11.85 |  |  |  | No | R-454B | 3.75 | Residential & Commercial | No
216369240 | Mini/Multi Split | Star Air Kontrol | HMSV-A-CB | SAK-36-QZ/220V |  | Mixed Ducted and Non-Ducted Indoor Units |  |  | 35000 | 21.55 | 9.6 | 37000 | 26000 | 70.27% | 2 | 0 | 11.85 |  |  |  | No | R-454B | 2.9167 | Residential & Commercial | No
215424778 | Mini/Multi Split | BOREAL | HMSV-A-CB | MUL18HPJ132OA |  | Mixed Ducted and Non-Ducted Indoor Units |  |  | 18000 | 19 | 9 | 18000 | 13700 | 76.11% | 1.8 | 0 | 11.8 |  |  |  | No | R-32 | 1.5 | Residential & Commercial | No
215424779 | Mini/Multi Split | BOREAL | HMSV-A-CB | MUL24HPJ132OA |  | Mixed Ducted and Non-Ducted Indoor Units |  |  | 24000 | 19 | 9 | 24000 | 21600 | 90% | 1.8 | 0 | 12.2 |  |  |  | No | R-32 | 2 | Residential & Commercial | No
215424780 | Mini/Multi Split | BOREAL | HMSV-A-CB | MUL30HPJ132OA |  | Mixed Ducted and Non-Ducted Indoor Units |  |  | 28400 | 19 | 9 | 30000 | 26400 | 88% | 1.81 | 0 | 12.2 |  |  |  | No | R-32 | 2.3667 | Residential & Commercial | No
215424781 | Mini/Multi Split | BOREAL | HMSV-A-CB | MUL36HPJ132OA |  | Mixed Ducted and Non-Ducted Indoor Units |  |  | 36000 | 19 | 9 | 36000 | 34000 | 94.44% | 1.84 | 0 | 11.8 |  |  |  | No | R-32 | 3 | Residential & Commercial | No
215424782 | Mini/Multi Split | BOREAL | HMSV-A-CB | MUL42HPJ132OA |  | Mixed Ducted and Non-Ducted Indoor Units |  |  | 42000 | 19 | 9 | 42000 | 37000 | 88.1% | 1.84 | 0 | 12.2 |  |  |  | No | R-32 | 3.5 | Residential & Commercial | No
215427958 | Mini/Multi Split | TUTTOKOOL | HMSV-A-CB | TDV-V48WMN1T |  | Mixed Ducted and Non-Ducted Indoor Units |  |  | 48000 | 18.15 | 9.15 | 50000 | 35000 | 70% | 1.8 | 0 | 10.2 |  |  |  | No | R-410A | 4 | Residential & Commercial | No
215427956 | Mini/Multi Split | TUTTOKOOL | HMSV-A-CB | TDV-V36WMN1TE |  | Mixed Ducted and Non-Ducted Indoor Units |  |  | 36000 | 18.45 | 9.35 | 40000 | 28000 | 70% | 1.8 | 0 | 11.9 |  |  |  | No | R-410A | 3 | Residential & Commercial | No
216369715 | Mini/Multi Split | CARRIER | HMSV-A-CB | 37VMB030HDS3-1 |  | Mixed Ducted and Non-Ducted Indoor Units |  |  | 30000 | 18.9 | 9.95 | 30000 | 30000 | 100% | 2 | 0 | 13 |  |  |  | No | R-454B | 2.5 | Residential & Commercial | No
216369716 | Mini/Multi Split | CARRIER | HMSV-A-CB | 37VMB036HDS3-1 |  | Mixed Ducted and Non-Ducted Indoor Units |  |  | 36000 | 18.9 | 9.85 | 40000 | 34000 | 85% | 2 | 0 | 12.65 |  |  |  | No | R-454B | 3 | Residential & Commercial | No
216369718 | Mini/Multi Split | CARRIER | HMSV-A-CB | 37VMB060HDS3-1 |  | Mixed Ducted and Non-Ducted Indoor Units |  |  | 60000 | 18.25 | 9.65 | 60000 | 42000 | 70% | 1.9 | 0 | 9.5 |  |  |  | No | R-454B | 5 | Residential & Commercial | No
216369731 | Mini/Multi Split | LENNOX | HMSV-A-CB | VPC018H5M-3P |  | Mixed Ducted and Non-Ducted Indoor Units |  |  | 18200 | 17.25 | 9.5 | 20000 | 18000 | 90% | 1.8 | 0 | 11.85 |  |  |  | No | R-454B | 1.5167 | Residential & Commercial | No
216369732 | Mini/Multi Split | LENNOX | HMSV-A-CB | VPC024H5M-3P |  | Mixed Ducted and Non-Ducted Indoor Units |  |  | 22000 | 17.75 | 9.5 | 25000 | 20000 | 80% | 1.8 | 0 | 11.7 |  |  |  | No | R-454B | 1.8333 | Residential & Commercial | No
216369733 | Mini/Multi Split | LENNOX | HMSV-A-CB | VPC030H5M-3P |  | Mixed Ducted and Non-Ducted Indoor Units |  |  | 30000 | 18.9 | 9.95 | 30000 | 30000 | 100% | 2 | 0 | 13 |  |  |  | No | R-454B | 2.5 | Residential & Commercial | No
216369734 | Mini/Multi Split | LENNOX | HMSV-A-CB | VPC036H5M-3P |  | Mixed Ducted and Non-Ducted Indoor Units |  |  | 36000 | 18.9 | 9.85 | 40000 | 34000 | 85% | 2 | 0 | 12.65 |  |  |  | No | R-454B | 3 | Residential & Commercial | No
216369736 | Mini/Multi Split | LENNOX | HMSV-A-CB | VPC060H5M-3P |  | Mixed Ducted and Non-Ducted Indoor Units |  |  | 60000 | 18.25 | 9.65 | 60000 | 42000 | 70% | 1.9 | 0 | 9.5 |  |  |  | No | R-454B | 5 | Residential & Commercial | No
216372785 | Mini/Multi Split | FUJITSU | HMSV-A-CB | AOUK024SSAN7 |  | Mixed Ducted and Non-Ducted Indoor Units |  |  | 24000 | 19.1 | 10.25 | 28000 | 24600 | 87.86% | 2.25 | 0 | 14.15 |  |  |  | No | R-32 | 2 | Residential & Commercial | No
216372786 | Mini/Multi Split | FUJITSU | HMSV-A-CB | AOUK036SSAN7 |  | Mixed Ducted and Non-Ducted Indoor Units |  |  | 36000 | 18.9 | 10.1 | 42000 | 35000 | 83.33% | 2.04 | 0 | 12.45 |  |  |  | No | R-32 | 3 | Residential & Commercial | No
216372787 | Mini/Multi Split | FUJITSU | HMSV-A-CB | AOUK048SSAN7 |  | Mixed Ducted and Non-Ducted Indoor Units |  |  | 48000 | 17.8 | 9.6 | 54000 | 41000 | 75.93% | 2.05 | 0 | 10.7 |  |  |  | No | R-32 | 4 | Residential & Commercial | No
216014146 | Mini/Multi Split | SEA BREEZE+ | HMSV-A-CB | MZ18H525ZMO |  | Mixed Ducted and Non-Ducted Indoor Units |  |  | 18000 | 22.55 | 9.9 | 19000 | 14000 | 73.68% | 2.3 | 0 | 13 |  |  |  | No | R-454B | 1.5 | Residential & Commercial | No
216014149 | Mini/Multi Split | SEA BREEZE+ | HMSV-A-CB | MZ27H525ZMO |  | Mixed Ducted and Non-Ducted Indoor Units |  |  | 26800 | 23 | 9.25 | 26800 | 18900 | 70.52% | 2 | 0 | 12.5 |  |  |  | No | R-454B | 2.2333 | Residential & Commercial | No
216014155 | Mini/Multi Split | SEA BREEZE+ | HMSV-A-CB | MZ48H525ZMO |  | Mixed Ducted and Non-Ducted Indoor Units |  |  | 46000 | 22.2 | 10.45 | 47500 | 37000 | 77.89% | 2.05 | 0 | 12.25 |  |  |  | No | R-454B | 3.8333 | Residential & Commercial | No
216014152 | Mini/Multi Split | SEA BREEZE+ | HMSV-A-CB | MZ36H525ZMO |  | Mixed Ducted and Non-Ducted Indoor Units |  |  | 35400 | 22 | 9.35 | 37000 | 26000 | 70.27% | 2 | 0 | 11.85 |  |  |  | No | R-454B | 2.95 | Residential & Commercial | No
216014161 | Mini/Multi Split | SEA BREEZE+ | HMSV-A-CB | HMZ18H525ZMO |  | Mixed Ducted and Non-Ducted Indoor Units |  |  | 19000 | 22.5 | 10.2 | 20000 | 18500 | 92.5% | 2 | 0 | 14 |  |  |  | No | R-454B | 1.5833 | Residential & Commercial | No
216014167 | Mini/Multi Split | SEA BREEZE+ | HMSV-A-CB | HMZ36H525ZMO |  | Mixed Ducted and Non-Ducted Indoor Units |  |  | 36000 | 21.2 | 10.55 | 36000 | 37000 | 102.8% | 2 | 0 | 12.5 |  |  |  | No | R-454B | 3 | Residential & Commercial | No
216014164 | Mini/Multi Split | SEA BREEZE+ | HMSV-A-CB | HMZ27H525ZMO |  | Mixed Ducted and Non-Ducted Indoor Units |  |  | 27400 | 21 | 10 | 27400 | 27000 | 98.54% | 2 | 0 | 12.25 |  |  |  | No | R-454B | 2.2833 | Residential & Commercial | No
215428298 | Mini/Multi Split | Hisense | HMSV-A-CB | AVW-24H3DH2H1 |  | Mixed Ducted and Non-Ducted Indoor Units |  |  | 24000 | 18.15 | 8.75 | 27000 | 20000 | 74.07% | 2.14 | 0 | 11.75 |  |  |  | No | R-32 | 2 | Residential & Commercial | No
215428299 | Mini/Multi Split | Hisense | HMSV-A-CB | AVW-36H3DH2H1 |  | Mixed Ducted and Non-Ducted Indoor Units |  |  | 36000 | 17 | 9.2 | 42000 | 29400 | 70% | 2.1 | 0 | 11.95 |  |  |  | No | R-32 | 3 | Residential & Commercial | No
216014170 | Mini/Multi Split | SEA BREEZE+ | HMSV-A-CB | HMZ48H525ZMO |  | Mixed Ducted and Non-Ducted Indoor Units |  |  | 47000 | 21.7 | 11 | 48500 | 47500 | 97.94% | 2 | 0 | 11.85 |  |  |  | No | R-454B | 3.9167 | Residential & Commercial | No
216014173 | Mini/Multi Split | SEA BREEZE+ | HMSV-A-CB | HMZ55H525ZMO |  | Mixed Ducted and Non-Ducted Indoor Units |  |  | 52000 | 21.1 | 10.6 | 55000 | 47500 | 86.36% | 2.05 | 0 | 11.85 |  |  |  | No | R-454B | 4.3333 | Residential & Commercial | No
215444948 | Mini/Multi Split | EMI | HMSV-A-CB | EMXMZ436DA |  | Mixed Ducted and Non-Ducted Indoor Units |  |  | 36000 | 21.2 | 10.55 | 36000 | 37000 | 102.8% | 2 | 0 | 12.5 |  |  |  | No | R-454B | 3 | Residential & Commercial | No
215444945 | Mini/Multi Split | EMI | HMSV-A-CB | EMXMZ327DA |  | Mixed Ducted and Non-Ducted Indoor Units |  |  | 27400 | 21 | 10 | 27400 | 27000 | 98.54% | 2 | 0 | 12.25 |  |  |  | No | R-454B | 2.2833 | Residential & Commercial | No
215444942 | Mini/Multi Split | EMI | HMSV-A-CB | EMXMZ218DA |  | Mixed Ducted and Non-Ducted Indoor Units |  |  | 19000 | 22.5 | 10.2 | 20000 | 18500 | 92.5% | 2 | 0 | 14 |  |  |  | No | R-454B | 1.5833 | Residential & Commercial | No
215444951 | Mini/Multi Split | EMI | HMSV-A-CB | EMXMZ548DA |  | Mixed Ducted and Non-Ducted Indoor Units |  |  | 47000 | 21.7 | 11 | 48500 | 47500 | 97.94% | 2 | 0 | 11.85 |  |  |  | No | R-454B | 3.9167 | Residential & Commercial | No
215449726 | Mini/Multi Split | CanAir | HMSV-A-CB | 4C28MC318H21 |  | Mixed Ducted and Non-Ducted Indoor Units |  |  | 19000 | 22.5 | 10.2 | 20000 | 18500 | 92.5% | 2 | 0 | 14 |  |  |  | No | R-454B | 1.5833 | Residential & Commercial | No
215449729 | Mini/Multi Split | CanAir | HMSV-A-CB | 4C28MC428H21 |  | Mixed Ducted and Non-Ducted Indoor Units |  |  | 27400 | 21 | 10 | 27400 | 27000 | 98.54% | 2 | 0 | 12.25 |  |  |  | No | R-454B | 2.2833 | Residential & Commercial | No
215449732 | Mini/Multi Split | CanAir | HMSV-A-CB | 4C28MC536H21 |  | Mixed Ducted and Non-Ducted Indoor Units |  |  | 36000 | 21.2 | 10.55 | 36000 | 37000 | 102.8% | 2 | 0 | 12.5 |  |  |  | No | R-454B | 3 | Residential & Commercial | No
215449735 | Mini/Multi Split | CanAir | HMSV-A-CB | 4C28MC648H21 |  | Mixed Ducted and Non-Ducted Indoor Units |  |  | 47000 | 21.7 | 11 | 48500 | 47500 | 97.94% | 2 | 0 | 11.85 |  |  |  | No | R-454B | 3.9167 | Residential & Commercial | No
215449795 | Mini/Multi Split | Breeze33 | HMSV-A-CB | BZ33-HP365Z2-454-G3-P |  | Mixed Ducted and Non-Ducted Indoor Units |  |  | 35400 | 22 | 9.35 | 37000 | 26000 | 70.27% | 2 | 0 | 11.85 |  |  |  | No | R-454B | 2.95 | Residential & Commercial | No
215449792 | Mini/Multi Split | Breeze33 | HMSV-A-CB | BZ33-HP274Z2-454-G3-P |  | Mixed Ducted and Non-Ducted Indoor Units |  |  | 26800 | 23 | 9.25 | 26800 | 18900 | 70.52% | 2 | 0 | 12.5 |  |  |  | No | R-454B | 2.2333 | Residential & Commercial | No
215449789 | Mini/Multi Split | Breeze33 | HMSV-A-CB | BZ33-HP183Z2-454-G3-P |  | Mixed Ducted and Non-Ducted Indoor Units |  |  | 18000 | 22.55 | 9.9 | 19000 | 14000 | 73.68% | 2.3 | 0 | 13 |  |  |  | No | R-454B | 1.5 | Residential & Commercial | No
215449798 | Mini/Multi Split | Breeze33 | HMSV-A-CB | BZ33-HP486Z2-454-G3-P |  | Mixed Ducted and Non-Ducted Indoor Units |  |  | 46000 | 22.2 | 10.45 | 47500 | 37000 | 77.89% | 2.05 | 0 | 12.25 |  |  |  | No | R-454B | 3.8333 | Residential & Commercial | No
215449804 | Mini/Multi Split | Breeze33 | HMSV-A-CB | BZ33-HYP274Z2-454-G3-P |  | Mixed Ducted and Non-Ducted Indoor Units |  |  | 27400 | 21 | 10 | 27400 | 27000 | 98.54% | 2 | 0 | 12.25 |  |  |  | No | R-454B | 2.2833 | Residential & Commercial | No
215449801 | Mini/Multi Split | Breeze33 | HMSV-A-CB | BZ33-HYP183Z2-454-G3-P |  | Mixed Ducted and Non-Ducted Indoor Units |  |  | 19000 | 22.5 | 10.2 | 20000 | 18500 | 92.5% | 2 | 0 | 14 |  |  |  | No | R-454B | 1.5833 | Residential & Commercial | No
215449807 | Mini/Multi Split | Breeze33 | HMSV-A-CB | BZ33-HYP365Z2-454-G3-P |  | Mixed Ducted and Non-Ducted Indoor Units |  |  | 36000 | 21.2 | 10.55 | 36000 | 37000 | 102.8% | 2 | 0 | 12.5 |  |  |  | No | R-454B | 3 | Residential & Commercial | No
215449810 | Mini/Multi Split | Breeze33 | HMSV-A-CB | BZ33-HYP486Z2-454-G3-P |  | Mixed Ducted and Non-Ducted Indoor Units |  |  | 47000 | 21.7 | 11 | 48500 | 47500 | 97.94% | 2 | 0 | 11.85 |  |  |  | No | R-454B | 3.9167 | Residential & Commercial | No
215471447 | Mini/Multi Split | MIDEA | HMSV-A-CB | MO4EX-H27B-2A |  | Mixed Ducted and Non-Ducted Indoor Units |  |  | 26800 | 23 | 9.25 | 26800 | 18900 | 70.52% | 2 | 0 | 12.5 |  |  |  | No | R-454B | 2.2333 | Residential & Commercial | No
215471453 | Mini/Multi Split | MIDEA | HMSV-A-CB | MO6EX-H48B-2A |  | Mixed Ducted and Non-Ducted Indoor Units |  |  | 46000 | 22.2 | 10.45 | 47500 | 37000 | 77.89% | 2.05 | 0 | 12.25 |  |  |  | No | R-454B | 3.8333 | Residential & Commercial | No
215471450 | Mini/Multi Split | MIDEA | HMSV-A-CB | MO5EX-H36B-2A |  | Mixed Ducted and Non-Ducted Indoor Units |  |  | 35400 | 22 | 9.35 | 37000 | 26000 | 70.27% | 2 | 0 | 11.85 |  |  |  | No | R-454B | 2.95 | Residential & Commercial | No
215471459 | Mini/Multi Split | MIDEA | HMSV-A-CB | MO3HX-H18B-2A |  | Mixed Ducted and Non-Ducted Indoor Units |  |  | 19000 | 22.5 | 10.2 | 20000 | 18500 | 92.5% | 2 | 0 | 14 |  |  |  | No | R-454B | 1.5833 | Residential & Commercial | No
215471468 | Mini/Multi Split | MIDEA | HMSV-A-CB | MO6HX-H48B-2A |  | Mixed Ducted and Non-Ducted Indoor Units |  |  | 47000 | 21.7 | 11 | 48500 | 47500 | 97.94% | 2 | 0 | 11.85 |  |  |  | No | R-454B | 3.9167 | Residential & Commercial | No
215471465 | Mini/Multi Split | MIDEA | HMSV-A-CB | MO5HX-H36B-2A |  | Mixed Ducted and Non-Ducted Indoor Units |  |  | 36000 | 21.2 | 10.55 | 36000 | 37000 | 102.8% | 2 | 0 | 12.5 |  |  |  | No | R-454B | 3 | Residential & Commercial | No
215471462 | Mini/Multi Split | MIDEA | HMSV-A-CB | MO4HX-H27B-2A |  | Mixed Ducted and Non-Ducted Indoor Units |  |  | 27400 | 21 | 10 | 27400 | 27000 | 98.54% | 2 | 0 | 12.25 |  |  |  | No | R-454B | 2.2833 | Residential & Commercial | No
215588621 | Mini/Multi Split | TEMP SHIFT | HMSV-A-CB | TSM3OI28HFN1M |  | Mixed Ducted and Non-Ducted Indoor Units |  |  | 28000 | 21.3 | 9.65 | 28000 | 25000 | 89.29% | 1.8 | 11.5 | 11.75 |  |  |  | No | R-410A | 2.3333 | Residential & Commercial | No
215471474 | Mini/Multi Split | MIDEA | HMSV-A-CB | MO3EX-H18B-2A |  | Mixed Ducted and Non-Ducted Indoor Units |  |  | 18000 | 22.55 | 9.9 | 19000 | 14000 | 73.68% | 2.3 | 0 | 13 |  |  |  | No | R-454B | 1.5 | Residential & Commercial | No
215449813 | Mini/Multi Split | Breeze33 | HMSV-A-CB | BZ33-HYP556Z2-454-G3-P |  | Mixed Ducted and Non-Ducted Indoor Units |  |  | 52000 | 21.1 | 10.6 | 55000 | 47500 | 86.36% | 2.05 | 0 | 11.85 |  |  |  | No | R-454B | 4.3333 | Residential & Commercial | No
215449738 | Mini/Multi Split | CanAir | HMSV-A-CB | 4C28MC655H21 |  | Mixed Ducted and Non-Ducted Indoor Units |  |  | 52000 | 21.1 | 10.6 | 55000 | 47500 | 86.36% | 2.05 | 0 | 11.85 |  |  |  | No | R-454B | 4.3333 | Residential & Commercial | No
215447695 | Mini/Multi Split | FUJITSU | HMSV-A-CB | AOUH18KWAS2 |  | Mixed Ducted and Non-Ducted Indoor Units |  |  | 18000 | 20.5 | 10 | 22000 | 17000 | 77.27% | 2.28 | 0 | 12.9 |  |  |  | No | R-32 | 1.5 | Residential & Commercial | No
215447696 | Mini/Multi Split | FUJITSU | HMSV-A-CB | AOUH24KWAS3 |  | Mixed Ducted and Non-Ducted Indoor Units |  |  | 22000 | 21 | 10 | 24000 | 19200 | 80% | 2.04 | 0 | 12.5 |  |  |  | No | R-32 | 1.8333 | Residential & Commercial | No
215447698 | Mini/Multi Split | FUJITSU | HMSV-A-CB | AOUH18KWAH2 |  | Mixed Ducted and Non-Ducted Indoor Units |  |  | 18000 | 20.5 | 10.5 | 22000 | 22000 | 100% | 2.08 | 0 | 13.2 |  |  |  | No | R-32 | 1.5 | Residential & Commercial | No
215447699 | Mini/Multi Split | FUJITSU | HMSV-A-CB | AOUH24KWAH3 |  | Mixed Ducted and Non-Ducted Indoor Units |  |  | 22000 | 22 | 11 | 25000 | 25200 | 100.8% | 2.08 | 0 | 13 |  |  |  | No | R-32 | 1.8333 | Residential & Commercial | No
215708464 | Mini/Multi Split | TOSOT | HMSV-A-CB | MZ-COSMO18/O |  | Mixed Ducted and Non-Ducted Indoor Units |  |  | 18000 | 19 | 9 | 18000 | 13700 | 76.11% | 1.8 | 0 | 11.8 |  |  |  | No | R-32 | 1.5 | Residential & Commercial | No
215708465 | Mini/Multi Split | TOSOT | HMSV-A-CB | MZ-COSMO24/O |  | Mixed Ducted and Non-Ducted Indoor Units |  |  | 24000 | 19 | 9 | 24000 | 21600 | 90% | 1.8 | 0 | 12.2 |  |  |  | No | R-32 | 2 | Residential & Commercial | No
215708466 | Mini/Multi Split | TOSOT | HMSV-A-CB | MZ-COSMO30/O |  | Mixed Ducted and Non-Ducted Indoor Units |  |  | 28400 | 19 | 9 | 30000 | 26400 | 88% | 1.81 | 0 | 12.2 |  |  |  | No | R-32 | 2.3667 | Residential & Commercial | No
215708467 | Mini/Multi Split | TOSOT | HMSV-A-CB | MZ-COSMO36/O |  | Mixed Ducted and Non-Ducted Indoor Units |  |  | 36000 | 19 | 9 | 36000 | 34000 | 94.44% | 1.84 | 0 | 11.8 |  |  |  | No | R-32 | 3 | Residential & Commercial | No
216441122 | Mini/Multi Split | APOWER | HMSV-A-CB | AP4M36HP230VMO |  | Mixed Ducted and Non-Ducted Indoor Units |  |  | 36000 | 19 | 9 | 36000 | 34000 | 94.44% | 1.84 | 0 | 11.8 |  |  |  | No | R-32 | 3 | Residential & Commercial | No
215708451 | Mini/Multi Split | KINGHOME | HMSV-A-CB | KM18X6O |  | Mixed Ducted and Non-Ducted Indoor Units |  |  | 18000 | 19 | 9 | 18000 | 13700 | 76.11% | 1.8 | 0 | 11.8 |  |  |  | No | R-32 | 1.5 | Residential & Commercial | No
215708452 | Mini/Multi Split | KINGHOME | HMSV-A-CB | KM24X6O |  | Mixed Ducted and Non-Ducted Indoor Units |  |  | 24000 | 19 | 9 | 24000 | 21600 | 90% | 1.8 | 0 | 12.2 |  |  |  | No | R-32 | 2 | Residential & Commercial | No
215708453 | Mini/Multi Split | KINGHOME | HMSV-A-CB | KM30X6O |  | Mixed Ducted and Non-Ducted Indoor Units |  |  | 28400 | 19 | 9 | 30000 | 26400 | 88% | 1.81 | 0 | 12.2 |  |  |  | No | R-32 | 2.3667 | Residential & Commercial | No
215708454 | Mini/Multi Split | KINGHOME | HMSV-A-CB | KM36X6O |  | Mixed Ducted and Non-Ducted Indoor Units |  |  | 36000 | 19 | 9 | 36000 | 34000 | 94.44% | 1.84 | 0 | 11.8 |  |  |  | No | R-32 | 3 | Residential & Commercial | No
215708455 | Mini/Multi Split | KINGHOME | HMSV-A-CB | KM42X6O |  | Mixed Ducted and Non-Ducted Indoor Units |  |  | 42000 | 19 | 9 | 42000 | 37000 | 88.1% | 1.84 | 0 | 12.2 |  |  |  | No | R-32 | 3.5 | Residential & Commercial | No
215471471 | Mini/Multi Split | MIDEA | HMSV-A-CB | MO6HX-H60B-2A |  | Mixed Ducted and Non-Ducted Indoor Units |  |  | 52000 | 21.1 | 10.6 | 55000 | 47500 | 86.36% | 2.05 | 0 | 11.85 |  |  |  | No | R-454B | 4.3333 | Residential & Commercial | No
215725491 | Mini/Multi Split | INNOVAIR | HMSV-A-CB | MOM18H2BM3A |  | Mixed Ducted and Non-Ducted Indoor Units |  |  | 18000 | 22.55 | 9.9 | 19000 | 14000 | 73.68% | 2.3 | 0 | 13 |  |  |  | No | R-454B | 1.5 | Residential & Commercial | No
215725494 | Mini/Multi Split | INNOVAIR | HMSV-A-CB | MOM27H2BM4A |  | Mixed Ducted and Non-Ducted Indoor Units |  |  | 26800 | 23 | 9.25 | 26800 | 18900 | 70.52% | 2 | 0 | 12.5 |  |  |  | No | R-454B | 2.2333 | Residential & Commercial | No
215725497 | Mini/Multi Split | INNOVAIR | HMSV-A-CB | MOM36H2BM5A |  | Mixed Ducted and Non-Ducted Indoor Units |  |  | 35400 | 22 | 9.35 | 37000 | 26000 | 70.27% | 2 | 0 | 11.85 |  |  |  | No | R-454B | 2.95 | Residential & Commercial | No
215725509 | Mini/Multi Split | INNOVAIR | HMSV-A-CB | MOM36H2BM5B |  | Mixed Ducted and Non-Ducted Indoor Units |  |  | 35400 | 22 | 9.35 | 37000 | 26000 | 70.27% | 2 | 0 | 11.85 |  |  |  | No | R-454B | 2.95 | Residential & Commercial | No
215725506 | Mini/Multi Split | INNOVAIR | HMSV-A-CB | MOM27H2BM4B |  | Mixed Ducted and Non-Ducted Indoor Units |  |  | 26800 | 23 | 9.25 | 26800 | 18900 | 70.52% | 2 | 0 | 12.5 |  |  |  | No | R-454B | 2.2333 | Residential & Commercial | No
215725500 | Mini/Multi Split | INNOVAIR | HMSV-A-CB | MOM48H2BM6A |  | Mixed Ducted and Non-Ducted Indoor Units |  |  | 46000 | 22.2 | 10.45 | 47500 | 37000 | 77.89% | 2.05 | 0 | 12.25 |  |  |  | No | R-454B | 3.8333 | Residential & Commercial | No
215725512 | Mini/Multi Split | INNOVAIR | HMSV-A-CB | MOM48H2BM6B |  | Mixed Ducted and Non-Ducted Indoor Units |  |  | 46000 | 22.2 | 10.45 | 47500 | 37000 | 77.89% | 2.05 | 0 | 12.25 |  |  |  | No | R-454B | 3.8333 | Residential & Commercial | No
215725521 | Mini/Multi Split | INNOVAIR | HMSV-A-CB | MOM27H2BH4A |  | Mixed Ducted and Non-Ducted Indoor Units |  |  | 27400 | 21 | 10 | 27400 | 27000 | 98.54% | 2 | 0 | 12.25 |  |  |  | No | R-454B | 2.2833 | Residential & Commercial | No
215725518 | Mini/Multi Split | INNOVAIR | HMSV-A-CB | MOM18H2BH3A |  | Mixed Ducted and Non-Ducted Indoor Units |  |  | 19000 | 22.5 | 10.2 | 20000 | 18500 | 92.5% | 2 | 0 | 14 |  |  |  | No | R-454B | 1.5833 | Residential & Commercial | No
215725524 | Mini/Multi Split | INNOVAIR | HMSV-A-CB | MOM36H2BH5A |  | Mixed Ducted and Non-Ducted Indoor Units |  |  | 36000 | 21.2 | 10.55 | 36000 | 37000 | 102.8% | 2 | 0 | 12.5 |  |  |  | No | R-454B | 3 | Residential & Commercial | No
215725527 | Mini/Multi Split | INNOVAIR | HMSV-A-CB | MOM48H2BH6A |  | Mixed Ducted and Non-Ducted Indoor Units |  |  | 47000 | 21.7 | 11 | 48500 | 47500 | 97.94% | 2 | 0 | 11.85 |  |  |  | No | R-454B | 3.9167 | Residential & Commercial | No
215725539 | Mini/Multi Split | INNOVAIR | HMSV-A-CB | MOM36H2BH5B |  | Mixed Ducted and Non-Ducted Indoor Units |  |  | 36000 | 21.2 | 10.55 | 36000 | 37000 | 102.8% | 2 | 0 | 12.5 |  |  |  | No | R-454B | 3 | Residential & Commercial | No
215725536 | Mini/Multi Split | INNOVAIR | HMSV-A-CB | MOM27H2BH4B |  | Mixed Ducted and Non-Ducted Indoor Units |  |  | 27400 | 21 | 10 | 27400 | 27000 | 98.54% | 2 | 0 | 12.25 |  |  |  | No | R-454B | 2.2833 | Residential & Commercial | No
215725533 | Mini/Multi Split | INNOVAIR | HMSV-A-CB | MOM18H2BH3B |  | Mixed Ducted and Non-Ducted Indoor Units |  |  | 19000 | 22.5 | 10.2 | 20000 | 18500 | 92.5% | 2 | 0 | 14 |  |  |  | No | R-454B | 1.5833 | Residential & Commercial | No
215725542 | Mini/Multi Split | INNOVAIR | HMSV-A-CB | MOM48H2BH6B |  | Mixed Ducted and Non-Ducted Indoor Units |  |  | 47000 | 21.7 | 11 | 48500 | 47500 | 97.94% | 2 | 0 | 11.85 |  |  |  | No | R-454B | 3.9167 | Residential & Commercial | No
215735284 | Mini/Multi Split | FUJITSU | HMSV-A-CB | AOUH45KWAS5 |  | Mixed Ducted and Non-Ducted Indoor Units |  |  | 43000 | 20.5 | 9.5 | 47000 | 35800 | 76.17% | 2.14 | 0 | 11.8 |  |  |  | No | R-32 | 3.5833 | Residential & Commercial | No
215735285 | Mini/Multi Split | FUJITSU | HMSV-A-CB | AOUH36KWAH4 |  | Mixed Ducted and Non-Ducted Indoor Units |  |  | 35200 | 20.5 | 9.5 | 36400 | 36400 | 100% | 1.9 | 0 | 12.7 |  |  |  | No | R-32 | 2.9333 | Residential & Commercial | No
215735346 | Mini/Multi Split | HISENSE | HMSV-A-CB-O | AMW4-36U3TQA |  | Mixed Ducted and Non-Ducted Indoor Units |  |  | 36000 | 20.5 | 9.5 | 36000 | 34200 | 95% | 1.87 | 0 | 12.85 |  |  |  | No | R-454B | 3 | Residential & Commercial | No
215735549 | Mini/Multi Split | HISENSE | HMSV-A-CB-O | AMW2-18U3TJA |  | Mixed Ducted and Non-Ducted Indoor Units |  |  | 18000 | 19.75 | 9.7 | 18000 | 17400 | 96.67% | 1.96 | 0 | 12.65 |  |  |  | No | R-454B | 1.5 | Residential & Commercial | No
215735316 | Mini/Multi Split | SENVILLE | HMSV-A-CB | SENA-28HF-MOA |  | Mixed Ducted and Non-Ducted Indoor Units |  |  | 27400 | 21 | 10 | 27400 | 27000 | 98.54% | 2 | 0 | 12.25 |  |  |  | No | R-454B | 2.2833 | Residential & Commercial | No
215735313 | Mini/Multi Split | SENVILLE | HMSV-A-CB | SENA-18HF-MOA |  | Mixed Ducted and Non-Ducted Indoor Units |  |  | 19000 | 22.5 | 10.2 | 20000 | 18500 | 92.5% | 2 | 0 | 14 |  |  |  | No | R-454B | 1.5833 | Residential & Commercial | No
215735551 | Mini/Multi Split | HISENSE | HMSV-A-CB-O | AMW3-27U3TQA |  | Mixed Ducted and Non-Ducted Indoor Units |  |  | 27000 | 20.5 | 9.4 | 27000 | 26600 | 98.52% | 1.82 | 0 | 12.2 |  |  |  | No | R-454B | 2.25 | Residential & Commercial | No
216453538 | Mini/Multi Split | OUELLET | HMSV-A-CB | OFRM2X1-H18A-O |  | Mixed Ducted and Non-Ducted Indoor Units |  |  | 18000 | 19 | 9 | 18000 | 13700 | 76.11% | 1.8 | 0 | 11.8 |  |  |  | No | R-32 | 1.5 | Residential & Commercial | No
216453539 | Mini/Multi Split | OUELLET | HMSV-A-CB | OFRM3X1-H24A-O |  | Mixed Ducted and Non-Ducted Indoor Units |  |  | 24000 | 19 | 9 | 24000 | 21600 | 90% | 1.8 | 0 | 12.2 |  |  |  | No | R-32 | 2 | Residential & Commercial | No
216453540 | Mini/Multi Split | OUELLET | HMSV-A-CB | OFRM4X1-H30A-O |  | Mixed Ducted and Non-Ducted Indoor Units |  |  | 28400 | 19 | 9 | 30000 | 26400 | 88% | 1.81 | 0 | 12.2 |  |  |  | No | R-32 | 2.3667 | Residential & Commercial | No
216453541 | Mini/Multi Split | OUELLET | HMSV-A-CB | OFRM4X1-H36A-O |  | Mixed Ducted and Non-Ducted Indoor Units |  |  | 36000 | 19 | 9 | 36000 | 34000 | 94.44% | 1.84 | 0 | 11.8 |  |  |  | No | R-32 | 3 | Residential & Commercial | No
216453542 | Mini/Multi Split | OUELLET | HMSV-A-CB | OFRM5X1-H42A-O |  | Mixed Ducted and Non-Ducted Indoor Units |  |  | 42000 | 19 | 9 | 42000 | 37000 | 88.1% | 1.84 | 0 | 12.2 |  |  |  | No | R-32 | 3.5 | Residential & Commercial | No
215746010 | Mini/Multi Split | Custom Comfort | HMSV-A-CB | CCOXHBMZ427HP |  | Mixed Ducted and Non-Ducted Indoor Units |  |  | 27400 | 21 | 10 | 27400 | 27000 | 98.54% | 2 | 0 | 12.25 |  |  |  | No | R-454B | 2.2833 | Residential & Commercial | No
215746013 | Mini/Multi Split | Custom Comfort | HMSV-A-CB | CCOXHBMZ536HP |  | Mixed Ducted and Non-Ducted Indoor Units |  |  | 36000 | 21.2 | 10.55 | 36000 | 37000 | 102.8% | 2 | 0 | 12.5 |  |  |  | No | R-454B | 3 | Residential & Commercial | No
215746291 | Mini/Multi Split | AireForce | HMSV-A-CB | DXH24FMK3IH |  | Mixed Ducted and Non-Ducted Indoor Units |  |  | 24000 | 19 | 9 | 24000 | 21600 | 90% | 1.8 | 0 | 12.2 |  |  |  | No | R-32 | 2 | Residential & Commercial | No
215746292 | Mini/Multi Split | AireForce | HMSV-A-CB | DXH30FMK3IH |  | Mixed Ducted and Non-Ducted Indoor Units |  |  | 28400 | 19 | 9 | 30000 | 26400 | 88% | 1.81 | 0 | 12.2 |  |  |  | No | R-32 | 2.3667 | Residential & Commercial | No
215746293 | Mini/Multi Split | AireForce | HMSV-A-CB | DXH36FMK3IH |  | Mixed Ducted and Non-Ducted Indoor Units |  |  | 36000 | 19 | 9 | 36000 | 34000 | 94.44% | 1.84 | 0 | 11.8 |  |  |  | No | R-32 | 3 | Residential & Commercial | No
215746294 | Mini/Multi Split | AireForce | HMSV-A-CB | DXH42FMK3IH |  | Mixed Ducted and Non-Ducted Indoor Units |  |  | 42000 | 19 | 9 | 42000 | 37000 | 88.1% | 1.84 | 0 | 12.2 |  |  |  | No | R-32 | 3.5 | Residential & Commercial | No
215746286 | Mini/Multi Split | AireForce | HMSV-A-CB | DXH18FMK3IH |  | Mixed Ducted and Non-Ducted Indoor Units |  |  | 18000 | 19 | 9 | 18000 | 13700 | 76.11% | 1.8 | 0 | 11.8 |  |  |  | No | R-32 | 1.5 | Residential & Commercial | No
215746016 | Mini/Multi Split | Custom Comfort | HMSV-A-CB | CCOXHBMZ648HP |  | Mixed Ducted and Non-Ducted Indoor Units |  |  | 47000 | 21.7 | 11 | 48500 | 47500 | 97.94% | 2 | 0 | 11.85 |  |  |  | No | R-454B | 3.9167 | Residential & Commercial | No
215746306 | Mini/Multi Split | AIRTEMP | HMSV-A-CB | DXH24FMK3IH |  | Mixed Ducted and Non-Ducted Indoor Units |  |  | 24000 | 19 | 9 | 24000 | 21600 | 90% | 1.8 | 0 | 12.2 |  |  |  | No | R-32 | 2 | Residential & Commercial | No
215746307 | Mini/Multi Split | AIRTEMP | HMSV-A-CB | DXH30FMK3IH |  | Mixed Ducted and Non-Ducted Indoor Units |  |  | 28400 | 19 | 9 | 30000 | 26400 | 88% | 1.81 | 0 | 12.2 |  |  |  | No | R-32 | 2.3667 | Residential & Commercial | No
215746308 | Mini/Multi Split | AIRTEMP | HMSV-A-CB | DXH36FMK3IH |  | Mixed Ducted and Non-Ducted Indoor Units |  |  | 36000 | 19 | 9 | 36000 | 34000 | 94.44% | 1.84 | 0 | 11.8 |  |  |  | No | R-32 | 3 | Residential & Commercial | No
215746309 | Mini/Multi Split | AIRTEMP | HMSV-A-CB | DXH42FMK3IH |  | Mixed Ducted and Non-Ducted Indoor Units |  |  | 42000 | 19 | 9 | 42000 | 37000 | 88.1% | 1.84 | 0 | 12.2 |  |  |  | No | R-32 | 3.5 | Residential & Commercial | No
215746316 | Mini/Multi Split | GIBSON | HMSV-A-CB | DXH18FMK3IH |  | Mixed Ducted and Non-Ducted Indoor Units |  |  | 18000 | 19 | 9 | 18000 | 13700 | 76.11% | 1.8 | 0 | 11.8 |  |  |  | No | R-32 | 1.5 | Residential & Commercial | No
215746301 | Mini/Multi Split | AIRTEMP | HMSV-A-CB | DXH18FMK3IH |  | Mixed Ducted and Non-Ducted Indoor Units |  |  | 18000 | 19 | 9 | 18000 | 13700 | 76.11% | 1.8 | 0 | 11.8 |  |  |  | No | R-32 | 1.5 | Residential & Commercial | No
215746321 | Mini/Multi Split | GIBSON | HMSV-A-CB | DXH24FMK3IH |  | Mixed Ducted and Non-Ducted Indoor Units |  |  | 24000 | 19 | 9 | 24000 | 21600 | 90% | 1.8 | 0 | 12.2 |  |  |  | No | R-32 | 2 | Residential & Commercial | No
215746322 | Mini/Multi Split | GIBSON | HMSV-A-CB | DXH30FMK3IH |  | Mixed Ducted and Non-Ducted Indoor Units |  |  | 28400 | 19 | 9 | 30000 | 26400 | 88% | 1.81 | 0 | 12.2 |  |  |  | No | R-32 | 2.3667 | Residential & Commercial | No
215746323 | Mini/Multi Split | GIBSON | HMSV-A-CB | DXH36FMK3IH |  | Mixed Ducted and Non-Ducted Indoor Units |  |  | 36000 | 19 | 9 | 36000 | 34000 | 94.44% | 1.84 | 0 | 11.8 |  |  |  | No | R-32 | 3 | Residential & Commercial | No
215746324 | Mini/Multi Split | GIBSON | HMSV-A-CB | DXH42FMK3IH |  | Mixed Ducted and Non-Ducted Indoor Units |  |  | 42000 | 19 | 9 | 42000 | 37000 | 88.1% | 1.84 | 0 | 12.2 |  |  |  | No | R-32 | 3.5 | Residential & Commercial | No
215747715 | Mini/Multi Split | GUARDIAN | HMSV-A-CB-O | UMC18CN23STG1 |  | Mixed Ducted and Non-Ducted Indoor Units |  |  | 18000 | 19.75 | 9.7 | 18000 | 17400 | 96.67% | 1.96 | 0 | 12.65 |  |  |  | No | R-454B | 1.5 | Residential & Commercial | No
215746331 | Mini/Multi Split | Intertherm | HMSV-A-CB | DXH18FMK3IH |  | Mixed Ducted and Non-Ducted Indoor Units |  |  | 18000 | 19 | 9 | 18000 | 13700 | 76.11% | 1.8 | 0 | 11.8 |  |  |  | No | R-32 | 1.5 | Residential & Commercial | No
215746336 | Mini/Multi Split | Intertherm | HMSV-A-CB | DXH24FMK3IH |  | Mixed Ducted and Non-Ducted Indoor Units |  |  | 24000 | 19 | 9 | 24000 | 21600 | 90% | 1.8 | 0 | 12.2 |  |  |  | No | R-32 | 2 | Residential & Commercial | No
215746337 | Mini/Multi Split | Intertherm | HMSV-A-CB | DXH30FMK3IH |  | Mixed Ducted and Non-Ducted Indoor Units |  |  | 28400 | 19 | 9 | 30000 | 26400 | 88% | 1.81 | 0 | 12.2 |  |  |  | No | R-32 | 2.3667 | Residential & Commercial | No
215746338 | Mini/Multi Split | Intertherm | HMSV-A-CB | DXH36FMK3IH |  | Mixed Ducted and Non-Ducted Indoor Units |  |  | 36000 | 19 | 9 | 36000 | 34000 | 94.44% | 1.84 | 0 | 11.8 |  |  |  | No | R-32 | 3 | Residential & Commercial | No
215746339 | Mini/Multi Split | Intertherm | HMSV-A-CB | DXH42FMK3IH |  | Mixed Ducted and Non-Ducted Indoor Units |  |  | 42000 | 19 | 9 | 42000 | 37000 | 88.1% | 1.84 | 0 | 12.2 |  |  |  | No | R-32 | 3.5 | Residential & Commercial | No
215747786 | Mini/Multi Split | Innovair | HMSV-A-CB-O | QOM36H2BM4A |  | Mixed Ducted and Non-Ducted Indoor Units |  |  | 36000 | 20.5 | 9.5 | 36000 | 34200 | 95% | 1.87 | 0 | 12.85 |  |  |  | No | R-454B | 3 | Residential & Commercial | No
216472842 | Mini/Multi Split | HISENSE | HMSV-A-CB-O | AMO3-27U3T25U |  | Mixed Ducted and Non-Ducted Indoor Units |  |  | 27000 | 20.5 | 9.4 | 27000 | 26600 | 98.52% | 1.82 | 0 | 12.2 |  |  |  | No | R-454B | 2.25 | Residential & Commercial | No
215747720 | Mini/Multi Split | GUARDIAN | HMSV-A-CB-O | UMC48CN23STG1 |  | Mixed Ducted and Non-Ducted Indoor Units |  |  | 42000 | 20 | 9.15 | 46500 | 35000 | 75.27% | 1.87 | 0 | 11.8 |  |  |  | No | R-454B | 3.5 | Residential & Commercial | No
215747717 | Mini/Multi Split | GUARDIAN | HMSV-A-CB-O | UMC24CN23STG1 |  | Mixed Ducted and Non-Ducted Indoor Units |  |  | 27000 | 20.5 | 9.4 | 27000 | 26600 | 98.52% | 1.82 | 0 | 12.2 |  |  |  | No | R-454B | 2.25 | Residential & Commercial | No
215747723 | Mini/Multi Split | GUARDIAN | HMSV-A-CB-O | UMC36CN23STG1 |  | Mixed Ducted and Non-Ducted Indoor Units |  |  | 36000 | 20.5 | 9.5 | 36000 | 34200 | 95% | 1.87 | 0 | 12.85 |  |  |  | No | R-454B | 3 | Residential & Commercial | No
215747783 | Mini/Multi Split | Innovair | HMSV-A-CB-O | QOM42H2BM5A |  | Mixed Ducted and Non-Ducted Indoor Units |  |  | 42000 | 20 | 9.15 | 46500 | 35000 | 75.27% | 1.87 | 0 | 11.8 |  |  |  | No | R-454B | 3.5 | Residential & Commercial | No
216472836 | Mini/Multi Split | HISENSE | HMSV-A-CB-O | AMO5-45U3T25U |  | Mixed Ducted and Non-Ducted Indoor Units |  |  | 42000 | 20 | 9.15 | 46500 | 35000 | 75.27% | 1.87 | 0 | 11.8 |  |  |  | No | R-454B | 3.5 | Residential & Commercial | No
215747780 | Mini/Multi Split | Innovair | HMSV-A-CB-O | QOM27H2BM3A |  | Mixed Ducted and Non-Ducted Indoor Units |  |  | 27000 | 20.5 | 9.4 | 27000 | 26600 | 98.52% | 1.82 | 0 | 12.2 |  |  |  | No | R-454B | 2.25 | Residential & Commercial | No
215747777 | Mini/Multi Split | Innovair | HMSV-A-CB-O | QOM18H2BM2A |  | Mixed Ducted and Non-Ducted Indoor Units |  |  | 18000 | 19.75 | 9.7 | 18000 | 17400 | 96.67% | 1.96 | 0 | 12.65 |  |  |  | No | R-454B | 1.5 | Residential & Commercial | No
215832414 | Mini/Multi Split | APOWER | HMSV-A-CB | AP2M18HP230VMO |  | Mixed Ducted and Non-Ducted Indoor Units |  |  | 18000 | 19 | 9 | 18000 | 13700 | 76.11% | 1.8 | 0 | 11.8 |  |  |  | No | R-32 | 1.5 | Residential & Commercial | No
215835707 | Mini/Multi Split | INNOVAIR | HMSV-A-CB | MOM60H2BH6B |  | Mixed Ducted and Non-Ducted Indoor Units |  |  | 52000 | 21.1 | 10.6 | 55000 | 47500 | 86.36% | 2.05 | 0 | 11.85 |  |  |  | No | R-454B | 4.3333 | Residential & Commercial | No
215864119 | Mini/Multi Split | Wells | HMSV-A-CB | WOM-60HH6/230 |  | Mixed Ducted and Non-Ducted Indoor Units |  |  | 52000 | 20.7 | 10.65 | 55000 | 48000 | 87.27% | 2.05 | 0 | 11.85 |  |  |  | No | R-454B | 4.3333 | Residential & Commercial | No
216472839 | Mini/Multi Split | HISENSE | HMSV-A-CB-O | AMO4-36U3T25U |  | Mixed Ducted and Non-Ducted Indoor Units |  |  | 36000 | 20.5 | 9.5 | 36000 | 34200 | 95% | 1.87 | 0 | 12.85 |  |  |  | No | R-454B | 3 | Residential & Commercial | No
216472840 | Mini/Multi Split | HISENSE | HMSV-A-CB-O | AMO2-18U3T25U |  | Mixed Ducted and Non-Ducted Indoor Units |  |  | 18000 | 19.75 | 9.7 | 18000 | 17400 | 96.67% | 1.96 | 0 | 12.65 |  |  |  | No | R-454B | 1.5 | Residential & Commercial | No
215832437 | Mini/Multi Split | APOWER | HMSV-A-CB | AP3M24HP230VMO |  | Mixed Ducted and Non-Ducted Indoor Units |  |  | 24000 | 19 | 9 | 24000 | 21600 | 90% | 1.8 | 0 | 12.2 |  |  |  | No | R-32 | 2 | Residential & Commercial | No
215832440 | Mini/Multi Split | APOWER | HMSV-A-CB | AP4M30HP230VMO |  | Mixed Ducted and Non-Ducted Indoor Units |  |  | 28400 | 19 | 9 | 30000 | 26400 | 88% | 1.81 | 0 | 12.2 |  |  |  | No | R-32 | 2.3667 | Residential & Commercial | No
215832443 | Mini/Multi Split | APOWER | HMSV-A-CB | AP5M36HP230VMO |  | Mixed Ducted and Non-Ducted Indoor Units |  |  | 36000 | 19 | 9 | 36000 | 34000 | 94.44% | 1.84 | 0 | 11.8 |  |  |  | No | R-32 | 3 | Residential & Commercial | No
215832446 | Mini/Multi Split | APOWER | HMSV-A-CB | AP5M42HP230VMO |  | Mixed Ducted and Non-Ducted Indoor Units |  |  | 42000 | 19 | 9 | 42000 | 37000 | 88.1% | 1.84 | 0 | 12.2 |  |  |  | No | R-32 | 3.5 | Residential & Commercial | No
215835704 | Mini/Multi Split | INNOVAIR | HMSV-A-CB | MOM60H2BH6A |  | Mixed Ducted and Non-Ducted Indoor Units |  |  | 52000 | 21.1 | 10.6 | 55000 | 47500 | 86.36% | 2.05 | 0 | 11.85 |  |  |  | No | R-454B | 4.3333 | Residential & Commercial | No
215864092 | Mini/Multi Split | Wells | HMSV-A-CB | WOM-18RH3/230 |  | Mixed Ducted and Non-Ducted Indoor Units |  |  | 18000 | 21.5 | 10 | 19000 | 14000 | 73.68% | 2.25 | 0 | 12.25 |  |  |  | No | R-454B | 1.5 | Residential & Commercial | No
215864101 | Mini/Multi Split | Wells | HMSV-A-CB | WOM-48RH6/230 |  | Mixed Ducted and Non-Ducted Indoor Units |  |  | 45000 | 20.85 | 10.3 | 47500 | 37000 | 77.89% | 2.1 | 0 | 11.85 |  |  |  | No | R-454B | 3.75 | Residential & Commercial | No
215864098 | Mini/Multi Split | Wells | HMSV-A-CB | WOM-36RH5/230 |  | Mixed Ducted and Non-Ducted Indoor Units |  |  | 35000 | 21.55 | 9.6 | 37000 | 26000 | 70.27% | 2 | 0 | 11.85 |  |  |  | No | R-454B | 2.9167 | Residential & Commercial | No
215864095 | Mini/Multi Split | Wells | HMSV-A-CB | WOM-27RH4/230 |  | Mixed Ducted and Non-Ducted Indoor Units |  |  | 26200 | 22 | 9.25 | 26800 | 18900 | 70.52% | 2 | 0 | 12.1 |  |  |  | No | R-454B | 2.1833 | Residential & Commercial | No
215864110 | Mini/Multi Split | Wells | HMSV-A-CB | WOM-27HH4/230 |  | Mixed Ducted and Non-Ducted Indoor Units |  |  | 27400 | 20 | 9.75 | 27400 | 27000 | 98.54% | 1.95 | 0 | 12 |  |  |  | No | R-454B | 2.2833 | Residential & Commercial | No
215864107 | Mini/Multi Split | Wells | HMSV-A-CB | WOM-18HH3/230 |  | Mixed Ducted and Non-Ducted Indoor Units |  |  | 19000 | 20.5 | 10 | 20000 | 18000 | 90% | 2 | 0 | 13 |  |  |  | No | R-454B | 1.5833 | Residential & Commercial | No
215864113 | Mini/Multi Split | Wells | HMSV-A-CB | WOM-36HH5/230 |  | Mixed Ducted and Non-Ducted Indoor Units |  |  | 36000 | 20.45 | 10.85 | 36000 | 37400 | 103.9% | 1.95 | 0 | 12.1 |  |  |  | No | R-454B | 3 | Residential & Commercial | No
215864116 | Mini/Multi Split | Wells | HMSV-A-CB | WOM-48HH6/230 |  | Mixed Ducted and Non-Ducted Indoor Units |  |  | 46000 | 20.8 | 10.6 | 48500 | 48000 | 98.97% | 2 | 0 | 11.85 |  |  |  | No | R-454B | 3.8333 | Residential & Commercial | No
215864256 | Mini/Multi Split | Cooper&Hunter | HMSV-A-CB | CH-R18MES-230VO |  | Mixed Ducted and Non-Ducted Indoor Units |  |  | 18000 | 22.55 | 9.9 | 19000 | 14000 | 73.68% | 2.3 | 0 | 13 |  |  |  | No | R-454B | 1.5 | Residential & Commercial | No
215864262 | Mini/Multi Split | Cooper&Hunter | HMSV-A-CB | CH-R36MES-230VO |  | Mixed Ducted and Non-Ducted Indoor Units |  |  | 35400 | 22 | 9.35 | 37000 | 26000 | 70.27% | 2 | 0 | 11.85 |  |  |  | No | R-454B | 2.95 | Residential & Commercial | No
215864259 | Mini/Multi Split | Cooper&Hunter | HMSV-A-CB | CH-R28MES-230VO |  | Mixed Ducted and Non-Ducted Indoor Units |  |  | 26800 | 23 | 9.25 | 26800 | 18900 | 70.52% | 2 | 0 | 12.5 |  |  |  | No | R-454B | 2.2333 | Residential & Commercial | No
215864283 | Mini/Multi Split | Cooper&Hunter | HMSV-A-CB | CH-RVHP55M-230VO |  | Mixed Ducted and Non-Ducted Indoor Units |  |  | 52000 | 21.1 | 10.6 | 55000 | 47500 | 86.36% | 2.05 | 0 | 11.85 |  |  |  | No | R-454B | 4.3333 | Residential & Commercial | No
215864265 | Mini/Multi Split | Cooper&Hunter | HMSV-A-CB | CH-R48MES-230VO |  | Mixed Ducted and Non-Ducted Indoor Units |  |  | 46000 | 22.2 | 10.45 | 47500 | 37000 | 77.89% | 2.05 | 0 | 12.25 |  |  |  | No | R-454B | 3.8333 | Residential & Commercial | No
215864277 | Mini/Multi Split | Cooper&Hunter | HMSV-A-CB | CH-RVHP36M-230VO |  | Mixed Ducted and Non-Ducted Indoor Units |  |  | 36000 | 21.2 | 10.55 | 36000 | 37000 | 102.8% | 2 | 0 | 12.5 |  |  |  | No | R-454B | 3 | Residential & Commercial | No
215864274 | Mini/Multi Split | Cooper&Hunter | HMSV-A-CB | CH-RVHP28M-230VO |  | Mixed Ducted and Non-Ducted Indoor Units |  |  | 27400 | 21 | 10 | 27400 | 27000 | 98.54% | 2 | 0 | 12.25 |  |  |  | No | R-454B | 2.2833 | Residential & Commercial | No
215864271 | Mini/Multi Split | Cooper&Hunter | HMSV-A-CB | CH-RVHP19M-230VO |  | Mixed Ducted and Non-Ducted Indoor Units |  |  | 19000 | 22.5 | 10.2 | 20000 | 18500 | 92.5% | 2 | 0 | 14 |  |  |  | No | R-454B | 1.5833 | Residential & Commercial | No
215864280 | Mini/Multi Split | Cooper&Hunter | HMSV-A-CB | CH-RVHP48M-230VO |  | Mixed Ducted and Non-Ducted Indoor Units |  |  | 47000 | 21.7 | 11 | 48500 | 47500 | 97.94% | 2 | 0 | 11.85 |  |  |  | No | R-454B | 3.9167 | Residential & Commercial | No
215864408 | Mini/Multi Split | MAINLINE | HMSV-A-CB | ML18HP230MUL-O |  | Mixed Ducted and Non-Ducted Indoor Units |  |  | 18000 | 21.5 | 10 | 19000 | 14000 | 73.68% | 2.25 | 0 | 12.25 |  |  |  | No | R-454B | 1.5 | Residential & Commercial | No
215864417 | Mini/Multi Split | MAINLINE | HMSV-A-CB | ML48HP230MUL-O |  | Mixed Ducted and Non-Ducted Indoor Units |  |  | 45000 | 20.85 | 10.3 | 47500 | 37000 | 77.89% | 2.1 | 0 | 11.85 |  |  |  | No | R-454B | 3.75 | Residential & Commercial | No
215864414 | Mini/Multi Split | MAINLINE | HMSV-A-CB | ML36HP230MUL-O |  | Mixed Ducted and Non-Ducted Indoor Units |  |  | 35000 | 21.55 | 9.6 | 37000 | 26000 | 70.27% | 2 | 0 | 11.85 |  |  |  | No | R-454B | 2.9167 | Residential & Commercial | No
215864411 | Mini/Multi Split | MAINLINE | HMSV-A-CB | ML27HP230MUL-O |  | Mixed Ducted and Non-Ducted Indoor Units |  |  | 26200 | 22 | 9.25 | 26800 | 18900 | 70.52% | 2 | 0 | 12.1 |  |  |  | No | R-454B | 2.1833 | Residential & Commercial | No
215866697 | Mini/Multi Split | KADEN | HMSV-A-CB | KOB-HH-PS555HP-2AAMA |  | Mixed Ducted and Non-Ducted Indoor Units |  |  | 52000 | 21.1 | 10.6 | 55000 | 47500 | 86.36% | 2.05 | 0 | 11.85 |  |  |  | No | R-454B | 4.3333 | Residential & Commercial | No
215864426 | Mini/Multi Split | MAINLINE | HMSV-A-CB | ML27HP230MULH-O |  | Mixed Ducted and Non-Ducted Indoor Units |  |  | 27400 | 20 | 9.75 | 27400 | 27000 | 98.54% | 1.95 | 0 | 12 |  |  |  | No | R-454B | 2.2833 | Residential & Commercial | No
215864423 | Mini/Multi Split | MAINLINE | HMSV-A-CB | ML18HP230MULH-O |  | Mixed Ducted and Non-Ducted Indoor Units |  |  | 19000 | 20.5 | 10 | 20000 | 18000 | 90% | 2 | 0 | 13 |  |  |  | No | R-454B | 1.5833 | Residential & Commercial | No
215864429 | Mini/Multi Split | MAINLINE | HMSV-A-CB | ML36HP230MULH-O |  | Mixed Ducted and Non-Ducted Indoor Units |  |  | 36000 | 20.45 | 10.85 | 36000 | 37400 | 103.9% | 1.95 | 0 | 12.1 |  |  |  | No | R-454B | 3 | Residential & Commercial | No
215864432 | Mini/Multi Split | MAINLINE | HMSV-A-CB | ML48HP230MULH-O |  | Mixed Ducted and Non-Ducted Indoor Units |  |  | 46000 | 20.8 | 10.6 | 48500 | 48000 | 98.97% | 2 | 0 | 11.85 |  |  |  | No | R-454B | 3.8333 | Residential & Commercial | No
215866673 | Mini/Multi Split | KADEN | HMSV-A-CB | KOB-PS327HP-2AAMA |  | Mixed Ducted and Non-Ducted Indoor Units |  |  | 26800 | 23 | 9.25 | 26800 | 18900 | 70.52% | 2 | 0 | 12.5 |  |  |  | No | R-454B | 2.2333 | Residential & Commercial | No
215866670 | Mini/Multi Split | KADEN | HMSV-A-CB | KOB-PS218HP-2AAMA |  | Mixed Ducted and Non-Ducted Indoor Units |  |  | 18000 | 22.55 | 9.9 | 19000 | 14000 | 73.68% | 2.3 | 0 | 13 |  |  |  | No | R-454B | 1.5 | Residential & Commercial | No
215864435 | Mini/Multi Split | MAINLINE | HMSV-A-CB | ML55HP230MULH-O |  | Mixed Ducted and Non-Ducted Indoor Units |  |  | 52000 | 20.7 | 10.65 | 55000 | 48000 | 87.27% | 2.05 | 0 | 11.85 |  |  |  | No | R-454B | 4.3333 | Residential & Commercial | No
215866676 | Mini/Multi Split | KADEN | HMSV-A-CB | KOB-PS436HP-2AAMA |  | Mixed Ducted and Non-Ducted Indoor Units |  |  | 35400 | 22 | 9.35 | 37000 | 26000 | 70.27% | 2 | 0 | 11.85 |  |  |  | No | R-454B | 2.95 | Residential & Commercial | No
215866679 | Mini/Multi Split | KADEN | HMSV-A-CB | KOB-PS548HP-2AAMA |  | Mixed Ducted and Non-Ducted Indoor Units |  |  | 46000 | 22.2 | 10.45 | 47500 | 37000 | 77.89% | 2.05 | 0 | 12.25 |  |  |  | No | R-454B | 3.8333 | Residential & Commercial | No
215866685 | Mini/Multi Split | KADEN | HMSV-A-CB | KOB-HH-PS218HP-2AAMA |  | Mixed Ducted and Non-Ducted Indoor Units |  |  | 19000 | 22.5 | 10.2 | 20000 | 18500 | 92.5% | 2 | 0 | 14 |  |  |  | No | R-454B | 1.5833 | Residential & Commercial | No
215866688 | Mini/Multi Split | KADEN | HMSV-A-CB | KOB-HH-PS327HP-2AAMA |  | Mixed Ducted and Non-Ducted Indoor Units |  |  | 27400 | 21 | 10 | 27400 | 27000 | 98.54% | 2 | 0 | 12.25 |  |  |  | No | R-454B | 2.2833 | Residential & Commercial | No
215866802 | Mini/Multi Split | AI AIR CONDITIONING | HMSV-A-CB | A3MO21-18N2-M1 |  | Mixed Ducted and Non-Ducted Indoor Units |  |  | 18000 | 21.5 | 10 | 19000 | 14000 | 73.68% | 2.25 | 0 | 12.25 |  |  |  | No | R-454B | 1.5 | Residential & Commercial | No
215866694 | Mini/Multi Split | KADEN | HMSV-A-CB | KOB-HH-PS548HP-2AAMA |  | Mixed Ducted and Non-Ducted Indoor Units |  |  | 47000 | 21.7 | 11 | 48500 | 47500 | 97.94% | 2 | 0 | 11.85 |  |  |  | No | R-454B | 3.9167 | Residential & Commercial | No
215866691 | Mini/Multi Split | KADEN | HMSV-A-CB | KOB-HH-PS436HP-2AAMA |  | Mixed Ducted and Non-Ducted Indoor Units |  |  | 36000 | 21.2 | 10.55 | 36000 | 37000 | 102.8% | 2 | 0 | 12.5 |  |  |  | No | R-454B | 3 | Residential & Commercial | No
215866805 | Mini/Multi Split | AI AIR CONDITIONING | HMSV-A-CB | A4MO21-27N2-M1 |  | Mixed Ducted and Non-Ducted Indoor Units |  |  | 26200 | 22 | 9.25 | 26800 | 18900 | 70.52% | 2 | 0 | 12.1 |  |  |  | No | R-454B | 2.1833 | Residential & Commercial | No
215866808 | Mini/Multi Split | AI AIR CONDITIONING | HMSV-A-CB | A5MO21-36N2-M1 |  | Mixed Ducted and Non-Ducted Indoor Units |  |  | 35000 | 21.55 | 9.6 | 37000 | 26000 | 70.27% | 2 | 0 | 11.85 |  |  |  | No | R-454B | 2.9167 | Residential & Commercial | No
215866817 | Mini/Multi Split | AI AIR CONDITIONING | HMSV-A-CB | A3MO23-18N2-M1H |  | Mixed Ducted and Non-Ducted Indoor Units |  |  | 19000 | 20.5 | 10 | 20000 | 18000 | 90% | 2 | 0 | 13 |  |  |  | No | R-454B | 1.5833 | Residential & Commercial | No
215866811 | Mini/Multi Split | AI AIR CONDITIONING | HMSV-A-CB | A6MO21-48N2-M1 |  | Mixed Ducted and Non-Ducted Indoor Units |  |  | 45000 | 20.85 | 10.3 | 47500 | 37000 | 77.89% | 2.1 | 0 | 11.85 |  |  |  | No | R-454B | 3.75 | Residential & Commercial | No
215866820 | Mini/Multi Split | AI AIR CONDITIONING | HMSV-A-CB | A4MO23-27N2-M1H |  | Mixed Ducted and Non-Ducted Indoor Units |  |  | 27400 | 20 | 9.75 | 27400 | 27000 | 98.54% | 1.95 | 0 | 12 |  |  |  | No | R-454B | 2.2833 | Residential & Commercial | No
215866826 | Mini/Multi Split | AI AIR CONDITIONING | HMSV-A-CB | A6MO23-48N2-M1H |  | Mixed Ducted and Non-Ducted Indoor Units |  |  | 46000 | 20.8 | 10.6 | 48500 | 48000 | 98.97% | 2 | 0 | 11.85 |  |  |  | No | R-454B | 3.8333 | Residential & Commercial | No
215866823 | Mini/Multi Split | AI AIR CONDITIONING | HMSV-A-CB | A5MO23-36N2-M1H |  | Mixed Ducted and Non-Ducted Indoor Units |  |  | 36000 | 20.45 | 10.85 | 36000 | 37400 | 103.9% | 1.95 | 0 | 12.1 |  |  |  | No | R-454B | 3 | Residential & Commercial | No
215894273 | Mini/Multi Split | Nutech | HMSV-A-CB | N3OX430-18HFN10-M1-D |  | Mixed Ducted and Non-Ducted Indoor Units |  |  | 18000 | 21.5 | 10 | 19000 | 14000 | 73.68% | 2.25 | 0 | 12.25 |  |  |  | No | R-454B | 1.5 | Residential & Commercial | No
215894276 | Mini/Multi Split | Nutech | HMSV-A-CB | N4OD30-27HFN10-M1D-D |  | Mixed Ducted and Non-Ducted Indoor Units |  |  | 26200 | 22 | 9.25 | 26800 | 18900 | 70.52% | 2 | 0 | 12.1 |  |  |  | No | R-454B | 2.1833 | Residential & Commercial | No
215866829 | Mini/Multi Split | AI AIR CONDITIONING | HMSV-A-CB | A6MO23-55N2-M1H |  | Mixed Ducted and Non-Ducted Indoor Units |  |  | 52000 | 20.7 | 10.65 | 55000 | 48000 | 87.27% | 2.05 | 0 | 11.85 |  |  |  | No | R-454B | 4.3333 | Residential & Commercial | No
215894279 | Mini/Multi Split | Nutech | HMSV-A-CB | N5OD30-36HFN10-M1D-D |  | Mixed Ducted and Non-Ducted Indoor Units |  |  | 35000 | 21.55 | 9.6 | 37000 | 26000 | 70.27% | 2 | 0 | 11.85 |  |  |  | No | R-454B | 2.9167 | Residential & Commercial | No
215894282 | Mini/Multi Split | Nutech | HMSV-A-CB | N6OE30-48HFN10-M1D-D |  | Mixed Ducted and Non-Ducted Indoor Units |  |  | 45000 | 20.85 | 10.3 | 47500 | 37000 | 77.89% | 2.1 | 0 | 11.85 |  |  |  | No | R-454B | 3.75 | Residential & Commercial | No
208132553 | Mini/Multi Split | MDV | HMSV-A-CB | M5OA-55HFN1-M-[X]*(2) |  | Mixed Ducted and Non-Ducted Indoor Units |  |  | 55000 | 19.4 | 9.4 | 55000 | 45500 | 82.73% | 1.85 | 10.5 | 10.5 |  |  |  | No | R-410A | 4.5833 | Residential & Commercial | No
210800985 | Mini/Multi Split | DAIKIN | HMSV-A-CB | 3MXS24WMVJU* |  | Mixed Ducted and Non-Ducted Indoor Units |  |  | 24000 | 16.5 | 8.8 | 24000 | 18900 | 78.75% | 1.8 | 0 | 10.1 |  |  |  | No | R-410A | 2 | Residential & Commercial | No
216021074 | Mini/Multi Split | MIDEA | HMSV-A-CB | MDV-V24WMN10T |  | Mixed Ducted and Non-Ducted Indoor Units |  |  | 22000 | 17.75 | 9.5 | 25000 | 20000 | 80% | 1.8 | 0 | 11.7 |  |  |  | No | R-454B | 1.8333 | Residential & Commercial | No
216021072 | Mini/Multi Split | MIDEA | HMSV-A-CB | MDV-V18WMN10T |  | Mixed Ducted and Non-Ducted Indoor Units |  |  | 18200 | 17.25 | 9.5 | 20000 | 18000 | 90% | 1.8 | 0 | 11.85 |  |  |  | No | R-454B | 1.5167 | Residential & Commercial | No
216021082 | Mini/Multi Split | MIDEA | HMSV-A-CB | MDV-V60WMN10T |  | Mixed Ducted and Non-Ducted Indoor Units |  |  | 60000 | 18.25 | 9.65 | 60000 | 42000 | 70% | 1.9 | 0 | 9.5 |  |  |  | No | R-454B | 5 | Residential & Commercial | No
216021078 | Mini/Multi Split | MIDEA | HMSV-A-CB | MDV-V36WMN10T |  | Mixed Ducted and Non-Ducted Indoor Units |  |  | 36000 | 18.9 | 9.85 | 40000 | 34000 | 85% | 2 | 0 | 12.65 |  |  |  | No | R-454B | 3 | Residential & Commercial | No
216021076 | Mini/Multi Split | MIDEA | HMSV-A-CB | MDV-V30WMN10T |  | Mixed Ducted and Non-Ducted Indoor Units |  |  | 30000 | 18.9 | 9.95 | 30000 | 30000 | 100% | 2 | 0 | 13 |  |  |  | No | R-454B | 2.5 | Residential & Commercial | No
216027634 | Mini/Multi Split | Capella | HMSV-A-CB | CPM2B1-H18A-O |  | Mixed Ducted and Non-Ducted Indoor Units |  |  | 19000 | 22.5 | 10.2 | 20000 | 18500 | 92.5% | 2 | 0 | 14 |  |  |  | No | R-454B | 1.5833 | Residential & Commercial | No
216027640 | Mini/Multi Split | Capella | HMSV-A-CB | CPM4B1-H36A-O |  | Mixed Ducted and Non-Ducted Indoor Units |  |  | 36000 | 21.2 | 10.55 | 36000 | 37000 | 102.8% | 2 | 0 | 12.5 |  |  |  | No | R-454B | 3 | Residential & Commercial | No
216027637 | Mini/Multi Split | Capella | HMSV-A-CB | CPM3B1-H27A-O |  | Mixed Ducted and Non-Ducted Indoor Units |  |  | 27400 | 21 | 10 | 27400 | 27000 | 98.54% | 2 | 0 | 12.25 |  |  |  | No | R-454B | 2.2833 | Residential & Commercial | No
216027643 | Mini/Multi Split | Capella | HMSV-A-CB | CPM5B1-H48A-O |  | Mixed Ducted and Non-Ducted Indoor Units |  |  | 47000 | 21.7 | 11 | 48500 | 47500 | 97.94% | 2 | 0 | 11.85 |  |  |  | No | R-454B | 3.9167 | Residential & Commercial | No
216027646 | Mini/Multi Split | Capella | HMSV-A-CB | CPM5B1-H55A-O |  | Mixed Ducted and Non-Ducted Indoor Units |  |  | 52000 | 21.1 | 10.6 | 55000 | 47500 | 86.36% | 2.05 | 0 | 11.85 |  |  |  | No | R-454B | 4.3333 | Residential & Commercial | No
216027655 | Mini/Multi Split | Capella | HMSV-A-CB | CPM4B1V-H36A-O |  | Mixed Ducted and Non-Ducted Indoor Units |  |  | 36000 | 21.2 | 10.55 | 36000 | 37000 | 102.8% | 2 | 0 | 12.5 |  |  |  | No | R-454B | 3 | Residential & Commercial | No
216027652 | Mini/Multi Split | Capella | HMSV-A-CB | CPM3B1V-H27A-O |  | Mixed Ducted and Non-Ducted Indoor Units |  |  | 27400 | 21 | 10 | 27400 | 27000 | 98.54% | 2 | 0 | 12.25 |  |  |  | No | R-454B | 2.2833 | Residential & Commercial | No
216027649 | Mini/Multi Split | Capella | HMSV-A-CB | CPM2B1V-H18A-O |  | Mixed Ducted and Non-Ducted Indoor Units |  |  | 19000 | 22.5 | 10.2 | 20000 | 18500 | 92.5% | 2 | 0 | 14 |  |  |  | No | R-454B | 1.5833 | Residential & Commercial | No
216021116 | Mini/Multi Split | MDV | HMSV-A-CB | M4OD30-27HFPN10-M1D |  | Mixed Ducted and Non-Ducted Indoor Units |  |  | 26000 | 21.5 | 9.25 | 26400 | 18700 | 70.83% | 2.05 | 0 | 12 |  |  |  | No | R-454B | 2.1667 | Residential & Commercial | No
216021117 | Mini/Multi Split | MDV | HMSV-A-CB | M5OD30-36HFPN10-M1D |  | Mixed Ducted and Non-Ducted Indoor Units |  |  | 33400 | 21 | 9.7 | 36000 | 25200 | 70% | 2 | 0 | 11.85 |  |  |  | No | R-454B | 2.7833 | Residential & Commercial | No
216021118 | Mini/Multi Split | MDV | HMSV-A-CB | M6OE30-48HFPN10-M1D |  | Mixed Ducted and Non-Ducted Indoor Units |  |  | 43000 | 20.9 | 10.25 | 47500 | 37000 | 77.89% | 2 | 0 | 12 |  |  |  | No | R-454B | 3.5833 | Residential & Commercial | No
216021119 | Mini/Multi Split | MDV | HMSV-A-CB | M6OE31-53HFPN10-M1XD |  | Mixed Ducted and Non-Ducted Indoor Units |  |  | 47000 | 21 | 10.55 | 55000 | 46000 | 83.64% | 2 | 0 | 12 |  |  |  | No | R-454B | 3.9167 | Residential & Commercial | No
216027658 | Mini/Multi Split | Capella | HMSV-A-CB | CPM5B1V-H48A-O |  | Mixed Ducted and Non-Ducted Indoor Units |  |  | 47000 | 21.7 | 11 | 48500 | 47500 | 97.94% | 2 | 0 | 11.85 |  |  |  | No | R-454B | 3.9167 | Residential & Commercial | No
216027661 | Mini/Multi Split | Capella | HMSV-A-CB | CPM5B1V-H55A-O |  | Mixed Ducted and Non-Ducted Indoor Units |  |  | 52000 | 21.1 | 10.6 | 55000 | 47500 | 86.36% | 2.05 | 0 | 11.85 |  |  |  | No | R-454B | 4.3333 | Residential & Commercial | No
216031061 | Mini/Multi Split | MOOVAIR | HMSV-A-CB | MXHSA2742AV1 |  | Mixed Ducted and Non-Ducted Indoor Units |  |  | 26800 | 23 | 9.25 | 26800 | 18900 | 70.52% | 2 | 0 | 12.5 |  |  |  | No | R-454B | 2.2333 | Residential & Commercial | No
216031067 | Mini/Multi Split | MOOVAIR | HMSV-A-CB | MXHSA4862AV1 |  | Mixed Ducted and Non-Ducted Indoor Units |  |  | 46000 | 22.2 | 10.45 | 47500 | 37000 | 77.89% | 2.05 | 0 | 12.25 |  |  |  | No | R-454B | 3.8333 | Residential & Commercial | No
216031064 | Mini/Multi Split | MOOVAIR | HMSV-A-CB | MXHSA3652AV1 |  | Mixed Ducted and Non-Ducted Indoor Units |  |  | 35400 | 22 | 9.35 | 37000 | 26000 | 70.27% | 2 | 0 | 11.85 |  |  |  | No | R-454B | 2.95 | Residential & Commercial | No
216031070 | Mini/Multi Split | MOOVAIR | HMSV-A-CB | MXHZA1832AV1 |  | Mixed Ducted and Non-Ducted Indoor Units |  |  | 19000 | 22.5 | 10.2 | 20000 | 18500 | 92.5% | 2 | 0 | 14 |  |  |  | No | R-454B | 1.5833 | Residential & Commercial | No
216031073 | Mini/Multi Split | MOOVAIR | HMSV-A-CB | MXHZA2742AV1 |  | Mixed Ducted and Non-Ducted Indoor Units |  |  | 27400 | 21 | 10 | 27400 | 27000 | 98.54% | 2 | 0 | 12.25 |  |  |  | No | R-454B | 2.2833 | Residential & Commercial | No
216031076 | Mini/Multi Split | MOOVAIR | HMSV-A-CB | MXHZA3652AV1 |  | Mixed Ducted and Non-Ducted Indoor Units |  |  | 36000 | 21.2 | 10.55 | 36000 | 37000 | 102.8% | 2 | 0 | 12.5 |  |  |  | No | R-454B | 3 | Residential & Commercial | No
216032300 | Mini/Multi Split | 1HVAC | HMSV-A-CB | ACIQ-27Z-HH-M4C |  | Mixed Ducted and Non-Ducted Indoor Units |  |  | 27400 | 21 | 10 | 27400 | 27000 | 98.54% | 2 | 0 | 12.25 |  |  |  | No | R-454B | 2.2833 | Residential & Commercial | No
216032297 | Mini/Multi Split | 1HVAC | HMSV-A-CB | ACIQ-18Z-HH-M3C |  | Mixed Ducted and Non-Ducted Indoor Units |  |  | 19000 | 22.5 | 10.2 | 20000 | 18500 | 92.5% | 2 | 0 | 14 |  |  |  | No | R-454B | 1.5833 | Residential & Commercial | No
216031079 | Mini/Multi Split | MOOVAIR | HMSV-A-CB | MXHZA4862AV1 |  | Mixed Ducted and Non-Ducted Indoor Units |  |  | 47000 | 21.7 | 11 | 48500 | 47500 | 97.94% | 2 | 0 | 11.85 |  |  |  | No | R-454B | 3.9167 | Residential & Commercial | No
216032303 | Mini/Multi Split | 1HVAC | HMSV-A-CB | ACIQ-36Z-HH-M5C |  | Mixed Ducted and Non-Ducted Indoor Units |  |  | 36000 | 21.2 | 10.55 | 36000 | 37000 | 102.8% | 2 | 0 | 12.5 |  |  |  | No | R-454B | 3 | Residential & Commercial | No
216032306 | Mini/Multi Split | 1HVAC | HMSV-A-CB | ACIQ-48Z-HH-M6C |  | Mixed Ducted and Non-Ducted Indoor Units |  |  | 47000 | 21.7 | 11 | 48500 | 47500 | 97.94% | 2 | 0 | 11.85 |  |  |  | No | R-454B | 3.9167 | Residential & Commercial | No
216032315 | Mini/Multi Split | 1HVAC | HMSV-A-CB | ES-27Z-M4C |  | Mixed Ducted and Non-Ducted Indoor Units |  |  | 26800 | 23 | 9.25 | 26800 | 18900 | 70.52% | 2 | 0 | 12.5 |  |  |  | No | R-454B | 2.2333 | Residential & Commercial | No
216032312 | Mini/Multi Split | 1HVAC | HMSV-A-CB | ES-18Z-M3C |  | Mixed Ducted and Non-Ducted Indoor Units |  |  | 18000 | 22.55 | 9.9 | 19000 | 14000 | 73.68% | 2.3 | 0 | 13 |  |  |  | No | R-454B | 1.5 | Residential & Commercial | No
216032309 | Mini/Multi Split | 1HVAC | HMSV-A-CB | ACIQ-55Z-HH-M6C |  | Mixed Ducted and Non-Ducted Indoor Units |  |  | 52000 | 21.1 | 10.6 | 55000 | 47500 | 86.36% | 2.05 | 0 | 11.85 |  |  |  | No | R-454B | 4.3333 | Residential & Commercial | No
216032318 | Mini/Multi Split | 1HVAC | HMSV-A-CB | ES-36Z-M5C |  | Mixed Ducted and Non-Ducted Indoor Units |  |  | 35400 | 22 | 9.35 | 37000 | 26000 | 70.27% | 2 | 0 | 11.85 |  |  |  | No | R-454B | 2.95 | Residential & Commercial | No
216032321 | Mini/Multi Split | 1HVAC | HMSV-A-CB | ES-48Z-M6C |  | Mixed Ducted and Non-Ducted Indoor Units |  |  | 46000 | 22.2 | 10.45 | 47500 | 37000 | 77.89% | 2.05 | 0 | 12.25 |  |  |  | No | R-454B | 3.8333 | Residential & Commercial | No
216032369 | Mini/Multi Split | ACIQ | HMSV-A-CB | ACIQ-36Z-HH-M5C |  | Mixed Ducted and Non-Ducted Indoor Units |  |  | 36000 | 21.2 | 10.55 | 36000 | 37000 | 102.8% | 2 | 0 | 12.5 |  |  |  | No | R-454B | 3 | Residential & Commercial | No
216032366 | Mini/Multi Split | ACIQ | HMSV-A-CB | ACIQ-27Z-HH-M4C |  | Mixed Ducted and Non-Ducted Indoor Units |  |  | 27400 | 21 | 10 | 27400 | 27000 | 98.54% | 2 | 0 | 12.25 |  |  |  | No | R-454B | 2.2833 | Residential & Commercial | No
216032363 | Mini/Multi Split | ACIQ | HMSV-A-CB | ACIQ-18Z-HH-M3C |  | Mixed Ducted and Non-Ducted Indoor Units |  |  | 19000 | 22.5 | 10.2 | 20000 | 18500 | 92.5% | 2 | 0 | 14 |  |  |  | No | R-454B | 1.5833 | Residential & Commercial | No
216032372 | Mini/Multi Split | ACIQ | HMSV-A-CB | ACIQ-48Z-HH-M6C |  | Mixed Ducted and Non-Ducted Indoor Units |  |  | 47000 | 21.7 | 11 | 48500 | 47500 | 97.94% | 2 | 0 | 11.85 |  |  |  | No | R-454B | 3.9167 | Residential & Commercial | No
216032378 | Mini/Multi Split | ACIQ | HMSV-A-CB | ES-18Z-M3C |  | Mixed Ducted and Non-Ducted Indoor Units |  |  | 18000 | 22.55 | 9.9 | 19000 | 14000 | 73.68% | 2.3 | 0 | 13 |  |  |  | No | R-454B | 1.5 | Residential & Commercial | No
216032375 | Mini/Multi Split | ACIQ | HMSV-A-CB | ACIQ-55Z-HH-M6C |  | Mixed Ducted and Non-Ducted Indoor Units |  |  | 52000 | 21.1 | 10.6 | 55000 | 47500 | 86.36% | 2.05 | 0 | 11.85 |  |  |  | No | R-454B | 4.3333 | Residential & Commercial | No
216032381 | Mini/Multi Split | ACIQ | HMSV-A-CB | ES-27Z-M4C |  | Mixed Ducted and Non-Ducted Indoor Units |  |  | 26800 | 23 | 9.25 | 26800 | 18900 | 70.52% | 2 | 0 | 12.5 |  |  |  | No | R-454B | 2.2333 | Residential & Commercial | No
216032384 | Mini/Multi Split | ACIQ | HMSV-A-CB | ES-36Z-M5C |  | Mixed Ducted and Non-Ducted Indoor Units |  |  | 35400 | 22 | 9.35 | 37000 | 26000 | 70.27% | 2 | 0 | 11.85 |  |  |  | No | R-454B | 2.95 | Residential & Commercial | No
216032591 | Mini/Multi Split | MRCOOL | HMSV-A-CB | DIY-MULTI4-27HP230D-O |  | Mixed Ducted and Non-Ducted Indoor Units |  |  | 26000 | 21.5 | 9.25 | 26400 | 18700 | 70.83% | 2.05 | 0 | 12 |  |  |  | No | R-454B | 2.1667 | Residential & Commercial | No
216032387 | Mini/Multi Split | ACIQ | HMSV-A-CB | ES-48Z-M6C |  | Mixed Ducted and Non-Ducted Indoor Units |  |  | 46000 | 22.2 | 10.45 | 47500 | 37000 | 77.89% | 2.05 | 0 | 12.25 |  |  |  | No | R-454B | 3.8333 | Residential & Commercial | No
216032594 | Mini/Multi Split | MRCOOL | HMSV-A-CB | DIY-MULTI5-36HP230D-O |  | Mixed Ducted and Non-Ducted Indoor Units |  |  | 33400 | 21 | 9.7 | 36000 | 25200 | 70% | 2 | 0 | 11.85 |  |  |  | No | R-454B | 2.7833 | Residential & Commercial | No
216032597 | Mini/Multi Split | MRCOOL | HMSV-A-CB | DIY-MULTI6-48HP230D-O |  | Mixed Ducted and Non-Ducted Indoor Units |  |  | 43000 | 20.9 | 10.25 | 47500 | 37000 | 77.89% | 2 | 0 | 12 |  |  |  | No | R-454B | 3.5833 | Residential & Commercial | No
216046641 | Mini/Multi Split | ELIOS | HMSV-A-CB | EXHSA2742AV1 |  | Mixed Ducted and Non-Ducted Indoor Units |  |  | 26200 | 22 | 9.25 | 26800 | 18900 | 70.52% | 2 | 0 | 12.1 |  |  |  | No | R-454B | 2.1833 | Residential & Commercial | No
216046647 | Mini/Multi Split | ELIOS | HMSV-A-CB | EXHSA4862AV1 |  | Mixed Ducted and Non-Ducted Indoor Units |  |  | 45000 | 20.85 | 10.3 | 47500 | 37000 | 77.89% | 2.1 | 0 | 11.85 |  |  |  | No | R-454B | 3.75 | Residential & Commercial | No
216032600 | Mini/Multi Split | MRCOOL | HMSV-A-CB | DIY-MULTI6-55HP230D-O |  | Mixed Ducted and Non-Ducted Indoor Units |  |  | 47000 | 21 | 10.55 | 55000 | 46000 | 83.64% | 2 | 0 | 12 |  |  |  | No | R-454B | 3.9167 | Residential & Commercial | No
216046644 | Mini/Multi Split | ELIOS | HMSV-A-CB | EXHSA3652AV1 |  | Mixed Ducted and Non-Ducted Indoor Units |  |  | 35000 | 21.55 | 9.6 | 37000 | 26000 | 70.27% | 2 | 0 | 11.85 |  |  |  | No | R-454B | 2.9167 | Residential & Commercial | No
216097126 | Mini/Multi Split | COMFORT-AIRE | HMSV-A-CB | A-VHP183A-1 |  | Mixed Ducted and Non-Ducted Indoor Units |  |  | 19000 | 22.5 | 10.2 | 20000 | 18500 | 92.5% | 2 | 0 | 14 |  |  |  | No | R-454B | 1.5833 | Residential & Commercial | No
216097132 | Mini/Multi Split | COMFORT-AIRE | HMSV-A-CB | A-VHP365A-1 |  | Mixed Ducted and Non-Ducted Indoor Units |  |  | 36000 | 21.2 | 10.55 | 36000 | 37000 | 102.8% | 2 | 0 | 12.5 |  |  |  | No | R-454B | 3 | Residential & Commercial | No
216097129 | Mini/Multi Split | COMFORT-AIRE | HMSV-A-CB | A-VHP284A-1 |  | Mixed Ducted and Non-Ducted Indoor Units |  |  | 27400 | 21 | 10 | 27400 | 27000 | 98.54% | 2 | 0 | 12.25 |  |  |  | No | R-454B | 2.2833 | Residential & Commercial | No
216051353 | Mini/Multi Split | Kepler | HMSV-A-CB | ODUM3OK-27HFN1-M* |  | Mixed Ducted and Non-Ducted Indoor Units |  |  | 28000 | 21.5 | 10.05 | 28000 | 25000 | 89.29% | 1.8 | 12 | 12.1 |  |  |  | No | R-410A | 2.3333 | Residential & Commercial | No
216097135 | Mini/Multi Split | COMFORT-AIRE | HMSV-A-CB | A-VHP486A-1 |  | Mixed Ducted and Non-Ducted Indoor Units |  |  | 47000 | 21.7 | 11 | 48500 | 47500 | 97.94% | 2 | 0 | 11.85 |  |  |  | No | R-454B | 3.9167 | Residential & Commercial | No
216097138 | Mini/Multi Split | COMFORT-AIRE | HMSV-A-CB | A-VHP556A-1 |  | Mixed Ducted and Non-Ducted Indoor Units |  |  | 52000 | 21.1 | 10.6 | 55000 | 47500 | 86.36% | 2.05 | 0 | 11.85 |  |  |  | No | R-454B | 4.3333 | Residential & Commercial | No
216097148 | Mini/Multi Split | Kerr | HMSV-A-CB | A-KHP365A-1 |  | Mixed Ducted and Non-Ducted Indoor Units |  |  | 36000 | 21.2 | 10.55 | 36000 | 37000 | 102.8% | 2 | 0 | 12.5 |  |  |  | No | R-454B | 3 | Residential & Commercial | No
216097144 | Mini/Multi Split | Kerr | HMSV-A-CB | A-KHP284A-1 |  | Mixed Ducted and Non-Ducted Indoor Units |  |  | 27400 | 21 | 10 | 27400 | 27000 | 98.54% | 2 | 0 | 12.25 |  |  |  | No | R-454B | 2.2833 | Residential & Commercial | No
216097141 | Mini/Multi Split | Kerr | HMSV-A-CB | A-KHP183A-1 |  | Mixed Ducted and Non-Ducted Indoor Units |  |  | 19000 | 22.5 | 10.2 | 20000 | 18500 | 92.5% | 2 | 0 | 14 |  |  |  | No | R-454B | 1.5833 | Residential & Commercial | No
216097155 | Mini/Multi Split | Kerr | HMSV-A-CB | A-KHP556A-1 |  | Mixed Ducted and Non-Ducted Indoor Units |  |  | 52000 | 21.1 | 10.6 | 55000 | 47500 | 86.36% | 2.05 | 0 | 11.85 |  |  |  | No | R-454B | 4.3333 | Residential & Commercial | No
216097152 | Mini/Multi Split | Kerr | HMSV-A-CB | A-KHP486A-1 |  | Mixed Ducted and Non-Ducted Indoor Units |  |  | 47000 | 21.7 | 11 | 48500 | 47500 | 97.94% | 2 | 0 | 11.85 |  |  |  | No | R-454B | 3.9167 | Residential & Commercial | No
215357123 | Mini/Multi Split | BRYANT | HMSV-A-CB | 37MGHAQ48FA3 |  | Mixed Ducted and Non-Ducted Indoor Units |  |  | 47000 | 21.75 | 11.15 | 48500 | 47500 | 97.94% | 2 | 0 | 11.85 |  |  |  | No | R-454B | 3.9167 | Residential & Commercial | No
212578848 | Mini/Multi Split | LENNOX | HMSV-A-CB | VPC036H4M-3PD |  | Mixed Ducted and Non-Ducted Indoor Units |  |  | 36000 | 18.45 | 9.35 | 40000 | 28000 | 70% | 1.8 | 0 | 11.9 |  |  |  | No | R-410A | 3 | Residential & Commercial | No
214655287 | Mini/Multi Split | KINGHOME | HMSV-A-CB | KM18H5O3 |  | Mixed Ducted and Non-Ducted Indoor Units |  |  | 18000 | 21 | 9 | 19000 | 13500 | 71.05% | 1.92 | 0 | 12 |  |  |  | No | R-410A | 1.5 | Residential & Commercial | No
214717099 | Mini/Multi Split | TOSOT | HMSV-A-CB | TVRF-V48WL/C |  | Mixed Ducted and Non-Ducted Indoor Units |  |  | 48000 | 19.55 | 8.88 | 48000 | 33600 | 70% | 2.1 | 0 | 11 |  |  |  | No | R-410A | 4 | Residential & Commercial | No
214717100 | Mini/Multi Split | TOSOT | HMSV-A-CB | TVRF-V36WL/C |  | Mixed Ducted and Non-Ducted Indoor Units |  |  | 36000 | 20.75 | 8.85 | 36000 | 25200 | 70% | 2.3 | 0 | 12.25 |  |  |  | No | R-410A | 3 | Residential & Commercial | No
214717102 | Mini/Multi Split | TOSOT | HMSV-A-CB | TVRF-V60WL/C |  | Mixed Ducted and Non-Ducted Indoor Units |  |  | 60000 | 19 | 8.75 | 60000 | 42000 | 70% | 2 | 0 | 10 |  |  |  | No | R-410A | 5 | Residential & Commercial | No
215357129 | Mini/Multi Split | ARCOAIRE | HMSV-A-CB | D5CMHAH18CAK |  | Mixed Ducted and Non-Ducted Indoor Units |  |  | 19000 | 22.5 | 10.25 | 20000 | 18500 | 92.5% | 2 | 0 | 14 |  |  |  | No | R-454B | 1.5833 | Residential & Commercial | No
215357128 | Mini/Multi Split | BRYANT | HMSV-A-CB | 37MGHAQ55FA3 |  | Mixed Ducted and Non-Ducted Indoor Units |  |  | 52000 | 21.25 | 10.6 | 55000 | 47500 | 86.36% | 2.05 | 0 | 11.85 |  |  |  | No | R-454B | 4.3333 | Residential & Commercial | No
215357134 | Mini/Multi Split | ARCOAIRE | HMSV-A-CB | D5CMHAH24DAK |  | Mixed Ducted and Non-Ducted Indoor Units |  |  | 24000 | 22 | 9.75 | 25000 | 25000 | 100% | 1.95 | 0 | 13 |  |  |  | No | R-454B | 2 | Residential & Commercial | No
215357135 | Mini/Multi Split | BRYANT | HMSV-A-CB | 37MGRAQ18CA3 |  | Mixed Ducted and Non-Ducted Indoor Units |  |  | 18000 | 22.6 | 9.9 | 19000 | 14000 | 73.68% | 2.3 | 0 | 13 |  |  |  | No | R-454B | 1.5 | Residential & Commercial | No
214861700 | Mini/Multi Split | MDV | HMSV-A-CB | M5OX631-36HFN10-M1XD |  | Mixed Ducted and Non-Ducted Indoor Units |  |  | 36000 | 21.3 | 10.6 | 36000 | 37000 | 102.8% | 2 | 0 | 12.55 |  |  |  | No | R-454B | 3 | Residential & Commercial | No
214861697 | Mini/Multi Split | MDV | HMSV-A-CB | M4OD31-27HFN10-M1XD |  | Mixed Ducted and Non-Ducted Indoor Units |  |  | 27400 | 21.05 | 10 | 27400 | 27000 | 98.54% | 2 | 0 | 12.35 |  |  |  | No | R-454B | 2.2833 | Residential & Commercial | No
214861703 | Mini/Multi Split | MDV | HMSV-A-CB | M6OE31-48HFN10-M1XD |  | Mixed Ducted and Non-Ducted Indoor Units |  |  | 47000 | 21.75 | 11.15 | 48500 | 47500 | 97.94% | 2 | 0 | 11.85 |  |  |  | No | R-454B | 3.9167 | Residential & Commercial | No
214861706 | Mini/Multi Split | MDV | HMSV-A-CB | M6OE31-53HFN10-M1XD |  | Mixed Ducted and Non-Ducted Indoor Units |  |  | 52000 | 21.25 | 10.6 | 55000 | 47500 | 86.36% | 2.05 | 0 | 11.85 |  |  |  | No | R-454B | 4.3333 | Residential & Commercial | No
214861715 | Mini/Multi Split | MDV | HMSV-A-CB | M5OD30-36HFN10-M1D |  | Mixed Ducted and Non-Ducted Indoor Units |  |  | 35400 | 22 | 9.35 | 37000 | 26000 | 70.27% | 2 | 0 | 11.85 |  |  |  | No | R-454B | 2.95 | Residential & Commercial | No
214861712 | Mini/Multi Split | MDV | HMSV-A-CB | M4OD30-27HFN10-M1D |  | Mixed Ducted and Non-Ducted Indoor Units |  |  | 26800 | 23 | 9.35 | 26800 | 18900 | 70.52% | 2 | 0 | 12.5 |  |  |  | No | R-454B | 2.2333 | Residential & Commercial | No
214861709 | Mini/Multi Split | MDV | HMSV-A-CB | M3OX430-18HFN10-M1 |  | Mixed Ducted and Non-Ducted Indoor Units |  |  | 18000 | 22.6 | 9.9 | 19000 | 14000 | 73.68% | 2.3 | 0 | 13 |  |  |  | No | R-454B | 1.5 | Residential & Commercial | No
214861718 | Mini/Multi Split | MDV | HMSV-A-CB | M6OE30-48HFN10-M1D |  | Mixed Ducted and Non-Ducted Indoor Units |  |  | 46000 | 22.5 | 10.5 | 47500 | 37000 | 77.89% | 2.05 | 0 | 12.25 |  |  |  | No | R-454B | 3.8333 | Residential & Commercial | No
214861724 | Mini/Multi Split | MDV | HMSV-A-CB | M4OD31-27HFN10-M1X |  | Mixed Ducted and Non-Ducted Indoor Units |  |  | 27400 | 21.05 | 10 | 27400 | 27000 | 98.54% | 2 | 0 | 12.35 |  |  |  | No | R-454B | 2.2833 | Residential & Commercial | No
214861721 | Mini/Multi Split | MDV | HMSV-A-CB | M3OD31-18HFN10-M1X |  | Mixed Ducted and Non-Ducted Indoor Units |  |  | 19000 | 22.5 | 10.25 | 20000 | 18500 | 92.5% | 2 | 0 | 14 |  |  |  | No | R-454B | 1.5833 | Residential & Commercial | No
214861728 | Mini/Multi Split | MDV | HMSV-A-CB | M6OE31-48HFN10-M1X |  | Mixed Ducted and Non-Ducted Indoor Units |  |  | 47000 | 21.75 | 11.15 | 48500 | 47500 | 97.94% | 2 | 0 | 11.85 |  |  |  | No | R-454B | 3.9167 | Residential & Commercial | No
214861731 | Mini/Multi Split | MDV | HMSV-A-CB | M6OE31-53HFN10-M1X |  | Mixed Ducted and Non-Ducted Indoor Units |  |  | 52000 | 21.25 | 10.6 | 55000 | 47500 | 86.36% | 2.05 | 0 | 11.85 |  |  |  | No | R-454B | 4.3333 | Residential & Commercial | No
214861742 | Mini/Multi Split | MDV | HMSV-A-CB | M6OE30-48HFN10-M1 |  | Mixed Ducted and Non-Ducted Indoor Units |  |  | 46000 | 22.25 | 10.5 | 47500 | 37000 | 77.89% | 2.05 | 0 | 12.25 |  |  |  | No | R-454B | 3.8333 | Residential & Commercial | No
214861739 | Mini/Multi Split | MDV | HMSV-A-CB | M5OD30-36HFN10-M1 |  | Mixed Ducted and Non-Ducted Indoor Units |  |  | 35400 | 22 | 9.35 | 37000 | 26000 | 70.27% | 2 | 0 | 11.85 |  |  |  | No | R-454B | 2.95 | Residential & Commercial | No
214861736 | Mini/Multi Split | MDV | HMSV-A-CB | M4OD30-27HFN10-M1 |  | Mixed Ducted and Non-Ducted Indoor Units |  |  | 26800 | 23 | 9.35 | 26800 | 18900 | 70.52% | 2 | 0 | 12.5 |  |  |  | No | R-454B | 2.2333 | Residential & Commercial | No
214861751 | Mini/Multi Split | MDV | HMSV-A-CB | M3OD31-18HFN10-M1XD* |  | Mixed Ducted and Non-Ducted Indoor Units |  |  | 19000 | 20.5 | 10 | 20000 | 18000 | 90% | 2 | 0 | 13 |  |  |  | No | R-454B | 1.5833 | Residential & Commercial | No
214861754 | Mini/Multi Split | MDV | HMSV-A-CB | M4OD31-27HFN10-M1XD* |  | Mixed Ducted and Non-Ducted Indoor Units |  |  | 27400 | 20 | 9.75 | 27400 | 27000 | 98.54% | 1.95 | 0 | 12 |  |  |  | No | R-454B | 2.2833 | Residential & Commercial | No
214861757 | Mini/Multi Split | MDV | HMSV-A-CB | M5OX631-36HFN10-M1XD* |  | Mixed Ducted and Non-Ducted Indoor Units |  |  | 36000 | 20.5 | 10.9 | 36000 | 37400 | 103.9% | 1.95 | 0 | 12.1 |  |  |  | No | R-454B | 3 | Residential & Commercial | No
214861766 | Mini/Multi Split | MDV | HMSV-A-CB | M3OX430-18HFN10-M1* |  | Mixed Ducted and Non-Ducted Indoor Units |  |  | 18000 | 21.5 | 10 | 19000 | 14000 | 73.68% | 2.25 | 0 | 12.25 |  |  |  | No | R-454B | 1.5 | Residential & Commercial | No
214861763 | Mini/Multi Split | MDV | HMSV-A-CB | M6OE31-53HFN10-M1XD* |  | Mixed Ducted and Non-Ducted Indoor Units |  |  | 52000 | 20.8 | 10.65 | 55000 | 48000 | 87.27% | 2.05 | 0 | 11.85 |  |  |  | No | R-454B | 4.3333 | Residential & Commercial | No
214861760 | Mini/Multi Split | MDV | HMSV-A-CB | M6OE31-48HFN10-M1XD* |  | Mixed Ducted and Non-Ducted Indoor Units |  |  | 46000 | 20.85 | 10.6 | 48500 | 48000 | 98.97% | 2 | 0 | 11.85 |  |  |  | No | R-454B | 3.8333 | Residential & Commercial | No
214861769 | Mini/Multi Split | MDV | HMSV-A-CB | M4OD30-27HFN10-M1D* |  | Mixed Ducted and Non-Ducted Indoor Units |  |  | 26200 | 22 | 9.35 | 26800 | 18900 | 70.52% | 2 | 0 | 12.1 |  |  |  | No | R-454B | 2.1833 | Residential & Commercial | No
214861775 | Mini/Multi Split | MDV | HMSV-A-CB | M6OE30-48HFN10-M1D* |  | Mixed Ducted and Non-Ducted Indoor Units |  |  | 45000 | 20.9 | 10.3 | 47500 | 37000 | 77.89% | 2.1 | 0 | 11.85 |  |  |  | No | R-454B | 3.75 | Residential & Commercial | No
214861772 | Mini/Multi Split | MDV | HMSV-A-CB | M5OD30-36HFN10-M1D* |  | Mixed Ducted and Non-Ducted Indoor Units |  |  | 35000 | 21.55 | 9.6 | 37000 | 26000 | 70.27% | 2 | 0 | 11.85 |  |  |  | No | R-454B | 2.9167 | Residential & Commercial | No
214861781 | Mini/Multi Split | MDV | HMSV-A-CB | M3OD31-18HFN10-M1X* |  | Mixed Ducted and Non-Ducted Indoor Units |  |  | 19000 | 20.5 | 10 | 20000 | 18000 | 90% | 2 | 0 | 13 |  |  |  | No | R-454B | 1.5833 | Residential & Commercial | No
214861790 | Mini/Multi Split | MDV | HMSV-A-CB | M5OX631-36HFN10-M1X** |  | Mixed Ducted and Non-Ducted Indoor Units |  |  | 36000 | 20.5 | 10.9 | 36000 | 37400 | 103.9% | 1.95 | 0 | 12.1 |  |  |  | No | R-454B | 3 | Residential & Commercial | No
214861787 | Mini/Multi Split | MDV | HMSV-A-CB | M5OX631-36HFN10-M1X* |  | Mixed Ducted and Non-Ducted Indoor Units |  |  | 36000 | 21.3 | 10.6 | 36000 | 37000 | 102.8% | 2 | 0 | 12.55 |  |  |  | No | R-454B | 3 | Residential & Commercial | No
214861784 | Mini/Multi Split | MDV | HMSV-A-CB | M4OD31-27HFN10-M1X* |  | Mixed Ducted and Non-Ducted Indoor Units |  |  | 27400 | 20 | 9.75 | 27400 | 27000 | 98.54% | 1.95 | 0 | 12 |  |  |  | No | R-454B | 2.2833 | Residential & Commercial | No
214861793 | Mini/Multi Split | MDV | HMSV-A-CB | M6OE31-48HFN10-M1X* |  | Mixed Ducted and Non-Ducted Indoor Units |  |  | 46000 | 20.85 | 10.6 | 48500 | 48000 | 98.97% | 2 | 0 | 11.85 |  |  |  | No | R-454B | 3.8333 | Residential & Commercial | No
214861799 | Mini/Multi Split | MDV | HMSV-A-CB | M4OD30-27HFN10-M1* |  | Mixed Ducted and Non-Ducted Indoor Units |  |  | 26200 | 22 | 9.35 | 26800 | 18900 | 70.52% | 2 | 0 | 12.1 |  |  |  | No | R-454B | 2.1833 | Residential & Commercial | No
214861796 | Mini/Multi Split | MDV | HMSV-A-CB | M6OE31-53HFN10-M1X* |  | Mixed Ducted and Non-Ducted Indoor Units |  |  | 52000 | 20.8 | 10.65 | 55000 | 48000 | 87.27% | 2.05 | 0 | 11.85 |  |  |  | No | R-454B | 4.3333 | Residential & Commercial | No
214861802 | Mini/Multi Split | MDV | HMSV-A-CB | M5OD30-36HFN10-M1* |  | Mixed Ducted and Non-Ducted Indoor Units |  |  | 35000 | 21.55 | 9.6 | 37000 | 26000 | 70.27% | 2 | 0 | 11.85 |  |  |  | No | R-454B | 2.9167 | Residential & Commercial | No
214861805 | Mini/Multi Split | MDV | HMSV-A-CB | M6OE30-48HFN10-M1* |  | Mixed Ducted and Non-Ducted Indoor Units |  |  | 45000 | 20.9 | 10.3 | 47500 | 37000 | 77.89% | 2.1 | 0 | 11.85 |  |  |  | No | R-454B | 3.75 | Residential & Commercial | No
214861814 | Mini/Multi Split | MDV | HMSV-A-CB | M4OD31-27HFN10-M1XD-D |  | Mixed Ducted and Non-Ducted Indoor Units |  |  | 27400 | 21 | 10 | 27400 | 27000 | 98.54% | 2 | 0 | 12.25 |  |  |  | No | R-454B | 2.2833 | Residential & Commercial | No
214861811 | Mini/Multi Split | MDV | HMSV-A-CB | M3OD31-18HFN10-M1XD-D |  | Mixed Ducted and Non-Ducted Indoor Units |  |  | 19000 | 22.5 | 10.2 | 20000 | 18500 | 92.5% | 2 | 0 | 14 |  |  |  | No | R-454B | 1.5833 | Residential & Commercial | No
214861817 | Mini/Multi Split | MDV | HMSV-A-CB | M5OX631-36HFN10-M1XD-D |  | Mixed Ducted and Non-Ducted Indoor Units |  |  | 36000 | 21.2 | 10.55 | 36000 | 37000 | 102.8% | 2 | 0 | 12.5 |  |  |  | No | R-454B | 3 | Residential & Commercial | No
214861823 | Mini/Multi Split | MDV | HMSV-A-CB | M6OE31-53HFN10-M1XD-D |  | Mixed Ducted and Non-Ducted Indoor Units |  |  | 52000 | 21.1 | 10.6 | 55000 | 47500 | 86.36% | 2.05 | 0 | 11.85 |  |  |  | No | R-454B | 4.3333 | Residential & Commercial | No
214861820 | Mini/Multi Split | MDV | HMSV-A-CB | M6OE31-48HFN10-M1XD-D |  | Mixed Ducted and Non-Ducted Indoor Units |  |  | 47000 | 21.7 | 11 | 48500 | 47500 | 97.94% | 2 | 0 | 11.85 |  |  |  | No | R-454B | 3.9167 | Residential & Commercial | No
214861826 | Mini/Multi Split | MDV | HMSV-A-CB | M3OD31-18HFN10-M1XD-D* |  | Mixed Ducted and Non-Ducted Indoor Units |  |  | 19000 | 20.5 | 10 | 20000 | 18000 | 90% | 2 | 0 | 13 |  |  |  | No | R-454B | 1.5833 | Residential & Commercial | No
214861829 | Mini/Multi Split | MDV | HMSV-A-CB | M4OD31-27HFN10-M1XD-D* |  | Mixed Ducted and Non-Ducted Indoor Units |  |  | 27400 | 20 | 9.75 | 27400 | 27000 | 98.54% | 1.95 | 0 | 12 |  |  |  | No | R-454B | 2.2833 | Residential & Commercial | No
214861832 | Mini/Multi Split | MDV | HMSV-A-CB | M5OX631-36HFN10-M1XD-D* |  | Mixed Ducted and Non-Ducted Indoor Units |  |  | 36000 | 20.45 | 10.85 | 36000 | 37400 | 103.9% | 1.95 | 0 | 12.1 |  |  |  | No | R-454B | 3 | Residential & Commercial | No
214861841 | Mini/Multi Split | MDV | HMSV-A-CB | M3OX430-18HFN10-M1-D |  | Mixed Ducted and Non-Ducted Indoor Units |  |  | 18000 | 22.55 | 9.9 | 19000 | 14000 | 73.68% | 2.3 | 0 | 13 |  |  |  | No | R-454B | 1.5 | Residential & Commercial | No
214861838 | Mini/Multi Split | MDV | HMSV-A-CB | M6OE31-53HFN10-M1XD-D* |  | Mixed Ducted and Non-Ducted Indoor Units |  |  | 52000 | 20.7 | 10.65 | 55000 | 48000 | 87.27% | 2.05 | 0 | 11.85 |  |  |  | No | R-454B | 4.3333 | Residential & Commercial | No
214861835 | Mini/Multi Split | MDV | HMSV-A-CB | M6OE31-48HFN10-M1XD-D* |  | Mixed Ducted and Non-Ducted Indoor Units |  |  | 46000 | 20.8 | 10.6 | 48500 | 48000 | 98.97% | 2 | 0 | 11.85 |  |  |  | No | R-454B | 3.8333 | Residential & Commercial | No
214861844 | Mini/Multi Split | MDV | HMSV-A-CB | M4OD30-27HFN10-M1D-D |  | Mixed Ducted and Non-Ducted Indoor Units |  |  | 26800 | 23 | 9.25 | 26800 | 18900 | 70.52% | 2 | 0 | 12.5 |  |  |  | No | R-454B | 2.2333 | Residential & Commercial | No
214861850 | Mini/Multi Split | MDV | HMSV-A-CB | M6OE30-48HFN10-M1D-D |  | Mixed Ducted and Non-Ducted Indoor Units |  |  | 46000 | 22.2 | 10.45 | 47500 | 37000 | 77.89% | 2.05 | 0 | 12.25 |  |  |  | No | R-454B | 3.8333 | Residential & Commercial | No
214861847 | Mini/Multi Split | MDV | HMSV-A-CB | M5OD30-36HFN10-M1D-D |  | Mixed Ducted and Non-Ducted Indoor Units |  |  | 35400 | 22 | 9.35 | 37000 | 26000 | 70.27% | 2 | 0 | 11.85 |  |  |  | No | R-454B | 2.95 | Residential & Commercial | No
214861856 | Mini/Multi Split | MDV | HMSV-A-CB | M3OX430-18HFN10-M1-D* |  | Mixed Ducted and Non-Ducted Indoor Units |  |  | 18000 | 21.5 | 10 | 19000 | 14000 | 73.68% | 2.25 | 0 | 12.25 |  |  |  | No | R-454B | 1.5 | Residential & Commercial | No
214861865 | Mini/Multi Split | MDV | HMSV-A-CB | M6OE30-48HFN10-M1D-D* |  | Mixed Ducted and Non-Ducted Indoor Units |  |  | 45000 | 20.85 | 10.3 | 47500 | 37000 | 77.89% | 2.1 | 0 | 11.85 |  |  |  | No | R-454B | 3.75 | Residential & Commercial | No
214861862 | Mini/Multi Split | MDV | HMSV-A-CB | M5OD30-36HFN10-M1D-D* |  | Mixed Ducted and Non-Ducted Indoor Units |  |  | 35000 | 21.55 | 9.6 | 37000 | 26000 | 70.27% | 2 | 0 | 11.85 |  |  |  | No | R-454B | 2.9167 | Residential & Commercial | No
214861859 | Mini/Multi Split | MDV | HMSV-A-CB | M4OD30-27HFN10-M1D-D* |  | Mixed Ducted and Non-Ducted Indoor Units |  |  | 26200 | 22 | 9.25 | 26800 | 18900 | 70.52% | 2 | 0 | 12.1 |  |  |  | No | R-454B | 2.1833 | Residential & Commercial | No
214861874 | Mini/Multi Split | MDV | HMSV-A-CB | M4OD31-27HFN10-M1X-D |  | Mixed Ducted and Non-Ducted Indoor Units |  |  | 27400 | 21 | 10 | 27400 | 27000 | 98.54% | 2 | 0 | 12.25 |  |  |  | No | R-454B | 2.2833 | Residential & Commercial | No
214861871 | Mini/Multi Split | MDV | HMSV-A-CB | M3OD31-18HFN10-M1X-D |  | Mixed Ducted and Non-Ducted Indoor Units |  |  | 19000 | 22.5 | 10.2 | 20000 | 18500 | 92.5% | 2 | 0 | 14 |  |  |  | No | R-454B | 1.5833 | Residential & Commercial | No
214861877 | Mini/Multi Split | MDV | HMSV-A-CB | M5OX631-36HFN10-M1X-D |  | Mixed Ducted and Non-Ducted Indoor Units |  |  | 36000 | 21.2 | 10.55 | 36000 | 37000 | 102.8% | 2 | 0 | 12.5 |  |  |  | No | R-454B | 3 | Residential & Commercial | No
214861880 | Mini/Multi Split | MDV | HMSV-A-CB | M6OE31-48HFN10-M1X-D |  | Mixed Ducted and Non-Ducted Indoor Units |  |  | 47000 | 21.7 | 11 | 48500 | 47500 | 97.94% | 2 | 0 | 11.85 |  |  |  | No | R-454B | 3.9167 | Residential & Commercial | No
214861889 | Mini/Multi Split | MDV | HMSV-A-CB | M4OD31-27HFN10-M1X-D* |  | Mixed Ducted and Non-Ducted Indoor Units |  |  | 27400 | 20 | 9.75 | 27400 | 27000 | 98.54% | 1.95 | 0 | 12 |  |  |  | No | R-454B | 2.2833 | Residential & Commercial | No
214861886 | Mini/Multi Split | MDV | HMSV-A-CB | M3OD31-18HFN10-M1X-D* |  | Mixed Ducted and Non-Ducted Indoor Units |  |  | 19000 | 20.5 | 10 | 20000 | 18000 | 90% | 2 | 0 | 13 |  |  |  | No | R-454B | 1.5833 | Residential & Commercial | No
214861883 | Mini/Multi Split | MDV | HMSV-A-CB | M6OE31-53HFN10-M1X-D |  | Mixed Ducted and Non-Ducted Indoor Units |  |  | 52000 | 21.1 | 10.6 | 55000 | 47500 | 86.36% | 2.05 | 0 | 11.85 |  |  |  | No | R-454B | 4.3333 | Residential & Commercial | No
214861892 | Mini/Multi Split | MDV | HMSV-A-CB | M5OX631-36HFN10-M1X-D* |  | Mixed Ducted and Non-Ducted Indoor Units |  |  | 36000 | 20.45 | 10.85 | 36000 | 37400 | 103.9% | 1.95 | 0 | 12.1 |  |  |  | No | R-454B | 3 | Residential & Commercial | No
214861898 | Mini/Multi Split | MDV | HMSV-A-CB | M6OE31-53HFN10-M1X-D* |  | Mixed Ducted and Non-Ducted Indoor Units |  |  | 52000 | 20.7 | 10.65 | 55000 | 48000 | 87.27% | 2.05 | 0 | 11.85 |  |  |  | No | R-454B | 4.3333 | Residential & Commercial | No
214861895 | Mini/Multi Split | MDV | HMSV-A-CB | M6OE31-48HFN10-M1X-D* |  | Mixed Ducted and Non-Ducted Indoor Units |  |  | 46000 | 20.8 | 10.6 | 48500 | 48000 | 98.97% | 2 | 0 | 11.85 |  |  |  | No | R-454B | 3.8333 | Residential & Commercial | No
214861901 | Mini/Multi Split | MDV | HMSV-A-CB | M4OD30-27HFN10-M1-D |  | Mixed Ducted and Non-Ducted Indoor Units |  |  | 26800 | 23 | 9.25 | 26800 | 18900 | 70.52% | 2 | 0 | 12.5 |  |  |  | No | R-454B | 2.2333 | Residential & Commercial | No
214861904 | Mini/Multi Split | MDV | HMSV-A-CB | M5OD30-36HFN10-M1-D |  | Mixed Ducted and Non-Ducted Indoor Units |  |  | 35400 | 22 | 9.35 | 37000 | 26000 | 70.27% | 2 | 0 | 11.85 |  |  |  | No | R-454B | 2.95 | Residential & Commercial | No
214861913 | Mini/Multi Split | MDV | HMSV-A-CB | M4OD30-27HFN10-M1-D* |  | Mixed Ducted and Non-Ducted Indoor Units |  |  | 26200 | 22 | 9.25 | 26800 | 18900 | 70.52% | 2 | 0 | 12.1 |  |  |  | No | R-454B | 2.1833 | Residential & Commercial | No
214861907 | Mini/Multi Split | MDV | HMSV-A-CB | M6OE30-48HFN10-M1-D |  | Mixed Ducted and Non-Ducted Indoor Units |  |  | 46000 | 22.2 | 10.45 | 47500 | 37000 | 77.89% | 2.05 | 0 | 12.25 |  |  |  | No | R-454B | 3.8333 | Residential & Commercial | No
214861916 | Mini/Multi Split | MDV | HMSV-A-CB | M5OD30-36HFN10-M1-D* |  | Mixed Ducted and Non-Ducted Indoor Units |  |  | 35000 | 21.55 | 9.6 | 37000 | 26000 | 70.27% | 2 | 0 | 11.85 |  |  |  | No | R-454B | 2.9167 | Residential & Commercial | No
214861919 | Mini/Multi Split | MDV | HMSV-A-CB | M6OE30-48HFN10-M1-D* |  | Mixed Ducted and Non-Ducted Indoor Units |  |  | 45000 | 20.85 | 10.3 | 47500 | 37000 | 77.89% | 2.1 | 0 | 11.85 |  |  |  | No | R-454B | 3.75 | Residential & Commercial | No
214848487 | Mini/Multi Split | LG | HMSV-A-CB | KUMXA301A |  | Mixed Ducted and Non-Ducted Indoor Units |  |  | 26400 | 19.25 | 9.65 | 30000 | 23000 | 76.67% | 1.85 | 0 | 12.1 |  |  |  | No | R-32 | 2.2 | Residential & Commercial | No
216566094 | Mini/Multi Split | Coleman | HMSV-A-CB-O | UMC48CN23STG1 |  | Mixed Ducted and Non-Ducted Indoor Units |  |  | 42000 | 20 | 9.15 | 46500 | 35000 | 75.27% | 1.87 | 0 | 11.8 |  |  |  | No | R-454B | 3.5 | Residential & Commercial | No
216566097 | Mini/Multi Split | Coleman | HMSV-A-CB-O | UMC36CN23STG1 |  | Mixed Ducted and Non-Ducted Indoor Units |  |  | 36000 | 20.5 | 9.5 | 36000 | 34200 | 95% | 1.87 | 0 | 12.85 |  |  |  | No | R-454B | 3 | Residential & Commercial | No
216566091 | Mini/Multi Split | Coleman | HMSV-A-CB-O | UMC24CN23STG1 |  | Mixed Ducted and Non-Ducted Indoor Units |  |  | 27000 | 20.5 | 9.4 | 27000 | 26600 | 98.52% | 1.82 | 0 | 12.2 |  |  |  | No | R-454B | 2.25 | Residential & Commercial | No
216566089 | Mini/Multi Split | Coleman | HMSV-A-CB-O | UMC18CN23STG1 |  | Mixed Ducted and Non-Ducted Indoor Units |  |  | 18000 | 19.75 | 9.7 | 18000 | 17400 | 96.67% | 1.96 | 0 | 12.65 |  |  |  | No | R-454B | 1.5 | Residential & Commercial | No
216566107 | Mini/Multi Split | LUXAIRE | HMSV-A-CB-O | UMC36CN23STG1 |  | Mixed Ducted and Non-Ducted Indoor Units |  |  | 36000 | 20.5 | 9.5 | 36000 | 34200 | 95% | 1.87 | 0 | 12.85 |  |  |  | No | R-454B | 3 | Residential & Commercial | No
216566101 | Mini/Multi Split | LUXAIRE | HMSV-A-CB-O | UMC24CN23STG1 |  | Mixed Ducted and Non-Ducted Indoor Units |  |  | 27000 | 20.5 | 9.4 | 27000 | 26600 | 98.52% | 1.82 | 0 | 12.2 |  |  |  | No | R-454B | 2.25 | Residential & Commercial | No
216566099 | Mini/Multi Split | LUXAIRE | HMSV-A-CB-O | UMC18CN23STG1 |  | Mixed Ducted and Non-Ducted Indoor Units |  |  | 18000 | 19.75 | 9.7 | 18000 | 17400 | 96.67% | 1.96 | 0 | 12.65 |  |  |  | No | R-454B | 1.5 | Residential & Commercial | No
214594899 | Mini/Multi Split | COMFORTSTAR | HMSV-A-CB | CVH-60-5SH |  | Mixed Ducted and Non-Ducted Indoor Units |  |  | 55000 | 20.4 | 9.4 | 55000 | 46000 | 83.64% | 1.9 | 10.5 | 10.5 |  |  |  | No | R-410A | 4.5833 | Residential & Commercial | No
216566104 | Mini/Multi Split | LUXAIRE | HMSV-A-CB-O | UMC48CN23STG1 |  | Mixed Ducted and Non-Ducted Indoor Units |  |  | 42000 | 20 | 9.15 | 46500 | 35000 | 75.27% | 1.87 | 0 | 11.8 |  |  |  | No | R-454B | 3.5 | Residential & Commercial | No
216571395 | Mini/Multi Split | TOSOT | HMSV-A-CB | TM18D6MO |  | Mixed Ducted and Non-Ducted Indoor Units |  |  | 18000 | 19 | 9 | 18000 | 13700 | 76.11% | 1.8 | 0 | 11.8 |  |  |  | No | R-32 | 1.5 | Residential & Commercial | No
216571400 | Mini/Multi Split | TOSOT | HMSV-A-CB | TM24D6MO |  | Mixed Ducted and Non-Ducted Indoor Units |  |  | 24000 | 19 | 9 | 24000 | 21600 | 90% | 1.8 | 0 | 12.2 |  |  |  | No | R-32 | 2 | Residential & Commercial | No
216571401 | Mini/Multi Split | TOSOT | HMSV-A-CB | TM30D6MO |  | Mixed Ducted and Non-Ducted Indoor Units |  |  | 28400 | 19 | 9 | 30000 | 26400 | 88% | 1.81 | 0 | 12.2 |  |  |  | No | R-32 | 2.3667 | Residential & Commercial | No
216571402 | Mini/Multi Split | TOSOT | HMSV-A-CB | TM36D6MO |  | Mixed Ducted and Non-Ducted Indoor Units |  |  | 36000 | 19 | 9 | 36000 | 34000 | 94.44% | 1.84 | 0 | 11.8 |  |  |  | No | R-32 | 3 | Residential & Commercial | No
216571403 | Mini/Multi Split | TOSOT | HMSV-A-CB | TM42D6MO |  | Mixed Ducted and Non-Ducted Indoor Units |  |  | 42000 | 19 | 9 | 42000 | 37000 | 88.1% | 1.84 | 0 | 12.2 |  |  |  | No | R-32 | 3.5 | Residential & Commercial | No
211756609 | Mini/Multi Split | LPS Legacy | HMSV-A-CB | DLCMHBH24CAK |  | Mixed Ducted and Non-Ducted Indoor Units |  |  | 24000 | 21.8 | 9.65 | 24000 | 17500 | 72.92% | 1.87 | 12.5 | 12.5 |  |  |  | No | R-410A | 2 | Residential & Commercial | No
211756610 | Mini/Multi Split | LPS Legacy | HMSV-A-CB | DLCMHBH36DAK |  | Mixed Ducted and Non-Ducted Indoor Units |  |  | 36000 | 19.5 | 9.85 | 37000 | 34400 | 92.97% | 1.8 | 11.9 | 12.1 |  |  |  | No | R-410A | 3 | Residential & Commercial | No
211756611 | Mini/Multi Split | LPS Legacy | HMSV-A-CB | DLCMHBH48EAK |  | Mixed Ducted and Non-Ducted Indoor Units |  |  | 47500 | 21.05 | 9.4 | 49000 | 43500 | 88.78% | 2 | 11.2 | 11.35 |  |  |  | No | R-410A | 3.9583 | Residential & Commercial | No
216573053 | Mini/Multi Split | GREE | HMSV-A-CB | GWHD(48)ND6MO |  | Mixed Ducted and Non-Ducted Indoor Units |  |  | 48000 | 19 | 9 | 48000 | 37000 | 77.08% | 1.84 | 0 | 11.8 |  |  |  | No | R-32 | 4 | Residential & Commercial | No
213867405 | Mini/Multi Split | TRUST AIR CONDITIONERS | HMSV-A-CB | M5H60H/O4S4P |  | Mixed Ducted and Non-Ducted Indoor Units |  |  | 55000 | 20.4 | 9.4 | 55000 | 46000 | 83.64% | 1.9 | 10.5 | 10.5 |  |  |  | No | R-410A | 4.5833 | Residential & Commercial | No
214314847 | Mini/Multi Split | Cooper & Hunter | HMSV-A-CB | CHV6-28URBM |  | Mixed Ducted and Non-Ducted Indoor Units |  |  | 27200 | 17.3 | 8.2 | 32400 | 25000 | 77.16% | 2.15 | 0 | 11.3 |  |  |  | No | R-410A | 2.2667 | Residential & Commercial | No
207643085 | Mini/Multi Split | KEEPRITE | HMSV-A-CB | DLCMHBH48EAK |  | Mixed Ducted and Non-Ducted Indoor Units |  |  | 47500 | 21.05 | 9.4 | 49000 | 43500 | 88.78% | 2 | 11.2 | 11.35 |  |  |  | No | R-410A | 3.9583 | Residential & Commercial | No
207643001 | Mini/Multi Split | ARCOAIRE | HMSV-A-CB | DLCMHBH48EAK |  | Mixed Ducted and Non-Ducted Indoor Units |  |  | 47500 | 21.05 | 9.4 | 49000 | 43500 | 88.78% | 2 | 11.2 | 11.35 |  |  |  | No | R-410A | 3.9583 | Residential & Commercial | No
207643169 | Mini/Multi Split | SMART COMFORT | HMSV-A-CB | DLCMHBH48EAK |  | Mixed Ducted and Non-Ducted Indoor Units |  |  | 47500 | 21.05 | 9.4 | 49000 | 43500 | 88.78% | 2 | 11.2 | 11.35 |  |  |  | No | R-410A | 3.9583 | Residential & Commercial | No
214377758 | Mini/Multi Split | COMFORT-AIRE | HMSV-A-CB | A-VMH36QV-1A |  | Mixed Ducted and Non-Ducted Indoor Units |  |  | 36000 | 20.9 | 10.45 | 36000 | 36400 | 101.1% | 1.95 | 0 | 12.25 |  |  |  | No | R-410A | 3 | Residential & Commercial | No
213350255 | Mini/Multi Split | TOSHIBA CARRIER | HMSV-A-CB | MCY-MAP0367HS-UL* |  | Mixed Ducted and Non-Ducted Indoor Units |  |  | 36000 | 21.45 | 10.45 | 40000 | 28200 | 70.5% | 2.7 | 0 | 13.2 |  |  |  | No | R-410A | 3 | Residential & Commercial | No
213350256 | Mini/Multi Split | TOSHIBA CARRIER | HMSV-A-CB | MCY-MAP0607HS-UL* |  | Mixed Ducted and Non-Ducted Indoor Units |  |  | 60000 | 20.75 | 10.2 | 66000 | 46500 | 70.45% | 2.3 | 0 | 11.3 |  |  |  | No | R-410A | 5 | Residential & Commercial | No
213350257 | Mini/Multi Split | TOSHIBA CARRIER | HMSV-A-CB | MCY-MAP0487HS-UL* |  | Mixed Ducted and Non-Ducted Indoor Units |  |  | 48000 | 20.25 | 10.15 | 54000 | 38500 | 71.3% | 2.55 | 0 | 12.45 |  |  |  | No | R-410A | 4 | Residential & Commercial | No
8063924 | Mini/Multi Split | FUJITSU | HMSV-A-CB | AOU18RLXFZH |  | Mixed Ducted and Non-Ducted Indoor Units |  |  | 18000 | 20.25 | 9.3 | 22000 | 22000 | 100% | 1.84 | 12.95 | 12.95 |  |  |  | No | R-410A | 1.5 | Residential & Commercial | No
8063925 | Mini/Multi Split | FUJITSU | HMSV-A-CB | AOU24RLXFZH |  | Mixed Ducted and Non-Ducted Indoor Units |  |  | 22000 | 18.9 | 9.6 | 25000 | 25600 | 102.4% | 2.06 | 12.7 | 12.7 |  |  |  | No | R-410A | 1.8333 | Residential & Commercial | No
8717933 | Mini/Multi Split | LG | HMSV-A-CB | ARUN038GSS4 |  | Mixed Ducted and Non-Ducted Indoor Units |  |  | 38000 | 20.1 | 10.6 | 51000 | 39000 | 76.47% | 2.16 | 11.5 | 14 |  |  |  | No | R-410A | 3.1667 | Residential & Commercial | No
8717934 | Mini/Multi Split | LG | HMSV-A-CB | ARUN048GSS4 |  | Mixed Ducted and Non-Ducted Indoor Units |  |  | 48000 | 20 | 10.2 | 54500 | 39000 | 71.56% | 2.16 | 10.5 | 13.2 |  |  |  | No | R-410A | 4 | Residential & Commercial | No
8912450 | Mini/Multi Split | FUJITSU | HMSV-A-CB | AOU36RLXFZH |  | Mixed Ducted and Non-Ducted Indoor Units |  |  | 35200 | 19.25 | 9.1 | 36400 | 36400 | 100% | 2.02 | 12.5 | 12.5 |  |  |  | No | R-410A | 2.9333 | Residential & Commercial | No
212925538 | Mini/Multi Split | Mitsubishi Electric | HMSV-A-CB | MXZ-3C24NAHZ4-** |  | Mixed Ducted and Non-Ducted Indoor Units |  |  | 22800 | 16.7 | 8.95 | 24800 | 17400 | 70.16% | 1.78 | 0 | 11.75 |  |  |  | No | R-410A | 1.9 | Residential & Commercial | No
212925539 | Mini/Multi Split | Trane / Mitsubishi Electric | HMSV-A-CB | NTXMPH30A132C** |  | Mixed Ducted and Non-Ducted Indoor Units |  |  | 27800 | 17 | 9.25 | 28000 | 20200 | 72.14% | 1.91 | 0 | 11.4 |  |  |  | No | R-410A | 2.3167 | Residential & Commercial | No
212925536 | Mini/Multi Split | Trane / Mitsubishi Electric | HMSV-A-CB | NTXMPH24A132C** |  | Mixed Ducted and Non-Ducted Indoor Units |  |  | 22800 | 16.7 | 8.95 | 24800 | 17400 | 70.16% | 1.78 | 0 | 11.75 |  |  |  | No | R-410A | 1.9 | Residential & Commercial | No
212925517 | Mini/Multi Split | American Standard / Mitsubishi Electric | HMSV-A-CB | NTXMPH20A122C** |  | Mixed Ducted and Non-Ducted Indoor Units |  |  | 19000 | 15.65 | 8.95 | 22000 | 16100 | 73.18% | 1.97 | 0 | 12.25 |  |  |  | No | R-410A | 1.5833 | Residential & Commercial | No
212925518 | Mini/Multi Split | American Standard / Mitsubishi Electric | HMSV-A-CB | NTXMPH24A132C** |  | Mixed Ducted and Non-Ducted Indoor Units |  |  | 22800 | 16.7 | 8.95 | 24800 | 17400 | 70.16% | 1.78 | 0 | 11.75 |  |  |  | No | R-410A | 1.9 | Residential & Commercial | No
212925519 | Mini/Multi Split | American Standard / Mitsubishi Electric | HMSV-A-CB | NTXMPH30A132C** |  | Mixed Ducted and Non-Ducted Indoor Units |  |  | 27800 | 17 | 9.25 | 28000 | 20200 | 72.14% | 1.91 | 0 | 11.4 |  |  |  | No | R-410A | 2.3167 | Residential & Commercial | No
212925520 | Mini/Multi Split | Trane / Mitsubishi Electric | HMSV-A-CB | NTXMPH20A122C** |  | Mixed Ducted and Non-Ducted Indoor Units |  |  | 19000 | 15.65 | 8.95 | 22000 | 16100 | 73.18% | 1.97 | 0 | 12.25 |  |  |  | No | R-410A | 1.5833 | Residential & Commercial | No
212925881 | Mini/Multi Split | Mitsubishi Electric | HMSV-A-CB | MXZ-2C20NAHZ4-** |  | Mixed Ducted and Non-Ducted Indoor Units |  |  | 19000 | 15.65 | 8.95 | 22000 | 16100 | 73.18% | 1.97 | 0 | 12.25 |  |  |  | No | R-410A | 1.5833 | Residential & Commercial | No
212925882 | Mini/Multi Split | Mitsubishi Electric | HMSV-A-CB | MXZ-3C30NAHZ4-** |  | Mixed Ducted and Non-Ducted Indoor Units |  |  | 27800 | 17 | 9.25 | 28000 | 20200 | 72.14% | 1.91 | 0 | 11.4 |  |  |  | No | R-410A | 2.3167 | Residential & Commercial | No
206716988 | Mini/Multi Split | MDV | HMSV-A-CB | M2OI-18HFN1-M |  | Mixed Ducted and Non-Ducted Indoor Units |  |  | 19000 | 20.5 | 9.55 | 20000 | 19300 | 96.5% | 1.88 | 12 | 12.25 |  |  |  | No | R-410A | 1.5833 | Residential & Commercial | No
207642953 | Mini/Multi Split | Weathermaker | HMSV-A-CB | 38MGHBQ48EA3 |  | Mixed Ducted and Non-Ducted Indoor Units |  |  | 47500 | 21.35 | 9.4 | 49000 | 43500 | 88.78% | 2 | 11.5 | 11.7 |  |  |  | No | R-410A | 3.9583 | Residential & Commercial | No
215746019 | Mini/Multi Split | Custom Comfort | HMSV-A-CB | CCOXHBMZ655HP |  | Mixed Ducted and Non-Ducted Indoor Units |  |  | 52000 | 21.1 | 10.6 | 55000 | 47500 | 86.36% | 2.05 | 0 | 11.85 |  |  |  | No | R-454B | 4.3333 | Residential & Commercial | No
207683485 | Mini/Multi Split | MIDEA | HMSV-A-CB | MMCMHAQ48EA3 |  | Mixed Ducted and Non-Ducted Indoor Units |  |  | 47500 | 21.35 | 9.4 | 49000 | 43500 | 88.78% | 2 | 11.5 | 11.7 |  |  |  | No | R-410A | 3.9583 | Residential & Commercial | No
207742383 | Mini/Multi Split | C&H | HMSV-A-CB | CH-HPR48M-230VO |  | Mixed Ducted and Non-Ducted Indoor Units |  |  | 47500 | 21.35 | 9.4 | 49000 | 43500 | 88.78% | 2 | 11.5 | 11.7 |  |  |  | No | R-410A | 3.9583 | Residential & Commercial | No
214442636 | Mini/Multi Split | CENTURY | HMSV-A-CB | A-VMH55PV-1 |  | Mixed Ducted and Non-Ducted Indoor Units |  |  | 55000 | 20.4 | 9.4 | 55000 | 46000 | 83.64% | 1.9 | 10.5 | 10.5 |  |  |  | No | R-410A | 4.5833 | Residential & Commercial | No
210644066 | Mini/Multi Split | MDV | HMSV-A-CB | M2OI-18HFN1-M-L |  | Mixed Ducted and Non-Ducted Indoor Units |  |  | 19000 | 20.35 | 9.55 | 20000 | 19300 | 96.5% | 1.88 | 12 | 12.25 |  |  |  | No | R-410A | 1.5833 | Residential & Commercial | No
10516995 | Mini/Multi Split | LG | HMSV-A-CB | ARUN060GSS4 |  | Mixed Ducted and Non-Ducted Indoor Units |  |  | 60000 | 19.6 | 9.55 | 66500 | 50000 | 75.19% | 1.83 | 10 | 11.5 |  |  |  | No | R-410A | 5 | Residential & Commercial | No
10516996 | Mini/Multi Split | LG | HMSV-A-CB | LMU180HHV |  | Mixed Ducted and Non-Ducted Indoor Units |  |  | 17200 | 19.25 | 8.9 | 22000 | 19800 | 90% | 1.83 | 12.75 | 12.75 |  |  |  | No | R-410A | 1.4333 | Residential & Commercial | No
10516997 | Mini/Multi Split | LG | HMSV-A-CB | LMU240HHV |  | Mixed Ducted and Non-Ducted Indoor Units |  |  | 22000 | 19 | 9.5 | 25000 | 21800 | 87.2% | 1.83 | 12.5 | 12.6 |  |  |  | No | R-410A | 1.8333 | Residential & Commercial | No
10525928 | Mini/Multi Split | LG | HMSV-A-CB | LMU300HHV |  | Mixed Ducted and Non-Ducted Indoor Units |  |  | 26400 | 18.75 | 9.5 | 27800 | 23600 | 84.89% | 1.85 | 11.5 | 12.1 |  |  |  | No | R-410A | 2.2 | Residential & Commercial | No
203978167 | Mini/Multi Split | HISENSE | HMSV-A-CB-O | AMW3-24U3SAA |  | Mixed Ducted and Non-Ducted Indoor Units |  |  | 24000 | 21.5 | 8.83 | 24200 | 24000 | 99.17% | 1.84 | 12.3 | 12.3 |  |  |  | No | R-410A | 2 | Residential & Commercial | No
203978168 | Mini/Multi Split | HISENSE | HMSV-A-CB-O | AMW4-36U3STA |  | Mixed Ducted and Non-Ducted Indoor Units |  |  | 32000 | 20.25 | 8.95 | 37000 | 36000 | 97.3% | 1.84 | 12.25 | 12.25 |  |  |  | No | R-410A | 2.6667 | Residential & Commercial | No
203999079 | Mini/Multi Split | FRIEDRICH | HMSV-A-CB-O | FPHMR24A3A |  | Mixed Ducted and Non-Ducted Indoor Units |  |  | 24000 | 21.5 | 8.83 | 24200 | 24000 | 99.17% | 1.84 | 12.3 | 12.3 |  |  |  | No | R-410A | 2 | Residential & Commercial | No
203999080 | Mini/Multi Split | FRIEDRICH | HMSV-A-CB-O | FPHMR36A3A |  | Mixed Ducted and Non-Ducted Indoor Units |  |  | 32000 | 20.25 | 8.95 | 37000 | 36000 | 97.3% | 1.84 | 12.25 | 12.25 |  |  |  | No | R-410A | 2.6667 | Residential & Commercial | No
203995167 | Mini/Multi Split | YORK | HMSV-A-CB | YVAHP036B21S* |  | Mixed Ducted and Non-Ducted Indoor Units |  |  | 36000 | 20.35 | 10.4 | 40000 | 30200 | 75.5% | 1.79 | 15.25 | 14.95 |  |  |  | No | R-410A | 3 | Residential & Commercial | No
203995169 | Mini/Multi Split | HITACHI | HMSV-A-CB | HVAHP036B21S* |  | Mixed Ducted and Non-Ducted Indoor Units |  |  | 36000 | 20.35 | 10.4 | 40000 | 30200 | 75.5% | 1.79 | 15.25 | 14.95 |  |  |  | No | R-410A | 3 | Residential & Commercial | No
203995173 | Mini/Multi Split | Coleman | HMSV-A-CB | CVAHP036B21S* |  | Mixed Ducted and Non-Ducted Indoor Units |  |  | 36000 | 20.35 | 10.4 | 40000 | 30200 | 75.5% | 1.79 | 15.25 | 14.95 |  |  |  | No | R-410A | 3 | Residential & Commercial | No
204032226 | Mini/Multi Split | HAXXAIR | HMSV-A-CB-O | HVHM-24T2D |  | Mixed Ducted and Non-Ducted Indoor Units |  |  | 24000 | 21.5 | 8.83 | 24200 | 24000 | 99.17% | 1.84 | 12.3 | 12.3 |  |  |  | No | R-410A | 2 | Residential & Commercial | No
204032227 | Mini/Multi Split | HAXXAIR | HMSV-A-CB-O | HVHM-36T2D |  | Mixed Ducted and Non-Ducted Indoor Units |  |  | 32000 | 20.25 | 8.95 | 37000 | 36000 | 97.3% | 1.84 | 12.25 | 12.25 |  |  |  | No | R-410A | 2.6667 | Residential & Commercial | No
213886040 | Mini/Multi Split | SLIMAIR | HMSV-A-CB | SHC2Z18VE2AG |  | Mixed Ducted and Non-Ducted Indoor Units |  |  | 19000 | 19.75 | 9.15 | 20000 | 18500 | 92.5% | 1.83 | 12 | 12.25 |  |  |  | No | R-410A | 1.5833 | Residential & Commercial | No
213886049 | Mini/Multi Split | SLIMAIR | HMSV-A-CB | SHC5Z48VE2AG |  | Mixed Ducted and Non-Ducted Indoor Units |  |  | 47500 | 21.05 | 9.4 | 49000 | 43500 | 88.78% | 2 | 11.2 | 11.35 |  |  |  | No | R-410A | 3.9583 | Residential & Commercial | No
213886046 | Mini/Multi Split | SLIMAIR | HMSV-A-CB | SHC4Z36VE2AG |  | Mixed Ducted and Non-Ducted Indoor Units |  |  | 36000 | 19.5 | 9.85 | 37000 | 34400 | 92.97% | 1.8 | 11.9 | 12.1 |  |  |  | No | R-410A | 3 | Residential & Commercial | No
213886043 | Mini/Multi Split | SLIMAIR | HMSV-A-CB | SHC3Z27VE2AG |  | Mixed Ducted and Non-Ducted Indoor Units |  |  | 28000 | 21.3 | 9.65 | 28000 | 25000 | 89.29% | 1.8 | 11.5 | 11.75 |  |  |  | No | R-410A | 2.3333 | Residential & Commercial | No
204462796 | Mini/Multi Split | AIR-CON | HMSV-A-CB-O | AMSCI4H4S24 |  | Mixed Ducted and Non-Ducted Indoor Units |  |  | 24000 | 21.5 | 8.83 | 24200 | 24000 | 99.17% | 1.84 | 12.3 | 12.3 |  |  |  | No | R-410A | 2 | Residential & Commercial | No
204462797 | Mini/Multi Split | AIR-CON | HMSV-A-CB-O | AMSCI4H4S36 |  | Mixed Ducted and Non-Ducted Indoor Units |  |  | 32000 | 20.25 | 8.95 | 37000 | 36000 | 97.3% | 1.84 | 12.25 | 12.25 |  |  |  | No | R-410A | 2.6667 | Residential & Commercial | No
213886052 | Mini/Multi Split | SLIMAIR | HMSV-A-CB | SHC5Z55VE2AG |  | Mixed Ducted and Non-Ducted Indoor Units |  |  | 55000 | 19.4 | 9.4 | 55000 | 45500 | 82.73% | 1.85 | 10.5 | 10.5 |  |  |  | No | R-410A | 4.5833 | Residential & Commercial | No
213248995 | Mini/Multi Split | Mitsubishi Electric | HMSV-A-CB | MXZ-SM48NAM2*** |  | Mixed Ducted and Non-Ducted Indoor Units |  |  | 48000 | 18.85 | 9.35 | 50000 | 35400 | 70.8% | 2.02 | 0 | 11.75 |  |  |  | No | R-410A | 4 | Residential & Commercial | No
213248996 | Mini/Multi Split | Mitsubishi Electric | HMSV-A-CB | MXZ-SM48NAMHZ*** |  | Mixed Ducted and Non-Ducted Indoor Units |  |  | 48000 | 18.85 | 10.15 | 54000 | 43500 | 80.56% | 2.02 | 0 | 11.75 |  |  |  | No | R-410A | 4 | Residential & Commercial | No
213248997 | Mini/Multi Split | Mitsubishi Electric | HMSV-A-CB | MXZ-SM48NAMHZ2*** |  | Mixed Ducted and Non-Ducted Indoor Units |  |  | 48000 | 18.85 | 10.15 | 54000 | 47000 | 87.04% | 1.9 | 0 | 11.75 |  |  |  | No | R-410A | 4 | Residential & Commercial | No
213927639 | Mini/Multi Split | GREE | HMSV-A-CB | GMV-V48WL/C-T(U) |  | Mixed Ducted and Non-Ducted Indoor Units |  |  | 48000 | 19.55 | 8.88 | 48000 | 33600 | 70% | 2.1 | 0 | 11 |  |  |  | No | R-410A | 4 | Residential & Commercial | No
213927640 | Mini/Multi Split | GREE | HMSV-A-CB | GMV-V60WL/C-T(U) |  | Mixed Ducted and Non-Ducted Indoor Units |  |  | 60000 | 19 | 8.75 | 60000 | 42000 | 70% | 2 | 0 | 10 |  |  |  | No | R-410A | 5 | Residential & Commercial | No
213927641 | Mini/Multi Split | GREE | HMSV-A-CB | GMV-V36WL/C-T(U) |  | Mixed Ducted and Non-Ducted Indoor Units |  |  | 36000 | 20.75 | 8.85 | 36000 | 25200 | 70% | 2.3 | 0 | 12.25 |  |  |  | No | R-410A | 3 | Residential & Commercial | No
213927618 | Mini/Multi Split | QUEBEC VAIR | HMSV-A-CB | NE-T53-MULTI36E |  | Mixed Ducted and Non-Ducted Indoor Units |  |  | 36000 | 20.6 | 10.15 | 37000 | 34400 | 92.97% | 1.8 | 12.45 | 12.65 |  |  |  | No | R-410A | 3 | Residential & Commercial | No
204631575 | Mini/Multi Split | LENNOX | HMSV-A-CB | VPB036H4M-3P |  | Mixed Ducted and Non-Ducted Indoor Units |  |  | 36000 | 18.1 | 9.35 | 37000 | 26000 | 70.27% | 2 | 12 | 11.9 |  |  |  | No | R-410A | 3 | Residential & Commercial | No
204631565 | Mini/Multi Split | MIDEA | HMSV-A-CB | MV1-36DMN1-(C) |  | Mixed Ducted and Non-Ducted Indoor Units |  |  | 36000 | 18.1 | 9.35 | 37000 | 26000 | 70.27% | 2 | 12 | 11.9 |  |  |  | No | R-410A | 3 | Residential & Commercial | No
214056554 | Mini/Multi Split | AIR TECH | HMSV-A-CB | ATVO36NGUG2 |  | Mixed Ducted and Non-Ducted Indoor Units |  |  | 36000 | 20.75 | 8.85 | 36000 | 25200 | 70% | 2.3 | 0 | 12.25 |  |  |  | No | R-410A | 3 | Residential & Commercial | No
204816954 | Mini/Multi Split | HISENSE | HMSV-A-CB-O | AMW2-18U3SFA |  | Mixed Ducted and Non-Ducted Indoor Units |  |  | 18000 | 20 | 9.45 | 20000 | 18000 | 90% | 1.84 | 12 | 12.25 |  |  |  | No | R-410A | 1.5 | Residential & Commercial | No
214056548 | Mini/Multi Split | AIR TECH | HMSV-A-CB | ATVO60NGUG2 |  | Mixed Ducted and Non-Ducted Indoor Units |  |  | 60000 | 19 | 8.75 | 60000 | 42000 | 70% | 2 | 0 | 10 |  |  |  | No | R-410A | 5 | Residential & Commercial | No
214056551 | Mini/Multi Split | AIR TECH | HMSV-A-CB | ATVO48NGUG2 |  | Mixed Ducted and Non-Ducted Indoor Units |  |  | 48000 | 19.55 | 8.88 | 48000 | 33600 | 70% | 2.1 | 0 | 11 |  |  |  | No | R-410A | 4 | Residential & Commercial | No
205013598 | Mini/Multi Split | Hisense | HMSV-A-CB | AVW-36H3FH |  | Mixed Ducted and Non-Ducted Indoor Units |  |  | 36000 | 18 | 10.2 | 42000 | 31000 | 73.81% | 2.15 | 13.4 | 13.4 |  |  |  | No | R-410A | 3 | Residential & Commercial | No
205013599 | Mini/Multi Split | Hisense | HMSV-A-CB | AVW-48H3FH |  | Mixed Ducted and Non-Ducted Indoor Units |  |  | 48000 | 17.5 | 9.28 | 54000 | 38000 | 70.37% | 2.1 | 11.4 | 11.4 |  |  |  | No | R-410A | 4 | Residential & Commercial | No
212524536 | Mini/Multi Split | MIDEA | HMSV-A-CB | MDV-V36WMN1TE* |  | Mixed Ducted and Non-Ducted Indoor Units |  |  | 36000 | 18.45 | 9.35 | 40000 | 28000 | 70% | 1.8 | 0 | 11.9 |  |  |  | No | R-410A | 3 | Residential & Commercial | No
205123813 | Mini/Multi Split | HISENSE | HMSV-A-CB-O | AMW5-42U3STA |  | Mixed Ducted and Non-Ducted Indoor Units |  |  | 41500 | 19 | 8.88 | 43000 | 36000 | 83.72% | 1.84 | 10.25 | 10.25 |  |  |  | No | R-410A | 3.4583 | Residential & Commercial | No
205141513 | Mini/Multi Split | FRIEDRICH | HMSV-A-CB-O | FPHMR42A3A |  | Mixed Ducted and Non-Ducted Indoor Units |  |  | 41500 | 19 | 8.88 | 43000 | 36000 | 83.72% | 1.84 | 10.25 | 10.25 |  |  |  | No | R-410A | 3.4583 | Residential & Commercial | No
205150427 | Mini/Multi Split | AIR-CON | HMSV-A-CB-O | AMSCI4H4S42 |  | Mixed Ducted and Non-Ducted Indoor Units |  |  | 41500 | 19 | 8.88 | 43000 | 36000 | 83.72% | 1.84 | 10.25 | 10.25 |  |  |  | No | R-410A | 3.4583 | Residential & Commercial | No
205150433 | Mini/Multi Split | AIR-CON | HMSV-A-CB-O | AMSCI4H4S18 |  | Mixed Ducted and Non-Ducted Indoor Units |  |  | 18000 | 20 | 9.45 | 20000 | 18000 | 90% | 1.84 | 12 | 12.25 |  |  |  | No | R-410A | 1.5 | Residential & Commercial | No
205150430 | Mini/Multi Split | FRIEDRICH | HMSV-A-CB-O | FPHMR18A3A |  | Mixed Ducted and Non-Ducted Indoor Units |  |  | 18000 | 20 | 9.45 | 20000 | 18000 | 90% | 1.84 | 12 | 12.25 |  |  |  | No | R-410A | 1.5 | Residential & Commercial | No
206346129 | Mini/Multi Split | ZEPHYR | HMSV-A-CB-O | ZE-18M222SCO |  | Mixed Ducted and Non-Ducted Indoor Units |  |  | 18000 | 20 | 9.45 | 20000 | 18000 | 90% | 1.84 | 12 | 12.25 |  |  |  | No | R-410A | 1.5 | Residential & Commercial | No
206346141 | Mini/Multi Split | AZUR | HMSV-A-CB-O | AZ-42M522SCO |  | Mixed Ducted and Non-Ducted Indoor Units |  |  | 41500 | 19 | 8.88 | 43000 | 36000 | 83.72% | 1.84 | 10.25 | 10.25 |  |  |  | No | R-410A | 3.4583 | Residential & Commercial | No
206346135 | Mini/Multi Split | ZEPHYR | HMSV-A-CB-O | ZE-42M522SCO |  | Mixed Ducted and Non-Ducted Indoor Units |  |  | 41500 | 19 | 8.88 | 43000 | 36000 | 83.72% | 1.84 | 10.25 | 10.25 |  |  |  | No | R-410A | 3.4583 | Residential & Commercial | No
206346131 | Mini/Multi Split | ZEPHYR | HMSV-A-CB-O | ZE-24M322SCO |  | Mixed Ducted and Non-Ducted Indoor Units |  |  | 24000 | 21.5 | 8.83 | 24200 | 24000 | 99.17% | 1.84 | 12.3 | 12.3 |  |  |  | No | R-410A | 2 | Residential & Commercial | No
206347269 | Mini/Multi Split | AZUR | HMSV-A-CB-O | AZ-36M422SCO |  | Mixed Ducted and Non-Ducted Indoor Units |  |  | 32000 | 20.25 | 8.95 | 37000 | 36000 | 97.3% | 1.84 | 12.25 | 12.25 |  |  |  | No | R-410A | 2.6667 | Residential & Commercial | No
206346137 | Mini/Multi Split | AZUR | HMSV-A-CB-O | AZ-24M322SCO |  | Mixed Ducted and Non-Ducted Indoor Units |  |  | 24000 | 21.5 | 8.83 | 24200 | 24000 | 99.17% | 1.84 | 12.3 | 12.3 |  |  |  | No | R-410A | 2 | Residential & Commercial | No
206347271 | Mini/Multi Split | ZEPHYR | HMSV-A-CB-O | ZE-36M422SCO |  | Mixed Ducted and Non-Ducted Indoor Units |  |  | 32000 | 20.25 | 8.95 | 37000 | 36000 | 97.3% | 1.84 | 12.25 | 12.25 |  |  |  | No | R-410A | 2.6667 | Residential & Commercial | No
206717016 | Mini/Multi Split | LG | HMSV-A-CB | LMU601HV |  | Mixed Ducted and Non-Ducted Indoor Units |  |  | 60000 | 19.5 | 9.75 | 64000 | 45500 | 71.09% | 1.99 | 11.15 | 11.15 |  |  |  | No | R-410A | 5 | Residential & Commercial | No
206716990 | Mini/Multi Split | MDV | HMSV-A-CB | M3OI-28HFN1-M |  | Mixed Ducted and Non-Ducted Indoor Units |  |  | 28000 | 21.5 | 10.05 | 28000 | 25000 | 89.29% | 1.8 | 12 | 12.1 |  |  |  | No | R-410A | 2.3333 | Residential & Commercial | No
206716993 | Mini/Multi Split | MDV | HMSV-A-CB | M5OG-48HFN1-M-[X]-20 |  | Mixed Ducted and Non-Ducted Indoor Units |  |  | 47500 | 21.35 | 9.4 | 49000 | 43500 | 88.78% | 2 | 11.5 | 11.7 |  |  |  | No | R-410A | 3.9583 | Residential & Commercial | No
206717012 | Mini/Multi Split | LG | HMSV-A-CB | LMU361HHV |  | Mixed Ducted and Non-Ducted Indoor Units |  |  | 36000 | 20.5 | 10.5 | 45000 | 41000 | 91.11% | 1.97 | 14 | 14 |  |  |  | No | R-410A | 3 | Residential & Commercial | No
206717013 | Mini/Multi Split | LG | HMSV-A-CB | LMU421HHV |  | Mixed Ducted and Non-Ducted Indoor Units |  |  | 42000 | 20.25 | 10.5 | 48000 | 43500 | 90.62% | 1.96 | 13.45 | 13.45 |  |  |  | No | R-410A | 3.5 | Residential & Commercial | No
206717014 | Mini/Multi Split | LG | HMSV-A-CB | LMU480HHV |  | Mixed Ducted and Non-Ducted Indoor Units |  |  | 48000 | 19.5 | 10.25 | 52500 | 47500 | 90.48% | 2.06 | 12.85 | 12.85 |  |  |  | No | R-410A | 4 | Residential & Commercial | No
206918723 | Mini/Multi Split | SAMSUNG | HMSV-A-CB | AM036NXMDCR |  | Mixed Ducted and Non-Ducted Indoor Units |  |  | 38000 | 19.25 | 9.1 | 42000 | 31000 | 73.81% | 2 | 11.65 | 11.85 |  |  |  | No | R-410A | 3.1667 | Residential & Commercial | No
206918724 | Mini/Multi Split | SAMSUNG | HMSR-A-CB | AM036TXMDCH |  | Mixed Ducted and Non-Ducted Indoor Units |  |  | 38000 | 19.25 | 9.1 | 42000 | 31000 | 73.81% | 2 | 11.85 | 11.85 |  |  |  | No | R-410A | 3.1667 | Residential & Commercial | No
206918729 | Mini/Multi Split | SAMSUNG | HMSV-A-CB | AM060MXMDCH |  | Mixed Ducted and Non-Ducted Indoor Units |  |  | 60000 | 17.75 | 9.65 | 66000 | 47000 | 71.21% | 1.95 | 11.05 | 10.55 |  |  |  | No | R-410A | 5 | Residential & Commercial | No
206918730 | Mini/Multi Split | SAMSUNG | HMSV-A-CB | AM060NXMDCR |  | Mixed Ducted and Non-Ducted Indoor Units |  |  | 60000 | 17.75 | 9.65 | 66000 | 47000 | 71.21% | 1.95 | 11.05 | 10.55 |  |  |  | No | R-410A | 5 | Residential & Commercial | No
206764070 | Mini/Multi Split | FRANKLIN | HMSV-A-CB | MST183E23MHAA |  | Mixed Ducted and Non-Ducted Indoor Units |  |  | 19000 | 20.5 | 9.55 | 20000 | 19300 | 96.5% | 1.88 | 12 | 12.25 |  |  |  | No | R-410A | 1.5833 | Residential & Commercial | No
207350087 | Mini/Multi Split | SAMSUNG | HMSV-A-CB | AJ020BXJ2CH |  | Mixed Ducted and Non-Ducted Indoor Units |  |  | 18000 | 18.75 | 8.4 | 22000 | 15500 | 70.45% | 1.75 | 11.9 | 11.9 |  |  |  | No | R-410A | 1.5 | Residential & Commercial | No
207350090 | Mini/Multi Split | SAMSUNG | HMSV-A-CB | AJ036BXJ4CH |  | Mixed Ducted and Non-Ducted Indoor Units |  |  | 33000 | 19.25 | 8.65 | 36000 | 26400 | 73.33% | 1.77 | 10.9 | 10.9 |  |  |  | No | R-410A | 2.75 | Residential & Commercial | No
207350092 | Mini/Multi Split | SAMSUNG | HMSV-A-CB | AJ020BXS3CH |  | Mixed Ducted and Non-Ducted Indoor Units |  |  | 21000 | 18.25 | 8.65 | 22000 | 22000 | 100% | 1.85 | 12.45 | 12.45 |  |  |  | No | R-410A | 1.75 | Residential & Commercial | No
207350094 | Mini/Multi Split | SAMSUNG | HMSV-A-CB | AJ024BXS4CH |  | Mixed Ducted and Non-Ducted Indoor Units |  |  | 25000 | 18.75 | 8.65 | 25000 | 25000 | 100% | 1.78 | 11.8 | 11.8 |  |  |  | No | R-410A | 2.0833 | Residential & Commercial | No
207350096 | Mini/Multi Split | SAMSUNG | HMSV-A-CB | AJ030BXS4CH |  | Mixed Ducted and Non-Ducted Indoor Units |  |  | 28400 | 18.75 | 8.65 | 28600 | 28600 | 100% | 1.77 | 11.5 | 11.5 |  |  |  | No | R-410A | 2.3667 | Residential & Commercial | No
207350834 | Mini/Multi Split | SAMSUNG | HMSV-A-CB | AJ036BXS4CH |  | Mixed Ducted and Non-Ducted Indoor Units |  |  | 34000 | 20 | 8.8 | 35600 | 35600 | 100% | 1.89 | 11.75 | 11.75 |  |  |  | No | R-410A | 2.8333 | Residential & Commercial | No
207590854 | Mini/Multi Split | Convectair | HMSV-A-CB | 8522-C48-O |  | Mixed Ducted and Non-Ducted Indoor Units |  |  | 47500 | 21.35 | 9.4 | 49000 | 43500 | 88.78% | 2 | 11.5 | 11.7 |  |  |  | No | R-410A | 3.9583 | Residential & Commercial | No
207590851 | Mini/Multi Split | Convectair | HMSV-A-CB | 8322-C27-O |  | Mixed Ducted and Non-Ducted Indoor Units |  |  | 28000 | 21.5 | 10.05 | 28000 | 25000 | 89.29% | 1.8 | 12 | 12.1 |  |  |  | No | R-410A | 2.3333 | Residential & Commercial | No
207590848 | Mini/Multi Split | Convectair | HMSV-A-CB | 8222-C18-O |  | Mixed Ducted and Non-Ducted Indoor Units |  |  | 19000 | 20.5 | 9.55 | 20000 | 19300 | 96.5% | 1.88 | 12 | 12.25 |  |  |  | No | R-410A | 1.5833 | Residential & Commercial | No
207618258 | Mini/Multi Split | MDV | HMSV-A-CB | M3OJ-24HFN1-M |  | Mixed Ducted and Non-Ducted Indoor Units |  |  | 24000 | 22.95 | 9.85 | 24400 | 18200 | 74.59% | 1.9 | 12.8 | 12.95 |  |  |  | No | R-410A | 2 | Residential & Commercial | No
207618261 | Mini/Multi Split | MDV | HMSV-A-CB | M3OI-24HFN1-M |  | Mixed Ducted and Non-Ducted Indoor Units |  |  | 24000 | 21.55 | 10.35 | 24000 | 24000 | 100% | 1.8 | 12.15 | 12.4 |  |  |  | No | R-410A | 2 | Residential & Commercial | No
207641231 | Mini/Multi Split | MDV | HMSV-A-CB | M4OI-36HFN1-M |  | Mixed Ducted and Non-Ducted Indoor Units |  |  | 36000 | 20.6 | 10.15 | 37000 | 34400 | 92.97% | 1.8 | 12.45 | 12.65 |  |  |  | No | R-410A | 3 | Residential & Commercial | No
207641249 | Mini/Multi Split | MDV | HMSV-A-CB | M4OI-36HFN1-M* |  | Mixed Ducted and Non-Ducted Indoor Units |  |  | 36000 | 19.5 | 9.85 | 37000 | 34400 | 92.97% | 1.8 | 11.9 | 12.1 |  |  |  | No | R-410A | 3 | Residential & Commercial | No
207641242 | Mini/Multi Split | MDV | HMSV-A-CB | M3OJ-24HFN1-M* |  | Mixed Ducted and Non-Ducted Indoor Units |  |  | 24000 | 21.8 | 9.65 | 24000 | 17500 | 72.92% | 1.87 | 12.5 | 12.5 |  |  |  | No | R-410A | 2 | Residential & Commercial | No
207641259 | Mini/Multi Split | MDV | HMSV-A-CB | M3OI-28HFN1-M* |  | Mixed Ducted and Non-Ducted Indoor Units |  |  | 28000 | 21.3 | 9.65 | 28000 | 25000 | 89.29% | 1.8 | 11.5 | 11.75 |  |  |  | No | R-410A | 2.3333 | Residential & Commercial | No
207641251 | Mini/Multi Split | MDV | HMSV-A-CB | M5OG-48HFN1-M-[X]-20* |  | Mixed Ducted and Non-Ducted Indoor Units |  |  | 47500 | 21.05 | 9.4 | 49000 | 43500 | 88.78% | 2 | 11.2 | 11.35 |  |  |  | No | R-410A | 3.9583 | Residential & Commercial | No
207641296 | Mini/Multi Split | BLUERIDGE | HMSV-A-CB | BMM27HHC |  | Mixed Ducted and Non-Ducted Indoor Units |  |  | 28000 | 21.3 | 9.65 | 28000 | 25000 | 89.29% | 1.8 | 11.5 | 11.75 |  |  |  | No | R-410A | 2.3333 | Residential & Commercial | No
207641293 | Mini/Multi Split | BLUERIDGE | HMSV-A-CB | BMM18HHC |  | Mixed Ducted and Non-Ducted Indoor Units |  |  | 19000 | 19.75 | 9.15 | 20000 | 18500 | 92.5% | 1.83 | 12 | 12.25 |  |  |  | No | R-410A | 1.5833 | Residential & Commercial | No
207641299 | Mini/Multi Split | BLUERIDGE | HMSV-A-CB | BMM36HHC |  | Mixed Ducted and Non-Ducted Indoor Units |  |  | 36000 | 19.5 | 9.85 | 37000 | 34400 | 92.97% | 1.8 | 11.9 | 12.1 |  |  |  | No | R-410A | 3 | Residential & Commercial | No
207641302 | Mini/Multi Split | BLUERIDGE | HMSV-A-CB | BMM48HHC |  | Mixed Ducted and Non-Ducted Indoor Units |  |  | 47500 | 21.05 | 9.4 | 49000 | 43500 | 88.78% | 2 | 11.2 | 11.35 |  |  |  | No | R-410A | 3.9583 | Residential & Commercial | No
207641318 | Mini/Multi Split | LBG Products | HMSV-A-CB | LMUHB18DO |  | Mixed Ducted and Non-Ducted Indoor Units |  |  | 19000 | 19.75 | 9.15 | 20000 | 18500 | 92.5% | 1.83 | 12 | 12.25 |  |  |  | No | R-410A | 1.5833 | Residential & Commercial | No
207641321 | Mini/Multi Split | LBG Products | HMSV-A-CB | LMUHB27DO |  | Mixed Ducted and Non-Ducted Indoor Units |  |  | 28000 | 21.3 | 9.65 | 28000 | 25000 | 89.29% | 1.8 | 11.5 | 11.75 |  |  |  | No | R-410A | 2.3333 | Residential & Commercial | No
207641324 | Mini/Multi Split | LBG Products | HMSV-A-CB | LMUHB36DO |  | Mixed Ducted and Non-Ducted Indoor Units |  |  | 36000 | 19.5 | 9.85 | 37000 | 34400 | 92.97% | 1.8 | 11.9 | 12.1 |  |  |  | No | R-410A | 3 | Residential & Commercial | No
207641327 | Mini/Multi Split | LBG Products | HMSV-A-CB | LMUHB48DO |  | Mixed Ducted and Non-Ducted Indoor Units |  |  | 47500 | 21.05 | 9.4 | 49000 | 43500 | 88.78% | 2 | 11.2 | 11.35 |  |  |  | No | R-410A | 3.9583 | Residential & Commercial | No
207642881 | Mini/Multi Split | CARRIER | HMSV-A-CB | 38MGHBQ24CA3 |  | Mixed Ducted and Non-Ducted Indoor Units |  |  | 24000 | 22.95 | 9.85 | 24400 | 18200 | 74.59% | 1.9 | 12.8 | 12.95 |  |  |  | No | R-410A | 2 | Residential & Commercial | No
207642893 | Mini/Multi Split | CARRIER | HMSV-A-CB | 38MGHBQ36DA3 |  | Mixed Ducted and Non-Ducted Indoor Units |  |  | 36000 | 20.6 | 10.15 | 37000 | 34400 | 92.97% | 1.8 | 12.45 | 12.65 |  |  |  | No | R-410A | 3 | Residential & Commercial | No
207642890 | Mini/Multi Split | CARRIER | HMSV-A-CB | 38MGHBQ48EA3 |  | Mixed Ducted and Non-Ducted Indoor Units |  |  | 47500 | 21.35 | 9.4 | 49000 | 43500 | 88.78% | 2 | 11.5 | 11.7 |  |  |  | No | R-410A | 3.9583 | Residential & Commercial | No
207642902 | Mini/Multi Split | BRYANT | HMSV-A-CB | 38MGHBQ24CA3 |  | Mixed Ducted and Non-Ducted Indoor Units |  |  | 24000 | 22.95 | 9.85 | 24400 | 18200 | 74.59% | 1.9 | 12.8 | 12.95 |  |  |  | No | R-410A | 2 | Residential & Commercial | No
207642914 | Mini/Multi Split | BRYANT | HMSV-A-CB | 38MGHBQ36DA3 |  | Mixed Ducted and Non-Ducted Indoor Units |  |  | 36000 | 20.6 | 10.15 | 37000 | 34400 | 92.97% | 1.8 | 12.45 | 12.65 |  |  |  | No | R-410A | 3 | Residential & Commercial | No
207642911 | Mini/Multi Split | BRYANT | HMSV-A-CB | 38MGHBQ48EA3 |  | Mixed Ducted and Non-Ducted Indoor Units |  |  | 47500 | 21.35 | 9.4 | 49000 | 43500 | 88.78% | 2 | 11.5 | 11.7 |  |  |  | No | R-410A | 3.9583 | Residential & Commercial | No
207642923 | Mini/Multi Split | PAYNE | HMSV-A-CB | 38MGHBQ24CA3 |  | Mixed Ducted and Non-Ducted Indoor Units |  |  | 24000 | 22.95 | 9.85 | 24400 | 18200 | 74.59% | 1.9 | 12.8 | 12.95 |  |  |  | No | R-410A | 2 | Residential & Commercial | No
207642932 | Mini/Multi Split | PAYNE | HMSV-A-CB | 38MGHBQ48EA3 |  | Mixed Ducted and Non-Ducted Indoor Units |  |  | 47500 | 21.35 | 9.4 | 49000 | 43500 | 88.78% | 2 | 11.5 | 11.7 |  |  |  | No | R-410A | 3.9583 | Residential & Commercial | No
207642935 | Mini/Multi Split | PAYNE | HMSV-A-CB | 38MGHBQ36DA3 |  | Mixed Ducted and Non-Ducted Indoor Units |  |  | 36000 | 20.6 | 10.15 | 37000 | 34400 | 92.97% | 1.8 | 12.45 | 12.65 |  |  |  | No | R-410A | 3 | Residential & Commercial | No
207642944 | Mini/Multi Split | Weathermaker | HMSV-A-CB | 38MGHBQ24CA3 |  | Mixed Ducted and Non-Ducted Indoor Units |  |  | 24000 | 22.95 | 9.85 | 24400 | 18200 | 74.59% | 1.9 | 12.8 | 12.95 |  |  |  | No | R-410A | 2 | Residential & Commercial | No
207642956 | Mini/Multi Split | Weathermaker | HMSV-A-CB | 38MGHBQ36DA3 |  | Mixed Ducted and Non-Ducted Indoor Units |  |  | 36000 | 20.6 | 10.15 | 37000 | 34400 | 92.97% | 1.8 | 12.45 | 12.65 |  |  |  | No | R-410A | 3 | Residential & Commercial | No
207642965 | Mini/Multi Split | MIDEA | HMSV-A-CB | 38MGHBQ24CA3 |  | Mixed Ducted and Non-Ducted Indoor Units |  |  | 24000 | 22.95 | 9.85 | 24400 | 18200 | 74.59% | 1.9 | 12.8 | 12.95 |  |  |  | No | R-410A | 2 | Residential & Commercial | No
207642977 | Mini/Multi Split | MIDEA | HMSV-A-CB | 38MGHBQ36DA3 |  | Mixed Ducted and Non-Ducted Indoor Units |  |  | 36000 | 20.6 | 10.15 | 37000 | 34400 | 92.97% | 1.8 | 12.45 | 12.65 |  |  |  | No | R-410A | 3 | Residential & Commercial | No
207642974 | Mini/Multi Split | MIDEA | HMSV-A-CB | 38MGHBQ48EA3 |  | Mixed Ducted and Non-Ducted Indoor Units |  |  | 47500 | 21.35 | 9.4 | 49000 | 43500 | 88.78% | 2 | 11.5 | 11.7 |  |  |  | No | R-410A | 3.9583 | Residential & Commercial | No
207642992 | Mini/Multi Split | ARCOAIRE | HMSV-A-CB | DLCMHBH24CAK |  | Mixed Ducted and Non-Ducted Indoor Units |  |  | 24000 | 21.8 | 9.65 | 24000 | 17500 | 72.92% | 1.87 | 12.5 | 12.5 |  |  |  | No | R-410A | 2 | Residential & Commercial | No
207643004 | Mini/Multi Split | ARCOAIRE | HMSV-A-CB | DLCMHBH36DAK |  | Mixed Ducted and Non-Ducted Indoor Units |  |  | 36000 | 19.5 | 9.85 | 37000 | 34400 | 92.97% | 1.8 | 11.9 | 12.1 |  |  |  | No | R-410A | 3 | Residential & Commercial | No
207643013 | Mini/Multi Split | COMFORTMAKER | HMSV-A-CB | DLCMHBH24CAK |  | Mixed Ducted and Non-Ducted Indoor Units |  |  | 24000 | 21.8 | 9.65 | 24000 | 17500 | 72.92% | 1.87 | 12.5 | 12.5 |  |  |  | No | R-410A | 2 | Residential & Commercial | No
207643022 | Mini/Multi Split | COMFORTMAKER | HMSV-A-CB | DLCMHBH48EAK |  | Mixed Ducted and Non-Ducted Indoor Units |  |  | 47500 | 21.05 | 9.4 | 49000 | 43500 | 88.78% | 2 | 11.2 | 11.35 |  |  |  | No | R-410A | 3.9583 | Residential & Commercial | No
207643025 | Mini/Multi Split | COMFORTMAKER | HMSV-A-CB | DLCMHBH36DAK |  | Mixed Ducted and Non-Ducted Indoor Units |  |  | 36000 | 19.5 | 9.85 | 37000 | 34400 | 92.97% | 1.8 | 11.9 | 12.1 |  |  |  | No | R-410A | 3 | Residential & Commercial | No
207643034 | Mini/Multi Split | DAY & NIGHT | HMSV-A-CB | DLCMHBH24CAK |  | Mixed Ducted and Non-Ducted Indoor Units |  |  | 24000 | 21.8 | 9.65 | 24000 | 17500 | 72.92% | 1.87 | 12.5 | 12.5 |  |  |  | No | R-410A | 2 | Residential & Commercial | No
207643043 | Mini/Multi Split | DAY & NIGHT | HMSV-A-CB | DLCMHBH48EAK |  | Mixed Ducted and Non-Ducted Indoor Units |  |  | 47500 | 21.05 | 9.4 | 49000 | 43500 | 88.78% | 2 | 11.2 | 11.35 |  |  |  | No | R-410A | 3.9583 | Residential & Commercial | No
207643046 | Mini/Multi Split | DAY & NIGHT | HMSV-A-CB | DLCMHBH36DAK |  | Mixed Ducted and Non-Ducted Indoor Units |  |  | 36000 | 19.5 | 9.85 | 37000 | 34400 | 92.97% | 1.8 | 11.9 | 12.1 |  |  |  | No | R-410A | 3 | Residential & Commercial | No
207643055 | Mini/Multi Split | HEIL | HMSV-A-CB | DLCMHBH24CAK |  | Mixed Ducted and Non-Ducted Indoor Units |  |  | 24000 | 21.8 | 9.65 | 24000 | 17500 | 72.92% | 1.87 | 12.5 | 12.5 |  |  |  | No | R-410A | 2 | Residential & Commercial | No
207643064 | Mini/Multi Split | HEIL | HMSV-A-CB | DLCMHBH48EAK |  | Mixed Ducted and Non-Ducted Indoor Units |  |  | 47500 | 21.05 | 9.4 | 49000 | 43500 | 88.78% | 2 | 11.2 | 11.35 |  |  |  | No | R-410A | 3.9583 | Residential & Commercial | No
207643067 | Mini/Multi Split | HEIL | HMSV-A-CB | DLCMHBH36DAK |  | Mixed Ducted and Non-Ducted Indoor Units |  |  | 36000 | 19.5 | 9.85 | 37000 | 34400 | 92.97% | 1.8 | 11.9 | 12.1 |  |  |  | No | R-410A | 3 | Residential & Commercial | No
207643076 | Mini/Multi Split | KEEPRITE | HMSV-A-CB | DLCMHBH24CAK |  | Mixed Ducted and Non-Ducted Indoor Units |  |  | 24000 | 21.8 | 9.65 | 24000 | 17500 | 72.92% | 1.87 | 12.5 | 12.5 |  |  |  | No | R-410A | 2 | Residential & Commercial | No
207643088 | Mini/Multi Split | KEEPRITE | HMSV-A-CB | DLCMHBH36DAK |  | Mixed Ducted and Non-Ducted Indoor Units |  |  | 36000 | 19.5 | 9.85 | 37000 | 34400 | 92.97% | 1.8 | 11.9 | 12.1 |  |  |  | No | R-410A | 3 | Residential & Commercial | No
207643097 | Mini/Multi Split | KENMORE | HMSV-A-CB | DLCMHBH24CAK |  | Mixed Ducted and Non-Ducted Indoor Units |  |  | 24000 | 21.8 | 9.65 | 24000 | 17500 | 72.92% | 1.87 | 12.5 | 12.5 |  |  |  | No | R-410A | 2 | Residential & Commercial | No
207643106 | Mini/Multi Split | KENMORE | HMSV-A-CB | DLCMHBH48EAK |  | Mixed Ducted and Non-Ducted Indoor Units |  |  | 47500 | 21.05 | 9.4 | 49000 | 43500 | 88.78% | 2 | 11.2 | 11.35 |  |  |  | No | R-410A | 3.9583 | Residential & Commercial | No
207643109 | Mini/Multi Split | KENMORE | HMSV-A-CB | DLCMHBH36DAK |  | Mixed Ducted and Non-Ducted Indoor Units |  |  | 36000 | 19.5 | 9.85 | 37000 | 34400 | 92.97% | 1.8 | 11.9 | 12.1 |  |  |  | No | R-410A | 3 | Residential & Commercial | No
207643118 | Mini/Multi Split | MIDEA | HMSV-A-CB | DLCMHBH24CAK |  | Mixed Ducted and Non-Ducted Indoor Units |  |  | 24000 | 21.8 | 9.65 | 24000 | 17500 | 72.92% | 1.87 | 12.5 | 12.5 |  |  |  | No | R-410A | 2 | Residential & Commercial | No
207643127 | Mini/Multi Split | MIDEA | HMSV-A-CB | DLCMHBH48EAK |  | Mixed Ducted and Non-Ducted Indoor Units |  |  | 47500 | 21.05 | 9.4 | 49000 | 43500 | 88.78% | 2 | 11.2 | 11.35 |  |  |  | No | R-410A | 3.9583 | Residential & Commercial | No
207643130 | Mini/Multi Split | MIDEA | HMSV-A-CB | DLCMHBH36DAK |  | Mixed Ducted and Non-Ducted Indoor Units |  |  | 36000 | 19.5 | 9.85 | 37000 | 34400 | 92.97% | 1.8 | 11.9 | 12.1 |  |  |  | No | R-410A | 3 | Residential & Commercial | No
207643139 | Mini/Multi Split | TEMPSTAR | HMSV-A-CB | DLCMHBH24CAK |  | Mixed Ducted and Non-Ducted Indoor Units |  |  | 24000 | 21.8 | 9.65 | 24000 | 17500 | 72.92% | 1.87 | 12.5 | 12.5 |  |  |  | No | R-410A | 2 | Residential & Commercial | No
207643148 | Mini/Multi Split | TEMPSTAR | HMSV-A-CB | DLCMHBH48EAK |  | Mixed Ducted and Non-Ducted Indoor Units |  |  | 47500 | 21.05 | 9.4 | 49000 | 43500 | 88.78% | 2 | 11.2 | 11.35 |  |  |  | No | R-410A | 3.9583 | Residential & Commercial | No
207643151 | Mini/Multi Split | TEMPSTAR | HMSV-A-CB | DLCMHBH36DAK |  | Mixed Ducted and Non-Ducted Indoor Units |  |  | 36000 | 19.5 | 9.85 | 37000 | 34400 | 92.97% | 1.8 | 11.9 | 12.1 |  |  |  | No | R-410A | 3 | Residential & Commercial | No
207643160 | Mini/Multi Split | SMART COMFORT | HMSV-A-CB | DLCMHBH24CAK |  | Mixed Ducted and Non-Ducted Indoor Units |  |  | 24000 | 21.8 | 9.65 | 24000 | 17500 | 72.92% | 1.87 | 12.5 | 12.5 |  |  |  | No | R-410A | 2 | Residential & Commercial | No
207643172 | Mini/Multi Split | SMART COMFORT | HMSV-A-CB | DLCMHBH36DAK |  | Mixed Ducted and Non-Ducted Indoor Units |  |  | 36000 | 19.5 | 9.85 | 37000 | 34400 | 92.97% | 1.8 | 11.9 | 12.1 |  |  |  | No | R-410A | 3 | Residential & Commercial | No
207643181 | Mini/Multi Split | AIRQUEST | HMSV-A-CB | DLCMHBH24CAK |  | Mixed Ducted and Non-Ducted Indoor Units |  |  | 24000 | 21.8 | 9.65 | 24000 | 17500 | 72.92% | 1.87 | 12.5 | 12.5 |  |  |  | No | R-410A | 2 | Residential & Commercial | No
207643190 | Mini/Multi Split | AIRQUEST | HMSV-A-CB | DLCMHBH48EAK |  | Mixed Ducted and Non-Ducted Indoor Units |  |  | 47500 | 21.05 | 9.4 | 49000 | 43500 | 88.78% | 2 | 11.2 | 11.35 |  |  |  | No | R-410A | 3.9583 | Residential & Commercial | No
207643193 | Mini/Multi Split | AIRQUEST | HMSV-A-CB | DLCMHBH36DAK |  | Mixed Ducted and Non-Ducted Indoor Units |  |  | 36000 | 19.5 | 9.85 | 37000 | 34400 | 92.97% | 1.8 | 11.9 | 12.1 |  |  |  | No | R-410A | 3 | Residential & Commercial | No
207657337 | Mini/Multi Split | PERFECTAIRE | HMSV-A-CB | 3PAMS18-HH-MZO2 |  | Mixed Ducted and Non-Ducted Indoor Units |  |  | 19000 | 19.75 | 9.15 | 20000 | 18500 | 92.5% | 1.83 | 12 | 12.25 |  |  |  | No | R-410A | 1.5833 | Residential & Commercial | No
207657340 | Mini/Multi Split | PERFECTAIRE | HMSV-A-CB | 3PAMS27-HH-MZO3 |  | Mixed Ducted and Non-Ducted Indoor Units |  |  | 28000 | 21.3 | 9.65 | 28000 | 25000 | 89.29% | 1.8 | 11.5 | 11.75 |  |  |  | No | R-410A | 2.3333 | Residential & Commercial | No
207657343 | Mini/Multi Split | PERFECTAIRE | HMSV-A-CB | 3PAMS36-HH-MZO4 |  | Mixed Ducted and Non-Ducted Indoor Units |  |  | 36000 | 19.5 | 9.85 | 37000 | 34400 | 92.97% | 1.8 | 11.9 | 12.1 |  |  |  | No | R-410A | 3 | Residential & Commercial | No
207657346 | Mini/Multi Split | PERFECTAIRE | HMSV-A-CB | 3PAMS48-HH-MZO5 |  | Mixed Ducted and Non-Ducted Indoor Units |  |  | 47500 | 21.05 | 9.4 | 49000 | 43500 | 88.78% | 2 | 11.2 | 11.35 |  |  |  | No | R-410A | 3.9583 | Residential & Commercial | No
207657600 | Mini/Multi Split | KERR | HMSV-A-CB | A-KMH18DV-1 |  | Mixed Ducted and Non-Ducted Indoor Units |  |  | 19000 | 20.5 | 9.55 | 20000 | 19300 | 96.5% | 1.88 | 12 | 12.25 |  |  |  | No | R-410A | 1.5833 | Residential & Commercial | No
207657603 | Mini/Multi Split | KERR | HMSV-A-CB | A-KMH28TV-1 |  | Mixed Ducted and Non-Ducted Indoor Units |  |  | 28000 | 21.5 | 10.05 | 28000 | 25000 | 89.29% | 1.8 | 12 | 12.1 |  |  |  | No | R-410A | 2.3333 | Residential & Commercial | No
207657608 | Mini/Multi Split | KERR | HMSV-A-CB | A-KMH48PV-1 |  | Mixed Ducted and Non-Ducted Indoor Units |  |  | 47500 | 21.35 | 9.4 | 49000 | 43500 | 88.78% | 2 | 11.5 | 11.7 |  |  |  | No | R-410A | 3.9583 | Residential & Commercial | No
207657611 | Mini/Multi Split | COMFORT-AIRE | HMSV-A-CB | A-VMH18DV-1 |  | Mixed Ducted and Non-Ducted Indoor Units |  |  | 19000 | 20.5 | 9.55 | 20000 | 19300 | 96.5% | 1.88 | 12 | 12.25 |  |  |  | No | R-410A | 1.5833 | Residential & Commercial | No
207657614 | Mini/Multi Split | COMFORT-AIRE | HMSV-A-CB | A-VMH28TV-1 |  | Mixed Ducted and Non-Ducted Indoor Units |  |  | 28000 | 21.5 | 10.05 | 28000 | 25000 | 89.29% | 1.8 | 12 | 12.1 |  |  |  | No | R-410A | 2.3333 | Residential & Commercial | No
207657624 | Mini/Multi Split | Convectair | HMSV-A-CB | 8422-C36-O |  | Mixed Ducted and Non-Ducted Indoor Units |  |  | 36000 | 20.6 | 10.15 | 37000 | 34400 | 92.97% | 1.8 | 12.45 | 12.65 |  |  |  | No | R-410A | 3 | Residential & Commercial | No
207657619 | Mini/Multi Split | COMFORT-AIRE | HMSV-A-CB | A-VMH48PV-1 |  | Mixed Ducted and Non-Ducted Indoor Units |  |  | 47500 | 21.35 | 9.4 | 49000 | 43500 | 88.78% | 2 | 11.5 | 11.7 |  |  |  | No | R-410A | 3.9583 | Residential & Commercial | No
207657620 | Mini/Multi Split | COMFORT-AIRE | HMSV-A-CB | A-VMH36QV-1 |  | Mixed Ducted and Non-Ducted Indoor Units |  |  | 36000 | 20.6 | 10.15 | 37000 | 34400 | 92.97% | 1.8 | 12.45 | 12.65 |  |  |  | No | R-410A | 3 | Residential & Commercial | No
207657621 | Mini/Multi Split | KERR | HMSV-A-CB | A-KMH36QV-1 |  | Mixed Ducted and Non-Ducted Indoor Units |  |  | 36000 | 20.6 | 10.15 | 37000 | 34400 | 92.97% | 1.8 | 12.45 | 12.65 |  |  |  | No | R-410A | 3 | Residential & Commercial | No
207658986 | Mini/Multi Split | COMFORTSTAR | HMSV-A-CB | CVH-48-5SH |  | Mixed Ducted and Non-Ducted Indoor Units |  |  | 47500 | 21.35 | 9.4 | 49000 | 43500 | 88.78% | 2 | 11.5 | 11.7 |  |  |  | No | R-410A | 3.9583 | Residential & Commercial | No
207658987 | Mini/Multi Split | COMFORTSTAR | HMSV-A-CB | CVH-36-4SH |  | Mixed Ducted and Non-Ducted Indoor Units |  |  | 36000 | 20.6 | 10.15 | 37000 | 34400 | 92.97% | 1.8 | 12.45 | 12.65 |  |  |  | No | R-410A | 3 | Residential & Commercial | No
207658621 | Mini/Multi Split | MDV | HMSV-A-CB | M5OG-48HFN1-M-[X]-20-L |  | Mixed Ducted and Non-Ducted Indoor Units |  |  | 47500 | 21.35 | 9.4 | 49000 | 43500 | 88.78% | 2 | 11.5 | 11.7 |  |  |  | No | R-410A | 3.9583 | Residential & Commercial | No
207658978 | Mini/Multi Split | COMFORTSTAR | HMSV-A-CB | CVH-18-2SH |  | Mixed Ducted and Non-Ducted Indoor Units |  |  | 19000 | 20.5 | 9.55 | 20000 | 19300 | 96.5% | 1.88 | 12 | 12.25 |  |  |  | No | R-410A | 1.5833 | Residential & Commercial | No
207683240 | Mini/Multi Split | NAPOLEON | HMSV-A-CB | NDHAM-28-O |  | Mixed Ducted and Non-Ducted Indoor Units |  |  | 28000 | 21.3 | 9.65 | 28000 | 25000 | 89.29% | 1.8 | 11.5 | 11.75 |  |  |  | No | R-410A | 2.3333 | Residential & Commercial | No
207658981 | Mini/Multi Split | COMFORTSTAR | HMSV-A-CB | CVH-27-3SH |  | Mixed Ducted and Non-Ducted Indoor Units |  |  | 28000 | 21.5 | 10.05 | 28000 | 25000 | 89.29% | 1.8 | 12 | 12.1 |  |  |  | No | R-410A | 2.3333 | Residential & Commercial | No
207683267 | Mini/Multi Split | CanAir | HMSV-A-CB | C28MC324H21 |  | Mixed Ducted and Non-Ducted Indoor Units |  |  | 24000 | 22.95 | 9.85 | 24400 | 18200 | 74.59% | 1.9 | 12.8 | 12.95 |  |  |  | No | R-410A | 2 | Residential & Commercial | No
207683243 | Mini/Multi Split | NAPOLEON | HMSV-A-CB | NDHAM-36-O |  | Mixed Ducted and Non-Ducted Indoor Units |  |  | 36000 | 19.5 | 9.85 | 37000 | 34400 | 92.97% | 1.8 | 11.9 | 12.1 |  |  |  | No | R-410A | 3 | Residential & Commercial | No
207683476 | Mini/Multi Split | MIDEA | HMSV-A-CB | MMCMHAQ24CA3 |  | Mixed Ducted and Non-Ducted Indoor Units |  |  | 24000 | 22.95 | 9.85 | 24400 | 18200 | 74.59% | 1.9 | 12.8 | 12.95 |  |  |  | No | R-410A | 2 | Residential & Commercial | No
207683273 | Mini/Multi Split | CanAir | HMSV-A-CB | C28MC548H21 |  | Mixed Ducted and Non-Ducted Indoor Units |  |  | 47500 | 21.35 | 9.4 | 49000 | 43500 | 88.78% | 2 | 11.5 | 11.7 |  |  |  | No | R-410A | 3.9583 | Residential & Commercial | No
207683495 | Mini/Multi Split | MIDEA | HMSV-A-CB | MMCMHAQ36DA3 |  | Mixed Ducted and Non-Ducted Indoor Units |  |  | 36000 | 20.6 | 10.15 | 37000 | 34400 | 92.97% | 1.8 | 12.45 | 12.65 |  |  |  | No | R-410A | 3 | Residential & Commercial | No
207699118 | Mini/Multi Split | LENNOX | HMSV-A-CB | MPC024S4M-1P |  | Mixed Ducted and Non-Ducted Indoor Units |  |  | 24000 | 20.3 | 9.3 | 24400 | 18400 | 75.41% | 1.92 | 12 | 12.55 |  |  |  | No | R-410A | 2 | Residential & Commercial | No
207699106 | Mini/Multi Split | LENNOX | HMSV-A-CB | MLB036S4M-1P |  | Mixed Ducted and Non-Ducted Indoor Units |  |  | 36000 | 20.5 | 10.15 | 37000 | 34400 | 92.97% | 1.8 | 12.45 | 12.65 |  |  |  | No | R-410A | 3 | Residential & Commercial | No
207699109 | Mini/Multi Split | LENNOX | HMSV-A-CB | MLB048S4M-2P |  | Mixed Ducted and Non-Ducted Indoor Units |  |  | 47500 | 21.35 | 9.4 | 49000 | 43500 | 88.78% | 2 | 11.5 | 11.7 |  |  |  | No | R-410A | 3.9583 | Residential & Commercial | No
207699115 | Mini/Multi Split | MDV | HMSV-A-CB | M3OJ-24HFN1-M-L |  | Mixed Ducted and Non-Ducted Indoor Units |  |  | 24000 | 20.3 | 9.3 | 24400 | 18400 | 75.41% | 1.92 | 12 | 12.55 |  |  |  | No | R-410A | 2 | Residential & Commercial | No
207742375 | Mini/Multi Split | C&H | HMSV-A-CB | CH-HPR19M-230VO |  | Mixed Ducted and Non-Ducted Indoor Units |  |  | 19000 | 20.5 | 9.55 | 20000 | 19300 | 96.5% | 1.88 | 12 | 12.25 |  |  |  | No | R-410A | 1.5833 | Residential & Commercial | No
207742378 | Mini/Multi Split | C&H | HMSV-A-CB | CH-HPR28M-230VO |  | Mixed Ducted and Non-Ducted Indoor Units |  |  | 28000 | 21.5 | 10.05 | 28000 | 25000 | 89.29% | 1.8 | 12 | 12.1 |  |  |  | No | R-410A | 2.3333 | Residential & Commercial | No
207742384 | Mini/Multi Split | C&H | HMSV-A-CB | CH-HPR36M-230VO |  | Mixed Ducted and Non-Ducted Indoor Units |  |  | 36000 | 20.6 | 10.15 | 37000 | 34400 | 92.97% | 1.8 | 12.45 | 12.65 |  |  |  | No | R-410A | 3 | Residential & Commercial | No
207742462 | Mini/Multi Split | ELIOS | HMSV-A-CB | DEA18HOM25230X3 |  | Mixed Ducted and Non-Ducted Indoor Units |  |  | 19000 | 20.5 | 9.55 | 20000 | 19300 | 96.5% | 1.88 | 12 | 12.25 |  |  |  | No | R-410A | 1.5833 | Residential & Commercial | No
207742468 | Mini/Multi Split | ELIOS | HMSV-A-CB | DEA36HOM25230X3 |  | Mixed Ducted and Non-Ducted Indoor Units |  |  | 36000 | 20.6 | 10.15 | 37000 | 34400 | 92.97% | 1.8 | 12.45 | 12.65 |  |  |  | No | R-410A | 3 | Residential & Commercial | No
207742471 | Mini/Multi Split | ELIOS | HMSV-A-CB | DEA48HOM25230X3 |  | Mixed Ducted and Non-Ducted Indoor Units |  |  | 47500 | 21.35 | 9.4 | 49000 | 43500 | 88.78% | 2 | 11.5 | 11.7 |  |  |  | No | R-410A | 3.9583 | Residential & Commercial | No
207742465 | Mini/Multi Split | ELIOS | HMSV-A-CB | DEA27HOM25230X3 |  | Mixed Ducted and Non-Ducted Indoor Units |  |  | 28000 | 21.5 | 10.05 | 28000 | 25000 | 89.29% | 1.8 | 12 | 12.1 |  |  |  | No | R-410A | 2.3333 | Residential & Commercial | No
207742549 | Mini/Multi Split | MOOVAIR | HMSV-A-CB | DMA36HOM25230X3 |  | Mixed Ducted and Non-Ducted Indoor Units |  |  | 36000 | 20.6 | 10.15 | 37000 | 34400 | 92.97% | 1.8 | 12.45 | 12.65 |  |  |  | No | R-410A | 3 | Residential & Commercial | No
207742546 | Mini/Multi Split | MOOVAIR | HMSV-A-CB | DMA27HOM25230X3 |  | Mixed Ducted and Non-Ducted Indoor Units |  |  | 28000 | 21.5 | 10.05 | 28000 | 25000 | 89.29% | 1.8 | 12 | 12.1 |  |  |  | No | R-410A | 2.3333 | Residential & Commercial | No
207742543 | Mini/Multi Split | MOOVAIR | HMSV-A-CB | DMA18HOM25230X3 |  | Mixed Ducted and Non-Ducted Indoor Units |  |  | 19000 | 20.5 | 9.55 | 20000 | 19300 | 96.5% | 1.88 | 12 | 12.25 |  |  |  | No | R-410A | 1.5833 | Residential & Commercial | No
207742552 | Mini/Multi Split | MOOVAIR | HMSV-A-CB | DMA48HOM25230X3 |  | Mixed Ducted and Non-Ducted Indoor Units |  |  | 47500 | 21.35 | 9.4 | 49000 | 43500 | 88.78% | 2 | 11.5 | 11.7 |  |  |  | No | R-410A | 3.9583 | Residential & Commercial | No
207743796 | Mini/Multi Split | DIRECT AIR | HMSV-A-CB | DIRM-48HXPRO28-5Z |  | Mixed Ducted and Non-Ducted Indoor Units |  |  | 47500 | 21.35 | 9.4 | 49000 | 43500 | 88.78% | 2 | 11.5 | 11.7 |  |  |  | No | R-410A | 3.9583 | Residential & Commercial | No
207743787 | Mini/Multi Split | DIRECT AIR | HMSV-A-CB | DIRM-18HXPRO28-2Z |  | Mixed Ducted and Non-Ducted Indoor Units |  |  | 19000 | 20.5 | 9.55 | 20000 | 19300 | 96.5% | 1.88 | 12 | 12.25 |  |  |  | No | R-410A | 1.5833 | Residential & Commercial | No
207743790 | Mini/Multi Split | DIRECT AIR | HMSV-A-CB | DIRM-28HXPRO28-3Z |  | Mixed Ducted and Non-Ducted Indoor Units |  |  | 28000 | 21.5 | 10.05 | 28000 | 25000 | 89.29% | 1.8 | 12 | 12.1 |  |  |  | No | R-410A | 2.3333 | Residential & Commercial | No
207743793 | Mini/Multi Split | DIRECT AIR | HMSV-A-CB | DIRM-36HXPRO28-4Z |  | Mixed Ducted and Non-Ducted Indoor Units |  |  | 36000 | 20.6 | 10.15 | 37000 | 34400 | 92.97% | 1.8 | 12.45 | 12.65 |  |  |  | No | R-410A | 3 | Residential & Commercial | No
207760041 | Mini/Multi Split | BOSCH | HMSV-A-CB | BMS500-AAM036-1CSXHC |  | Mixed Ducted and Non-Ducted Indoor Units |  |  | 36000 | 20.6 | 10.15 | 37000 | 34400 | 92.97% | 1.8 | 12.45 | 12.65 |  |  |  | No | R-410A | 3 | Residential & Commercial | No
207760038 | Mini/Multi Split | BOSCH | HMSV-A-CB | BMS500-AAM027-1CSXHC |  | Mixed Ducted and Non-Ducted Indoor Units |  |  | 28000 | 21.5 | 10.05 | 28000 | 25000 | 89.29% | 1.8 | 12 | 12.1 |  |  |  | No | R-410A | 2.3333 | Residential & Commercial | No
207760035 | Mini/Multi Split | BOSCH | HMSV-A-CB | BMS500-AAM018-1CSXHC |  | Mixed Ducted and Non-Ducted Indoor Units |  |  | 19000 | 20.5 | 9.55 | 20000 | 19300 | 96.5% | 1.88 | 12 | 12.25 |  |  |  | No | R-410A | 1.5833 | Residential & Commercial | No
207768732 | Mini/Multi Split | LENNOX | HMSV-A-CB | MLB030S4M-1P |  | Mixed Ducted and Non-Ducted Indoor Units |  |  | 28000 | 21.5 | 10.05 | 28000 | 25000 | 89.29% | 1.8 | 12 | 12.1 |  |  |  | No | R-410A | 2.3333 | Residential & Commercial | No
207768729 | Mini/Multi Split | LENNOX | HMSV-A-CB | MLB018S4M-1P |  | Mixed Ducted and Non-Ducted Indoor Units |  |  | 19000 | 20.35 | 9.55 | 20000 | 19300 | 96.5% | 1.88 | 12 | 12.25 |  |  |  | No | R-410A | 1.5833 | Residential & Commercial | No
207760044 | Mini/Multi Split | BOSCH | HMSV-A-CB | BMS500-AAM048-1CSXHC |  | Mixed Ducted and Non-Ducted Indoor Units |  |  | 47500 | 21.35 | 9.4 | 49000 | 43500 | 88.78% | 2 | 11.5 | 11.7 |  |  |  | No | R-410A | 3.9583 | Residential & Commercial | No
207821958 | Mini/Multi Split | Innovair | HMSV-A-CB-O | VOM42H7R5P7 |  | Mixed Ducted and Non-Ducted Indoor Units |  |  | 41500 | 19 | 8.88 | 43000 | 36000 | 83.72% | 1.84 | 10.25 | 10.25 |  |  |  | No | R-410A | 3.4583 | Residential & Commercial | No
207821949 | Mini/Multi Split | Innovair | HMSV-A-CB-O | VOM18H7R2P7 |  | Mixed Ducted and Non-Ducted Indoor Units |  |  | 18000 | 20 | 9.45 | 20000 | 18000 | 90% | 1.84 | 12 | 12.25 |  |  |  | No | R-410A | 1.5 | Residential & Commercial | No
207821952 | Mini/Multi Split | Innovair | HMSV-A-CB-O | VOM24H7R3P7 |  | Mixed Ducted and Non-Ducted Indoor Units |  |  | 24000 | 21.5 | 8.83 | 24200 | 24000 | 99.17% | 1.84 | 12.3 | 12.3 |  |  |  | No | R-410A | 2 | Residential & Commercial | No
207821955 | Mini/Multi Split | Innovair | HMSV-A-CB-O | VOM36H7R4P7 |  | Mixed Ducted and Non-Ducted Indoor Units |  |  | 32000 | 20.25 | 8.95 | 37000 | 36000 | 97.3% | 1.84 | 12.25 | 12.25 |  |  |  | No | R-410A | 2.6667 | Residential & Commercial | No
207825566 | Mini/Multi Split | 1HVAC | HMSV-A-CB | ACIQ-18Z-HH-M2B |  | Mixed Ducted and Non-Ducted Indoor Units |  |  | 19000 | 20.5 | 9.55 | 20000 | 19300 | 96.5% | 1.88 | 12 | 12.25 |  |  |  | No | R-410A | 1.5833 | Residential & Commercial | No
207825569 | Mini/Multi Split | 1HVAC | HMSV-A-CB | ACIQ-27Z-HH-M3B |  | Mixed Ducted and Non-Ducted Indoor Units |  |  | 28000 | 21.5 | 10.05 | 28000 | 25000 | 89.29% | 1.8 | 12 | 12.1 |  |  |  | No | R-410A | 2.3333 | Residential & Commercial | No
207825575 | Mini/Multi Split | 1HVAC | HMSV-A-CB | ACIQ-48Z-HH-M5B |  | Mixed Ducted and Non-Ducted Indoor Units |  |  | 47500 | 21.35 | 9.4 | 49000 | 43500 | 88.78% | 2 | 11.5 | 11.7 |  |  |  | No | R-410A | 3.9583 | Residential & Commercial | No
207825572 | Mini/Multi Split | 1HVAC | HMSV-A-CB | ACIQ-36Z-HH-M4B |  | Mixed Ducted and Non-Ducted Indoor Units |  |  | 36000 | 20.6 | 10.15 | 37000 | 34400 | 92.97% | 1.8 | 12.45 | 12.65 |  |  |  | No | R-410A | 3 | Residential & Commercial | No
207825578 | Mini/Multi Split | ACIQ | HMSV-A-CB | ACIQ-18Z-HH-M2B |  | Mixed Ducted and Non-Ducted Indoor Units |  |  | 19000 | 20.5 | 9.55 | 20000 | 19300 | 96.5% | 1.88 | 12 | 12.25 |  |  |  | No | R-410A | 1.5833 | Residential & Commercial | No
207825581 | Mini/Multi Split | ACIQ | HMSV-A-CB | ACIQ-27Z-HH-M3B |  | Mixed Ducted and Non-Ducted Indoor Units |  |  | 28000 | 21.5 | 10.05 | 28000 | 25000 | 89.29% | 1.8 | 12 | 12.1 |  |  |  | No | R-410A | 2.3333 | Residential & Commercial | No
207825590 | Mini/Multi Split | DIYCOOL | HMSV-A-CB | ACIQ-18Z-HH-M2B |  | Mixed Ducted and Non-Ducted Indoor Units |  |  | 19000 | 20.5 | 9.55 | 20000 | 19300 | 96.5% | 1.88 | 12 | 12.25 |  |  |  | No | R-410A | 1.5833 | Residential & Commercial | No
207825587 | Mini/Multi Split | ACIQ | HMSV-A-CB | ACIQ-48Z-HH-M5B |  | Mixed Ducted and Non-Ducted Indoor Units |  |  | 47500 | 21.35 | 9.4 | 49000 | 43500 | 88.78% | 2 | 11.5 | 11.7 |  |  |  | No | R-410A | 3.9583 | Residential & Commercial | No
207825584 | Mini/Multi Split | ACIQ | HMSV-A-CB | ACIQ-36Z-HH-M4B |  | Mixed Ducted and Non-Ducted Indoor Units |  |  | 36000 | 20.6 | 10.15 | 37000 | 34400 | 92.97% | 1.8 | 12.45 | 12.65 |  |  |  | No | R-410A | 3 | Residential & Commercial | No
207825599 | Mini/Multi Split | DIYCOOL | HMSV-A-CB | ACIQ-48Z-HH-M5B |  | Mixed Ducted and Non-Ducted Indoor Units |  |  | 47500 | 21.35 | 9.4 | 49000 | 43500 | 88.78% | 2 | 11.5 | 11.7 |  |  |  | No | R-410A | 3.9583 | Residential & Commercial | No
207825593 | Mini/Multi Split | DIYCOOL | HMSV-A-CB | ACIQ-27Z-HH-M3B |  | Mixed Ducted and Non-Ducted Indoor Units |  |  | 28000 | 21.5 | 10.05 | 28000 | 25000 | 89.29% | 1.8 | 12 | 12.1 |  |  |  | No | R-410A | 2.3333 | Residential & Commercial | No
207825596 | Mini/Multi Split | DIYCOOL | HMSV-A-CB | ACIQ-36Z-HH-M4B |  | Mixed Ducted and Non-Ducted Indoor Units |  |  | 36000 | 20.6 | 10.15 | 37000 | 34400 | 92.97% | 1.8 | 12.45 | 12.65 |  |  |  | No | R-410A | 3 | Residential & Commercial | No
207862100 | Mini/Multi Split | Breeze33 | HMSV-A-CB | BZ33-HYP182Z2-G2-P |  | Mixed Ducted and Non-Ducted Indoor Units |  |  | 19000 | 20.5 | 9.55 | 20000 | 19300 | 96.5% | 1.88 | 12 | 12.25 |  |  |  | No | R-410A | 1.5833 | Residential & Commercial | No
207862109 | Mini/Multi Split | Breeze33 | HMSV-A-CB | BZ33-HYP485Z2-G2-P |  | Mixed Ducted and Non-Ducted Indoor Units |  |  | 47500 | 21.35 | 9.4 | 49000 | 43500 | 88.78% | 2 | 11.5 | 11.7 |  |  |  | No | R-410A | 3.9583 | Residential & Commercial | No
207862106 | Mini/Multi Split | Breeze33 | HMSV-A-CB | BZ33-HYP364Z2-G2-P |  | Mixed Ducted and Non-Ducted Indoor Units |  |  | 36000 | 20.6 | 10.15 | 37000 | 34400 | 92.97% | 1.8 | 12.45 | 12.65 |  |  |  | No | R-410A | 3 | Residential & Commercial | No
207862103 | Mini/Multi Split | Breeze33 | HMSV-A-CB | BZ33-HYP273Z2-G2-P |  | Mixed Ducted and Non-Ducted Indoor Units |  |  | 28000 | 21.5 | 10.05 | 28000 | 25000 | 89.29% | 1.8 | 12 | 12.1 |  |  |  | No | R-410A | 2.3333 | Residential & Commercial | No
208106787 | Mini/Multi Split | Allied | HMSV-A-CB | 4DHP2S24M-1P |  | Mixed Ducted and Non-Ducted Indoor Units |  |  | 24000 | 22.95 | 9.85 | 24400 | 18200 | 74.59% | 1.9 | 12.8 | 12.95 |  |  |  | No | R-410A | 2 | Residential & Commercial | No
208106796 | Mini/Multi Split | Allied | HMSV-A-CB | 4DHP2S48M-1P |  | Mixed Ducted and Non-Ducted Indoor Units |  |  | 47500 | 21.35 | 9.4 | 49000 | 43500 | 88.78% | 2 | 11.5 | 11.7 |  |  |  | No | R-410A | 3.9583 | Residential & Commercial | No
208106802 | Mini/Multi Split | AirEase | HMSV-A-CB | 4DHP2S24M-1P |  | Mixed Ducted and Non-Ducted Indoor Units |  |  | 24000 | 22.95 | 9.85 | 24400 | 18200 | 74.59% | 1.9 | 12.8 | 12.95 |  |  |  | No | R-410A | 2 | Residential & Commercial | No
208106811 | Mini/Multi Split | AirEase | HMSV-A-CB | 4DHP2S48M-1P |  | Mixed Ducted and Non-Ducted Indoor Units |  |  | 47500 | 21.35 | 9.4 | 49000 | 43500 | 88.78% | 2 | 11.5 | 11.7 |  |  |  | No | R-410A | 3.9583 | Residential & Commercial | No
208106817 | Mini/Multi Split | Armstrong Air | HMSV-A-CB | 4DHP2S24M-1P |  | Mixed Ducted and Non-Ducted Indoor Units |  |  | 24000 | 22.95 | 9.85 | 24400 | 18200 | 74.59% | 1.9 | 12.8 | 12.95 |  |  |  | No | R-410A | 2 | Residential & Commercial | No
208106826 | Mini/Multi Split | Armstrong Air | HMSV-A-CB | 4DHP2S48M-1P |  | Mixed Ducted and Non-Ducted Indoor Units |  |  | 47500 | 21.35 | 9.4 | 49000 | 43500 | 88.78% | 2 | 11.5 | 11.7 |  |  |  | No | R-410A | 3.9583 | Residential & Commercial | No
208106832 | Mini/Multi Split | CONCORD | HMSV-A-CB | 4DHP2S24M-1P |  | Mixed Ducted and Non-Ducted Indoor Units |  |  | 24000 | 22.95 | 9.85 | 24400 | 18200 | 74.59% | 1.9 | 12.8 | 12.95 |  |  |  | No | R-410A | 2 | Residential & Commercial | No
208119924 | Mini/Multi Split | Cooper & Hunter | HMSV-A-CB | CHV6-36URBM |  | Mixed Ducted and Non-Ducted Indoor Units |  |  | 36000 | 18 | 10.2 | 42000 | 31000 | 73.81% | 2.15 | 13.4 | 13.4 |  |  |  | No | R-410A | 3 | Residential & Commercial | No
208119925 | Mini/Multi Split | Cooper & Hunter | HMSV-A-CB | CHV6-48URBM |  | Mixed Ducted and Non-Ducted Indoor Units |  |  | 48000 | 17.5 | 9.28 | 54000 | 38000 | 70.37% | 2.1 | 11.4 | 11.4 |  |  |  | No | R-410A | 4 | Residential & Commercial | No
208106856 | Mini/Multi Split | DUCANE | HMSV-A-CB | 4DHP2S48M-1P |  | Mixed Ducted and Non-Ducted Indoor Units |  |  | 47500 | 21.35 | 9.4 | 49000 | 43500 | 88.78% | 2 | 11.5 | 11.7 |  |  |  | No | R-410A | 3.9583 | Residential & Commercial | No
208106847 | Mini/Multi Split | DUCANE | HMSV-A-CB | 4DHP2S24M-1P |  | Mixed Ducted and Non-Ducted Indoor Units |  |  | 24000 | 22.95 | 9.85 | 24400 | 18200 | 74.59% | 1.9 | 12.8 | 12.95 |  |  |  | No | R-410A | 2 | Residential & Commercial | No
208106841 | Mini/Multi Split | CONCORD | HMSV-A-CB | 4DHP2S48M-1P |  | Mixed Ducted and Non-Ducted Indoor Units |  |  | 47500 | 21.35 | 9.4 | 49000 | 43500 | 88.78% | 2 | 11.5 | 11.7 |  |  |  | No | R-410A | 3.9583 | Residential & Commercial | No
208121934 | Mini/Multi Split | EMI | HMSV-A-CB | MHMZ218DA |  | Mixed Ducted and Non-Ducted Indoor Units |  |  | 19000 | 20.5 | 9.55 | 20000 | 19300 | 96.5% | 1.88 | 12 | 12.25 |  |  |  | No | R-410A | 1.5833 | Residential & Commercial | No
208121937 | Mini/Multi Split | EMI | HMSV-A-CB | MHMZ327DA |  | Mixed Ducted and Non-Ducted Indoor Units |  |  | 28000 | 21.5 | 10.05 | 28000 | 25000 | 89.29% | 1.8 | 12 | 12.1 |  |  |  | No | R-410A | 2.3333 | Residential & Commercial | No
208121943 | Mini/Multi Split | EMI | HMSV-A-CB | MHMZ548DA |  | Mixed Ducted and Non-Ducted Indoor Units |  |  | 47500 | 21.35 | 9.4 | 49000 | 43500 | 88.78% | 2 | 11.5 | 11.7 |  |  |  | No | R-410A | 3.9583 | Residential & Commercial | No
208121940 | Mini/Multi Split | EMI | HMSV-A-CB | MHMZ436DA |  | Mixed Ducted and Non-Ducted Indoor Units |  |  | 36000 | 20.6 | 10.15 | 37000 | 34400 | 92.97% | 1.8 | 12.45 | 12.65 |  |  |  | No | R-410A | 3 | Residential & Commercial | No
208128287 | Mini/Multi Split | SEA BREEZE+ | HMSV-A-CB | MZ27H424ZMO |  | Mixed Ducted and Non-Ducted Indoor Units |  |  | 24000 | 21.8 | 9.65 | 24000 | 17500 | 72.92% | 1.87 | 12.5 | 12.5 |  |  |  | No | R-410A | 2 | Residential & Commercial | No
208128296 | Mini/Multi Split | SEA BREEZE+ | HMSV-A-CB | HMZ28H424ZMO |  | Mixed Ducted and Non-Ducted Indoor Units |  |  | 28000 | 21.3 | 9.65 | 28000 | 25000 | 89.29% | 1.8 | 11.5 | 11.75 |  |  |  | No | R-410A | 2.3333 | Residential & Commercial | No
208128299 | Mini/Multi Split | SEA BREEZE+ | HMSV-A-CB | HMZ36H424ZMO |  | Mixed Ducted and Non-Ducted Indoor Units |  |  | 36000 | 19.5 | 9.85 | 37000 | 34400 | 92.97% | 1.8 | 11.9 | 12.1 |  |  |  | No | R-410A | 3 | Residential & Commercial | No
208404161 | Mini/Multi Split | WESTINGHOUSE | HMSV-A-CB-O | WHP42M5A21S |  | Mixed Ducted and Non-Ducted Indoor Units |  |  | 41500 | 19 | 8.88 | 43000 | 36000 | 83.72% | 1.84 | 10.25 | 10.25 |  |  |  | No | R-410A | 3.4583 | Residential & Commercial | No
208132537 | Mini/Multi Split | LG | HMSV-A-CB | LMU183HV |  | Mixed Ducted and Non-Ducted Indoor Units |  |  | 17600 | 20.5 | 9.3 | 21000 | 14900 | 70.95% | 2.06 | 0 | 13 |  |  |  | No | R-410A | 1.4667 | Residential & Commercial | No
208132552 | Mini/Multi Split | MDV | HMSV-A-CB | M5OA-55HFN1-M-[X](2) |  | Mixed Ducted and Non-Ducted Indoor Units |  |  | 55000 | 20.4 | 9.4 | 55000 | 46000 | 83.64% | 1.9 | 10.5 | 10.5 |  |  |  | No | R-410A | 4.5833 | Residential & Commercial | No
208136321 | Mini/Multi Split | MOOVAIR | HMSV-A-CB | DMA55HOM25230X3 |  | Mixed Ducted and Non-Ducted Indoor Units |  |  | 55000 | 20.4 | 9.4 | 55000 | 46000 | 83.64% | 1.9 | 10.5 | 10.5 |  |  |  | No | R-410A | 4.5833 | Residential & Commercial | No
208284490 | Mini/Multi Split | TRUST AIR CONDITIONERS | HMSV-A-CB | M3H27H/O4S4P |  | Mixed Ducted and Non-Ducted Indoor Units |  |  | 28000 | 21.5 | 10.05 | 28000 | 25000 | 89.29% | 1.8 | 12 | 12.1 |  |  |  | No | R-410A | 2.3333 | Residential & Commercial | No
208284487 | Mini/Multi Split | TRUST AIR CONDITIONERS | HMSV-A-CB | M2H18H/O4S4P |  | Mixed Ducted and Non-Ducted Indoor Units |  |  | 19000 | 20.5 | 9.55 | 20000 | 19300 | 96.5% | 1.88 | 12 | 12.25 |  |  |  | No | R-410A | 1.5833 | Residential & Commercial | No
208284496 | Mini/Multi Split | TRUST AIR CONDITIONERS | HMSV-A-CB | M5H48H/O4S4P |  | Mixed Ducted and Non-Ducted Indoor Units |  |  | 47500 | 21.35 | 9.4 | 49000 | 43500 | 88.78% | 2 | 11.5 | 11.7 |  |  |  | No | R-410A | 3.9583 | Residential & Commercial | No
208497430 | Mini/Multi Split | C&H | HMSV-A-CB | CH-HPR55M-230VO |  | Mixed Ducted and Non-Ducted Indoor Units |  |  | 55000 | 20.4 | 9.4 | 55000 | 46000 | 83.64% | 1.9 | 10.5 | 10.5 |  |  |  | No | R-410A | 4.5833 | Residential & Commercial | No
208284493 | Mini/Multi Split | TRUST AIR CONDITIONERS | HMSV-A-CB | M4H36H/O4S4P |  | Mixed Ducted and Non-Ducted Indoor Units |  |  | 36000 | 20.6 | 10.15 | 37000 | 34400 | 92.97% | 1.8 | 12.45 | 12.65 |  |  |  | No | R-410A | 3 | Residential & Commercial | No
208404157 | Mini/Multi Split | WESTINGHOUSE | HMSV-A-CB-O | WHP24M3A21S |  | Mixed Ducted and Non-Ducted Indoor Units |  |  | 24000 | 21.5 | 8.83 | 24200 | 24000 | 99.17% | 1.84 | 12.3 | 12.3 |  |  |  | No | R-410A | 2 | Residential & Commercial | No
208404155 | Mini/Multi Split | WESTINGHOUSE | HMSV-A-CB-O | WHP18M2A21S |  | Mixed Ducted and Non-Ducted Indoor Units |  |  | 18000 | 20 | 9.45 | 20000 | 18000 | 90% | 1.84 | 12 | 12.25 |  |  |  | No | R-410A | 1.5 | Residential & Commercial | No
208404159 | Mini/Multi Split | WESTINGHOUSE | HMSV-A-CB-O | WHP36M4A21S |  | Mixed Ducted and Non-Ducted Indoor Units |  |  | 32000 | 20.25 | 8.95 | 37000 | 36000 | 97.3% | 1.84 | 12.25 | 12.25 |  |  |  | No | R-410A | 2.6667 | Residential & Commercial | No
208650624 | Mini/Multi Split | BLUERIDGE | HMSV-A-CB | BMM55HHC |  | Mixed Ducted and Non-Ducted Indoor Units |  |  | 55000 | 19.4 | 9.4 | 55000 | 45500 | 82.73% | 1.85 | 10.5 | 10.5 |  |  |  | No | R-410A | 4.5833 | Residential & Commercial | No
208650725 | Mini/Multi Split | HAXXAIR | HMSV-A-CB-O | HVHM-18T2D |  | Mixed Ducted and Non-Ducted Indoor Units |  |  | 18000 | 20 | 9.45 | 20000 | 18000 | 90% | 1.84 | 12 | 12.25 |  |  |  | No | R-410A | 1.5 | Residential & Commercial | No
210474660 | Mini/Multi Split | HAIER | HMSV-A-CB | 3U24EH2HD** |  | Mixed Ducted and Non-Ducted Indoor Units |  |  | 21600 | 18.25 | 9.85 | 26000 | 20000 | 76.92% | 1.87 | 0 | 11.5 |  |  |  | No | R-410A | 1.8 | Residential & Commercial | No
210474661 | Mini/Multi Split | HAIER | HMSV-A-CB | 4U36EH2HD** |  | Mixed Ducted and Non-Ducted Indoor Units |  |  | 33200 | 17.35 | 9.05 | 35000 | 25000 | 71.43% | 2 | 0 | 9.05 |  |  |  | No | R-410A | 2.7667 | Residential & Commercial | No
210474662 | Mini/Multi Split | GE Appliances | HMSV-A-CB | ASH220NCDD** |  | Mixed Ducted and Non-Ducted Indoor Units |  |  | 17600 | 17 | 10 | 22000 | 18200 | 82.73% | 1.92 | 0 | 11.5 |  |  |  | No | R-410A | 1.4667 | Residential & Commercial | No
210474663 | Mini/Multi Split | GE Appliances | HMSV-A-CB | ASH324NCDD** |  | Mixed Ducted and Non-Ducted Indoor Units |  |  | 21600 | 18.25 | 9.85 | 26000 | 20000 | 76.92% | 1.87 | 0 | 11.5 |  |  |  | No | R-410A | 1.8 | Residential & Commercial | No
208568366 | Mini/Multi Split | MIDEA | HMSV-A-CB | M3OJ-24HFN1-M |  | Mixed Ducted and Non-Ducted Indoor Units |  |  | 24000 | 21.8 | 9.65 | 24000 | 17500 | 72.92% | 1.87 | 12.5 | 12.5 |  |  |  | No | R-410A | 2 | Residential & Commercial | No
212604261 | Mini/Multi Split | MIDEA | HMSV-A-CB | MDV-V48WMN1T* |  | Mixed Ducted and Non-Ducted Indoor Units |  |  | 48000 | 18.15 | 9.15 | 50000 | 35000 | 70% | 1.8 | 0 | 10.2 |  |  |  | No | R-410A | 4 | Residential & Commercial | No
212604430 | Mini/Multi Split | DAIKIN | HMSV-A-CB | 3MXLH24WVJU* |  | Mixed Ducted and Non-Ducted Indoor Units |  |  | 24000 | 16.5 | 8.4 | 24000 | 20000 | 83.33% | 1.8 | 0 | 10.1 |  |  |  | No | R-410A | 2 | Residential & Commercial | No
212604432 | Mini/Multi Split | DAIKIN | HMSV-A-CB | 4MXLH36WVJU* |  | Mixed Ducted and Non-Ducted Indoor Units |  |  | 34400 | 18 | 8.3 | 35600 | 35200 | 98.88% | 1.8 | 0 | 10.5 |  |  |  | No | R-410A | 2.8667 | Residential & Commercial | No
212608418 | Mini/Multi Split | LENNOX | HMSV-A-CB | VPC048H4M-3P* |  | Mixed Ducted and Non-Ducted Indoor Units |  |  | 48000 | 18.15 | 9.15 | 50000 | 35000 | 70% | 1.8 | 0 | 10.2 |  |  |  | No | R-410A | 4 | Residential & Commercial | No
212608415 | Mini/Multi Split | LENNOX | HMSV-A-CB | VPC036H4M-3PD* |  | Mixed Ducted and Non-Ducted Indoor Units |  |  | 36000 | 18.45 | 9.35 | 40000 | 28000 | 70% | 1.8 | 0 | 11.9 |  |  |  | No | R-410A | 3 | Residential & Commercial | No
208816900 | Mini/Multi Split | SEA BREEZE+ | HMSV-A-CB | HMZ48H424ZMO |  | Mixed Ducted and Non-Ducted Indoor Units |  |  | 55000 | 19.4 | 9.4 | 55000 | 45500 | 82.73% | 1.85 | 10.5 | 10.5 |  |  |  | No | R-410A | 4.5833 | Residential & Commercial | No
208816897 | Mini/Multi Split | SEA BREEZE+ | HMSV-A-CB | HMZ24H424ZMO |  | Mixed Ducted and Non-Ducted Indoor Units |  |  | 24000 | 21.55 | 10.35 | 24000 | 24000 | 100% | 1.8 | 12.15 | 12.4 |  |  |  | No | R-410A | 2 | Residential & Commercial | No
208816894 | Mini/Multi Split | SEA BREEZE+ | HMSV-A-CB | HMZ18H424ZMO |  | Mixed Ducted and Non-Ducted Indoor Units |  |  | 19000 | 19.75 | 9.15 | 20000 | 18500 | 92.5% | 1.83 | 12 | 12.25 |  |  |  | No | R-410A | 1.5833 | Residential & Commercial | No
209319640 | Mini/Multi Split | ECO AIR | HMSV-A-CB | M2OI-18HFN1-M |  | Mixed Ducted and Non-Ducted Indoor Units |  |  | 19000 | 20.5 | 9.55 | 20000 | 19300 | 96.5% | 1.88 | 12 | 12.25 |  |  |  | No | R-410A | 1.5833 | Residential & Commercial | No
209319646 | Mini/Multi Split | ECO AIR | HMSV-A-CB | M4OI-36HFN1-M |  | Mixed Ducted and Non-Ducted Indoor Units |  |  | 36000 | 20.6 | 10.15 | 37000 | 34400 | 92.97% | 1.8 | 12.45 | 12.65 |  |  |  | No | R-410A | 3 | Residential & Commercial | No
209319649 | Mini/Multi Split | ECO AIR | HMSV-A-CB | M5OG-48HFN1-M-[X] |  | Mixed Ducted and Non-Ducted Indoor Units |  |  | 47500 | 21.35 | 9.4 | 49000 | 43500 | 88.78% | 2 | 11.5 | 11.7 |  |  |  | No | R-410A | 3.9583 | Residential & Commercial | No
209319643 | Mini/Multi Split | ECO AIR | HMSV-A-CB | M3OI-28HFN1-M |  | Mixed Ducted and Non-Ducted Indoor Units |  |  | 28000 | 21.5 | 10.05 | 28000 | 25000 | 89.29% | 1.8 | 12 | 12.1 |  |  |  | No | R-410A | 2.3333 | Residential & Commercial | No
209319652 | Mini/Multi Split | ECO AIR | HMSV-A-CB | M5OA-55HFN1-M-[X] |  | Mixed Ducted and Non-Ducted Indoor Units |  |  | 55000 | 20.4 | 9.4 | 55000 | 46000 | 83.64% | 1.9 | 10.5 | 10.5 |  |  |  | No | R-410A | 4.5833 | Residential & Commercial | No
209416883 | Mini/Multi Split | NOVAIR | HMSV-A-CB | LEA28MZ-3P-35SK-O |  | Mixed Ducted and Non-Ducted Indoor Units |  |  | 28000 | 21.3 | 9.65 | 28000 | 25000 | 89.29% | 1.8 | 11.5 | 11.75 |  |  |  | No | R-410A | 2.3333 | Residential & Commercial | No
209416886 | Mini/Multi Split | NOVAIR | HMSV-A-CB | LEA20MZ-2P-35SK-O |  | Mixed Ducted and Non-Ducted Indoor Units |  |  | 19000 | 19.75 | 9.15 | 20000 | 18500 | 92.5% | 1.83 | 12 | 12.25 |  |  |  | No | R-410A | 1.5833 | Residential & Commercial | No
209549028 | Mini/Multi Split | THERMOCORE SYSTEMS | HMSV-A-CB | T423D-H224-C |  | Mixed Ducted and Non-Ducted Indoor Units |  |  | 24000 | 22.95 | 9.85 | 24400 | 18200 | 74.59% | 1.9 | 12.8 | 12.95 |  |  |  | No | R-410A | 2 | Residential & Commercial | No
209862186 | Mini/Multi Split | KLIMAIRE | HMSV-A-CB | KMIR324-H217-2 |  | Mixed Ducted and Non-Ducted Indoor Units |  |  | 24000 | 21.8 | 9.65 | 24000 | 17500 | 72.92% | 1.87 | 12.5 | 12.5 |  |  |  | No | R-410A | 2 | Residential & Commercial | No
212615020 | Mini/Multi Split | Relief Sciences | HMSV-A-CB | LANG18OD35-2 |  | Mixed Ducted and Non-Ducted Indoor Units |  |  | 19000 | 19.75 | 9.15 | 20000 | 18500 | 92.5% | 1.83 | 12 | 12.25 |  |  |  | No | R-410A | 1.5833 | Residential & Commercial | No
212615021 | Mini/Multi Split | Relief Sciences | HMSV-A-CB | LANG36OD35-4 |  | Mixed Ducted and Non-Ducted Indoor Units |  |  | 36000 | 19.5 | 9.85 | 37000 | 34400 | 92.97% | 1.8 | 11.9 | 12.1 |  |  |  | No | R-410A | 3 | Residential & Commercial | No
212615022 | Mini/Multi Split | Relief Sciences | HMSV-A-CB | LANG27OD35-3 |  | Mixed Ducted and Non-Ducted Indoor Units |  |  | 28000 | 21.3 | 9.65 | 28000 | 25000 | 89.29% | 1.8 | 11.5 | 11.75 |  |  |  | No | R-410A | 2.3333 | Residential & Commercial | No
213286783 | Mini/Multi Split | Wells | HMSV-A-CB | WMCA-48HFMO |  | Mixed Ducted and Non-Ducted Indoor Units |  |  | 47500 | 21.05 | 9.4 | 49000 | 43500 | 88.78% | 2 | 11.2 | 11.35 |  |  |  | No | R-410A | 3.9583 | Residential & Commercial | No
213286780 | Mini/Multi Split | Wells | HMSV-A-CB | WMCA-27HFMO |  | Mixed Ducted and Non-Ducted Indoor Units |  |  | 27000 | 19.75 | 9.8 | 27000 | 27000 | 100% | 1.8 | 0 | 11.8 |  |  |  | No | R-410A | 2.25 | Residential & Commercial | No
213286777 | Mini/Multi Split | Wells | HMSV-A-CB | WMCA-18HFMO |  | Mixed Ducted and Non-Ducted Indoor Units |  |  | 19000 | 19.75 | 9.15 | 20000 | 18500 | 92.5% | 1.83 | 12 | 12.25 |  |  |  | No | R-410A | 1.5833 | Residential & Commercial | No
213301879 | Mini/Multi Split | MDV | HMSV-A-CB | M4OX630-36HFN1-M1X* |  | Mixed Ducted and Non-Ducted Indoor Units |  |  | 36000 | 20.9 | 10.45 | 36000 | 36400 | 101.1% | 1.95 | 0 | 12.25 |  |  |  | No | R-410A | 3 | Residential & Commercial | No
213301880 | Mini/Multi Split | MDV | HMSV-A-CB | M4OX630-36HFN1-M1X |  | Mixed Ducted and Non-Ducted Indoor Units |  |  | 36000 | 20.2 | 10.45 | 36000 | 36000 | 100% | 1.93 | 0 | 12 |  |  |  | No | R-410A | 3 | Residential & Commercial | No
215415540 | Mini/Multi Split | Durastar | HMSV-A-CB | DRA6U48M2A |  | Mixed Ducted and Non-Ducted Indoor Units |  |  | 45000 | 20.85 | 10.3 | 47500 | 37000 | 77.89% | 2.1 | 0 | 11.85 |  |  |  | No | R-454B | 3.75 | Residential & Commercial | No
215415534 | Mini/Multi Split | Durastar | HMSV-A-CB | DRA6H48M2A |  | Mixed Ducted and Non-Ducted Indoor Units |  |  | 46000 | 20.8 | 10.6 | 48500 | 48000 | 98.97% | 2 | 0 | 11.85 |  |  |  | No | R-454B | 3.8333 | Residential & Commercial | No
215415537 | Mini/Multi Split | Durastar | HMSV-A-CB | DRA6H55M2A |  | Mixed Ducted and Non-Ducted Indoor Units |  |  | 52000 | 20.7 | 10.65 | 55000 | 48000 | 87.27% | 2.05 | 0 | 11.85 |  |  |  | No | R-454B | 4.3333 | Residential & Commercial | No
209864941 | Mini/Multi Split | CTMorley | HMSV-A-CB | MOU-5A55H-2 |  | Mixed Ducted and Non-Ducted Indoor Units |  |  | 55000 | 19.4 | 9.4 | 55000 | 45500 | 82.73% | 1.85 | 10.5 | 10.5 |  |  |  | No | R-410A | 4.5833 | Residential & Commercial | No
212615090 | Mini/Multi Split | YONAN | HMSV-A-CB | YSMO-24HFN1 |  | Mixed Ducted and Non-Ducted Indoor Units |  |  | 24000 | 21.8 | 9.65 | 24000 | 17500 | 72.92% | 1.87 | 12.5 | 12.5 |  |  |  | No | R-410A | 2 | Residential & Commercial | No
216497946 | Mini/Multi Split | AC PRO | HMSV-A-CB | MHPC-H-027BMB |  | Mixed Ducted and Non-Ducted Indoor Units |  |  | 26800 | 23 | 9.25 | 26800 | 18900 | 70.52% | 2 | 0 | 12.5 |  |  |  | No | R-454B | 2.2333 | Residential & Commercial | No
216497943 | Mini/Multi Split | AC PRO | HMSV-A-CB | MHPC-H-018BMB |  | Mixed Ducted and Non-Ducted Indoor Units |  |  | 18000 | 22.55 | 9.9 | 19000 | 14000 | 73.68% | 2.3 | 0 | 13 |  |  |  | No | R-454B | 1.5 | Residential & Commercial | No
216497949 | Mini/Multi Split | AC PRO | HMSV-A-CB | MHPC-H-036BMB |  | Mixed Ducted and Non-Ducted Indoor Units |  |  | 35400 | 22 | 9.35 | 37000 | 26000 | 70.27% | 2 | 0 | 11.85 |  |  |  | No | R-454B | 2.95 | Residential & Commercial | No
216497952 | Mini/Multi Split | AC PRO | HMSV-A-CB | MHPC-H-048BMB |  | Mixed Ducted and Non-Ducted Indoor Units |  |  | 46000 | 22.2 | 10.45 | 47500 | 37000 | 77.89% | 2.05 | 0 | 12.25 |  |  |  | No | R-454B | 3.8333 | Residential & Commercial | No
216505499 | Mini/Multi Split | MOOVAIR | HMSV-A-CB | MXHSA1832AN1 |  | Mixed Ducted and Non-Ducted Indoor Units |  |  | 18000 | 22.55 | 9.9 | 19000 | 14000 | 73.68% | 2.3 | 0 | 13 |  |  |  | No | R-454B | 1.5 | Residential & Commercial | No
216505502 | Mini/Multi Split | ELIOS | HMSV-A-CB | EXHSA1832AN1 |  | Mixed Ducted and Non-Ducted Indoor Units |  |  | 18000 | 21.5 | 10 | 19000 | 14000 | 73.68% | 2.25 | 0 | 12.25 |  |  |  | No | R-454B | 1.5 | Residential & Commercial | No
216505929 | Mini/Multi Split | Mitsubishi Electric | HMSV-A-CB | MXZ-3D24NL*** |  | Mixed Ducted and Non-Ducted Indoor Units |  |  | 22800 | 18 | 9.3 | 25200 | 19800 | 78.57% | 2.02 | 0 | 12.7 |  |  |  | No | R-454B | 1.9 | Residential & Commercial | No
216505930 | Mini/Multi Split | Mitsubishi Electric | HMSV-A-CB | MXZ-4D30NL*** |  | Mixed Ducted and Non-Ducted Indoor Units |  |  | 28000 | 18.55 | 9.4 | 28000 | 19800 | 70.71% | 2.02 | 0 | 11.3 |  |  |  | No | R-454B | 2.3333 | Residential & Commercial | No
216505931 | Mini/Multi Split | Mitsubishi Electric | HMSV-A-CB | MXZ-2D20NLHZ*** |  | Mixed Ducted and Non-Ducted Indoor Units |  |  | 19000 | 16.8 | 8.95 | 22000 | 22000 | 100% | 1.98 | 0 | 12.3 |  |  |  | No | R-454B | 1.5833 | Residential & Commercial | No
216598390 | Mini/Multi Split | NG Trade | HMSV-A-CB | MOBMH180D |  | Mixed Ducted and Non-Ducted Indoor Units |  |  | 18000 | 21.5 | 10 | 19000 | 14000 | 73.68% | 2.25 | 0 | 12.25 |  |  |  | No | R-454B | 1.5 | Residential & Commercial | No
216598393 | Mini/Multi Split | NG Trade | HMSV-A-CB | MOBMH270D |  | Mixed Ducted and Non-Ducted Indoor Units |  |  | 26200 | 22 | 9.25 | 26800 | 18900 | 70.52% | 2 | 0 | 12.1 |  |  |  | No | R-454B | 2.1833 | Residential & Commercial | No
216598396 | Mini/Multi Split | NG Trade | HMSV-A-CB | MOBMH360D |  | Mixed Ducted and Non-Ducted Indoor Units |  |  | 35000 | 21.55 | 9.6 | 37000 | 26000 | 70.27% | 2 | 0 | 11.85 |  |  |  | No | R-454B | 2.9167 | Residential & Commercial | No
216598399 | Mini/Multi Split | NG Trade | HMSV-A-CB | MOBMH480D |  | Mixed Ducted and Non-Ducted Indoor Units |  |  | 45000 | 20.85 | 10.3 | 47500 | 37000 | 77.89% | 2.1 | 0 | 11.85 |  |  |  | No | R-454B | 3.75 | Residential & Commercial | No
216505941 | Mini/Multi Split | Mitsubishi Electric | HMSV-A-CB | MXZ-3D24NLHZ*** |  | Mixed Ducted and Non-Ducted Indoor Units |  |  | 22800 | 17.2 | 9 | 24800 | 24800 | 100% | 1.84 | 0 | 11.5 |  |  |  | No | R-454B | 1.9 | Residential & Commercial | No
216505942 | Mini/Multi Split | Mitsubishi Electric | HMSV-A-CB | MXZ-3D30NLHZ*** |  | Mixed Ducted and Non-Ducted Indoor Units |  |  | 27800 | 18 | 9 | 28000 | 28000 | 100% | 1.82 | 0 | 10.9 |  |  |  | No | R-454B | 2.3167 | Residential & Commercial | No
216521357 | Mini/Multi Split | DAIKIN | HRCU-A-CB | RZQ48TBVJU* |  | Mini-Splits(Ducted) | FXMQ48TBVJU |  | 46500 | 15.3 | 9.3 | 54000 | 42000 | 77.78% | 2.05 | 0 | 8.3 |  |  |  | No | R-410A | 3.875 | Residential & Commercial | No
216581339 | Mini/Multi Split | LENNOX | HRCU-A-CB | MMPD036S6S-1P |  | Mini-Splits(Ducted) | MMD036S6-1P |  | 36000 | 16 | 8.6 | 40000 | 32000 | 80% | 1.8 | 0 | 9.5 |  |  |  | No | R-32 | 3 | Residential & Commercial | No
216581340 | Mini/Multi Split | LENNOX | HRCU-A-CB | MMPD048S6S-1P |  | Mini-Splits(Ducted) | MMD048S6-1P |  | 48000 | 17.5 | 8.8 | 54000 | 43500 | 80.56% | 1.8 | 0 | 9.6 |  |  |  | No | R-32 | 4 | Residential & Commercial | No
209843076 | Mini/Multi Split | CTMorley | HRCU-A-CB | MOU-A36LH-2 |  | Mini-Splits(Ducted) | MIU-A36LD-2 |  | 36000 | 16.5 | 11 | 42000 | 36000 | 85.71% | 1.98 | 9 | 9 |  |  |  | No | R-410A | 3 | Residential & Commercial | No
212494266 | Mini/Multi Split | DAIKIN | HRCU-A-CB | RXL24WMVJU* |  | Mini-Splits(Ducted) | FDMQ24WVJU* |  | 21200 | 15.2 | 8.4 | 24000 | 23000 | 95.83% | 1.8 | 0 | 9.6 |  |  |  | No | R-410A | 1.7667 | Residential & Commercial | No
208650625 | Mini/Multi Split | BLUERIDGE | HRCU-A-CB | BMY36HHUC |  | Mini-Splits(Ducted) | BM36MCD |  | 36000 | 16.5 | 11 | 42000 | 36000 | 85.71% | 1.98 | 9 | 9 |  |  |  | No | R-410A | 3 | Residential & Commercial | No
208447331 | Mini/Multi Split | TOSHIBA CARRIER | HRCU-A-CB | RAV-SP422AT2P-UL |  | Mini-Splits(Ducted) | RAV-SM422BTP-UL |  | 42000 | 16.9 | 9 | 47000 | 34600 | 73.62% | 1.89 | 10.1 | 9.5 |  |  |  | No | R-410A | 3.5 | Residential & Commercial | No
208280125 | Mini/Multi Split | TRUST AIR CONDITIONERS | HRCU-A-CB | OAH36H/O4S41P |  | Mini-Splits(Ducted) | IUMDL36H/I43P |  | 36000 | 16.5 | 11 | 42000 | 36000 | 85.71% | 1.98 | 9 | 9 |  |  |  | No | R-410A | 3 | Residential & Commercial | No
208130841 | Mini/Multi Split | LBG Products | HRCU-A-CB | LUUHB36DO |  | Mini-Splits(Ducted) | LUHB36DFI |  | 36000 | 16.5 | 11 | 42000 | 36000 | 85.71% | 1.98 | 9 | 9 |  |  |  | No | R-410A | 3 | Residential & Commercial | No
207765965 | Mini/Multi Split | COMFORTSTAR | HRCU-A-CB | CHF36CD(O) |  | Mini-Splits(Ducted) | CPA-36DUB |  | 36000 | 16.5 | 11 | 42000 | 36000 | 85.71% | 1.98 | 9 | 9 |  |  |  | No | R-410A | 3 | Residential & Commercial | No
207742456 | Mini/Multi Split | ELIOS | HRCU-A-CB | DEA36HOS28230E8 |  | Mini-Splits(Ducted) | DUA36HIDU230X5 |  | 36000 | 16.5 | 11 | 42000 | 36000 | 85.71% | 1.98 | 9 | 9 |  |  |  | No | R-410A | 3 | Residential & Commercial | No
207742525 | Mini/Multi Split | MOOVAIR | HRCU-A-CB | DMA36HOS28230E8 |  | Mini-Splits(Ducted) | DUA36HIDU230X5 |  | 36000 | 16.5 | 11 | 42000 | 36000 | 85.71% | 1.98 | 9 | 9 |  |  |  | No | R-410A | 3 | Residential & Commercial | No
207742347 | Mini/Multi Split | C&H | HRCU-A-CB | CH-NHPR36LCU-230VO |  | Mini-Splits(Ducted) | CH-36LCDTU/I |  | 36000 | 16.5 | 11 | 42000 | 36000 | 85.71% | 1.98 | 9 | 9 |  |  |  | No | R-410A | 3 | Residential & Commercial | No
207658941 | Mini/Multi Split | COMFORTSTAR | HRCU-A-CB | CHF36CD(O) |  | Mini-Splits(Ducted) | CPA-36C |  | 36000 | 16.5 | 11 | 42000 | 36000 | 85.71% | 1.98 | 9 | 9 |  |  |  | No | R-410A | 3 | Residential & Commercial | No
207338214 | Mini/Multi Split | MDV | HRCU-A-CB | MOE30U-36HFN1-M(GA) |  | Mini-Splits(Ducted) | MTI-36HWFN1-M |  | 36000 | 16.5 | 11 | 42000 | 36000 | 85.71% | 1.98 | 9 | 9 |  |  |  | No | R-410A | 3 | Residential & Commercial | No
207465464 | Mini/Multi Split | SAMSUNG | HRCU-A-CB | AC036BXADCH |  | Mini-Splits(Ducted) | AC036BNZDCH |  | 36000 | 16.6 | 8.4 | 40000 | 33000 | 82.5% | 1.95 | 9.6 | 9.6 |  |  |  | No | R-410A | 3 | Residential & Commercial | No
207465466 | Mini/Multi Split | SAMSUNG | HRCU-A-CB | AC042BXADCH |  | Mini-Splits(Ducted) | AC042BNHDCH |  | 42000 | 18.1 | 8.4 | 47000 | 42500 | 90.43% | 1.84 | 9.2 | 9.2 |  |  |  | No | R-410A | 3.5 | Residential & Commercial | No
207465467 | Mini/Multi Split | SAMSUNG | HRCU-A-CB | AC042BXADCH |  | Mini-Splits(Ducted) | AC042BNZDCH |  | 42000 | 17.5 | 8.4 | 47000 | 39500 | 84.04% | 1.75 | 9.5 | 9.5 |  |  |  | No | R-410A | 3.5 | Residential & Commercial | No
207465469 | Mini/Multi Split | SAMSUNG | HRCU-A-CB | AC048BXADCH |  | Mini-Splits(Ducted) | AC048BNHDCH |  | 48000 | 16.8 | 8.1 | 54000 | 43000 | 79.63% | 1.86 | 8 | 8 |  |  |  | No | R-410A | 4 | Residential & Commercial | No
207465470 | Mini/Multi Split | SAMSUNG | HRCU-A-CB | AC048BXADCH |  | Mini-Splits(Ducted) | AC048BNZDCH |  | 48000 | 16.7 | 8.1 | 53000 | 41000 | 77.36% | 1.81 | 8.8 | 8.8 |  |  |  | No | R-410A | 4 | Residential & Commercial | No
206853240 | Mini/Multi Split | MOOVAIR | HRCU-A-CB | DM36HOS25230E3 |  | Mini-Splits(Ducted) | DM36HIDU230X5 |  | 36000 | 16.5 | 11 | 42000 | 36000 | 85.71% | 1.98 | 9 | 9 |  |  |  | No | R-410A | 3 | Residential & Commercial | No
206853242 | Mini/Multi Split | ELIOS | HRCU-A-CB | DE36HOS25230E3 |  | Mini-Splits(Ducted) | DM36HIDU230X5 |  | 36000 | 16.5 | 11 | 42000 | 36000 | 85.71% | 1.98 | 9 | 9 |  |  |  | No | R-410A | 3 | Residential & Commercial | No
206717863 | Mini/Multi Split | Trane / Mitsubishi Electric | HRCU-A-CB | PUZ-HA42NKA1 |  | Mini-Splits(Ducted) | TPVA0A0421AA70A |  | 42000 | 15.4 | 9.3 | 54000 | 48000 | 88.89% | 1.9 | 10.6 | 9.8 |  |  |  | No | R-410A | 3.5 | Residential & Commercial | No
206717890 | Mini/Multi Split | Trane / Mitsubishi Electric | HRCU-A-CB | TRUZH0421KA10** |  | Mini-Splits(Ducted) | PVA-A42AA**** |  | 42000 | 15.4 | 9.3 | 54000 | 48000 | 88.89% | 1.9 | 10.6 | 9.8 |  |  |  | No | R-410A | 3.5 | Residential & Commercial | No
206331448 | Mini/Multi Split | Mitsubishi Electric | HRCU-A-CB | SUZ-KA36NAHZ |  | Mini-Splits(Ducted) | NAXAMT36A112AA |  | 36000 | 16 | 9 | 40000 | 29800 | 74.5% | 1.97 | 9.5 | 9.5 |  |  |  | No | R-410A | 3 | Residential & Commercial | No
206331454 | Mini/Multi Split | Mitsubishi Electric | HRCU-A-CB | SUZ-KA36NAHZ |  | Mini-Splits(Ducted) | NTXAMT36A112AA |  | 36000 | 16 | 9 | 40000 | 29800 | 74.5% | 1.97 | 9.5 | 9.5 |  |  |  | No | R-410A | 3 | Residential & Commercial | No
206331460 | Mini/Multi Split | Trane / Mitsubishi Electric | HRCU-A-CB | NTXSKH36A112AA |  | Mini-Splits(Ducted) | SVZ-KP36NA |  | 36000 | 16 | 9 | 40000 | 29800 | 74.5% | 1.97 | 9.5 | 9.5 |  |  |  | No | R-410A | 3 | Residential & Commercial | No
205901586 | Mini/Multi Split | C&H | HRCU-A-CB | CH-HYP36LCUO |  | Mini-Splits(Ducted) | CH-36LCDTU/I |  | 36000 | 16.5 | 11 | 42000 | 36000 | 85.71% | 1.98 | 9 | 9 |  |  |  | No | R-410A | 3 | Residential & Commercial | No
205782160 | Mini/Multi Split | LENNOX | HRCU-A-CB | MLB036S4S-1P |  | Mini-Splits(Ducted) | MMDB036S4-2P |  | 36000 | 16.5 | 11 | 42000 | 36000 | 85.71% | 1.98 | 9 | 9 |  |  |  | No | R-410A | 3 | Residential & Commercial | No
205767337 | Mini/Multi Split | MDV | HRCU-A-CB | MOE30U-36HFN1-M-[X] |  | Mini-Splits(Ducted) | MTI-36HWFN1-M |  | 36000 | 16.5 | 11 | 42000 | 36000 | 85.71% | 1.98 | 9 | 9 |  |  |  | No | R-410A | 3 | Residential & Commercial | No
214025275 | Mini/Multi Split | DAIKIN | HRCU-A-CB | RZQ48TBVJU* |  | Mini-Splits(Ducted) | FTQ48TBVJU*A* |  | 47000 | 15.3 | 8.8 | 54000 | 41000 | 75.93% | 1.95 | 0 | 9.1 |  |  |  | No | R-410A | 3.9167 | Residential & Commercial | No
10401183 | Mini/Multi Split | LG | HRCU-A-CB | LUU488HV |  | Mini-Splits(Ducted) | LVN480HV |  | 48000 | 16.8 | 9.2 | 50000 | 36800 | 73.6% | 2.18 | 10 | 9.8 |  |  |  | No | R-410A | 4 | Residential & Commercial | No
215810040 | Mini/Multi Split | LENNOX | HRCU-A-CB | MMPD036S6S-1P |  | Mini-Splits(Ducted) | MDDD036S6-1P |  | 36000 | 17.4 | 8.8 | 40000 | 32000 | 80% | 1.8 | 0 | 9.5 |  |  |  | No | R-32 | 3 | Residential & Commercial | No
215810041 | Mini/Multi Split | LENNOX | HRCU-A-CB | MMPD048S6S-1P |  | Mini-Splits(Ducted) | MDDD048S6-1P |  | 48000 | 17.3 | 8.7 | 54000 | 44000 | 81.48% | 1.8 | 0 | 8.7 |  |  |  | No | R-32 | 4 | Residential & Commercial | No
215812203 | Mini/Multi Split | FUJITSU | HRCU-A-CB | AOUH48KUAS1 |  | Mini-Splits(Ducted) | ARUH48KUAS |  | 46000 | 16.4 | 10 | 51000 | 38500 | 75.49% | 2.21 | 0 | 9.8 |  |  |  | No | R-32 | 3.8333 | Residential & Commercial | No
216441739 | Mini/Multi Split | SAMSUNG | HRCU-A-CB | AC036DXADCG |  | Mini-Splits(Ducted) | AC036DNZDCG |  | 36000 | 16 | 8.6 | 40000 | 32000 | 80% | 1.8 | 0 | 9.5 |  |  |  | No | R-32 | 3 | Residential & Commercial | No
216441740 | Mini/Multi Split | SAMSUNG | HRCU-A-CB | AC048DXADCG |  | Mini-Splits(Ducted) | AC048DNZDCG |  | 48000 | 17.5 | 8.8 | 54000 | 43500 | 80.56% | 1.8 | 0 | 9.6 |  |  |  | No | R-32 | 4 | Residential & Commercial | No
216415480 | Mini/Multi Split | TOSHIBA CARRIER | HRCU-A-CB | RAV-BP481AT2P-UL |  | Mini-Splits(Ducted) | RAV-HB481BTP-UL |  | 48000 | 16.5 | 9.2 | 54000 | 38500 | 71.3% | 1.8 | 0 | 8.8 |  |  |  | No | R-454B | 4 | Residential & Commercial | No
215490150 | Mini/Multi Split | SAMSUNG | HRCU-A-CB | AC036DXADCG |  | Mini-Splits(Ducted) | AC036DNHDCG |  | 36000 | 17.4 | 8.8 | 40000 | 32000 | 80% | 1.8 | 0 | 9.5 |  |  |  | No | R-32 | 3 | Residential & Commercial | No
215490151 | Mini/Multi Split | SAMSUNG | HRCU-A-CB | AC048DXADCG |  | Mini-Splits(Ducted) | AC048DNHDCG |  | 48000 | 17.3 | 8.7 | 54000 | 44000 | 81.48% | 1.8 | 0 | 8.7 |  |  |  | No | R-32 | 4 | Residential & Commercial | No
215569867 | Mini/Multi Split | Viessmann | HRCU-A-CB | DLCLRCH48AAK |  | Mini-Splits(Ducted) | DLFLDAH48XHK |  | 48000 | 15.2 | 9.7 | 50000 | 35600 | 71.2% | 1.93 | 0 | 8.8 |  |  |  | No | R-410A | 4 | Residential & Commercial | No
211497047 | Mini/Multi Split | Trane / Mitsubishi Electric | HRCU-A-CB | TRUZH0421KA10NA |  | Mini-Splits(Ducted) | TPVA0A0421AA*** |  | 42000 | 15.4 | 9.3 | 54000 | 48000 | 88.89% | 1.9 | 10.6 | 9.8 |  |  |  | No | R-410A | 3.5 | Residential & Commercial | No
215338140 | Mini/Multi Split | Breeze33 | HRCU-A-CB | BZ33-HYP36OUT2-G2-P |  | Mini-Splits(Ducted) | BZ33-DIDU36-P |  | 36000 | 16.5 | 11 | 42000 | 36000 | 85.71% | 1.98 | 9 | 9 |  |  |  | No | R-410A | 3 | Residential & Commercial | No
214432057 | Mini/Multi Split | Multi MFG | HRCU-A-CB | MSH-36HD-A |  | Mini-Splits(Ducted) | 36HCHP0-C-M-A |  | 36000 | 16.5 | 11 | 42000 | 36000 | 85.71% | 1.98 | 9 | 9 |  |  |  | No | R-410A | 3 | Residential & Commercial | No
214389558 | Mini/Multi Split | ICONIC AIR SOLUTION | HRCU-A-CB | ICOO48AK |  | Mini-Splits(Ducted) | IFOV48IK |  | 48000 | 15.2 | 9.7 | 50000 | 35600 | 71.2% | 1.93 | 0 | 8.8 |  |  |  | No | R-410A | 4 | Residential & Commercial | No
214377796 | Mini/Multi Split | Bladex | HRCU-A-CB | BCUC30-55ODU2024GA-X |  | Mini-Splits(Ducted) | BDI-60HWFN1 |  | 55000 | 15.8 | 9.5 | 57000 | 53000 | 92.98% | 1.97 | 9.4 | 9.4 |  |  |  | No | R-410A | 4.5833 | Residential & Commercial | No
214606467 | Mini/Multi Split | SLIMAIR | HRCU-A-CB | SHC36VH2AG |  | Mini-Splits(Ducted) | SHD36VC2AG |  | 36000 | 16.5 | 11 | 42000 | 36000 | 85.71% | 1.98 | 9 | 9 |  |  |  | No | R-410A | 3 | Residential & Commercial | No
214606469 | Mini/Multi Split | SLIMAIR | HRCU-A-CB | SHC55VH2AG |  | Mini-Splits(Ducted) | SHD60VC2AG |  | 55000 | 15.8 | 9.5 | 57000 | 53000 | 92.98% | 1.97 | 9.4 | 9.4 |  |  |  | No | R-410A | 4.5833 | Residential & Commercial | No
211727008 | Mini/Multi Split | HAIER | HRCU-A-CB | 1U24LP2HD** |  | Mini-Splits(Ducted) | USYM24UCDD** |  | 24000 | 16.5 | 8.1 | 26000 | 20000 | 76.92% | 1.8 | 0 | 9.5 |  |  |  | No | R-410A | 2 | Residential & Commercial | No
211727009 | Mini/Multi Split | HAIER | HRCU-A-CB | 1U3036LP2HD** |  | Mini-Splits(Ducted) | USYM30UCDD** |  | 30000 | 15.2 | 9 | 32000 | 23800 | 74.38% | 1.8 | 0 | 9 |  |  |  | No | R-410A | 2.5 | Residential & Commercial | No
214056576 | Mini/Multi Split | Mitsutomo | HRCU-A-CB | HO-SZ36-BB-Q |  | Mini-Splits(Ducted) | HD-UZ36-BB-Q |  | 36000 | 16.5 | 11 | 42000 | 36000 | 85.71% | 1.98 | 9 | 9 |  |  |  | No | R-410A | 3 | Residential & Commercial | No
214056578 | Mini/Multi Split | Mitsutomo | HRCU-A-CB | HW-SZ60-BB-Q |  | Mini-Splits(Ducted) | HD-UZ60-BB-Q |  | 55000 | 15.8 | 9.5 | 57000 | 53000 | 92.98% | 1.97 | 9.4 | 9.4 |  |  |  | No | R-410A | 4.5833 | Residential & Commercial | No
213617715 | Mini/Multi Split | Mitsubishi Electric | HRCU-A-CB | SUZ-KA36NAHZ1*** |  | Mini-Splits(Ducted) | SVZ-KP36NA* |  | 36000 | 16 | 9 | 40000 | 29800 | 74.5% | 1.97 | 0 | 9.5 |  |  |  | No | R-410A | 3 | Residential & Commercial | No
213265585 | Mini/Multi Split | Cooper&Hunter | HRCU-A-CB | CH-NHPR60LCU-230VO |  | Mini-Splits(Ducted) | CH-60LCDT-W |  | 55000 | 15.8 | 9.5 | 57000 | 53000 | 92.98% | 1.97 | 9.4 | 9.4 |  |  |  | No | R-410A | 4.5833 | Residential & Commercial | No
212365419 | Mini/Multi Split | Custom Comfort | HRCU-A-CB | CCOXHASZ36CHP |  | Mini-Splits(Ducted) | CCOXHASD36 |  | 36000 | 16.5 | 11 | 42000 | 36000 | 85.71% | 1.98 | 9 | 9 |  |  |  | No | R-410A | 3 | Residential & Commercial | No
212365421 | Mini/Multi Split | Custom Comfort | HRCU-A-CB | CCOXHASZ60CHP |  | Mini-Splits(Ducted) | CCOXHASD60 |  | 55000 | 15.8 | 9.5 | 57000 | 53000 | 92.98% | 1.97 | 9.4 | 9.4 |  |  |  | No | R-410A | 4.5833 | Residential & Commercial | No
212316191 | Mini/Multi Split | STEALTH | HRCU-A-CB | ACIQ-36ZPL-HP230B |  | Mini-Splits(Ducted) | ACIQ-36CD-HH-MB |  | 36000 | 16.5 | 11 | 42000 | 36000 | 85.71% | 1.98 | 9 | 9 |  |  |  | No | R-410A | 3 | Residential & Commercial | No
212316193 | Mini/Multi Split | STEALTH | HRCU-A-CB | ACIQ-60ZPL-HP230B |  | Mini-Splits(Ducted) | ACIQ-60CD-HH-MB |  | 55000 | 15.8 | 9.5 | 57000 | 53000 | 92.98% | 1.97 | 9.4 | 9.4 |  |  |  | No | R-410A | 4.5833 | Residential & Commercial | No
212316105 | Mini/Multi Split | PolarWave | HRCU-A-CB | ACIQ-36ZPL-HP230B |  | Mini-Splits(Ducted) | ACIQ-36CD-HH-MB |  | 36000 | 16.5 | 11 | 42000 | 36000 | 85.71% | 1.98 | 9 | 9 |  |  |  | No | R-410A | 3 | Residential & Commercial | No
212316107 | Mini/Multi Split | PolarWave | HRCU-A-CB | ACIQ-60ZPL-HP230B |  | Mini-Splits(Ducted) | ACIQ-60CD-HH-MB |  | 55000 | 15.8 | 9.5 | 57000 | 53000 | 92.98% | 1.97 | 9.4 | 9.4 |  |  |  | No | R-410A | 4.5833 | Residential & Commercial | No
211781742 | Mini/Multi Split | RHEEM | HRCU-A-CB | RO1HHZ36AJ8S |  | Mini-Splits(Ducted) | RIMHHZ36AJ8S |  | 36000 | 18 | 9.8 | 38000 | 31000 | 81.58% | 2.08 | 0 | 9.6 |  |  |  | No | R-410A | 3 | Residential & Commercial | No
211781755 | Mini/Multi Split | RHEEM | HRCU-A-CB | RD16AZ48AJHUA |  | Mini-Splits(Ducted) | RHMVZ4821SNAUAJ |  | 45500 | 16.6 | 10 | 51000 | 51000 | 100% | 1.92 | 9.1 | 8.8 |  |  |  | No | R-410A | 3.7917 | Residential & Commercial | No
211781759 | Mini/Multi Split | RUUD | HRCU-A-CB | RO1HHZ36AJ8S |  | Mini-Splits(Ducted) | RIMHHZ36AJ8S |  | 36000 | 18 | 9.8 | 38000 | 31000 | 81.58% | 2.08 | 0 | 9.6 |  |  |  | No | R-410A | 3 | Residential & Commercial | No
211781772 | Mini/Multi Split | RUUD | HRCU-A-CB | RD16AZ48AJHUA |  | Mini-Splits(Ducted) | RHMVZ4821SNAUAJ |  | 45500 | 16.6 | 10 | 51000 | 51000 | 100% | 1.92 | 9.1 | 8.8 |  |  |  | No | R-410A | 3.7917 | Residential & Commercial | No
211756589 | Mini/Multi Split | LPS Legacy | HRCU-A-CB | DLCLRCH48AAK |  | Mini-Splits(Ducted) | DLFLDAH48XHK |  | 48000 | 15.2 | 9.7 | 50000 | 35600 | 71.2% | 1.93 | 0 | 8.8 |  |  |  | No | R-410A | 4 | Residential & Commercial | No
211727011 | Mini/Multi Split | GE Appliances | HRCU-A-CB | ASH124UCDD** |  | Mini-Splits(Ducted) | USYM24UCDD** |  | 24000 | 16.5 | 8.1 | 26000 | 20000 | 76.92% | 1.8 | 0 | 9.5 |  |  |  | No | R-410A | 2 | Residential & Commercial | No
211727012 | Mini/Multi Split | GE Appliances | HRCU-A-CB | ASH3036UCDD** |  | Mini-Splits(Ducted) | USYM30UCDD** |  | 30000 | 15.2 | 9 | 32000 | 23800 | 74.38% | 1.8 | 0 | 9 |  |  |  | No | R-410A | 2.5 | Residential & Commercial | No
211729105 | Mini/Multi Split | HAIER | HRCU-A-CB | 1U4248LP2HD** |  | Mini-Splits(Ducted) | USYM42UCDD** |  | 42000 | 15.2 | 8.7 | 45000 | 36800 | 81.78% | 1.75 | 0 | 7.8 |  |  |  | No | R-410A | 3.5 | Residential & Commercial | No
211729106 | Mini/Multi Split | HAIER | HRCU-A-CB | 1U4248LP2HD** |  | Mini-Splits(Ducted) | USYM48UCDD** |  | 46000 | 15.2 | 8.8 | 48000 | 35600 | 74.17% | 1.75 | 0 | 7.3 |  |  |  | No | R-410A | 3.8333 | Residential & Commercial | No
211729713 | Mini/Multi Split | GE Appliances | HRCU-A-CB | ASH4248UCDD** |  | Mini-Splits(Ducted) | USYM42UCDD** |  | 42000 | 15.2 | 8.7 | 45000 | 36800 | 81.78% | 1.75 | 0 | 7.8 |  |  |  | No | R-410A | 3.5 | Residential & Commercial | No
211729714 | Mini/Multi Split | GE Appliances | HRCU-A-CB | ASH4248UCDD** |  | Mini-Splits(Ducted) | USYM48UCDD** |  | 46000 | 15.2 | 8.8 | 48000 | 35600 | 74.17% | 1.75 | 0 | 7.3 |  |  |  | No | R-410A | 3.8333 | Residential & Commercial | No
211644041 | Mini/Multi Split | Alsetria | HRCU-A-CB | MOE30U-36HFN1-M(GA) |  | Mini-Splits(Ducted) | MTI-36HWFN1-M |  | 36000 | 16.5 | 11 | 42000 | 36000 | 85.71% | 1.98 | 9 | 9 |  |  |  | No | R-410A | 3 | Residential & Commercial | No
211644066 | Mini/Multi Split | ECO-AIR | HRCU-A-CB | MOE30U-36HFN1-M(GA) |  | Mini-Splits(Ducted) | MTI-36HWFN1-M |  | 36000 | 16.5 | 11 | 42000 | 36000 | 85.71% | 1.98 | 9 | 9 |  |  |  | No | R-410A | 3 | Residential & Commercial | No
207657378 | Mini/Multi Split | FUJITSU | HRCU-A-CB | AOUH48LMAH1 |  | Mini-Splits(Ducted) | AMUG48LMAS |  | 45500 | 16.6 | 10 | 51000 | 51000 | 100% | 1.92 | 9.1 | 8.8 |  |  |  | No | R-410A | 3.7917 | Residential & Commercial | No
211635175 | Mini/Multi Split | DAIKIN | HRCU-A-CB | RZQ48TBVJU* |  | Mini-Splits(Ducted) | FBQ48TBVJU |  | 46500 | 15.3 | 9.3 | 54000 | 42000 | 77.78% | 2.05 | 0 | 8.3 |  |  |  | No | R-410A | 3.875 | Residential & Commercial | No
211635179 | Mini/Multi Split | DAIKIN | HRCU-A-CB | RZQ48TBVJU* |  | Mini-Splits(Ducted) | FTQ48TAVJU*A* |  | 47000 | 15.3 | 8.8 | 54000 | 41000 | 75.93% | 1.95 | 0 | 9.1 |  |  |  | No | R-410A | 3.9167 | Residential & Commercial | No
211497081 | Mini/Multi Split | Trane / Mitsubishi Electric | HRCU-A-CB | NTXSKH36A112AA |  | Mini-Splits(Ducted) | NAXAMT36A112** |  | 36000 | 16 | 9 | 40000 | 29800 | 74.5% | 1.97 | 9.5 | 9.5 |  |  |  | No | R-410A | 3 | Residential & Commercial | No
211497082 | Mini/Multi Split | Trane / Mitsubishi Electric | HRCU-A-CB | NTXSKH36A112AA |  | Mini-Splits(Ducted) | NTXAMT36A112** |  | 36000 | 16 | 9 | 40000 | 29800 | 74.5% | 1.97 | 9.5 | 9.5 |  |  |  | No | R-410A | 3 | Residential & Commercial | No
211259282 | Mini/Multi Split | Mitsubishi Electric | HRCU-A-CB | PUZ-HA42NKA1 |  | Mini-Splits(Ducted) | PVA-A42AA* |  | 42000 | 15.4 | 9.3 | 54000 | 48000 | 88.89% | 1.9 | 10.6 | 9.8 |  |  |  | No | R-410A | 3.5 | Residential & Commercial | No
211273654 | Mini/Multi Split | Mitsubishi Electric | HRCU-A-CB | SUZ-KA36NAHZ |  | Mini-Splits(Ducted) | SVZ-KP36NA* |  | 36000 | 16 | 9 | 40000 | 29800 | 74.5% | 1.97 | 9.5 | 9.5 |  |  |  | No | R-410A | 3 | Residential & Commercial | No
211234516 | Mini/Multi Split | LG | HRCU-A-CB | LUU480HV |  | Mini-Splits(Ducted) | LVN480HV |  | 48000 | 16.5 | 9.3 | 50000 | 39500 | 79% | 1.93 | 0 | 9.7 |  |  |  | No | R-410A | 4 | Residential & Commercial | No
211246028 | Mini/Multi Split | Cooper&Hunter | HRCU-A-CB | CH-NHPR60LCU-230VO |  | Mini-Splits(Ducted) | CH-60LCDTU/I |  | 55000 | 15.8 | 9.5 | 57000 | 53000 | 92.98% | 1.97 | 9.4 | 9.4 |  |  |  | No | R-410A | 4.5833 | Residential & Commercial | No
211132743 | Mini/Multi Split | SMART COMFORT | HRCU-A-CB | DLCLRCH48AAK |  | Mini-Splits(Ducted) | DLFLDAH48XHK |  | 48000 | 15.2 | 9.7 | 50000 | 35600 | 71.2% | 1.93 | 0 | 8.8 |  |  |  | No | R-410A | 4 | Residential & Commercial | No
211132747 | Mini/Multi Split | AIRQUEST | HRCU-A-CB | DLCLRCH48AAK |  | Mini-Splits(Ducted) | DLFLDAH48XHK |  | 48000 | 15.2 | 9.7 | 50000 | 35600 | 71.2% | 1.93 | 0 | 8.8 |  |  |  | No | R-410A | 4 | Residential & Commercial | No
211132922 | Mini/Multi Split | CARRIER | HRCU-A-CB | 38MBRCQ48AA3 |  | Mini-Splits(Ducted) | 40MBDAQ48XH3 |  | 48000 | 15.2 | 9.7 | 50000 | 35600 | 71.2% | 1.93 | 0 | 8.8 |  |  |  | No | R-410A | 4 | Residential & Commercial | No
211132933 | Mini/Multi Split | BRYANT | HRCU-A-CB | 38MBRCQ48AA3 |  | Mini-Splits(Ducted) | 40MBDAQ48XH3 |  | 48000 | 15.2 | 9.7 | 50000 | 35600 | 71.2% | 1.93 | 0 | 8.8 |  |  |  | No | R-410A | 4 | Residential & Commercial | No
211132944 | Mini/Multi Split | PAYNE | HRCU-A-CB | 38MBRCQ48AA3 |  | Mini-Splits(Ducted) | 40MBDAQ48XH3 |  | 48000 | 15.2 | 9.7 | 50000 | 35600 | 71.2% | 1.93 | 0 | 8.8 |  |  |  | No | R-410A | 4 | Residential & Commercial | No
211132956 | Mini/Multi Split | Weathermaker | HRCU-A-CB | 38MBRCQ48AA3 |  | Mini-Splits(Ducted) | 40MBDAQ48XH3 |  | 48000 | 15.2 | 9.7 | 50000 | 35600 | 71.2% | 1.93 | 0 | 8.8 |  |  |  | No | R-410A | 4 | Residential & Commercial | No
211132966 | Mini/Multi Split | MIDEA | HRCU-A-CB | 38MBRCQ48AA3 |  | Mini-Splits(Ducted) | 40MBDAQ48XH3 |  | 48000 | 15.2 | 9.7 | 50000 | 35600 | 71.2% | 1.93 | 0 | 8.8 |  |  |  | No | R-410A | 4 | Residential & Commercial | No
211132711 | Mini/Multi Split | ARCOAIRE | HRCU-A-CB | DLCLRCH48AAK |  | Mini-Splits(Ducted) | DLFLDAH48XHK |  | 48000 | 15.2 | 9.7 | 50000 | 35600 | 71.2% | 1.93 | 0 | 8.8 |  |  |  | No | R-410A | 4 | Residential & Commercial | No
211132715 | Mini/Multi Split | COMFORTMAKER | HRCU-A-CB | DLCLRCH48AAK |  | Mini-Splits(Ducted) | DLFLDAH48XHK |  | 48000 | 15.2 | 9.7 | 50000 | 35600 | 71.2% | 1.93 | 0 | 8.8 |  |  |  | No | R-410A | 4 | Residential & Commercial | No
211132719 | Mini/Multi Split | DAY & NIGHT | HRCU-A-CB | DLCLRCH48AAK |  | Mini-Splits(Ducted) | DLFLDAH48XHK |  | 48000 | 15.2 | 9.7 | 50000 | 35600 | 71.2% | 1.93 | 0 | 8.8 |  |  |  | No | R-410A | 4 | Residential & Commercial | No
211132723 | Mini/Multi Split | HEIL | HRCU-A-CB | DLCLRCH48AAK |  | Mini-Splits(Ducted) | DLFLDAH48XHK |  | 48000 | 15.2 | 9.7 | 50000 | 35600 | 71.2% | 1.93 | 0 | 8.8 |  |  |  | No | R-410A | 4 | Residential & Commercial | No
211132727 | Mini/Multi Split | KEEPRITE | HRCU-A-CB | DLCLRCH48AAK |  | Mini-Splits(Ducted) | DLFLDAH48XHK |  | 48000 | 15.2 | 9.7 | 50000 | 35600 | 71.2% | 1.93 | 0 | 8.8 |  |  |  | No | R-410A | 4 | Residential & Commercial | No
211132731 | Mini/Multi Split | KENMORE | HRCU-A-CB | DLCLRCH48AAK |  | Mini-Splits(Ducted) | DLFLDAH48XHK |  | 48000 | 15.2 | 9.7 | 50000 | 35600 | 71.2% | 1.93 | 0 | 8.8 |  |  |  | No | R-410A | 4 | Residential & Commercial | No
211132735 | Mini/Multi Split | MIDEA | HRCU-A-CB | DLCLRCH48AAK |  | Mini-Splits(Ducted) | DLFLDAH48XHK |  | 48000 | 15.2 | 9.7 | 50000 | 35600 | 71.2% | 1.93 | 0 | 8.8 |  |  |  | No | R-410A | 4 | Residential & Commercial | No
211132739 | Mini/Multi Split | TEMPSTAR | HRCU-A-CB | DLCLRCH48AAK |  | Mini-Splits(Ducted) | DLFLDAH48XHK |  | 48000 | 15.2 | 9.7 | 50000 | 35600 | 71.2% | 1.93 | 0 | 8.8 |  |  |  | No | R-410A | 4 | Residential & Commercial | No
211078840 | Mini/Multi Split | FUJITSU | HRCU-A-CB | AOUH36LUAS1 |  | Mini-Splits(Ducted) | ARUH36LUAS |  | 36000 | 18 | 9.8 | 38000 | 31000 | 81.58% | 2.08 | 0 | 9.6 |  |  |  | No | R-410A | 3 | Residential & Commercial | No
211034448 | Mini/Multi Split | LENNOX | HRCU-A-CB | MLB036S4S-2P |  | Mini-Splits(Ducted) | MMDB036S4-*P |  | 36000 | 16.5 | 11 | 42000 | 36000 | 85.71% | 1.98 | 9 | 9 |  |  |  | No | R-410A | 3 | Residential & Commercial | No
210857301 | Mini/Multi Split | 1HVAC | HRCU-A-CB | ACIQ-36ZPL-HP230B |  | Mini-Splits(Ducted) | ACIQ-36CD-HH-MB |  | 36000 | 16.5 | 11 | 42000 | 36000 | 85.71% | 1.98 | 9 | 9 |  |  |  | No | R-410A | 3 | Residential & Commercial | No
210857303 | Mini/Multi Split | 1HVAC | HRCU-A-CB | ACIQ-60ZPL-HP230B |  | Mini-Splits(Ducted) | ACIQ-60CD-HH-MB |  | 55000 | 15.8 | 9.5 | 57000 | 53000 | 92.98% | 1.97 | 9.4 | 9.4 |  |  |  | No | R-410A | 4.5833 | Residential & Commercial | No
210857321 | Mini/Multi Split | ACIQ | HRCU-A-CB | ACIQ-36ZPL-HP230B |  | Mini-Splits(Ducted) | ACIQ-36CD-HH-MB |  | 36000 | 16.5 | 11 | 42000 | 36000 | 85.71% | 1.98 | 9 | 9 |  |  |  | No | R-410A | 3 | Residential & Commercial | No
210857323 | Mini/Multi Split | ACIQ | HRCU-A-CB | ACIQ-60ZPL-HP230B |  | Mini-Splits(Ducted) | ACIQ-60CD-HH-MB |  | 55000 | 15.8 | 9.5 | 57000 | 53000 | 92.98% | 1.97 | 9.4 | 9.4 |  |  |  | No | R-410A | 4.5833 | Residential & Commercial | No
210857341 | Mini/Multi Split | DIYCOOL | HRCU-A-CB | ACIQ-36ZPL-HP230B |  | Mini-Splits(Ducted) | ACIQ-36CD-HH-MB |  | 36000 | 16.5 | 11 | 42000 | 36000 | 85.71% | 1.98 | 9 | 9 |  |  |  | No | R-410A | 3 | Residential & Commercial | No
210857343 | Mini/Multi Split | DIYCOOL | HRCU-A-CB | ACIQ-60ZPL-HP230B |  | Mini-Splits(Ducted) | ACIQ-60CD-HH-MB |  | 55000 | 15.8 | 9.5 | 57000 | 53000 | 92.98% | 1.97 | 9.4 | 9.4 |  |  |  | No | R-410A | 4.5833 | Residential & Commercial | No
213265581 | Mini/Multi Split | Cooper&Hunter | HRCU-A-CB | CH-NHPR36LCU-230VO |  | Mini-Splits(Ducted) | CH-36LCDT-W |  | 36000 | 16.5 | 11 | 42000 | 36000 | 85.71% | 1.98 | 9 | 9 |  |  |  | No | R-410A | 3 | Residential & Commercial | No
210799540 | Mini/Multi Split | Cooper&Hunter | HRCU-A-CB | CH-HYP36LCUO |  | Mini-Splits(Ducted) | CH-36LCDTU/I |  | 36000 | 16.5 | 11 | 42000 | 36000 | 85.71% | 1.98 | 9 | 9 |  |  |  | No | R-410A | 3 | Residential & Commercial | No
210799611 | Mini/Multi Split | Cooper&Hunter | HRCU-A-CB | CH-NHPR36LCU-230VO |  | Mini-Splits(Ducted) | CH-36LCDTU/I |  | 36000 | 16.5 | 11 | 42000 | 36000 | 85.71% | 1.98 | 9 | 9 |  |  |  | No | R-410A | 3 | Residential & Commercial | No
210665635 | Mini/Multi Split | LENNOX | HRCU-A-CB | MLB036S4S-2P |  | Mini-Splits(Ducted) | MMDB036S4* |  | 36000 | 16.5 | 11 | 42000 | 36000 | 85.71% | 1.98 | 9 | 9 |  |  |  | No | R-410A | 3 | Residential & Commercial | No
210644040 | Mini/Multi Split | MDV | HRCU-A-CB | MOE30U-36HFN1-M(GA)-L |  | Mini-Splits(Ducted) | MTI-36HWFN1-M |  | 36000 | 16.5 | 11 | 42000 | 36000 | 85.71% | 1.98 | 9 | 9 |  |  |  | No | R-410A | 3 | Residential & Commercial | No
210299301 | Mini/Multi Split | MDV | HRCU-A-CB | MOE30U-48HFN1-MP0(GA) |  | Mini-Splits(Ducted) | MTI-48HWFN1-MSN12 |  | 48000 | 15.2 | 9.7 | 50000 | 35600 | 71.2% | 1.93 | 0 | 8.8 |  |  |  | No | R-410A | 4 | Residential & Commercial | No
210135402 | Mini/Multi Split | MDV | HRCU-A-CB | MOE30U-55HFN1-M-[X](GA) |  | Mini-Splits(Ducted) | MHG-60HWFN1-MW |  | 55000 | 15.8 | 9.5 | 57000 | 53000 | 92.98% | 1.97 | 9.4 | 9.4 |  |  |  | No | R-410A | 4.5833 | Residential & Commercial | No
210191033 | Mini/Multi Split | CTMorley | HRCU-A-CB | MOU-A55LH-2 |  | Mini-Splits(Ducted) | MIU-A60LD-2 |  | 55000 | 15.8 | 9.5 | 57000 | 53000 | 92.98% | 1.97 | 9.4 | 9.4 |  |  |  | No | R-410A | 4.5833 | Residential & Commercial | No
213296454 | Central HP <5.4 tons | SAMSUNG | HRCU-A-CB (Split System: Heat Pump with Remote Outdoor Unit-Air-Source) | AC048BXUPCH | SUMMIT |  | MSVT48***9U4YHX |  | 48000 | 17 | 8.5 | 43000 | 41500 | 96.51% | 1.94 | 0 | 8.6 |  |  |  | No | R-410A | 4 | Residential & Commercial | No
213296455 | Central HP <5.4 tons | SAMSUNG | HRCU-A-CB (Split System: Heat Pump with Remote Outdoor Unit-Air-Source) | AC036BXUDCH | SUMMIT |  | MSVT36***8U4YHX |  | 36000 | 17 | 8.1 | 33600 | 31800 | 94.64% | 1.9 | 0 | 9 |  |  |  | No | R-410A | 3 | Residential & Commercial | No
212984493 | Central HP <5.4 tons | CARRIER | HRCU-A-CB (Split System: Heat Pump with Remote Outdoor Unit-Air-Source) | 38MURAQ30AB3* |  |  | CAP**4321AL* | 59SC2E080M17**16 | 30400 | 15.5 | 8.1 | 33200 | 26400 | 79.52% | 1.84 | 0 | 9 |  |  |  | No | R-410A | 2.5333 | Residential & Commercial | No
211389842 | Central HP <5.4 tons | JOHNSON CONTROLS | HRCU-A-CB (Split System: Heat Pump with Remote Outdoor Unit-Air-Source) | HMH72B341 |  |  | XAHB30CXXN1+TXV | TM8Y060A12MP11 | 31800 | 17 | 8.1 | 32600 | 23000 | 70.55% | 1.98 | 0 | 9.5 |  |  |  | No | R-410A | 2.65 | Residential & Commercial | No
211390526 | Central HP <5.4 tons | JOHNSON CONTROLS | HRCU-A-CB (Split System: Heat Pump with Remote Outdoor Unit-Air-Source) | HMH72B341 |  |  | XAHB36DXXN1+TXV | TPLC080B12MP13 | 32800 | 16.5 | 8.1 | 33000 | 23400 | 70.91% | 1.98 | 0 | 9.5 |  |  |  | No | R-410A | 2.7333 | Residential & Commercial | No
214331203 | Central HP <5.4 tons | CONTINENTAL | HRCU-A-CB (Split System: Heat Pump with Remote Outdoor Unit-Air-Source) | WSEHV2436RA1-C | ADP |  | *G34936 | WPV070T3AA | 37000 | 16 | 8.25 | 34800 | 32400 | 93.1% | 1.76 | 0 | 9.5 |  |  |  | No | R-410A | 3.0833 | Residential & Commercial | No
211388771 | Central HP <5.4 tons | JOHNSON CONTROLS | HRCU-A-CB (Split System: Heat Pump with Remote Outdoor Unit-Air-Source) | HMH72B341 |  |  | XAHC36DBCN1 | TM9E080B12MP12 | 33400 | 17 | 8.1 | 33200 | 23400 | 70.48% | 2.02 | 0 | 9.5 |  |  |  | No | R-410A | 2.7833 | Residential & Commercial | No
211390642 | Central HP <5.4 tons | JOHNSON CONTROLS | HRCU-A-CB (Split System: Heat Pump with Remote Outdoor Unit-Air-Source) | HMH72B341 |  |  | XAFC36DBCN1 | TM8V080B12MP12 | 33800 | 17 | 8.1 | 34000 | 24200 | 71.18% | 2.04 | 0 | 9.5 |  |  |  | No | R-410A | 2.8167 | Residential & Commercial | No
216055168 | Central HP <5.4 tons | LUXAIRE | HRCU-A-CB (Split System: Heat Pump with Remote Outdoor Unit-Air-Source) | HH836E2S11 | ASPEN |  | D(A,C,E)36A4K+TDR | TP9C100C20MP13 | 31600 | 18 | 8.5 | 32400 | 26000 | 80.25% | 2 | 0 | 9.8 |  |  |  | No | R-454B | 2.6333 | Residential & Commercial | No
216054810 | Central HP <5.4 tons | LUXAIRE | HRCU-A-CB (Split System: Heat Pump with Remote Outdoor Unit-Air-Source) | HH824E2S11 | ASPEN |  | C(A,C,D,E)24A3K+TDR | TM8Y060A12MP11 | 20000 | 17.5 | 8.5 | 22600 | 18400 | 81.42% | 2 | 0 | 9.8 |  |  |  | No | R-454B | 1.6667 | Residential & Commercial | No
216054836 | Central HP <5.4 tons | LUXAIRE | HRCU-A-CB (Split System: Heat Pump with Remote Outdoor Unit-Air-Source) | HH824E2S11 | ASPEN |  | D(A,C,E)24B3K+TDR | TM9E060A10MP12 | 20400 | 16.5 | 8.5 | 22800 | 18100 | 79.39% | 2 | 0 | 9.8 |  |  |  | No | R-454B | 1.7 | Residential & Commercial | No
213076037 | Central HP <5.4 tons | HEIL | HRCU-A-CB (Split System: Heat Pump with Remote Outdoor Unit-Air-Source) | DLCURAH30ABK |  |  | EA*4X42L21A* | *95MSU1002120A* | 29800 | 15.2 | 8.1 | 38500 | 27600 | 71.69% | 1.78 | 0 | 9 |  |  |  | No | R-410A | 2.4833 | Residential & Commercial | No
216054830 | Central HP <5.4 tons | LUXAIRE | HRCU-A-CB (Split System: Heat Pump with Remote Outdoor Unit-Air-Source) | HH824E2S11 | ASPEN |  | D(A,C,E)24B3K+TDR | TM9E040A10MP12 | 20600 | 16.5 | 8.5 | 22800 | 18100 | 79.39% | 2 | 0 | 9.8 |  |  |  | No | R-454B | 1.7167 | Residential & Commercial | No
216054834 | Central HP <5.4 tons | LUXAIRE | HRCU-A-CB (Split System: Heat Pump with Remote Outdoor Unit-Air-Source) | HH824E2S11 | ASPEN |  | C(A,C,D,E)24A3K+TDR | TM9E060A10MP12 | 20000 | 16.5 | 8.5 | 22600 | 18100 | 80.09% | 2 | 0 | 9.8 |  |  |  | No | R-454B | 1.6667 | Residential & Commercial | No
214331205 | Central HP <5.4 tons | CONTINENTAL | HRCU-A-CB (Split System: Heat Pump with Remote Outdoor Unit-Air-Source) | WSEHV2436RA1-C | ADP |  | *E34936 | WUV070T3AA | 37000 | 16 | 8.25 | 34800 | 32400 | 93.1% | 1.76 | 0 | 9.5 |  |  |  | No | R-410A | 3.0833 | Residential & Commercial | No
214331206 | Central HP <5.4 tons | CONTINENTAL | HRCU-A-CB (Split System: Heat Pump with Remote Outdoor Unit-Air-Source) | WSEHV2436RA1-C | ADP |  | *E35936 | WUV070T3AA | 37400 | 16 | 8.35 | 35000 | 32400 | 92.57% | 1.78 | 0 | 9.5 |  |  |  | No | R-410A | 3.1167 | Residential & Commercial | No
214331208 | Central HP <5.4 tons | CONTINENTAL | HRCU-A-CB (Split System: Heat Pump with Remote Outdoor Unit-Air-Source) | WSEHV2436RA1-C | ADP |  | *G35936 | WUV070T3AA | 37400 | 16 | 8.35 | 35000 | 32400 | 92.57% | 1.78 | 0 | 9.5 |  |  |  | No | R-410A | 3.1167 | Residential & Commercial | No
216054872 | Central HP <5.4 tons | LUXAIRE | HRCU-A-CB (Split System: Heat Pump with Remote Outdoor Unit-Air-Source) | HH824E2S11 | ASPEN |  | D(A,C,E)24B3K+TDR | TM9Y040A10MP11 | 20600 | 16.5 | 8.1 | 22400 | 17300 | 77.23% | 2 | 0 | 9.8 |  |  |  | No | R-454B | 1.7167 | Residential & Commercial | No
216054854 | Central HP <5.4 tons | LUXAIRE | HRCU-A-CB (Split System: Heat Pump with Remote Outdoor Unit-Air-Source) | HH824E2S11 | ASPEN |  | D(A,C,E)24B3K+TDR | TM9V040A10MP12 | 20600 | 16.5 | 8.5 | 22800 | 17500 | 76.75% | 2 | 0 | 9.8 |  |  |  | No | R-454B | 1.7167 | Residential & Commercial | No
216054812 | Central HP <5.4 tons | LUXAIRE | HRCU-A-CB (Split System: Heat Pump with Remote Outdoor Unit-Air-Source) | HH824E2S11 | ASPEN |  | D(A,C,E)24B3K+TDR | TM8Y060A12MP11 | 20400 | 17.5 | 9 | 22600 | 18400 | 81.42% | 2 | 0 | 9.8 |  |  |  | No | R-454B | 1.7 | Residential & Commercial | No
213079428 | Central HP <5.4 tons | COMFORTMAKER | HRCU-A-CB (Split System: Heat Pump with Remote Outdoor Unit-Air-Source) | DLCURAH36ABK |  |  | EA*4X42L21A* | *92MSN0601714A* | 35200 | 16 | 8.1 | 38500 | 35200 | 91.43% | 1.88 | 0 | 9.5 |  |  |  | No | R-410A | 2.9333 | Residential & Commercial | No
215654400 | Central HP <5.4 tons | COMFORTMAKER | HRCU-A-CB (Split System: Heat Pump with Remote Outdoor Unit-Air-Source) | DLCURAH24AAK | AspenPRO |  | PE(S,T)274 |  | 21600 | 15.2 | 8.5 | 25200 | 22400 | 88.89% | 2.75 | 0 | 9 |  |  |  | No | R-410A | 1.8 | Residential & Commercial | No
214336669 | Central HP <5.4 tons | RHEEM | HRCU-A-CB (Split System: Heat Pump with Remote Outdoor Unit-Air-Source) | RD17AZ60AJ3N | ASPEN |  | CP61C34+TDR | R801V1255A24UH | 52000 | 17.9 | 8.1 | 53500 | 49000 | 91.59% | 1.75 | 0 | 9.8 |  |  |  | No | R-410A | 4.3333 | Residential & Commercial | No
214775808 | Central HP <5.4 tons | NAPOLEON | HRCU-A-CB (Split System: Heat Pump with Remote Outdoor Unit-Air-Source) | WSEHV2436RA1-N | ADP |  | H,DE35936 | WPV080T3AA | 37400 | 16 | 8.35 | 35000 | 32400 | 92.57% | 1.78 | 0 | 9.5 |  |  |  | No | R-410A | 3.1167 | Residential & Commercial | No
213493958 | Central HP <5.4 tons | CHAMPION HEATING AND COOLING | HRCU-A-CB (Split System: Heat Pump with Remote Outdoor Unit-Air-Source) | HMH72B341 | ASPEN |  | C(A,C,D,E)36A34+TDR | Z8ES100C20SMPS1 | 31200 | 17.4 | 8.3 | 33000 | 27600 | 83.64% | 2.68 | 0 | 9.3 |  |  |  | No | R-410A | 2.6 | Residential & Commercial | No
214331212 | Central HP <5.4 tons | NAPOLEON | HRCU-A-CB (Split System: Heat Pump with Remote Outdoor Unit-Air-Source) | WSEHV2436RA1-N | ADP |  | *G34936 | WUV070T3AA | 37000 | 16 | 8.25 | 34800 | 32400 | 93.1% | 1.76 | 0 | 9.5 |  |  |  | No | R-410A | 3.0833 | Residential & Commercial | No
213205808 | Central HP <5.4 tons | CARRIER | HRCU-A-CB (Split System: Heat Pump with Remote Outdoor Unit-Air-Source) | 38MURAQ24AA3* | ASPEN |  | D(A,C,E)36B34+TDR | 58S(B,C)*A045E14**12 | 23600 | 15.4 | 8.5 | 25600 | 22400 | 87.5% | 2.92 | 0 | 9.3 |  |  |  | No | R-410A | 1.9667 | Residential & Commercial | No
213205876 | Central HP <5.4 tons | CARRIER | HRCU-A-CB (Split System: Heat Pump with Remote Outdoor Unit-Air-Source) | 38MURAQ24AA3* | ASPEN |  | D(A,C,E)30B34+TDR | 58S(B,C)*A090E17**14 | 23800 | 16 | 8.1 | 25800 | 22800 | 88.37% | 2.97 | 0 | 9 |  |  |  | No | R-410A | 1.9833 | Residential & Commercial | No
213205878 | Central HP <5.4 tons | CARRIER | HRCU-A-CB (Split System: Heat Pump with Remote Outdoor Unit-Air-Source) | 38MURAQ24AA3* | ASPEN |  | D(A,C,E)30C44+TDR | 58S(B,C)*A090E17**14 | 23800 | 16 | 8.1 | 25800 | 22800 | 88.37% | 2.92 | 0 | 9.5 |  |  |  | No | R-410A | 1.9833 | Residential & Commercial | No
213205892 | Central HP <5.4 tons | CARRIER | HRCU-A-CB (Split System: Heat Pump with Remote Outdoor Unit-Air-Source) | 38MURAQ24AA3* | ASPEN |  | D(A,C,E)36B34+TDR | 58S(B,C)*A090E21**20 | 23800 | 16 | 8.5 | 25800 | 22800 | 88.37% | 2.86 | 0 | 9 |  |  |  | No | R-410A | 1.9833 | Residential & Commercial | No
213206042 | Central HP <5.4 tons | CARRIER | HRCU-A-CB (Split System: Heat Pump with Remote Outdoor Unit-Air-Source) | 38MURAQ24AA3* | ASPEN |  | D(A,C,E)24B44+TDR | 59SC2D100E21**20 | 23800 | 16 | 8.5 | 26000 | 23000 | 88.46% | 2.91 | 0 | 9 |  |  |  | No | R-410A | 1.9833 | Residential & Commercial | No
213206044 | Central HP <5.4 tons | CARRIER | HRCU-A-CB (Split System: Heat Pump with Remote Outdoor Unit-Air-Source) | 38MURAQ24AA3* | ASPEN |  | D(A,C,E)30B34+TDR | 59SC2D100E21**20 | 23800 | 16 | 8.5 | 26000 | 23000 | 88.46% | 2.91 | 0 | 9.5 |  |  |  | No | R-410A | 1.9833 | Residential & Commercial | No
213205813 | Central HP <5.4 tons | CARRIER | HRCU-A-CB (Split System: Heat Pump with Remote Outdoor Unit-Air-Source) | 38MURAQ24AA3* | ASPEN |  | D(A,C,E)24B44+TDR | 58S(B,C)*A045E17**12 | 23800 | 16 | 8.1 | 25400 | 22600 | 88.98% | 2.92 | 0 | 9 |  |  |  | No | R-410A | 1.9833 | Residential & Commercial | No
213205849 | Central HP <5.4 tons | CARRIER | HRCU-A-CB (Split System: Heat Pump with Remote Outdoor Unit-Air-Source) | 38MURAQ24AA3* | ASPEN |  | D(A,C,E)24B44+TDR | 58S(B,C)*A070E17**16 | 23800 | 15.5 | 8.5 | 26200 | 22800 | 87.02% | 2.92 | 0 | 9 |  |  |  | No | R-410A | 1.9833 | Residential & Commercial | No
213205856 | Central HP <5.4 tons | CARRIER | HRCU-A-CB (Split System: Heat Pump with Remote Outdoor Unit-Air-Source) | 38MURAQ24AA3* | ASPEN |  | D(A,C,E)36B34+TDR | 58S(B,C)*A070E17**16 | 23800 | 15.5 | 8.5 | 26200 | 22800 | 87.02% | 2.92 | 0 | 9 |  |  |  | No | R-410A | 1.9833 | Residential & Commercial | No
213205931 | Central HP <5.4 tons | CARRIER | HRCU-A-CB (Split System: Heat Pump with Remote Outdoor Unit-Air-Source) | 38MURAQ24AA3* | ASPEN |  | D(A,C,E)36C34+TDR | 58TP*A070V17**16 | 23800 | 16.5 | 8.1 | 25200 | 22600 | 89.68% | 2.91 | 0 | 9.5 |  |  |  | No | R-410A | 1.9833 | Residential & Commercial | No
213205933 | Central HP <5.4 tons | CARRIER | HRCU-A-CB (Split System: Heat Pump with Remote Outdoor Unit-Air-Source) | 38MURAQ24AA3* | ASPEN |  | D(A,C,E)24B44+TDR | 58TP*A090V17**16 | 23600 | 16 | 8.1 | 25200 | 22400 | 88.89% | 2.91 | 0 | 9.5 |  |  |  | No | R-410A | 1.9667 | Residential & Commercial | No
213205940 | Central HP <5.4 tons | CARRIER | HRCU-A-CB (Split System: Heat Pump with Remote Outdoor Unit-Air-Source) | 38MURAQ24AA3* | ASPEN |  | D(A,C,E)36B34+TDR | 58TP*A090V17**16 | 23600 | 16 | 8.1 | 25200 | 22400 | 88.89% | 2.94 | 0 | 9.5 |  |  |  | No | R-410A | 1.9667 | Residential & Commercial | No
213205981 | Central HP <5.4 tons | CARRIER | HRCU-A-CB (Split System: Heat Pump with Remote Outdoor Unit-Air-Source) | 38MURAQ24AA3* | ASPEN |  | D(A,C,E)24B44+TDR | 59SC2D040E17**12 | 23400 | 15.2 | 8.1 | 25200 | 22400 | 88.89% | 2.83 | 0 | 9 |  |  |  | No | R-410A | 1.95 | Residential & Commercial | No
213206090 | Central HP <5.4 tons | CARRIER | HRCU-A-CB (Split System: Heat Pump with Remote Outdoor Unit-Air-Source) | 38MURAQ24AA3* | ASPEN |  | D(A,C,E)30C44+TDR | 59SC5B060E14**12 | 23800 | 15.2 | 8.1 | 25400 | 22600 | 88.98% | 2.87 | 0 | 9.4 |  |  |  | No | R-410A | 1.9833 | Residential & Commercial | No
213205948 | Central HP <5.4 tons | CARRIER | HRCU-A-CB (Split System: Heat Pump with Remote Outdoor Unit-Air-Source) | 38MURAQ24AA3* | ASPEN |  | D(A,C,E)30B34+TDR | 58TP*A090V21**20 | 23800 | 16 | 8.1 | 25200 | 22400 | 88.89% | 2.94 | 0 | 9 |  |  |  | No | R-410A | 1.9833 | Residential & Commercial | No
213205989 | Central HP <5.4 tons | CARRIER | HRCU-A-CB (Split System: Heat Pump with Remote Outdoor Unit-Air-Source) | 38MURAQ24AA3* | ASPEN |  | D(A,C,E)36B34+TDR | 59SC2D040E17**12 | 23800 | 15.2 | 8.1 | 25200 | 22400 | 88.89% | 2.87 | 0 | 9 |  |  |  | No | R-410A | 1.9833 | Residential & Commercial | No
213205991 | Central HP <5.4 tons | CARRIER | HRCU-A-CB (Split System: Heat Pump with Remote Outdoor Unit-Air-Source) | 38MURAQ24AA3* | ASPEN |  | D(A,C,E)36C34+TDR | 59SC2D040E17**12 | 23800 | 15.2 | 8.1 | 25200 | 22400 | 88.89% | 2.88 | 0 | 9 |  |  |  | No | R-410A | 1.9833 | Residential & Commercial | No
213206046 | Central HP <5.4 tons | CARRIER | HRCU-A-CB (Split System: Heat Pump with Remote Outdoor Unit-Air-Source) | 38MURAQ24AA3* | ASPEN |  | D(A,C,E)30C44+TDR | 59SC2D100E21**20 | 23800 | 16 | 8.5 | 26000 | 23000 | 88.46% | 2.92 | 0 | 9.5 |  |  |  | No | R-410A | 1.9833 | Residential & Commercial | No
214595095 | Central HP <5.4 tons | CARRIER | HRCU-A-CB (Split System: Heat Pump with Remote Outdoor Unit-Air-Source) | 38MURAQ24AB3* | ASPEN |  | A(E,F)M254+TDR |  | 22200 | 15.2 | 8.5 | 26200 | 23400 | 89.31% | 1.92 | 0 | 9.8 |  |  |  | No | R-410A | 1.85 | Residential & Commercial | No
211389005 | Central HP <5.4 tons | JOHNSON CONTROLS | HRCU-A-CB (Split System: Heat Pump with Remote Outdoor Unit-Air-Source) | HMH72B341 |  |  | XAHB36DBCN1 | TM9E060B12MP12 | 33200 | 17 | 8.1 | 33200 | 23600 | 71.08% | 2 | 0 | 9.5 |  |  |  | No | R-410A | 2.7667 | Residential & Commercial | No
213205817 | Central HP <5.4 tons | CARRIER | HRCU-A-CB (Split System: Heat Pump with Remote Outdoor Unit-Air-Source) | 38MURAQ24AA3* | ASPEN |  | D(A,C,E)30C44+TDR | 58S(B,C)*A045E17**12 | 23800 | 16 | 8.1 | 25400 | 22600 | 88.98% | 2.86 | 0 | 9.5 |  |  |  | No | R-410A | 1.9833 | Residential & Commercial | No
213205820 | Central HP <5.4 tons | CARRIER | HRCU-A-CB (Split System: Heat Pump with Remote Outdoor Unit-Air-Source) | 38MURAQ24AA3* | ASPEN |  | D(A,C,E)36B34+TDR | 58S(B,C)*A045E17**12 | 23800 | 16 | 8.1 | 25400 | 22600 | 88.98% | 2.86 | 0 | 9.5 |  |  |  | No | R-410A | 1.9833 | Residential & Commercial | No
213205984 | Central HP <5.4 tons | CARRIER | HRCU-A-CB (Split System: Heat Pump with Remote Outdoor Unit-Air-Source) | 38MURAQ24AA3* | ASPEN |  | D(A,C,E)30B34+TDR | 59SC2D040E17**12 | 23400 | 15.2 | 8.1 | 25200 | 22400 | 88.89% | 2.83 | 0 | 9 |  |  |  | No | R-410A | 1.95 | Residential & Commercial | No
213206037 | Central HP <5.4 tons | CARRIER | HRCU-A-CB (Split System: Heat Pump with Remote Outdoor Unit-Air-Source) | 38MURAQ24AA3* | ASPEN |  | D(A,C,E)36B34+TDR | 59SC2D080E21**20 | 23800 | 16 | 8.5 | 26000 | 23000 | 88.46% | 2.91 | 0 | 9 |  |  |  | No | R-410A | 1.9833 | Residential & Commercial | No
213206051 | Central HP <5.4 tons | CARRIER | HRCU-A-CB (Split System: Heat Pump with Remote Outdoor Unit-Air-Source) | 38MURAQ24AA3* | ASPEN |  | D(A,C,E)36C34+TDR | 59SC2D100E21**20 | 23800 | 16 | 8.5 | 26000 | 23000 | 88.46% | 2.92 | 0 | 9.5 |  |  |  | No | R-410A | 1.9833 | Residential & Commercial | No
213206102 | Central HP <5.4 tons | CARRIER | HRCU-A-CB (Split System: Heat Pump with Remote Outdoor Unit-Air-Source) | 38MURAQ24AA3* | ASPEN |  | D(A,C,E)30C44+TDR | 59SC5B060E17**14 | 23800 | 15.5 | 8.5 | 25400 | 22600 | 88.98% | 2.89 | 0 | 9.4 |  |  |  | No | R-410A | 1.9833 | Residential & Commercial | No
213206185 | Central HP <5.4 tons | CARRIER | HRCU-A-CB (Split System: Heat Pump with Remote Outdoor Unit-Air-Source) | 38MURAQ24AA3* | ASPEN |  | D(A,C,E)36B34+TDR | 59TP6B080V17**16 | 23800 | 16 | 8.1 | 25400 | 22600 | 88.98% | 2.92 | 0 | 9.5 |  |  |  | No | R-410A | 1.9833 | Residential & Commercial | No
210025742 | Central HP <5.4 tons | COMFORTMAKER | HRCU-A-CB (Split System: Heat Pump with Remote Outdoor Unit-Air-Source) | DLCURAH60ABK |  |  | DLFUAAH60XAK |  | 55000 | 15.3 | 9.4 | 59000 | 48500 | 82.2% | 1.91 | 9 | 8.8 |  |  |  | No | R-410A | 4.5833 | Residential & Commercial | No
213206501 | Central HP <5.4 tons | CARRIER | HRCU-A-CB (Split System: Heat Pump with Remote Outdoor Unit-Air-Source) | 38MURAQ24AB3* | ASPEN |  | D(A,C,E)36C34+TDR | 59SC5B040E14**10 | 23800 | 15.2 | 8.1 | 26200 | 20400 | 77.86% | 2.85 | 0 | 9.9 |  |  |  | No | R-410A | 1.9833 | Residential & Commercial | No
214775804 | Central HP <5.4 tons | NAPOLEON | HRCU-A-CB (Split System: Heat Pump with Remote Outdoor Unit-Air-Source) | WSEHV4860RA1-N | ADP |  | H,DE48960 | WPV100T5BA | 53000 | 15.2 | 8.4 | 56000 | 40500 | 72.32% | 1.78 | 0 | 9.5 |  |  |  | No | R-410A | 4.4167 | Residential & Commercial | No
211241743 | Central HP <5.4 tons | COMFORTMAKER | HRCU-A-CB (Split System: Heat Pump with Remote Outdoor Unit-Air-Source) | DLCURAH24ABK |  |  | EA*4X30L17A* | *92ESN0401410A* | 24000 | 15.2 | 8.5 | 26600 | 23000 | 86.47% | 1.86 | 0 | 9.5 |  |  |  | No | R-410A | 2 | Residential & Commercial | No
213206497 | Central HP <5.4 tons | CARRIER | HRCU-A-CB (Split System: Heat Pump with Remote Outdoor Unit-Air-Source) | 38MURAQ24AB3* | ASPEN |  | D(A,C,E)30C44+TDR | 59SC5B040E14**10 | 23800 | 15.2 | 8.1 | 26200 | 20400 | 77.86% | 2.96 | 0 | 9.9 |  |  |  | No | R-410A | 1.9833 | Residential & Commercial | No
214813278 | Central HP <5.4 tons | CARRIER | HRCU-A-CB (Split System: Heat Pump with Remote Outdoor Unit-Air-Source) | 38MURAQ24AB3* | AspenPRO |  | RE(S,T)244 |  | 22200 | 16 | 8.2 | 27200 | 23400 | 86.03% | 1.92 | 0 | 9.8 |  |  |  | No | R-410A | 1.85 | Residential & Commercial | No
212626933 | Central HP <5.4 tons | COLEMAN | HRCU-A-CB (Split System: Heat Pump with Remote Outdoor Unit-Air-Source) | HMH72B341 | ASPEN |  | C(A,C,D,E)48C26+TDR | TMLE060A12MP11 | 30800 | 17.7 | 8.1 | 33800 | 27400 | 81.07% | 2.44 | 0 | 9 |  |  |  | No | R-410A | 2.5667 | Residential & Commercial | No
212626965 | Central HP <5.4 tons | COLEMAN | HRCU-A-CB (Split System: Heat Pump with Remote Outdoor Unit-Air-Source) | HMH72B341 | ASPEN |  | D(A,C,E)42C26+TDR | TMLE100B12MP11 | 30400 | 17.5 | 8.1 | 33800 | 27400 | 81.07% | 2.44 | 0 | 9 |  |  |  | No | R-410A | 2.5333 | Residential & Commercial | No
212626982 | Central HP <5.4 tons | COLEMAN | HRCU-A-CB (Split System: Heat Pump with Remote Outdoor Unit-Air-Source) | HMH72B341 | ASPEN |  | C(A,C,D,E)36A46+TDR | TM8Y120C20MP11 | 33600 | 18 | 8.3 | 33800 | 30000 | 88.76% | 2.76 | 0 | 9.5 |  |  |  | No | R-410A | 2.8 | Residential & Commercial | No
212626983 | Central HP <5.4 tons | COLEMAN | HRCU-A-CB (Split System: Heat Pump with Remote Outdoor Unit-Air-Source) | HMH72B341 | ASPEN |  | C(A,C,D,E)36B36+TDR | TM8Y120C20MP11 | 33600 | 18 | 8.2 | 33800 | 30000 | 88.76% | 2.76 | 0 | 9.5 |  |  |  | No | R-410A | 2.8 | Residential & Commercial | No
212626997 | Central HP <5.4 tons | COLEMAN | HRCU-A-CB (Split System: Heat Pump with Remote Outdoor Unit-Air-Source) | HMH72B341 | ASPEN |  | D(A,C,E)42A36+TDR | TM8V080C16MP12 | 31800 | 17.5 | 8.3 | 33800 | 27400 | 81.07% | 2.64 | 0 | 9.9 |  |  |  | No | R-410A | 2.65 | Residential & Commercial | No
212627030 | Central HP <5.4 tons | COLEMAN | HRCU-A-CB (Split System: Heat Pump with Remote Outdoor Unit-Air-Source) | HMH72B341 | ASPEN |  | C(A,C,D,E)36A46+TDR | CP9C080C16MP13 | 32000 | 17.5 | 8.1 | 33800 | 27400 | 81.07% | 2.45 | 0 | 9.9 |  |  |  | No | R-410A | 2.6667 | Residential & Commercial | No
212627031 | Central HP <5.4 tons | COLEMAN | HRCU-A-CB (Split System: Heat Pump with Remote Outdoor Unit-Air-Source) | HMH72B341 | ASPEN |  | C(A,C,D,E)36B26+TDR | CP9C080C16MP13 | 29400 | 16.7 | 8.1 | 33800 | 27400 | 81.07% | 2.45 | 0 | 9.4 |  |  |  | No | R-410A | 2.45 | Residential & Commercial | No
213206194 | Central HP <5.4 tons | CARRIER | HRCU-A-CB (Split System: Heat Pump with Remote Outdoor Unit-Air-Source) | 38MURAQ24AA3* | ASPEN |  | D(A,C,E)30C44+TDR | 59TP6B080V21**20 | 23800 | 16 | 8.1 | 24800 | 22200 | 89.52% | 2.88 | 0 | 9 |  |  |  | No | R-410A | 1.9833 | Residential & Commercial | No
212627134 | Central HP <5.4 tons | COLEMAN | HRCU-A-CB (Split System: Heat Pump with Remote Outdoor Unit-Air-Source) | HMH72B341 | ASPEN |  | C(A,C,D,E)42A26+TDR | CPLC080C16MP13 | 29200 | 16.7 | 8.1 | 33800 | 27200 | 80.47% | 2.48 | 0 | 9.4 |  |  |  | No | R-410A | 2.4333 | Residential & Commercial | No
212627150 | Central HP <5.4 tons | COLEMAN | HRCU-A-CB (Split System: Heat Pump with Remote Outdoor Unit-Air-Source) | HMH72B341 | ASPEN |  | D(A,C,E)48C26+TDR | TM8Y120C20MP11 | 32600 | 18 | 8.4 | 33800 | 30000 | 88.76% | 2.83 | 0 | 9 |  |  |  | No | R-410A | 2.7167 | Residential & Commercial | No
212627164 | Central HP <5.4 tons | COLEMAN | HRCU-A-CB (Split System: Heat Pump with Remote Outdoor Unit-Air-Source) | HMH72B341 | ASPEN |  | C(A,C,D,E)42A36+TDR | TM9V100C20MP12 | 31800 | 17.5 | 8.4 | 33800 | 28200 | 83.43% | 2.67 | 0 | 9.4 |  |  |  | No | R-410A | 2.65 | Residential & Commercial | No
212627165 | Central HP <5.4 tons | COLEMAN | HRCU-A-CB (Split System: Heat Pump with Remote Outdoor Unit-Air-Source) | HMH72B341 | ASPEN |  | D(A,C,E)42A36+TDR | TM9V100C20MP12 | 31800 | 17.5 | 8.4 | 33800 | 28200 | 83.43% | 2.67 | 0 | 9.4 |  |  |  | No | R-410A | 2.65 | Residential & Commercial | No
212627314 | Central HP <5.4 tons | COLEMAN | HRCU-A-CB (Split System: Heat Pump with Remote Outdoor Unit-Air-Source) | HMH72B341 | ASPEN |  | C(A,C,D,E)36B36+TDR | CP9C060B12MP13 | 32200 | 17.5 | 8.1 | 34000 | 27800 | 81.76% | 2.42 | 0 | 9.4 |  |  |  | No | R-410A | 2.6833 | Residential & Commercial | No
212627316 | Central HP <5.4 tons | COLEMAN | HRCU-A-CB (Split System: Heat Pump with Remote Outdoor Unit-Air-Source) | HMH72B341 | ASPEN |  | C(A,C,D,E)36C36+TDR | CP9C060B12MP13 | 32600 | 17.5 | 8.1 | 34000 | 27800 | 81.76% | 2.42 | 0 | 9.5 |  |  |  | No | R-410A | 2.7167 | Residential & Commercial | No
212627318 | Central HP <5.4 tons | COLEMAN | HRCU-A-CB (Split System: Heat Pump with Remote Outdoor Unit-Air-Source) | HMH72B341 | ASPEN |  | D(A,C,E)36A46+TDR | CP9C060B12MP13 | 32000 | 17.5 | 8.1 | 34000 | 27800 | 81.76% | 2.42 | 0 | 9.4 |  |  |  | No | R-410A | 2.6667 | Residential & Commercial | No
212627334 | Central HP <5.4 tons | COLEMAN | HRCU-A-CB (Split System: Heat Pump with Remote Outdoor Unit-Air-Source) | HMH72B341 | ASPEN |  | D(A,C,E)48D36+TDR | CP9C060B12MP13 | 33600 | 17.5 | 8.1 | 34000 | 27800 | 81.76% | 2.42 | 0 | 9.5 |  |  |  | No | R-410A | 2.8 | Residential & Commercial | No
212627365 | Central HP <5.4 tons | COLEMAN | HRCU-A-CB (Split System: Heat Pump with Remote Outdoor Unit-Air-Source) | HMH72B341 | ASPEN |  | D(A,C,E)36B36+TDR | TP9C060B12MP13 | 32200 | 17.5 | 8.1 | 34000 | 27800 | 81.76% | 2.42 | 0 | 9.4 |  |  |  | No | R-410A | 2.6833 | Residential & Commercial | No
212627366 | Central HP <5.4 tons | COLEMAN | HRCU-A-CB (Split System: Heat Pump with Remote Outdoor Unit-Air-Source) | HMH72B341 | ASPEN |  | D(A,C,E)36B46+TDR | TP9C060B12MP13 | 33000 | 17.5 | 8.1 | 34000 | 27800 | 81.76% | 2.42 | 0 | 9.5 |  |  |  | No | R-410A | 2.75 | Residential & Commercial | No
212627382 | Central HP <5.4 tons | COLEMAN | HRCU-A-CB (Split System: Heat Pump with Remote Outdoor Unit-Air-Source) | HMH72B341 | ASPEN |  | C(A,C,D,E)48A36+TDR | TM8E080B12MP11 | 32200 | 18 | 8.4 | 34000 | 28000 | 82.35% | 2.6 | 0 | 9.4 |  |  |  | No | R-410A | 2.6833 | Residential & Commercial | No
212627434 | Central HP <5.4 tons | COLEMAN | HRCU-A-CB (Split System: Heat Pump with Remote Outdoor Unit-Air-Source) | HMH72B341 | ASPEN |  | D(A,C,E)42D36+TDR | TM8E080B12MP11 | 33200 | 18 | 8.5 | 34000 | 28000 | 82.35% | 2.63 | 0 | 9 |  |  |  | No | R-410A | 2.7667 | Residential & Commercial | No
212627435 | Central HP <5.4 tons | COLEMAN | HRCU-A-CB (Split System: Heat Pump with Remote Outdoor Unit-Air-Source) | HMH72B341 | ASPEN |  | D(A,C,E)48B36+TDR | TM8E080B12MP11 | 32600 | 18 | 8.5 | 34000 | 28000 | 82.35% | 2.63 | 0 | 9.5 |  |  |  | No | R-410A | 2.7167 | Residential & Commercial | No
212627450 | Central HP <5.4 tons | COLEMAN | HRCU-A-CB (Split System: Heat Pump with Remote Outdoor Unit-Air-Source) | HMH72B341 | ASPEN |  | D(A,C,E)36D26+TDR | TM9Y080B12MP11 | 30200 | 17.5 | 8.1 | 34000 | 28000 | 82.35% | 2.41 | 0 | 9.1 |  |  |  | No | R-410A | 2.5167 | Residential & Commercial | No
214336662 | Central HP <5.4 tons | RHEEM | HRCU-A-CB (Split System: Heat Pump with Remote Outdoor Unit-Air-Source) | RD17AZ60AJ3N | ASPEN |  | CP61C34+TDR | R801V0755A21UHN | 52000 | 17.9 | 8.1 | 54000 | 49500 | 91.67% | 1.75 | 0 | 9.8 |  |  |  | No | R-410A | 4.3333 | Residential & Commercial | No
214336673 | Central HP <5.4 tons | RHEEM | HRCU-A-CB (Split System: Heat Pump with Remote Outdoor Unit-Air-Source) | RD17AZ60AJ3N | ASPEN |  | CP61C34+TDR | R802V0755A21UHS | 52000 | 17.9 | 8.1 | 54000 | 49500 | 91.67% | 1.75 | 0 | 9.8 |  |  |  | No | R-410A | 4.3333 | Residential & Commercial | No
214336698 | Central HP <5.4 tons | RHEEM | HRCU-A-CB (Split System: Heat Pump with Remote Outdoor Unit-Air-Source) | RD17AZ60AJ3N | ASPEN |  | CP61C34+TDR | R962V1155A24M4S | 52000 | 17.9 | 8.1 | 54000 | 49000 | 90.74% | 1.75 | 0 | 9.8 |  |  |  | No | R-410A | 4.3333 | Residential & Commercial | No
212627467 | Central HP <5.4 tons | COLEMAN | HRCU-A-CB (Split System: Heat Pump with Remote Outdoor Unit-Air-Source) | HMH72B341 | ASPEN |  | C(A,C,D,E)36C36+TDR | TMLE080B12MP11 | 32400 | 18 | 8.1 | 34000 | 28000 | 82.35% | 2.41 | 0 | 9.5 |  |  |  | No | R-410A | 2.7 | Residential & Commercial | No
212627484 | Central HP <5.4 tons | COLEMAN | HRCU-A-CB (Split System: Heat Pump with Remote Outdoor Unit-Air-Source) | HMH72B341 | ASPEN |  | D(A,C,E)48D26+TDR | TMLE080B12MP11 | 31000 | 17.8 | 8.1 | 34000 | 28000 | 82.35% | 2.41 | 0 | 9.2 |  |  |  | No | R-410A | 2.5833 | Residential & Commercial | No
212627485 | Central HP <5.4 tons | COLEMAN | HRCU-A-CB (Split System: Heat Pump with Remote Outdoor Unit-Air-Source) | HMH72B341 | ASPEN |  | D(A,C,E)48D36+TDR | TMLE080B12MP11 | 33400 | 18 | 8.1 | 34000 | 28000 | 82.35% | 2.41 | 0 | 9.5 |  |  |  | No | R-410A | 2.7833 | Residential & Commercial | No
212627552 | Central HP <5.4 tons | COLEMAN | HRCU-A-CB (Split System: Heat Pump with Remote Outdoor Unit-Air-Source) | HMH72B341 | ASPEN |  | D(A,C,E)48C36+TDR | TM9Y100C20MP11 | 33000 | 15.5 | 8.1 | 34000 | 27800 | 81.76% | 2.38 | 0 | 9 |  |  |  | No | R-410A | 2.75 | Residential & Commercial | No
212627699 | Central HP <5.4 tons | COLEMAN | HRCU-A-CB (Split System: Heat Pump with Remote Outdoor Unit-Air-Source) | HMH72B341 | ASPEN |  | D(A,C,E)36A46+TDR | CPLC080C16MP13 | 32000 | 17.5 | 8.1 | 33800 | 27400 | 81.07% | 2.47 | 0 | 9.9 |  |  |  | No | R-410A | 2.6667 | Residential & Commercial | No
212627719 | Central HP <5.4 tons | COLEMAN | HRCU-A-CB (Split System: Heat Pump with Remote Outdoor Unit-Air-Source) | HMH72B341 | ASPEN |  | C(A,C,D,E)36C26+TDR | CPLC100C16MP13 | 29800 | 16.9 | 8.1 | 33800 | 27400 | 81.07% | 2.47 | 0 | 9.5 |  |  |  | No | R-410A | 2.4833 | Residential & Commercial | No
212627732 | Central HP <5.4 tons | COLEMAN | HRCU-A-CB (Split System: Heat Pump with Remote Outdoor Unit-Air-Source) | HMH72B341 | ASPEN |  | D(A,C,E)42D26+TDR | CPLC100C16MP13 | 30600 | 17.2 | 8.1 | 33800 | 27400 | 81.07% | 2.47 | 0 | 9.6 |  |  |  | No | R-410A | 2.55 | Residential & Commercial | No
212627735 | Central HP <5.4 tons | COLEMAN | HRCU-A-CB (Split System: Heat Pump with Remote Outdoor Unit-Air-Source) | HMH72B341 | ASPEN |  | D(A,C,E)48C26+TDR | CPLC100C16MP13 | 30600 | 17.2 | 8.1 | 33800 | 27400 | 81.07% | 2.47 | 0 | 9.6 |  |  |  | No | R-410A | 2.55 | Residential & Commercial | No
212627766 | Central HP <5.4 tons | COLEMAN | HRCU-A-CB (Split System: Heat Pump with Remote Outdoor Unit-Air-Source) | HMH72B341 | ASPEN |  | C(A,C,D,E)36C26+TDR | TM8V100C16MP12 | 29800 | 16.9 | 8.5 | 34000 | 27400 | 80.59% | 2.67 | 0 | 9.5 |  |  |  | No | R-410A | 2.4833 | Residential & Commercial | No
212627799 | Central HP <5.4 tons | COLEMAN | HRCU-A-CB (Split System: Heat Pump with Remote Outdoor Unit-Air-Source) | HMH72B341 | ASPEN |  | D(A,C,E)36D26+TDR | TMLV100C16MP12 | 30200 | 17 | 8.1 | 33800 | 27400 | 81.07% | 2.47 | 0 | 9 |  |  |  | No | R-410A | 2.5167 | Residential & Commercial | No
212627852 | Central HP <5.4 tons | COLEMAN | HRCU-A-CB (Split System: Heat Pump with Remote Outdoor Unit-Air-Source) | HMH72B341 | ASPEN |  | D(A,C,E)42D26+TDR | TPLC100C16MP13 | 30600 | 17.2 | 8.1 | 33800 | 27400 | 81.07% | 2.47 | 0 | 9.6 |  |  |  | No | R-410A | 2.55 | Residential & Commercial | No
212627866 | Central HP <5.4 tons | COLEMAN | HRCU-A-CB (Split System: Heat Pump with Remote Outdoor Unit-Air-Source) | HMH72B341 | ASPEN |  | C(A,C,D,E)48C26+TDR | TL8E080C16UH11 | 30600 | 17.1 | 8.5 | 34000 | 27800 | 81.76% | 2.68 | 0 | 9.6 |  |  |  | No | R-410A | 2.55 | Residential & Commercial | No
213494023 | Central HP <5.4 tons | CHAMPION HEATING AND COOLING | HRCU-A-CB (Split System: Heat Pump with Remote Outdoor Unit-Air-Source) | HMH72B341 | ASPEN |  | C(A,C,D,E)48A34+TDR | Z8ET100C20LMPS1 | 32200 | 18.5 | 8.5 | 33200 | 27400 | 82.53% | 2.71 | 0 | 9.4 |  |  |  | No | R-410A | 2.6833 | Residential & Commercial | No
213495413 | Central HP <5.4 tons | CHAMPION HEATING AND COOLING | HRCU-A-CB (Split System: Heat Pump with Remote Outdoor Unit-Air-Source) | HMH72B341 | ASPEN |  | C(A,C,D,E)36A36+TDR | Z8ET120C20LMPS1 | 31200 | 18.3 | 8.3 | 33000 | 27800 | 84.24% | 2.66 | 0 | 9.3 |  |  |  | No | R-410A | 2.6 | Residential & Commercial | No
215849935 | Central HP <5.4 tons | COLEMAN | HRCU-A-CB (Split System: Heat Pump with Remote Outdoor Unit-Air-Source) | HH824E2S11 | ASPEN |  | C(A,C,D,E)24A3K+TDR | TM9E060A10MP12 | 20000 | 16.5 | 8.5 | 22600 | 18100 | 80.09% | 2 | 0 | 9.8 |  |  |  | No | R-454B | 1.6667 | Residential & Commercial | No
213803489 | Central HP <5.4 tons | CHAMPION HEATING AND COOLING | HRCU-A-CB (Split System: Heat Pump with Remote Outdoor Unit-Air-Source) | HMH72B341 | ASPEN |  | D(A,C,E)36A34+TDR | Z8ET080C16LMPS1 | 33600 | 18.5 | 8.1 | 32600 | 29800 | 91.41% | 2.74 | 0 | 9.5 |  |  |  | No | R-410A | 2.8 | Residential & Commercial | No
212627886 | Central HP <5.4 tons | COLEMAN | HRCU-A-CB (Split System: Heat Pump with Remote Outdoor Unit-Air-Source) | HMH72B341 | ASPEN |  | C(A,C,D,E)36C26+TDR | TL9E080C16UH11 | 29600 | 16.9 | 8.5 | 34000 | 28000 | 82.35% | 2.66 | 0 | 9 |  |  |  | No | R-410A | 2.4667 | Residential & Commercial | No
212623990 | Central HP <5.4 tons | COLEMAN | HRCU-A-CB (Split System: Heat Pump with Remote Outdoor Unit-Air-Source) | HMH72B341 | ASPEN |  | D(A,C,E)36B34+TDR | TM9Y080B12MP11 | 32000 | 18 | 8.1 | 34000 | 28000 | 82.35% | 2.41 | 0 | 9.4 |  |  |  | No | R-410A | 2.6667 | Residential & Commercial | No
212624140 | Central HP <5.4 tons | COLEMAN | HRCU-A-CB (Split System: Heat Pump with Remote Outdoor Unit-Air-Source) | HMH72B341 | ASPEN |  | D(A,C,E)48D34+TDR | CP9C080B12MP13 | 32800 | 17 | 8.1 | 33600 | 29600 | 88.1% | 2.45 | 0 | 9.5 |  |  |  | No | R-410A | 2.7333 | Residential & Commercial | No
213080517 | Central HP <5.4 tons | COMFORTMAKER | HRCU-A-CB (Split System: Heat Pump with Remote Outdoor Unit-Air-Source) | DLCURAH36ABK |  |  | EA*4X36L21A* | *95MSU0401712A* | 35000 | 15.2 | 8.1 | 39000 | 35400 | 90.77% | 1.82 | 0 | 9.5 |  |  |  | No | R-410A | 2.9167 | Residential & Commercial | No
213925631 | Central HP <5.4 tons | LUXAIRE | HRCU-A-CB (Split System: Heat Pump with Remote Outdoor Unit-Air-Source) | HMH72B361 | ASPEN |  | L(E,G)M48B4 |  | 34400 | 18 | 8.1 | 36000 | 26400 | 73.33% | 2.82 | 0 | 9 |  |  |  | No | R-410A | 2.8667 | Residential & Commercial | No
212624343 | Central HP <5.4 tons | COLEMAN | HRCU-A-CB (Split System: Heat Pump with Remote Outdoor Unit-Air-Source) | HMH72B341 | ASPEN |  | D(A,C,E)48A34+TDR | TM8V080C16MP12 | 32200 | 17.5 | 8.4 | 34000 | 27400 | 80.59% | 2.65 | 0 | 9.9 |  |  |  | No | R-410A | 2.6833 | Residential & Commercial | No
212624457 | Central HP <5.4 tons | COLEMAN | HRCU-A-CB (Split System: Heat Pump with Remote Outdoor Unit-Air-Source) | HMH72B341 | ASPEN |  | C(A,C,D,E)42B34+TDR | TM8Y080C16MP11 | 32200 | 18.5 | 8.4 | 34000 | 27400 | 80.59% | 2.65 | 0 | 9.9 |  |  |  | No | R-410A | 2.6833 | Residential & Commercial | No
212624459 | Central HP <5.4 tons | COLEMAN | HRCU-A-CB (Split System: Heat Pump with Remote Outdoor Unit-Air-Source) | HMH72B341 | ASPEN |  | D(A,C,E)48A34+TDR | TM8Y080C16MP11 | 32200 | 18.5 | 8.4 | 34000 | 27400 | 80.59% | 2.65 | 0 | 9.9 |  |  |  | No | R-410A | 2.6833 | Residential & Commercial | No
212624610 | Central HP <5.4 tons | COLEMAN | HRCU-A-CB (Split System: Heat Pump with Remote Outdoor Unit-Air-Source) | HMH72B341 | ASPEN |  | C(A,C,D,E)42D24+TDR | TM8V100C16MP12 | 30600 | 17.2 | 8.5 | 34000 | 27400 | 80.59% | 2.67 | 0 | 9.6 |  |  |  | No | R-410A | 2.55 | Residential & Commercial | No
212624658 | Central HP <5.4 tons | COLEMAN | HRCU-A-CB (Split System: Heat Pump with Remote Outdoor Unit-Air-Source) | HMH72B341 | ASPEN |  | C(A,C,D,E)48D24+TDR | TMLV100C16MP12 | 31000 | 17.3 | 8.1 | 33800 | 27400 | 81.07% | 2.47 | 0 | 9.7 |  |  |  | No | R-410A | 2.5833 | Residential & Commercial | No
212624659 | Central HP <5.4 tons | COLEMAN | HRCU-A-CB (Split System: Heat Pump with Remote Outdoor Unit-Air-Source) | HMH72B341 | ASPEN |  | D(A,C,E)36A44+TDR | TMLV100C16MP12 | 32000 | 17.5 | 8.1 | 33800 | 27400 | 81.07% | 2.47 | 0 | 9.9 |  |  |  | No | R-410A | 2.6667 | Residential & Commercial | No
212624707 | Central HP <5.4 tons | COLEMAN | HRCU-A-CB (Split System: Heat Pump with Remote Outdoor Unit-Air-Source) | HMH72B341 | ASPEN |  | D(A,C,E)48D24+TDR | TPLC080C16MP13 | 31000 | 17.3 | 8.1 | 33800 | 27400 | 81.07% | 2.47 | 0 | 9.7 |  |  |  | No | R-410A | 2.5833 | Residential & Commercial | No
212624858 | Central HP <5.4 tons | COLEMAN | HRCU-A-CB (Split System: Heat Pump with Remote Outdoor Unit-Air-Source) | HMH72B341 | ASPEN |  | C(A,C,D,E)42B24+TDR | CP9C100C16MP13 | 29800 | 16.9 | 8.1 | 34000 | 27000 | 79.41% | 2.48 | 0 | 9.5 |  |  |  | No | R-410A | 2.4833 | Residential & Commercial | No
212624877 | Central HP <5.4 tons | COLEMAN | HRCU-A-CB (Split System: Heat Pump with Remote Outdoor Unit-Air-Source) | HMH72B341 | ASPEN |  | C(A,C,D,E)42D24+TDR | CP9C100C16MP13 | 30600 | 17.2 | 8.1 | 34000 | 27400 | 80.59% | 2.47 | 0 | 9.6 |  |  |  | No | R-410A | 2.55 | Residential & Commercial | No
212625111 | Central HP <5.4 tons | COLEMAN | HRCU-A-CB (Split System: Heat Pump with Remote Outdoor Unit-Air-Source) | HMH72B341 | ASPEN |  | C(A,C,D,E)48D24+TDR | TP9C100C16MP13 | 31000 | 17.3 | 8.1 | 34000 | 27400 | 80.59% | 2.47 | 0 | 9.7 |  |  |  | No | R-410A | 2.5833 | Residential & Commercial | No
213296453 | Central HP <5.4 tons | SAMSUNG | HRCU-A-CB (Split System: Heat Pump with Remote Outdoor Unit-Air-Source) | AC060BXUPCH | SUMMIT |  | MSVT60***9U7YHX |  | 57000 | 17.5 | 9 | 52000 | 47500 | 91.35% | 1.82 | 0 | 8.5 |  |  |  | No | R-410A | 4.75 | Residential & Commercial | No
213207252 | Central HP <5.4 tons | CARRIER | HRCU-A-CB (Split System: Heat Pump with Remote Outdoor Unit-Air-Source) | 38MURAQ36AB3* | ASPEN |  | D(A,C,E)36B34+TDR | 59SC5B080E21**20 | 34400 | 15.5 | 8.1 | 39000 | 31600 | 81.03% | 2.8 | 0 | 9.8 |  |  |  | No | R-410A | 2.8667 | Residential & Commercial | No
212625278 | Central HP <5.4 tons | COLEMAN | HRCU-A-CB (Split System: Heat Pump with Remote Outdoor Unit-Air-Source) | HMH72B341 | ASPEN |  | D(A,C,E)42D24+TDR | TL8E100C20UH11 | 30600 | 17.1 | 8.5 | 34000 | 27400 | 80.59% | 2.69 | 0 | 9.6 |  |  |  | No | R-410A | 2.55 | Residential & Commercial | No
215850249 | Central HP <5.4 tons | COLEMAN | HRCU-A-CB (Split System: Heat Pump with Remote Outdoor Unit-Air-Source) | HH836E2S11 | ASPEN |  | C(A,C,D,E)36B3K+TDR | CP9C100C20MP13 | 31600 | 17.5 | 8.1 | 32400 | 26000 | 80.25% | 2 | 0 | 9.8 |  |  |  | No | R-454B | 2.6333 | Residential & Commercial | No
212626315 | Central HP <5.4 tons | COLEMAN | HRCU-A-CB (Split System: Heat Pump with Remote Outdoor Unit-Air-Source) | HMH72B341 | ASPEN |  | D(A,C,E)42A36+TDR | TM8E100B12MP11 | 32000 | 17.9 | 8.3 | 33600 | 27600 | 82.14% | 2.61 | 0 | 9.9 |  |  |  | No | R-410A | 2.6667 | Residential & Commercial | No
212626363 | Central HP <5.4 tons | COLEMAN | HRCU-A-CB (Split System: Heat Pump with Remote Outdoor Unit-Air-Source) | HMH72B341 | ASPEN |  | C(A,C,D,E)48A36+TDR | TM9E100C16MP12 | 32400 | 18 | 8.4 | 33600 | 27200 | 80.95% | 2.64 | 0 | 9.9 |  |  |  | No | R-410A | 2.7 | Residential & Commercial | No
212626382 | Central HP <5.4 tons | COLEMAN | HRCU-A-CB (Split System: Heat Pump with Remote Outdoor Unit-Air-Source) | HMH72B341 | ASPEN |  | C(A,C,D,E)36B36+TDR | TM9E100C16MP12 | 32200 | 18 | 8.5 | 33600 | 27200 | 80.95% | 2.66 | 0 | 9.9 |  |  |  | No | R-410A | 2.6833 | Residential & Commercial | No
212626413 | Central HP <5.4 tons | COLEMAN | HRCU-A-CB (Split System: Heat Pump with Remote Outdoor Unit-Air-Source) | HMH72B341 | ASPEN |  | C(A,C,D,E)36A36+TDR | TM9V100C20MP12 | 31200 | 17.4 | 8.3 | 33600 | 28200 | 83.93% | 2.66 | 0 | 9.3 |  |  |  | No | R-410A | 2.6 | Residential & Commercial | No
212626663 | Central HP <5.4 tons | COLEMAN | HRCU-A-CB (Split System: Heat Pump with Remote Outdoor Unit-Air-Source) | HMH72B341 | ASPEN |  | D(A,C,E)36B36+TDR | TM9E060A10MP12 | 31800 | 17.5 | 8.1 | 33800 | 27400 | 81.07% | 2.4 | 0 | 9.4 |  |  |  | No | R-410A | 2.65 | Residential & Commercial | No
212626664 | Central HP <5.4 tons | COLEMAN | HRCU-A-CB (Split System: Heat Pump with Remote Outdoor Unit-Air-Source) | HMH72B341 | ASPEN |  | D(A,C,E)36B46+TDR | TM9E060A10MP12 | 32600 | 17.5 | 8.1 | 33800 | 27400 | 81.07% | 2.4 | 0 | 9.5 |  |  |  | No | R-410A | 2.7167 | Residential & Commercial | No
212626666 | Central HP <5.4 tons | COLEMAN | HRCU-A-CB (Split System: Heat Pump with Remote Outdoor Unit-Air-Source) | HMH72B341 | ASPEN |  | D(A,C,E)36D26+TDR | TM9E060A10MP12 | 30200 | 17.1 | 8.1 | 33800 | 27400 | 81.07% | 2.4 | 0 | 9.1 |  |  |  | No | R-410A | 2.5167 | Residential & Commercial | No
212626848 | Central HP <5.4 tons | COLEMAN | HRCU-A-CB (Split System: Heat Pump with Remote Outdoor Unit-Air-Source) | HMH72B341 | ASPEN |  | D(A,C,E)42D26+TDR | TM9E080B12MP12 | 30800 | 17.2 | 8.5 | 33800 | 27400 | 81.07% | 2.65 | 0 | 9 |  |  |  | No | R-410A | 2.5667 | Residential & Commercial | No
212626880 | Central HP <5.4 tons | COLEMAN | HRCU-A-CB (Split System: Heat Pump with Remote Outdoor Unit-Air-Source) | HMH72B341 | ASPEN |  | D(A,C,E)36A36+TDR | TM9Y100C20MP11 | 31600 | 15.4 | 8.1 | 33800 | 27400 | 81.07% | 2.38 | 0 | 9.3 |  |  |  | No | R-410A | 2.6333 | Residential & Commercial | No
212626883 | Central HP <5.4 tons | COLEMAN | HRCU-A-CB (Split System: Heat Pump with Remote Outdoor Unit-Air-Source) | HMH72B341 | ASPEN |  | C(A,C,D,E)36B26+TDR | TM8E060A12MP11 | 29400 | 17.2 | 8.1 | 33800 | 27400 | 81.07% | 2.44 | 0 | 9.4 |  |  |  | No | R-410A | 2.45 | Residential & Commercial | No
212625309 | Central HP <5.4 tons | COLEMAN | HRCU-A-CB (Split System: Heat Pump with Remote Outdoor Unit-Air-Source) | HMH72B341 | ASPEN |  | D(A,C,E)42C24+TDR | TM9V100C20MP12 | 30000 | 17 | 8.5 | 34000 | 28000 | 82.35% | 2.69 | 0 | 9 |  |  |  | No | R-410A | 2.5 | Residential & Commercial | No
214280309 | Central HP <5.4 tons | HEIL | HRCU-A-CB (Split System: Heat Pump with Remote Outdoor Unit-Air-Source) | DLCURAH36ABK |  |  | EA*4X48L21A* | *96MSN0601716A* | 35600 | 15.5 | 8.5 | 38000 | 34800 | 91.58% | 2.04 | 0 | 9.5 |  |  |  | No | R-410A | 2.9667 | Residential & Commercial | No
213925628 | Central HP <5.4 tons | LUXAIRE | HRCU-A-CB (Split System: Heat Pump with Remote Outdoor Unit-Air-Source) | HMH72B361 | ASPEN |  | L(E,G)M36E4 |  | 35000 | 18 | 8.1 | 35400 | 26000 | 73.45% | 2.82 | 0 | 9 |  |  |  | No | R-410A | 2.9167 | Residential & Commercial | No
214629224 | Central HP <5.4 tons | CARRIER | HRCU-A-CB (Split System: Heat Pump with Remote Outdoor Unit-Air-Source) | 38MURAQ36AB3* | ADP |  | PL36H175P159 | 59SC6A080M17**16 | 34800 | 16 | 8.1 | 36800 | 34600 | 94.02% | 1.98 | 0 | 9.5 |  |  |  | No | R-410A | 2.9 | Residential & Commercial | No
212625326 | Central HP <5.4 tons | COLEMAN | HRCU-A-CB (Split System: Heat Pump with Remote Outdoor Unit-Air-Source) | HMH72B341 | ASPEN |  | C(A,C,D,E)36B34+TDR | CP9C100C20MP13 | 32000 | 17.5 | 8.1 | 34000 | 28400 | 83.53% | 2.46 | 0 | 9.4 |  |  |  | No | R-410A | 2.6667 | Residential & Commercial | No
212625342 | Central HP <5.4 tons | COLEMAN | HRCU-A-CB (Split System: Heat Pump with Remote Outdoor Unit-Air-Source) | HMH72B341 | ASPEN |  | D(A,C,E)36B44+TDR | CP9C100C20MP13 | 33000 | 17.5 | 8.1 | 34000 | 28400 | 83.53% | 2.46 | 0 | 9 |  |  |  | No | R-410A | 2.75 | Residential & Commercial | No
212625345 | Central HP <5.4 tons | COLEMAN | HRCU-A-CB (Split System: Heat Pump with Remote Outdoor Unit-Air-Source) | HMH72B341 | ASPEN |  | D(A,C,E)36D34+TDR | CP9C100C20MP13 | 32800 | 17.5 | 8.1 | 34000 | 28400 | 83.53% | 2.46 | 0 | 9.5 |  |  |  | No | R-410A | 2.7333 | Residential & Commercial | No
212625379 | Central HP <5.4 tons | COLEMAN | HRCU-A-CB (Split System: Heat Pump with Remote Outdoor Unit-Air-Source) | HMH72B341 | ASPEN |  | C(A,C,D,E)36D24+TDR | TM9V100C20MP12 | 30000 | 17 | 8.5 | 34000 | 28400 | 83.53% | 2.7 | 0 | 9 |  |  |  | No | R-410A | 2.5 | Residential & Commercial | No
212625462 | Central HP <5.4 tons | COLEMAN | HRCU-A-CB (Split System: Heat Pump with Remote Outdoor Unit-Air-Source) | HMH72B341 | ASPEN |  | D(A,C,E)42D24+TDR | TP9C100C20MP13 | 30400 | 17.1 | 8.1 | 34000 | 28400 | 83.53% | 2.46 | 0 | 9 |  |  |  | No | R-410A | 2.5333 | Residential & Commercial | No
212625494 | Central HP <5.4 tons | COLEMAN | HRCU-A-CB (Split System: Heat Pump with Remote Outdoor Unit-Air-Source) | HMH72B341 | ASPEN |  | C(A,C,D,E)48A26+TDR | TM9Y120D20MP11 | 29400 | 15.8 | 8.4 | 32000 | 28000 | 87.5% | 2.75 | 0 | 9 |  |  |  | No | R-410A | 2.45 | Residential & Commercial | No
212625576 | Central HP <5.4 tons | COLEMAN | HRCU-A-CB (Split System: Heat Pump with Remote Outdoor Unit-Air-Source) | HMH72B341 | ASPEN |  | D(A,C,E)48A36+TDR | TM8V100C20MP12 | 31600 | 16.5 | 8.1 | 32200 | 27600 | 85.71% | 2.44 | 0 | 8.9 |  |  |  | No | R-410A | 2.6333 | Residential & Commercial | No
212625594 | Central HP <5.4 tons | COLEMAN | HRCU-A-CB (Split System: Heat Pump with Remote Outdoor Unit-Air-Source) | HMH72B341 | ASPEN |  | D(A,C,E)48B26+TDR | TMLV120C20MP12 | 29600 | 15.9 | 8.1 | 32200 | 27600 | 85.71% | 2.44 | 0 | 8 |  |  |  | No | R-410A | 2.4667 | Residential & Commercial | No
212625627 | Central HP <5.4 tons | COLEMAN | HRCU-A-CB (Split System: Heat Pump with Remote Outdoor Unit-Air-Source) | HMH72B341 | ASPEN |  | C(A,C,D,E)48A36+TDR | CP9C120D20MP13 | 31800 | 17 | 8.1 | 32200 | 28200 | 87.58% | 2.5 | 0 | 9.4 |  |  |  | No | R-410A | 2.65 | Residential & Commercial | No
212625628 | Central HP <5.4 tons | COLEMAN | HRCU-A-CB (Split System: Heat Pump with Remote Outdoor Unit-Air-Source) | HMH72B341 | ASPEN |  | D(A,C,E)48A36+TDR | CP9C120D20MP13 | 31800 | 17 | 8.1 | 32200 | 28200 | 87.58% | 2.5 | 0 | 9.4 |  |  |  | No | R-410A | 2.65 | Residential & Commercial | No
212625630 | Central HP <5.4 tons | COLEMAN | HRCU-A-CB (Split System: Heat Pump with Remote Outdoor Unit-Air-Source) | HMH72B341 | ASPEN |  | C(A,C,D,E)48A36+TDR | TM9V120D20MP12 | 31800 | 17 | 8.5 | 32200 | 28200 | 87.58% | 2.8 | 0 | 9.4 |  |  |  | No | R-410A | 2.65 | Residential & Commercial | No
212625645 | Central HP <5.4 tons | COLEMAN | HRCU-A-CB (Split System: Heat Pump with Remote Outdoor Unit-Air-Source) | HMH72B341 | ASPEN |  | D(A,C,E)36D26+TDR | TM8V100C20MP12 | 29600 | 15.9 | 8.1 | 32400 | 27400 | 84.57% | 2.45 | 0 | 8 |  |  |  | No | R-410A | 2.4667 | Residential & Commercial | No
212625695 | Central HP <5.4 tons | COLEMAN | HRCU-A-CB (Split System: Heat Pump with Remote Outdoor Unit-Air-Source) | HMH72B341 | ASPEN |  | D(A,C,E)42D36+TDR | CPLC120C20MP13 | 32600 | 16.5 | 8.1 | 32400 | 27800 | 85.8% | 2.44 | 0 | 9 |  |  |  | No | R-410A | 2.7167 | Residential & Commercial | No
212625712 | Central HP <5.4 tons | COLEMAN | HRCU-A-CB (Split System: Heat Pump with Remote Outdoor Unit-Air-Source) | HMH72B341 | ASPEN |  | D(A,C,E)42C36+TDR | TM8V100C20MP12 | 32200 | 16.5 | 8.1 | 32400 | 27800 | 85.8% | 2.44 | 0 | 9 |  |  |  | No | R-410A | 2.6833 | Residential & Commercial | No
212625745 | Central HP <5.4 tons | COLEMAN | HRCU-A-CB (Split System: Heat Pump with Remote Outdoor Unit-Air-Source) | HMH72B341 | ASPEN |  | D(A,C,E)36B46+TDR | TMLV120C20MP12 | 32400 | 16.5 | 8.1 | 32400 | 27800 | 85.8% | 2.44 | 0 | 9 |  |  |  | No | R-410A | 2.7 | Residential & Commercial | No
212625747 | Central HP <5.4 tons | COLEMAN | HRCU-A-CB (Split System: Heat Pump with Remote Outdoor Unit-Air-Source) | HMH72B341 | ASPEN |  | D(A,C,E)36D36+TDR | TMLV120C20MP12 | 32200 | 16.5 | 8.1 | 32400 | 27800 | 85.8% | 2.44 | 0 | 9 |  |  |  | No | R-410A | 2.6833 | Residential & Commercial | No
214628388 | Central HP <5.4 tons | CARRIER | HRCU-A-CB (Split System: Heat Pump with Remote Outdoor Unit-Air-Source) | 38MURAQ24AB3* | ADP |  | V,C36H***P039 | 59SC6A060M14**12 | 22600 | 16 | 8.5 | 25400 | 26000 | 102.4% | 2.22 | 0 | 9.5 |  |  |  | No | R-410A | 1.8833 | Residential & Commercial | No
215654403 | Central HP <5.4 tons | COMFORTMAKER | HRCU-A-CB (Split System: Heat Pump with Remote Outdoor Unit-Air-Source) | DLCURAH24ABK | AspenPRO |  | PE(S,T)274 |  | 21600 | 15.2 | 8.5 | 26200 | 20200 | 77.1% | 2.71 | 0 | 9.8 |  |  |  | No | R-410A | 1.8 | Residential & Commercial | No
212625761 | Central HP <5.4 tons | COLEMAN | HRCU-A-CB (Split System: Heat Pump with Remote Outdoor Unit-Air-Source) | HMH72B341 | ASPEN |  | C(A,C,D,E)48C26+TDR | TPLC100C20MP13 | 30000 | 16 | 8.1 | 32400 | 27800 | 85.8% | 2.44 | 0 | 8.6 |  |  |  | No | R-410A | 2.5 | Residential & Commercial | No
212625814 | Central HP <5.4 tons | COLEMAN | HRCU-A-CB (Split System: Heat Pump with Remote Outdoor Unit-Air-Source) | HMH72B341 | ASPEN |  | D(A,C,E)42C36+TDR | TM9Y120D20MP11 | 32400 | 16.5 | 8.5 | 32400 | 28200 | 87.04% | 2.77 | 0 | 9.5 |  |  |  | No | R-410A | 2.7 | Residential & Commercial | No
212625846 | Central HP <5.4 tons | COLEMAN | HRCU-A-CB (Split System: Heat Pump with Remote Outdoor Unit-Air-Source) | HMH72B341 | ASPEN |  | D(A,C,E)42D36+TDR | CP9C120D20MP13 | 32800 | 17 | 8.1 | 32400 | 28200 | 87.04% | 2.51 | 0 | 9.5 |  |  |  | No | R-410A | 2.7333 | Residential & Commercial | No
212625847 | Central HP <5.4 tons | COLEMAN | HRCU-A-CB (Split System: Heat Pump with Remote Outdoor Unit-Air-Source) | HMH72B341 | ASPEN |  | D(A,C,E)48B36+TDR | CP9C120D20MP13 | 32200 | 17 | 8.1 | 32400 | 28200 | 87.04% | 2.51 | 0 | 9.4 |  |  |  | No | R-410A | 2.6833 | Residential & Commercial | No
212625862 | Central HP <5.4 tons | COLEMAN | HRCU-A-CB (Split System: Heat Pump with Remote Outdoor Unit-Air-Source) | HMH72B341 | ASPEN |  | D(A,C,E)42A46+TDR | TM9V120D20MP12 | 32000 | 17 | 8.5 | 32400 | 28200 | 87.04% | 2.79 | 0 | 9.4 |  |  |  | No | R-410A | 2.6667 | Residential & Commercial | No
212625863 | Central HP <5.4 tons | COLEMAN | HRCU-A-CB (Split System: Heat Pump with Remote Outdoor Unit-Air-Source) | HMH72B341 | ASPEN |  | D(A,C,E)42B36+TDR | TM9V120D20MP12 | 32000 | 17 | 8.5 | 32400 | 28200 | 87.04% | 2.79 | 0 | 9.4 |  |  |  | No | R-410A | 2.6667 | Residential & Commercial | No
212625879 | Central HP <5.4 tons | COLEMAN | HRCU-A-CB (Split System: Heat Pump with Remote Outdoor Unit-Air-Source) | HMH72B341 | ASPEN |  | D(A,C,E)36B46+TDR | TP9C120D20MP13 | 32600 | 17 | 8.1 | 32400 | 28200 | 87.04% | 2.51 | 0 | 9.5 |  |  |  | No | R-410A | 2.7167 | Residential & Commercial | No
214628366 | Central HP <5.4 tons | CARRIER | HRCU-A-CB (Split System: Heat Pump with Remote Outdoor Unit-Air-Source) | 38MURAQ24AB3* | ADP |  | PL36H175P149 | 59SC6A040M17**12 | 23200 | 16 | 8.5 | 24800 | 24600 | 99.19% | 2.08 | 0 | 9.5 |  |  |  | No | R-410A | 1.9333 | Residential & Commercial | No
212625880 | Central HP <5.4 tons | COLEMAN | HRCU-A-CB (Split System: Heat Pump with Remote Outdoor Unit-Air-Source) | HMH72B341 | ASPEN |  | D(A,C,E)36C36+TDR | TP9C120D20MP13 | 32000 | 17 | 8.1 | 32400 | 28200 | 87.04% | 2.51 | 0 | 9.4 |  |  |  | No | R-410A | 2.6667 | Residential & Commercial | No
212625927 | Central HP <5.4 tons | COLEMAN | HRCU-A-CB (Split System: Heat Pump with Remote Outdoor Unit-Air-Source) | HMH72B341 | ASPEN |  | D(A,C,E)42D26+TDR | TM9V040A10MP12 | 30400 | 16.7 | 8.1 | 33200 | 27400 | 82.53% | 2.41 | 0 | 9 |  |  |  | No | R-410A | 2.5333 | Residential & Commercial | No
212625931 | Central HP <5.4 tons | COLEMAN | HRCU-A-CB (Split System: Heat Pump with Remote Outdoor Unit-Air-Source) | HMH72B341 | ASPEN |  | D(A,C,E)48C36+TDR | TM9V040A10MP12 | 32600 | 17 | 8.1 | 33200 | 27400 | 82.53% | 2.41 | 0 | 9 |  |  |  | No | R-410A | 2.7167 | Residential & Commercial | No
212626028 | Central HP <5.4 tons | COLEMAN | HRCU-A-CB (Split System: Heat Pump with Remote Outdoor Unit-Air-Source) | HMH72B341 | ASPEN |  | C(A,C,D,E)36B26+TDR | TM8Y060A12MP11 | 29400 | 17.3 | 8.1 | 33400 | 27400 | 82.04% | 2.42 | 0 | 9.4 |  |  |  | No | R-410A | 2.45 | Residential & Commercial | No
214629033 | Central HP <5.4 tons | CARRIER | HRCU-A-CB (Split System: Heat Pump with Remote Outdoor Unit-Air-Source) | 38MURAQ36AB3* | ADP |  | V,C36H175P139 | 58S(B,C)*B070M17**12 | 35000 | 16 | 8.1 | 36800 | 34800 | 94.57% | 1.82 | 0 | 9.5 |  |  |  | No | R-410A | 2.9167 | Residential & Commercial | No
214629084 | Central HP <5.4 tons | CARRIER | HRCU-A-CB (Split System: Heat Pump with Remote Outdoor Unit-Air-Source) | 38MURAQ36AB3* | ADP |  | C36A***L129 | 58S(B,C)*B090M17**14 | 34000 | 16 | 8.5 | 36200 | 34200 | 94.48% | 2.02 | 0 | 9.5 |  |  |  | No | R-410A | 2.8333 | Residential & Commercial | No
214629201 | Central HP <5.4 tons | CARRIER | HRCU-A-CB (Split System: Heat Pump with Remote Outdoor Unit-Air-Source) | 38MURAQ36AB3* | ADP |  | PL36H175P149 | 59SC6A060M17**16 | 35200 | 15.2 | 8.5 | 36800 | 34800 | 94.57% | 1.88 | 0 | 9.5 |  |  |  | No | R-410A | 2.9333 | Residential & Commercial | No
214629202 | Central HP <5.4 tons | CARRIER | HRCU-A-CB (Split System: Heat Pump with Remote Outdoor Unit-Air-Source) | 38MURAQ36AB3* | ADP |  | V,C36H175P149 | 59SC6A060M17**16 | 35200 | 15.2 | 8.5 | 36800 | 34800 | 94.57% | 1.88 | 0 | 9.5 |  |  |  | No | R-410A | 2.9333 | Residential & Commercial | No
212626030 | Central HP <5.4 tons | COLEMAN | HRCU-A-CB (Split System: Heat Pump with Remote Outdoor Unit-Air-Source) | HMH72B341 | ASPEN |  | C(A,C,D,E)36C26+TDR | TM8Y060A12MP11 | 30000 | 17.4 | 8.1 | 33400 | 27400 | 82.04% | 2.42 | 0 | 9.5 |  |  |  | No | R-410A | 2.5 | Residential & Commercial | No
212626064 | Central HP <5.4 tons | COLEMAN | HRCU-A-CB (Split System: Heat Pump with Remote Outdoor Unit-Air-Source) | HMH72B341 | ASPEN |  | C(A,C,D,E)36A46+TDR | TM8Y080B12MP11 | 32200 | 18 | 8.5 | 33400 | 27400 | 82.04% | 2.65 | 0 | 9.9 |  |  |  | No | R-410A | 2.6833 | Residential & Commercial | No
212626178 | Central HP <5.4 tons | COLEMAN | HRCU-A-CB (Split System: Heat Pump with Remote Outdoor Unit-Air-Source) | HMH72B341 | ASPEN |  | C(A,C,D,E)42A26+TDR | TM9Y100C16MP11 | 30600 | 17.9 | 8.1 | 33600 | 28200 | 83.93% | 2.63 | 0 | 9.8 |  |  |  | No | R-410A | 2.55 | Residential & Commercial | No
212626279 | Central HP <5.4 tons | COLEMAN | HRCU-A-CB (Split System: Heat Pump with Remote Outdoor Unit-Air-Source) | HMH72B341 | ASPEN |  | C(A,C,D,E)36A36+TDR | TM8E100B12MP11 | 31400 | 17.8 | 8.2 | 33600 | 27200 | 80.95% | 2.56 | 0 | 9.8 |  |  |  | No | R-410A | 2.6167 | Residential & Commercial | No
212626296 | Central HP <5.4 tons | COLEMAN | HRCU-A-CB (Split System: Heat Pump with Remote Outdoor Unit-Air-Source) | HMH72B341 | ASPEN |  | C(A,C,D,E)48A26+TDR | TM8E100B12MP11 | 30000 | 17.4 | 8.3 | 33600 | 27600 | 82.14% | 2.59 | 0 | 9.5 |  |  |  | No | R-410A | 2.5 | Residential & Commercial | No
214629203 | Central HP <5.4 tons | CARRIER | HRCU-A-CB (Split System: Heat Pump with Remote Outdoor Unit-Air-Source) | 38MURAQ36AB3* | ADP |  | PL36H175P159 | 59SC6A060M17**16 | 35200 | 15.2 | 8.5 | 36800 | 34800 | 94.57% | 1.88 | 0 | 9.5 |  |  |  | No | R-410A | 2.9333 | Residential & Commercial | No
213081459 | Central HP <5.4 tons | ECO-AIR | HRCU-A-CB (Split System: Heat Pump with Remote Outdoor Unit-Air-Source) | MOE30U-55HFN1-M |  |  | MVC-60HWFN1-M |  | 55000 | 15.3 | 9.4 | 59000 | 48500 | 82.2% | 1.91 | 9 | 8.8 |  |  |  | No | R-410A | 4.5833 | Residential & Commercial | No
211240783 | Central HP <5.4 tons | BRYANT HEATING AND COOLING SYSTEMS | HRCU-A-CB (Split System: Heat Pump with Remote Outdoor Unit-Air-Source) | 38MURAQ24AB3* |  |  | CAP**2417AL* | OVLAAB036098 | 23000 | 16 | 8.5 | 26400 | 26000 | 98.48% | 2.18 | 0 | 9.5 |  |  |  | No | R-410A | 1.9167 | Residential & Commercial | No
214775803 | Central HP <5.4 tons | NAPOLEON | HRCU-A-CB (Split System: Heat Pump with Remote Outdoor Unit-Air-Source) | WSEHV4860RA1-N | ADP |  | H,DE48960 | WPV090T5BA | 53000 | 15.2 | 8.4 | 56000 | 40500 | 72.32% | 1.78 | 0 | 9.5 |  |  |  | No | R-410A | 4.4167 | Residential & Commercial | No
213925636 | Central HP <5.4 tons | LUXAIRE | HRCU-A-CB (Split System: Heat Pump with Remote Outdoor Unit-Air-Source) | HMH72B361 | ASPEN |  | L(E,G)M48C6 |  | 34800 | 18 | 8.2 | 36000 | 26400 | 73.33% | 2.82 | 0 | 9 |  |  |  | No | R-410A | 2.9 | Residential & Commercial | No
213303552 | Central HP <5.4 tons | CHAMPION HEATING AND COOLING | HRCU-A-CB (Split System: Heat Pump with Remote Outdoor Unit-Air-Source) | HMH72B341 | ASPEN |  | AE(D,N,U)+CM48E34+TDR |  | 30800 | 17.3 | 8.3 | 32200 | 28000 | 86.96% | 2.74 | 0 | 9.2 |  |  |  | No | R-410A | 2.5667 | Residential & Commercial | No
213493906 | Central HP <5.4 tons | CHAMPION HEATING AND COOLING | HRCU-A-CB (Split System: Heat Pump with Remote Outdoor Unit-Air-Source) | HMH72B341 | ASPEN |  | C(A,C,D,E)48A34+TDR | Z8ES080C20LMPS1 | 32200 | 18 | 8.5 | 33200 | 28200 | 84.94% | 2.71 | 0 | 9.9 |  |  |  | No | R-410A | 2.6833 | Residential & Commercial | No
214336661 | Central HP <5.4 tons | RHEEM | HRCU-A-CB (Split System: Heat Pump with Remote Outdoor Unit-Air-Source) | RD17AZ60AJ3N | ASPEN |  | CP61C34+TDR | R801V0755A21DZ | 52000 | 17.9 | 8.1 | 54000 | 49000 | 90.74% | 1.75 | 0 | 9.8 |  |  |  | No | R-410A | 4.3333 | Residential & Commercial | No
214336665 | Central HP <5.4 tons | RHEEM | HRCU-A-CB (Split System: Heat Pump with Remote Outdoor Unit-Air-Source) | RD17AZ60AJ3N | ASPEN |  | CP61C34+TDR | R801V1005A21UHN | 52000 | 17.9 | 8.1 | 53500 | 49000 | 91.59% | 1.75 | 0 | 9.8 |  |  |  | No | R-410A | 4.3333 | Residential & Commercial | No
213253604 | Central HP <5.4 tons | FRASER-JOHNSTON | HRCU-A-CB (Split System: Heat Pump with Remote Outdoor Unit-Air-Source) | HMH72B341 | ASPEN |  | C(A,C,D,E)42A3G+TXV+TDR | TM9Y080C16MP11 | 33600 | 18.5 | 8.3 | 33800 | 28200 | 83.43% | 2.6 | 0 | 9 |  |  |  | No | R-410A | 2.8 | Residential & Commercial | No
216497872 | Central HP <5.4 tons | RHEEM | HRCU-A-CB (Split System: Heat Pump with Remote Outdoor Unit-Air-Source) | RD17AZ24AJ3N | ASPEN |  | D(A,C,E)24A34+TDR | R962V0603A17M4S | 20600 | 16.5 | 9 | 22400 | 16800 | 75% | 2.55 | 0 | 9.8 |  |  |  | No | R-410A | 1.7167 | Residential & Commercial | No
213351327 | Central HP <5.4 tons | CARRIER | HRCU-A-CB (Split System: Heat Pump with Remote Outdoor Unit-Air-Source) | 38MURAQ24AA3* | AspenPRO |  | PE(S,T)354 |  | 23000 | 15.3 | 8.5 | 25400 | 22600 | 88.98% | 2.82 | 0 | 9.3 |  |  |  | No | R-410A | 1.9167 | Residential & Commercial | No
212674059 | Central HP <5.4 tons | CHAMPION HEATING AND COOLING | HRCU-A-CB (Split System: Heat Pump with Remote Outdoor Unit-Air-Source) | HMH72B361 | ASPEN |  | L(E,G)M48B6 |  | 34400 | 18 | 8.1 | 36000 | 26400 | 73.33% | 2.81 | 0 | 9 |  |  |  | No | R-410A | 2.8667 | Residential & Commercial | No
214336675 | Central HP <5.4 tons | RHEEM | HRCU-A-CB (Split System: Heat Pump with Remote Outdoor Unit-Air-Source) | RD17AZ60AJ3N | ASPEN |  | CP61C34+TDR | R802V1005A21UHN | 52000 | 17.9 | 8.1 | 53500 | 49000 | 91.59% | 1.75 | 0 | 9.8 |  |  |  | No | R-410A | 4.3333 | Residential & Commercial | No
214336684 | Central HP <5.4 tons | RHEEM | HRCU-A-CB (Split System: Heat Pump with Remote Outdoor Unit-Air-Source) | RD17AZ60AJ3N | ASPEN |  | CP61C34+TDR | R802VA125524M | 52000 | 18.9 | 8.1 | 53500 | 49000 | 91.59% | 1.75 | 0 | 9.8 |  |  |  | No | R-410A | 4.3333 | Residential & Commercial | No
215654389 | Central HP <5.4 tons | DAY & NIGHT | HRCU-A-CB (Split System: Heat Pump with Remote Outdoor Unit-Air-Source) | DLCURAH24AAK | AspenPRO |  | PE(S,T)284 |  | 22200 | 15.2 | 8.5 | 25200 | 22400 | 88.89% | 2.78 | 0 | 9.5 |  |  |  | No | R-410A | 1.85 | Residential & Commercial | No
208130406 | Central HP <5.4 tons | ECO-AIR | HRCU-A-CB (Split System: Heat Pump with Remote Outdoor Unit-Air-Source) | MOE30U-48HFN1-M-[X1] |  |  | MVC-48HWFN1-M |  | 47000 | 15.6 | 9.4 | 50000 | 46000 | 92% | 1.9 | 8.5 | 8.2 |  |  |  | No | R-410A | 3.9167 | Residential & Commercial | No
215654388 | Central HP <5.4 tons | DAY & NIGHT | HRCU-A-CB (Split System: Heat Pump with Remote Outdoor Unit-Air-Source) | DLCURAH24AAK | AspenPRO |  | PE(S,T)274 |  | 21600 | 15.2 | 8.5 | 25200 | 22400 | 88.89% | 2.75 | 0 | 9 |  |  |  | No | R-410A | 1.8 | Residential & Commercial | No
213205805 | Central HP <5.4 tons | CARRIER | HRCU-A-CB (Split System: Heat Pump with Remote Outdoor Unit-Air-Source) | 38MURAQ24AA3* | ASPEN |  | D(A,C,E)30C44+TDR | 58S(B,C)*A045E14**12 | 23800 | 15.5 | 8.5 | 25600 | 22400 | 87.5% | 2.92 | 0 | 9.4 |  |  |  | No | R-410A | 1.9833 | Residential & Commercial | No
213206030 | Central HP <5.4 tons | CARRIER | HRCU-A-CB (Split System: Heat Pump with Remote Outdoor Unit-Air-Source) | 38MURAQ24AA3* | ASPEN |  | D(A,C,E)24B44+TDR | 59SC2D080E21**20 | 23800 | 16 | 8.5 | 26000 | 23000 | 88.46% | 2.92 | 0 | 9 |  |  |  | No | R-410A | 1.9833 | Residential & Commercial | No
213206039 | Central HP <5.4 tons | CARRIER | HRCU-A-CB (Split System: Heat Pump with Remote Outdoor Unit-Air-Source) | 38MURAQ24AA3* | ASPEN |  | D(A,C,E)36C34+TDR | 59SC2D080E21**20 | 23800 | 16 | 8.5 | 26000 | 23000 | 88.46% | 2.91 | 0 | 9.5 |  |  |  | No | R-410A | 1.9833 | Residential & Commercial | No
214336670 | Central HP <5.4 tons | RHEEM | HRCU-A-CB (Split System: Heat Pump with Remote Outdoor Unit-Air-Source) | RD17AZ60AJ3N | ASPEN |  | CP61C34+TDR | R801V1505A24UH | 52000 | 17.9 | 8.1 | 53500 | 49000 | 91.59% | 1.75 | 0 | 9.8 |  |  |  | No | R-410A | 4.3333 | Residential & Commercial | No
214336672 | Central HP <5.4 tons | RHEEM | HRCU-A-CB (Split System: Heat Pump with Remote Outdoor Unit-Air-Source) | RD17AZ60AJ3N | ASPEN |  | CP61C34+TDR | R802V0755A21UHN | 52000 | 17.9 | 8.1 | 54000 | 49500 | 91.67% | 1.75 | 0 | 9.8 |  |  |  | No | R-410A | 4.3333 | Residential & Commercial | No
214336681 | Central HP <5.4 tons | RHEEM | HRCU-A-CB (Split System: Heat Pump with Remote Outdoor Unit-Air-Source) | RD17AZ60AJ3N | ASPEN |  | CP61C34+TDR | R802V1505A24UHS | 52000 | 17.9 | 8.1 | 53500 | 49000 | 91.59% | 1.75 | 0 | 9.8 |  |  |  | No | R-410A | 4.3333 | Residential & Commercial | No
214336668 | Central HP <5.4 tons | RHEEM | HRCU-A-CB (Split System: Heat Pump with Remote Outdoor Unit-Air-Source) | RD17AZ60AJ3N | ASPEN |  | CP61C34+TDR | R801V1255A24DZ | 52000 | 17.9 | 8.1 | 53500 | 49000 | 91.59% | 1.75 | 0 | 9.8 |  |  |  | No | R-410A | 4.3333 | Residential & Commercial | No
214336699 | Central HP <5.4 tons | RHEEM | HRCU-A-CB (Split System: Heat Pump with Remote Outdoor Unit-Air-Source) | RD17AZ60AJ3N | ASPEN |  | CP61C34+TDR | R97MV0855A21DHS | 51500 | 17.9 | 8.1 | 54000 | 49500 | 91.67% | 1.75 | 0 | 9.8 |  |  |  | No | R-410A | 4.2917 | Residential & Commercial | No
212976746 | Central HP <5.4 tons | COMFORTMAKER | HRCU-A-CB (Split System: Heat Pump with Remote Outdoor Unit-Air-Source) | DLCURAH30ABK |  |  | EA*4X42L24A* | *96VTN1002120B* | 30200 | 15.2 | 8.1 | 34200 | 27400 | 80.12% | 1.8 | 0 | 9 |  |  |  | No | R-410A | 2.5167 | Residential & Commercial | No
213205912 | Central HP <5.4 tons | CARRIER | HRCU-A-CB (Split System: Heat Pump with Remote Outdoor Unit-Air-Source) | 38MURAQ24AA3* | ASPEN |  | D(A,C,E)30B34+TDR | 58TP*A070V14**12 | 23800 | 16 | 8.1 | 25800 | 22800 | 88.37% | 2.85 | 0 | 9.5 |  |  |  | No | R-410A | 1.9833 | Residential & Commercial | No
213205943 | Central HP <5.4 tons | CARRIER | HRCU-A-CB (Split System: Heat Pump with Remote Outdoor Unit-Air-Source) | 38MURAQ24AA3* | ASPEN |  | D(A,C,E)36C34+TDR | 58TP*A090V17**16 | 23600 | 16 | 8.1 | 25200 | 22400 | 88.89% | 2.94 | 0 | 9.5 |  |  |  | No | R-410A | 1.9667 | Residential & Commercial | No
213205945 | Central HP <5.4 tons | CARRIER | HRCU-A-CB (Split System: Heat Pump with Remote Outdoor Unit-Air-Source) | 38MURAQ24AA3* | ASPEN |  | D(A,C,E)24B44+TDR | 58TP*A090V21**20 | 23800 | 16 | 8.1 | 25200 | 22400 | 88.89% | 2.94 | 0 | 9 |  |  |  | No | R-410A | 1.9833 | Residential & Commercial | No
214336677 | Central HP <5.4 tons | RHEEM | HRCU-A-CB (Split System: Heat Pump with Remote Outdoor Unit-Air-Source) | RD17AZ60AJ3N | ASPEN |  | CP61C34+TDR | R802V1255A24DZ | 52000 | 17.9 | 8.1 | 53500 | 49000 | 91.59% | 1.75 | 0 | 9.8 |  |  |  | No | R-410A | 4.3333 | Residential & Commercial | No
214336693 | Central HP <5.4 tons | RHEEM | HRCU-A-CB (Split System: Heat Pump with Remote Outdoor Unit-Air-Source) | RD17AZ60AJ3N | ASPEN |  | CP61C34+TDR | R951V1005A21UHU | 51500 | 17.9 | 8.1 | 54000 | 49500 | 91.67% | 1.75 | 0 | 9.8 |  |  |  | No | R-410A | 4.2917 | Residential & Commercial | No
214336694 | Central HP <5.4 tons | RHEEM | HRCU-A-CB (Split System: Heat Pump with Remote Outdoor Unit-Air-Source) | RD17AZ60AJ3N | ASPEN |  | CP61C34+TDR | R951V1155A24M4S | 52000 | 17.9 | 8.1 | 54000 | 49000 | 90.74% | 1.75 | 0 | 9.8 |  |  |  | No | R-410A | 4.3333 | Residential & Commercial | No
214624866 | Central HP <5.4 tons | CARRIER | HRCU-A-CB (Split System: Heat Pump with Remote Outdoor Unit-Air-Source) | 38MURAQ36AB3* | ADP |  | A36VCA+TXV | 58SU*B040M17**12 | 34600 | 16 | 8.5 | 36200 | 34200 | 94.48% | 2.04 | 0 | 9.5 |  |  |  | No | R-410A | 2.8833 | Residential & Commercial | No
214624884 | Central HP <5.4 tons | CARRIER | HRCU-A-CB (Split System: Heat Pump with Remote Outdoor Unit-Air-Source) | 38MURAQ36AB3* | ADP |  | PL36H210P749 | 58SU*B040M17**12 | 34600 | 16 | 8.5 | 36200 | 34200 | 94.48% | 2.04 | 0 | 9.5 |  |  |  | No | R-410A | 2.8833 | Residential & Commercial | No
211714351 | Central HP <5.4 tons | CARRIER | HRCU-A-CB (Split System: Heat Pump with Remote Outdoor Unit-Air-Source) | 38MURAQ30AB3* |  |  | CNPV*4221AL* | 59TP6B100V21**22 | 30000 | 15.2 | 8.1 | 34000 | 27200 | 80% | 1.8 | 0 | 9 |  |  |  | No | R-410A | 2.5 | Residential & Commercial | No
215654401 | Central HP <5.4 tons | COMFORTMAKER | HRCU-A-CB (Split System: Heat Pump with Remote Outdoor Unit-Air-Source) | DLCURAH24AAK | AspenPRO |  | PE(S,T)284 |  | 22200 | 15.2 | 8.5 | 25200 | 22400 | 88.89% | 2.78 | 0 | 9.5 |  |  |  | No | R-410A | 1.85 | Residential & Commercial | No
215654390 | Central HP <5.4 tons | DAY & NIGHT | HRCU-A-CB (Split System: Heat Pump with Remote Outdoor Unit-Air-Source) | DLCURAH24AAK | AspenPRO |  | RE(S,T)244 |  | 22200 | 15.2 | 8.5 | 26200 | 24000 | 91.6% | 2.56 | 0 | 9 |  |  |  | No | R-410A | 1.85 | Residential & Commercial | No
212977012 | Central HP <5.4 tons | COMFORTMAKER | HRCU-A-CB (Split System: Heat Pump with Remote Outdoor Unit-Air-Source) | DLCURAH30ABK |  |  | EA*4X36L21A* | *96VTN1002122B* | 29800 | 15.2 | 8.1 | 34200 | 28000 | 81.87% | 1.78 | 0 | 9 |  |  |  | No | R-410A | 2.4833 | Residential & Commercial | No
216055507 | Central HP <5.4 tons | CHAMPION HEATING AND COOLING | HRCU-A-CB (Split System: Heat Pump with Remote Outdoor Unit-Air-Source) | HH824E2S11 | ASPEN |  | D(A,C,E)24B3K+TDR | TM9V040A10MP12 | 20600 | 16.5 | 8.5 | 22800 | 17500 | 76.75% | 2 | 0 | 9.8 |  |  |  | No | R-454B | 1.7167 | Residential & Commercial | No
216055525 | Central HP <5.4 tons | CHAMPION HEATING AND COOLING | HRCU-A-CB (Split System: Heat Pump with Remote Outdoor Unit-Air-Source) | HH824E2S11 | ASPEN |  | D(A,C,E)24B3K+TDR | TM9Y040A10MP11 | 20600 | 16.5 | 8.1 | 22400 | 17300 | 77.23% | 2 | 0 | 9.8 |  |  |  | No | R-454B | 1.7167 | Residential & Commercial | No
215831777 | Central HP <5.4 tons | LUXAIRE | HRCU-A-CB (Split System: Heat Pump with Remote Outdoor Unit-Air-Source) | HMH72B341 | ASPEN |  | C(A,C,D,E)42A36+TDR | LP9C100C16MP13 | 31800 | 17.5 | 8.3 | 33800 | 24000 | 71.01% | 2.1 | 0 | 9.9 |  |  |  | No | R-410A | 2.65 | Residential & Commercial | No
212983934 | Central HP <5.4 tons | COMFORTMAKER | HRCU-A-CB (Split System: Heat Pump with Remote Outdoor Unit-Air-Source) | DLCURAH30ABK |  |  | EA*4X37L21A* | *92MSN0601714A* | 30200 | 15.2 | 8.1 | 33400 | 26400 | 79.04% | 1.84 | 0 | 9 |  |  |  | No | R-410A | 2.5167 | Residential & Commercial | No
216055741 | Central HP <5.4 tons | CHAMPION HEATING AND COOLING | HRCU-A-CB (Split System: Heat Pump with Remote Outdoor Unit-Air-Source) | HH836E2S11 | ASPEN |  | D(A,C,E)36A4K+TDR | TM9V100C20MP12 | 31600 | 18 | 8.5 | 32400 | 26000 | 80.25% | 2 | 0 | 9.8 |  |  |  | No | R-454B | 2.6333 | Residential & Commercial | No
216055798 | Central HP <5.4 tons | CHAMPION HEATING AND COOLING | HRCU-A-CB (Split System: Heat Pump with Remote Outdoor Unit-Air-Source) | HH836E2S11 | ASPEN |  | D(A,C,E)36A4K+TDR | TP9C100C20MP13 | 31600 | 18 | 8.5 | 32400 | 26000 | 80.25% | 2 | 0 | 9.8 |  |  |  | No | R-454B | 2.6333 | Residential & Commercial | No
213320464 | Central HP <5.4 tons | CHAMPION HEATING AND COOLING | HRCU-A-CB (Split System: Heat Pump with Remote Outdoor Unit-Air-Source) | HMH72B341 | ASPEN |  | D(A,C,E)36D34+TDR | TM9E060B12MP12 | 32800 | 17.5 | 8.1 | 34000 | 28000 | 82.35% | 2.39 | 0 | 9.5 |  |  |  | No | R-410A | 2.7333 | Residential & Commercial | No
213307195 | Central HP <5.4 tons | YORK | HRCU-A-CB (Split System: Heat Pump with Remote Outdoor Unit-Air-Source) | HMH72B341 | ASPEN |  | DM36A34+TDR | TM9E080B12MP12 | 31400 | 17.4 | 8.1 | 33600 | 27200 | 80.95% | 2.55 | 0 | 9.8 |  |  |  | No | R-410A | 2.6167 | Residential & Commercial | No
213307211 | Central HP <5.4 tons | YORK | HRCU-A-CB (Split System: Heat Pump with Remote Outdoor Unit-Air-Source) | HMH72B341 | ASPEN |  | DM36A34+TDR | TM9Y120D20MP11 | 31000 | 16.2 | 8.3 | 32200 | 28000 | 86.96% | 2.73 | 0 | 9.2 |  |  |  | No | R-410A | 2.5833 | Residential & Commercial | No
213307363 | Central HP <5.4 tons | YORK | HRCU-A-CB (Split System: Heat Pump with Remote Outdoor Unit-Air-Source) | HMH72B341 | ASPEN |  | DM36A36+TDR | TM9E080B12MP12 | 31400 | 17.4 | 8.1 | 33600 | 27200 | 80.95% | 2.55 | 0 | 9.8 |  |  |  | No | R-410A | 2.6167 | Residential & Commercial | No
213307379 | Central HP <5.4 tons | YORK | HRCU-A-CB (Split System: Heat Pump with Remote Outdoor Unit-Air-Source) | HMH72B341 | ASPEN |  | DM36A36+TDR | TM9Y120D20MP11 | 31000 | 16.2 | 8.3 | 32200 | 28000 | 86.96% | 2.73 | 0 | 9.2 |  |  |  | No | R-410A | 2.5833 | Residential & Commercial | No
214437573 | Central HP <5.4 tons | LUXAIRE | HRCU-A-CB (Split System: Heat Pump with Remote Outdoor Unit-Air-Source) | HMH72B341 | ASPEN |  | D(A,C,E)42D34+TDR | TM9V120D20MP12 | 32800 | 17 | 8.5 | 32400 | 28200 | 87.04% | 2.79 | 0 | 9.5 |  |  |  | No | R-410A | 2.7333 | Residential & Commercial | No
211388808 | Central HP <5.4 tons | JOHNSON CONTROLS | HRCU-A-CB (Split System: Heat Pump with Remote Outdoor Unit-Air-Source) | HMH72B341 |  |  | XAHB36DBCN1 | TM9E080B12MP12 | 33200 | 17 | 8.1 | 33200 | 23400 | 70.48% | 2 | 0 | 9.5 |  |  |  | No | R-410A | 2.7667 | Residential & Commercial | No
214331210 | Central HP <5.4 tons | NAPOLEON | HRCU-A-CB (Split System: Heat Pump with Remote Outdoor Unit-Air-Source) | WSEHV2436RA1-N | ADP |  | *G34936 | WPV070T3AA | 37000 | 16 | 8.25 | 34800 | 32400 | 93.1% | 1.76 | 0 | 9.5 |  |  |  | No | R-410A | 3.0833 | Residential & Commercial | No
213495294 | Central HP <5.4 tons | CHAMPION HEATING AND COOLING | HRCU-A-CB (Split System: Heat Pump with Remote Outdoor Unit-Air-Source) | HMH72B341 | ASPEN |  | C(A,C,D,E)48A36+TDR | Z8ES080C20LMPS1 | 32200 | 18 | 8.5 | 33200 | 28200 | 84.94% | 2.71 | 0 | 9.9 |  |  |  | No | R-410A | 2.6833 | Residential & Commercial | No
213495329 | Central HP <5.4 tons | CHAMPION HEATING AND COOLING | HRCU-A-CB (Split System: Heat Pump with Remote Outdoor Unit-Air-Source) | HMH72B341 | ASPEN |  | C(A,C,D,E)36A36+TDR | Z8ES100C16SMPS1 | 31200 | 17.8 | 8.3 | 33000 | 28200 | 85.45% | 2.66 | 0 | 9.3 |  |  |  | No | R-410A | 2.6 | Residential & Commercial | No
213495378 | Central HP <5.4 tons | CHAMPION HEATING AND COOLING | HRCU-A-CB (Split System: Heat Pump with Remote Outdoor Unit-Air-Source) | HMH72B341 | ASPEN |  | C(A,C,D,E)48A36+TDR | Z8ES120C20SMPS1 | 32200 | 17.5 | 8.5 | 33800 | 27800 | 82.25% | 2.66 | 0 | 9.4 |  |  |  | No | R-410A | 2.6833 | Residential & Commercial | No
213367778 | Central HP <5.4 tons | YORK | HRCU-A-CB (Split System: Heat Pump with Remote Outdoor Unit-Air-Source) | HMH72B341 | ASPEN |  | C(A,C,D,E)48C24+TDR | YP9C080C16MP13 | 30800 | 17.2 | 8.1 | 33800 | 27400 | 81.07% | 2.65 | 0 | 9 |  |  |  | No | R-410A | 2.5667 | Residential & Commercial | No
213367779 | Central HP <5.4 tons | YORK | HRCU-A-CB (Split System: Heat Pump with Remote Outdoor Unit-Air-Source) | HMH72B341 | ASPEN |  | C(A,C,D,E)48C24+TDR | YP9C100C16MP13 | 30600 | 17.2 | 8.5 | 34000 | 27400 | 80.59% | 2.66 | 0 | 9.6 |  |  |  | No | R-410A | 2.55 | Residential & Commercial | No
213367780 | Central HP <5.4 tons | YORK | HRCU-A-CB (Split System: Heat Pump with Remote Outdoor Unit-Air-Source) | HMH72B341 | ASPEN |  | C(A,C,D,E)48C24+TDR | YP9C100C20MP13 | 30400 | 17.1 | 8.1 | 34000 | 28400 | 83.53% | 2.69 | 0 | 9 |  |  |  | No | R-410A | 2.5333 | Residential & Commercial | No
212624377 | Central HP <5.4 tons | COLEMAN | HRCU-A-CB (Split System: Heat Pump with Remote Outdoor Unit-Air-Source) | HMH72B341 | ASPEN |  | C(A,C,D,E)42B34+TDR | TL8E080C16UH11 | 32200 | 17.5 | 8.4 | 34000 | 27800 | 81.76% | 2.66 | 0 | 9.9 |  |  |  | No | R-410A | 2.6833 | Residential & Commercial | No
212624386 | Central HP <5.4 tons | COLEMAN | HRCU-A-CB (Split System: Heat Pump with Remote Outdoor Unit-Air-Source) | HMH72B341 | ASPEN |  | C(A,C,D,E)36C24+TDR | TM9Y080C16MP11 | 29600 | 17.8 | 8.5 | 34000 | 28000 | 82.35% | 2.66 | 0 | 9 |  |  |  | No | R-410A | 2.4667 | Residential & Commercial | No
212624411 | Central HP <5.4 tons | COLEMAN | HRCU-A-CB (Split System: Heat Pump with Remote Outdoor Unit-Air-Source) | HMH72B341 | ASPEN |  | D(A,C,E)42C34+TDR | TM9Y080C16MP11 | 32800 | 18.5 | 8.5 | 34000 | 28000 | 82.35% | 2.66 | 0 | 9.5 |  |  |  | No | R-410A | 2.7333 | Residential & Commercial | No
212624522 | Central HP <5.4 tons | COLEMAN | HRCU-A-CB (Split System: Heat Pump with Remote Outdoor Unit-Air-Source) | HMH72B341 | ASPEN |  | D(A,C,E)36B34+TDR | CPLC100C16MP13 | 32000 | 17.5 | 8.1 | 33800 | 27400 | 81.07% | 2.47 | 0 | 9.9 |  |  |  | No | R-410A | 2.6667 | Residential & Commercial | No
212624613 | Central HP <5.4 tons | COLEMAN | HRCU-A-CB (Split System: Heat Pump with Remote Outdoor Unit-Air-Source) | HMH72B341 | ASPEN |  | C(A,C,D,E)48C24+TDR | TM8V100C16MP12 | 30600 | 17.2 | 8.5 | 34000 | 27400 | 80.59% | 2.67 | 0 | 9.6 |  |  |  | No | R-410A | 2.55 | Residential & Commercial | No
212624620 | Central HP <5.4 tons | COLEMAN | HRCU-A-CB (Split System: Heat Pump with Remote Outdoor Unit-Air-Source) | HMH72B341 | ASPEN |  | D(A,C,E)36D24+TDR | TM8V100C16MP12 | 30200 | 17 | 8.5 | 34000 | 27400 | 80.59% | 2.67 | 0 | 9 |  |  |  | No | R-410A | 2.5167 | Residential & Commercial | No
212624645 | Central HP <5.4 tons | COLEMAN | HRCU-A-CB (Split System: Heat Pump with Remote Outdoor Unit-Air-Source) | HMH72B341 | ASPEN |  | C(A,C,D,E)36B24+TDR | TMLV100C16MP12 | 29200 | 16.7 | 8.1 | 33800 | 27400 | 81.07% | 2.47 | 0 | 9.4 |  |  |  | No | R-410A | 2.4333 | Residential & Commercial | No
212624656 | Central HP <5.4 tons | COLEMAN | HRCU-A-CB (Split System: Heat Pump with Remote Outdoor Unit-Air-Source) | HMH72B341 | ASPEN |  | C(A,C,D,E)48C24+TDR | TMLV100C16MP12 | 30600 | 17.2 | 8.1 | 33800 | 27400 | 81.07% | 2.47 | 0 | 9.6 |  |  |  | No | R-410A | 2.55 | Residential & Commercial | No
212624686 | Central HP <5.4 tons | COLEMAN | HRCU-A-CB (Split System: Heat Pump with Remote Outdoor Unit-Air-Source) | HMH72B341 | ASPEN |  | C(A,C,D,E)42D24+TDR | TPLC080C16MP13 | 30600 | 17.2 | 8.1 | 33800 | 27400 | 81.07% | 2.47 | 0 | 9.6 |  |  |  | No | R-410A | 2.55 | Residential & Commercial | No
212624747 | Central HP <5.4 tons | COLEMAN | HRCU-A-CB (Split System: Heat Pump with Remote Outdoor Unit-Air-Source) | HMH72B341 | ASPEN |  | D(A,C,E)48C24+TDR | TPLC100C16MP13 | 30600 | 17.2 | 8.1 | 33800 | 27400 | 81.07% | 2.47 | 0 | 9.6 |  |  |  | No | R-410A | 2.55 | Residential & Commercial | No
212624845 | Central HP <5.4 tons | COLEMAN | HRCU-A-CB (Split System: Heat Pump with Remote Outdoor Unit-Air-Source) | HMH72B341 | ASPEN |  | D(A,C,E)42C34+TDR | TL9E080C16UH11 | 32800 | 17.5 | 8.5 | 34000 | 28000 | 82.35% | 2.66 | 0 | 9.5 |  |  |  | No | R-410A | 2.7333 | Residential & Commercial | No
212625190 | Central HP <5.4 tons | COLEMAN | HRCU-A-CB (Split System: Heat Pump with Remote Outdoor Unit-Air-Source) | HMH72B341 | ASPEN |  | C(A,C,D,E)42C24+TDR | TM8Y100C20MP11 | 32200 | 18 | 8.5 | 34000 | 30200 | 88.82% | 2.85 | 0 | 9.5 |  |  |  | No | R-410A | 2.6833 | Residential & Commercial | No
212625233 | Central HP <5.4 tons | COLEMAN | HRCU-A-CB (Split System: Heat Pump with Remote Outdoor Unit-Air-Source) | HMH72B341 | ASPEN |  | C(A,C,D,E)36B34+TDR | TL8E100C20UH11 | 32000 | 17.5 | 8.5 | 34000 | 27400 | 80.59% | 2.69 | 0 | 9.9 |  |  |  | No | R-410A | 2.6667 | Residential & Commercial | No
212625274 | Central HP <5.4 tons | COLEMAN | HRCU-A-CB (Split System: Heat Pump with Remote Outdoor Unit-Air-Source) | HMH72B341 | ASPEN |  | D(A,C,E)42C24+TDR | TL8E100C20UH11 | 30200 | 17 | 8.5 | 34000 | 27400 | 80.59% | 2.69 | 0 | 9 |  |  |  | No | R-410A | 2.5167 | Residential & Commercial | No
212625315 | Central HP <5.4 tons | COLEMAN | HRCU-A-CB (Split System: Heat Pump with Remote Outdoor Unit-Air-Source) | HMH72B341 | ASPEN |  | C(A,C,D,E)48B24+TDR | TP9C100C20MP13 | 30000 | 17 | 8.1 | 34000 | 28000 | 82.35% | 2.47 | 0 | 9 |  |  |  | No | R-410A | 2.5 | Residential & Commercial | No
212625331 | Central HP <5.4 tons | COLEMAN | HRCU-A-CB (Split System: Heat Pump with Remote Outdoor Unit-Air-Source) | HMH72B341 | ASPEN |  | C(A,C,D,E)36C34+TDR | CP9C100C20MP13 | 32400 | 17.5 | 8.1 | 34000 | 28400 | 83.53% | 2.46 | 0 | 9.5 |  |  |  | No | R-410A | 2.7 | Residential & Commercial | No
212625356 | Central HP <5.4 tons | COLEMAN | HRCU-A-CB (Split System: Heat Pump with Remote Outdoor Unit-Air-Source) | HMH72B341 | ASPEN |  | D(A,C,E)48B34+TDR | CP9C100C20MP13 | 32600 | 17.5 | 8.1 | 34000 | 28400 | 83.53% | 2.46 | 0 | 9.5 |  |  |  | No | R-410A | 2.7167 | Residential & Commercial | No
212625374 | Central HP <5.4 tons | COLEMAN | HRCU-A-CB (Split System: Heat Pump with Remote Outdoor Unit-Air-Source) | HMH72B341 | ASPEN |  | C(A,C,D,E)36C24+TDR | TM9V100C20MP12 | 29600 | 16.9 | 8.5 | 34000 | 28400 | 83.53% | 2.7 | 0 | 9 |  |  |  | No | R-410A | 2.4667 | Residential & Commercial | No
212625449 | Central HP <5.4 tons | COLEMAN | HRCU-A-CB (Split System: Heat Pump with Remote Outdoor Unit-Air-Source) | HMH72B341 | ASPEN |  | D(A,C,E)36B44+TDR | TP9C100C20MP13 | 33000 | 17.5 | 8.1 | 34000 | 28400 | 83.53% | 2.46 | 0 | 9 |  |  |  | No | R-410A | 2.75 | Residential & Commercial | No
212625492 | Central HP <5.4 tons | COLEMAN | HRCU-A-CB (Split System: Heat Pump with Remote Outdoor Unit-Air-Source) | HMH72B341 | ASPEN |  | C(A,C,D,E)36A36+TDR | TM9V120D20MP12 | 30800 | 16.8 | 8.3 | 32000 | 28000 | 87.5% | 2.75 | 0 | 9.2 |  |  |  | No | R-410A | 2.5667 | Residential & Commercial | No
212625542 | Central HP <5.4 tons | COLEMAN | HRCU-A-CB (Split System: Heat Pump with Remote Outdoor Unit-Air-Source) | HMH72B341 | ASPEN |  | D(A,C,E)36A36+TDR | CPLC100C20MP13 | 31000 | 16.3 | 8.1 | 32200 | 27600 | 85.71% | 2.44 | 0 | 8.8 |  |  |  | No | R-410A | 2.5833 | Residential & Commercial | No
212625549 | Central HP <5.4 tons | COLEMAN | HRCU-A-CB (Split System: Heat Pump with Remote Outdoor Unit-Air-Source) | HMH72B341 | ASPEN |  | D(A,C,E)48B26+TDR | CPLC100C20MP13 | 29600 | 15.9 | 8.1 | 32200 | 27600 | 85.71% | 2.44 | 0 | 8 |  |  |  | No | R-410A | 2.4667 | Residential & Commercial | No
212625597 | Central HP <5.4 tons | COLEMAN | HRCU-A-CB (Split System: Heat Pump with Remote Outdoor Unit-Air-Source) | HMH72B341 | ASPEN |  | C(A,C,D,E)48A36+TDR | TPLC100C20MP13 | 31600 | 16.5 | 8.1 | 32200 | 27600 | 85.71% | 2.44 | 0 | 8.9 |  |  |  | No | R-410A | 2.6333 | Residential & Commercial | No
212625651 | Central HP <5.4 tons | COLEMAN | HRCU-A-CB (Split System: Heat Pump with Remote Outdoor Unit-Air-Source) | HMH72B341 | ASPEN |  | C(A,C,D,E)36B26+TDR | TMLV120C20MP12 | 28600 | 15.6 | 8.1 | 32400 | 27400 | 84.57% | 2.45 | 0 | 8.4 |  |  |  | No | R-410A | 2.3833 | Residential & Commercial | No
212625665 | Central HP <5.4 tons | COLEMAN | HRCU-A-CB (Split System: Heat Pump with Remote Outdoor Unit-Air-Source) | HMH72B341 | ASPEN |  | C(A,C,D,E)36C36+TDR | CPLC100C20MP13 | 31800 | 16.5 | 8.1 | 32400 | 27800 | 85.8% | 2.44 | 0 | 8.9 |  |  |  | No | R-410A | 2.65 | Residential & Commercial | No
212625717 | Central HP <5.4 tons | COLEMAN | HRCU-A-CB (Split System: Heat Pump with Remote Outdoor Unit-Air-Source) | HMH72B341 | ASPEN |  | D(A,C,E)48C36+TDR | TM8V100C20MP12 | 32600 | 16.5 | 8.1 | 32400 | 27800 | 85.8% | 2.44 | 0 | 9 |  |  |  | No | R-410A | 2.7167 | Residential & Commercial | No
212625726 | Central HP <5.4 tons | COLEMAN | HRCU-A-CB (Split System: Heat Pump with Remote Outdoor Unit-Air-Source) | HMH72B341 | ASPEN |  | D(A,C,E)36B46+TDR | TM8V120C20MP12 | 32400 | 16.5 | 8.5 | 32400 | 27800 | 85.8% | 2.7 | 0 | 9 |  |  |  | No | R-410A | 2.7 | Residential & Commercial | No
212625731 | Central HP <5.4 tons | COLEMAN | HRCU-A-CB (Split System: Heat Pump with Remote Outdoor Unit-Air-Source) | HMH72B341 | ASPEN |  | D(A,C,E)42C36+TDR | TM8V120C20MP12 | 32200 | 16.5 | 8.5 | 32400 | 27800 | 85.8% | 2.7 | 0 | 9 |  |  |  | No | R-410A | 2.6833 | Residential & Commercial | No
212625740 | Central HP <5.4 tons | COLEMAN | HRCU-A-CB (Split System: Heat Pump with Remote Outdoor Unit-Air-Source) | HMH72B341 | ASPEN |  | C(A,C,D,E)36B36+TDR | TMLV120C20MP12 | 31400 | 16.5 | 8.1 | 32400 | 27800 | 85.8% | 2.44 | 0 | 8.9 |  |  |  | No | R-410A | 2.6167 | Residential & Commercial | No
212625758 | Central HP <5.4 tons | COLEMAN | HRCU-A-CB (Split System: Heat Pump with Remote Outdoor Unit-Air-Source) | HMH72B341 | ASPEN |  | C(A,C,D,E)36A46+TDR | TPLC100C20MP13 | 31400 | 16.5 | 8.1 | 32400 | 27800 | 85.8% | 2.44 | 0 | 8.9 |  |  |  | No | R-410A | 2.6167 | Residential & Commercial | No
212625765 | Central HP <5.4 tons | COLEMAN | HRCU-A-CB (Split System: Heat Pump with Remote Outdoor Unit-Air-Source) | HMH72B341 | ASPEN |  | D(A,C,E)36C36+TDR | TPLC100C20MP13 | 31800 | 16.5 | 8.1 | 32400 | 27800 | 85.8% | 2.44 | 0 | 8.9 |  |  |  | No | R-410A | 2.65 | Residential & Commercial | No
212625790 | Central HP <5.4 tons | COLEMAN | HRCU-A-CB (Split System: Heat Pump with Remote Outdoor Unit-Air-Source) | HMH72B341 | ASPEN |  | D(A,C,E)42D36+TDR | TPLC120C20MP13 | 32600 | 16.5 | 8.1 | 32400 | 27800 | 85.8% | 2.44 | 0 | 9 |  |  |  | No | R-410A | 2.7167 | Residential & Commercial | No
212625840 | Central HP <5.4 tons | COLEMAN | HRCU-A-CB (Split System: Heat Pump with Remote Outdoor Unit-Air-Source) | HMH72B341 | ASPEN |  | D(A,C,E)36C36+TDR | CP9C120D20MP13 | 32000 | 17 | 8.1 | 32400 | 28200 | 87.04% | 2.51 | 0 | 9.4 |  |  |  | No | R-410A | 2.6667 | Residential & Commercial | No
212625856 | Central HP <5.4 tons | COLEMAN | HRCU-A-CB (Split System: Heat Pump with Remote Outdoor Unit-Air-Source) | HMH72B341 | ASPEN |  | C(A,C,D,E)48C26+TDR | TM9V120D20MP12 | 30200 | 16.5 | 8.5 | 32400 | 28200 | 87.04% | 2.79 | 0 | 9.1 |  |  |  | No | R-410A | 2.5167 | Residential & Commercial | No
212625881 | Central HP <5.4 tons | COLEMAN | HRCU-A-CB (Split System: Heat Pump with Remote Outdoor Unit-Air-Source) | HMH72B341 | ASPEN |  | D(A,C,E)36D36+TDR | TP9C120D20MP13 | 32400 | 17 | 8.1 | 32400 | 28200 | 87.04% | 2.51 | 0 | 9.5 |  |  |  | No | R-410A | 2.7 | Residential & Commercial | No
212625917 | Central HP <5.4 tons | COLEMAN | HRCU-A-CB (Split System: Heat Pump with Remote Outdoor Unit-Air-Source) | HMH72B341 | ASPEN |  | D(A,C,E)36A46+TDR | TM9V040A10MP12 | 31400 | 17 | 8.1 | 33200 | 27400 | 82.53% | 2.41 | 0 | 9.4 |  |  |  | No | R-410A | 2.6167 | Residential & Commercial | No
212625949 | Central HP <5.4 tons | COLEMAN | HRCU-A-CB (Split System: Heat Pump with Remote Outdoor Unit-Air-Source) | HMH72B341 | ASPEN |  | D(A,C,E)36A46+TDR | TM9E100C20MP12 | 32000 | 15.5 | 8.1 | 33200 | 27000 | 81.33% | 2.43 | 0 | 9.9 |  |  |  | No | R-410A | 2.6667 | Residential & Commercial | No
212626085 | Central HP <5.4 tons | COLEMAN | HRCU-A-CB (Split System: Heat Pump with Remote Outdoor Unit-Air-Source) | HMH72B341 | ASPEN |  | D(A,C,E)48D26+TDR | TM8Y080B12MP11 | 31400 | 17.8 | 8.5 | 33400 | 27400 | 82.04% | 2.65 | 0 | 9.7 |  |  |  | No | R-410A | 2.6167 | Residential & Commercial | No
214336666 | Central HP <5.4 tons | RHEEM | HRCU-A-CB (Split System: Heat Pump with Remote Outdoor Unit-Air-Source) | RD17AZ60AJ3N | ASPEN |  | CP61C34+TDR | R801V1005A21UHS | 52000 | 17.9 | 8.1 | 53500 | 49000 | 91.59% | 1.75 | 0 | 9.8 |  |  |  | No | R-410A | 4.3333 | Residential & Commercial | No
214336667 | Central HP <5.4 tons | RHEEM | HRCU-A-CB (Split System: Heat Pump with Remote Outdoor Unit-Air-Source) | RD17AZ60AJ3N | ASPEN |  | CP61C34+TDR | R801V1005A21UHU | 52000 | 17.9 | 8.1 | 54000 | 49000 | 90.74% | 1.75 | 0 | 9.8 |  |  |  | No | R-410A | 4.3333 | Residential & Commercial | No
214336664 | Central HP <5.4 tons | RHEEM | HRCU-A-CB (Split System: Heat Pump with Remote Outdoor Unit-Air-Source) | RD17AZ60AJ3N | ASPEN |  | CP61C34+TDR | R801V1005A21DZ | 52000 | 17.9 | 8.1 | 53500 | 49000 | 91.59% | 1.75 | 0 | 9.8 |  |  |  | No | R-410A | 4.3333 | Residential & Commercial | No
214336680 | Central HP <5.4 tons | RHEEM | HRCU-A-CB (Split System: Heat Pump with Remote Outdoor Unit-Air-Source) | RD17AZ60AJ3N | ASPEN |  | CP61C34+TDR | R802V1505A24UHN | 52000 | 17.9 | 8.1 | 53500 | 49000 | 91.59% | 1.75 | 0 | 9.8 |  |  |  | No | R-410A | 4.3333 | Residential & Commercial | No
214336687 | Central HP <5.4 tons | RHEEM | HRCU-A-CB (Split System: Heat Pump with Remote Outdoor Unit-Air-Source) | RD17AZ60AJ3N | ASPEN |  | CP61C34+TDR | R921V0855A21M4S | 51500 | 17 | 8.1 | 54000 | 49500 | 91.67% | 1.75 | 0 | 9.8 |  |  |  | No | R-410A | 4.2917 | Residential & Commercial | No
214336690 | Central HP <5.4 tons | RHEEM | HRCU-A-CB (Split System: Heat Pump with Remote Outdoor Unit-Air-Source) | RD17AZ60AJ3N | ASPEN |  | CP61C34+TDR | R951V0705A21M4S | 51500 | 17.9 | 8.1 | 54000 | 49500 | 91.67% | 1.75 | 0 | 9.8 |  |  |  | No | R-410A | 4.2917 | Residential & Commercial | No
214336697 | Central HP <5.4 tons | RHEEM | HRCU-A-CB (Split System: Heat Pump with Remote Outdoor Unit-Air-Source) | RD17AZ60AJ3N | ASPEN |  | CP61C34+TDR | R962V1005A21M4S | 51500 | 17.9 | 8.1 | 54000 | 49500 | 91.67% | 1.75 | 0 | 9.8 |  |  |  | No | R-410A | 4.2917 | Residential & Commercial | No
212626299 | Central HP <5.4 tons | COLEMAN | HRCU-A-CB (Split System: Heat Pump with Remote Outdoor Unit-Air-Source) | HMH72B341 | ASPEN |  | C(A,C,D,E)42A36+TDR | TM9E080B12MP12 | 32000 | 17.5 | 8.3 | 33600 | 27600 | 82.14% | 2.62 | 0 | 9.9 |  |  |  | No | R-410A | 2.6667 | Residential & Commercial | No
212626385 | Central HP <5.4 tons | COLEMAN | HRCU-A-CB (Split System: Heat Pump with Remote Outdoor Unit-Air-Source) | HMH72B341 | ASPEN |  | C(A,C,D,E)48C26+TDR | TM9E100C16MP12 | 30800 | 17.7 | 8.5 | 33600 | 27200 | 80.95% | 2.66 | 0 | 9 |  |  |  | No | R-410A | 2.5667 | Residential & Commercial | No
212626403 | Central HP <5.4 tons | COLEMAN | HRCU-A-CB (Split System: Heat Pump with Remote Outdoor Unit-Air-Source) | HMH72B341 | ASPEN |  | C(A,C,D,E)48A26+TDR | TL9E080C16UH11 | 29600 | 16.9 | 8.4 | 33600 | 27600 | 82.14% | 2.64 | 0 | 9 |  |  |  | No | R-410A | 2.4667 | Residential & Commercial | No
212626660 | Central HP <5.4 tons | COLEMAN | HRCU-A-CB (Split System: Heat Pump with Remote Outdoor Unit-Air-Source) | HMH72B341 | ASPEN |  | C(A,C,D,E)36C36+TDR | TM9E060A10MP12 | 32200 | 17.5 | 8.1 | 33800 | 27400 | 81.07% | 2.4 | 0 | 9.5 |  |  |  | No | R-410A | 2.6833 | Residential & Commercial | No
212626662 | Central HP <5.4 tons | COLEMAN | HRCU-A-CB (Split System: Heat Pump with Remote Outdoor Unit-Air-Source) | HMH72B341 | ASPEN |  | D(A,C,E)36A46+TDR | TM9E060A10MP12 | 31800 | 17.5 | 8.1 | 33800 | 27400 | 81.07% | 2.4 | 0 | 9.4 |  |  |  | No | R-410A | 2.65 | Residential & Commercial | No
213255488 | Central HP <5.4 tons | KERR | HRCU-A-C (Split System: Heat Pump with Remote Outdoor Unit with No Indoor Fan --Air Source) | A-KCD36SA-1 | ADP |  | *G8J936+TD |  | 34600 | 15.2 | 9.8 | 37400 | 31600 | 84.49% | 1.96 | 0 | 9.5 |  |  |  | No | R-410A | 2.8833 | Residential & Commercial | No
213925630 | Central HP <5.4 tons | LUXAIRE | HRCU-A-CB (Split System: Heat Pump with Remote Outdoor Unit-Air-Source) | HMH72B361 | ASPEN |  | L(E,G)M48A4 |  | 35000 | 18 | 8.1 | 36000 | 26400 | 73.33% | 2.82 | 0 | 9 |  |  |  | No | R-410A | 2.9167 | Residential & Commercial | No
213925635 | Central HP <5.4 tons | LUXAIRE | HRCU-A-CB (Split System: Heat Pump with Remote Outdoor Unit-Air-Source) | HMH72B361 | ASPEN |  | L(E,G)M48A6 |  | 35000 | 18 | 8.1 | 36000 | 26400 | 73.33% | 2.82 | 0 | 9 |  |  |  | No | R-410A | 2.9167 | Residential & Commercial | No
212626853 | Central HP <5.4 tons | COLEMAN | HRCU-A-CB (Split System: Heat Pump with Remote Outdoor Unit-Air-Source) | HMH72B341 | ASPEN |  | D(A,C,E)48D26+TDR | TM9E080B12MP12 | 31200 | 17.3 | 8.5 | 33800 | 27400 | 81.07% | 2.65 | 0 | 9.7 |  |  |  | No | R-410A | 2.6 | Residential & Commercial | No
212627280 | Central HP <5.4 tons | COLEMAN | HRCU-A-CB (Split System: Heat Pump with Remote Outdoor Unit-Air-Source) | HMH72B341 | ASPEN |  | D(A,C,E)36D36+TDR | TM9E060B12MP12 | 32800 | 17.5 | 8.1 | 34000 | 28000 | 82.35% | 2.39 | 0 | 9.5 |  |  |  | No | R-410A | 2.7333 | Residential & Commercial | No
212627346 | Central HP <5.4 tons | COLEMAN | HRCU-A-CB (Split System: Heat Pump with Remote Outdoor Unit-Air-Source) | HMH72B341 | ASPEN |  | D(A,C,E)36D36+TDR | TM9V060B12MP12 | 32800 | 17.5 | 8.1 | 34000 | 27800 | 81.76% | 2.42 | 0 | 9.5 |  |  |  | No | R-410A | 2.7333 | Residential & Commercial | No
212627362 | Central HP <5.4 tons | COLEMAN | HRCU-A-CB (Split System: Heat Pump with Remote Outdoor Unit-Air-Source) | HMH72B341 | ASPEN |  | C(A,C,D,E)36C36+TDR | TP9C060B12MP13 | 32600 | 17.5 | 8.1 | 34000 | 27800 | 81.76% | 2.42 | 0 | 9.5 |  |  |  | No | R-410A | 2.7167 | Residential & Commercial | No
212627371 | Central HP <5.4 tons | COLEMAN | HRCU-A-CB (Split System: Heat Pump with Remote Outdoor Unit-Air-Source) | HMH72B341 | ASPEN |  | D(A,C,E)42B36+TDR | TP9C060B12MP13 | 32600 | 17.5 | 8.1 | 34000 | 27800 | 81.76% | 2.42 | 0 | 9.5 |  |  |  | No | R-410A | 2.7167 | Residential & Commercial | No
212627419 | Central HP <5.4 tons | COLEMAN | HRCU-A-CB (Split System: Heat Pump with Remote Outdoor Unit-Air-Source) | HMH72B341 | ASPEN |  | C(A,C,D,E)36B36+TDR | TM8E080B12MP11 | 32000 | 18 | 8.5 | 34000 | 28000 | 82.35% | 2.63 | 0 | 9.4 |  |  |  | No | R-410A | 2.6667 | Residential & Commercial | No
212627439 | Central HP <5.4 tons | COLEMAN | HRCU-A-CB (Split System: Heat Pump with Remote Outdoor Unit-Air-Source) | HMH72B341 | ASPEN |  | D(A,C,E)48D36+TDR | TM8E080B12MP11 | 33400 | 18 | 8.5 | 34000 | 28000 | 82.35% | 2.63 | 0 | 9.5 |  |  |  | No | R-410A | 2.7833 | Residential & Commercial | No
212627444 | Central HP <5.4 tons | COLEMAN | HRCU-A-CB (Split System: Heat Pump with Remote Outdoor Unit-Air-Source) | HMH72B341 | ASPEN |  | C(A,C,D,E)36C36+TDR | TM9Y080B12MP11 | 32400 | 18 | 8.1 | 34000 | 28000 | 82.35% | 2.41 | 0 | 9.5 |  |  |  | No | R-410A | 2.7 | Residential & Commercial | No
212627453 | Central HP <5.4 tons | COLEMAN | HRCU-A-CB (Split System: Heat Pump with Remote Outdoor Unit-Air-Source) | HMH72B341 | ASPEN |  | D(A,C,E)42B36+TDR | TM9Y080B12MP11 | 32400 | 18 | 8.1 | 34000 | 28000 | 82.35% | 2.41 | 0 | 9.5 |  |  |  | No | R-410A | 2.7 | Residential & Commercial | No
212627489 | Central HP <5.4 tons | COLEMAN | HRCU-A-CB (Split System: Heat Pump with Remote Outdoor Unit-Air-Source) | HMH72B341 | ASPEN |  | D(A,C,E)48C36+TDR | CPLC060A12MP13 | 32800 | 17.5 | 8.1 | 33400 | 28800 | 86.23% | 2.49 | 0 | 9.5 |  |  |  | No | R-410A | 2.7333 | Residential & Commercial | No
212627505 | Central HP <5.4 tons | COLEMAN | HRCU-A-CB (Split System: Heat Pump with Remote Outdoor Unit-Air-Source) | HMH72B341 | ASPEN |  | D(A,C,E)48D36+TDR | TMLV060A12MP12 | 32800 | 17.5 | 8.1 | 33400 | 28800 | 86.23% | 2.49 | 0 | 9.5 |  |  |  | No | R-410A | 2.7333 | Residential & Commercial | No
212627537 | Central HP <5.4 tons | COLEMAN | HRCU-A-CB (Split System: Heat Pump with Remote Outdoor Unit-Air-Source) | HMH72B341 | ASPEN |  | C(A,C,D,E)36B36+TDR | TM9Y100C20MP11 | 32000 | 15.5 | 8.1 | 34000 | 27800 | 81.76% | 2.38 | 0 | 9.4 |  |  |  | No | R-410A | 2.6667 | Residential & Commercial | No
212627646 | Central HP <5.4 tons | COLEMAN | HRCU-A-CB (Split System: Heat Pump with Remote Outdoor Unit-Air-Source) | HMH72B341 | ASPEN |  | C(A,C,D,E)36B36+TDR | TM9Y080C16MP11 | 32000 | 18.5 | 8.5 | 34000 | 28000 | 82.35% | 2.66 | 0 | 9.4 |  |  |  | No | R-410A | 2.6667 | Residential & Commercial | No
212627664 | Central HP <5.4 tons | COLEMAN | HRCU-A-CB (Split System: Heat Pump with Remote Outdoor Unit-Air-Source) | HMH72B341 | ASPEN |  | D(A,C,E)48C36+TDR | TM9Y080C16MP11 | 33200 | 18.5 | 8.5 | 34000 | 28000 | 82.35% | 2.66 | 0 | 9 |  |  |  | No | R-410A | 2.7667 | Residential & Commercial | No
212627723 | Central HP <5.4 tons | COLEMAN | HRCU-A-CB (Split System: Heat Pump with Remote Outdoor Unit-Air-Source) | HMH72B341 | ASPEN |  | D(A,C,E)36B36+TDR | CPLC100C16MP13 | 32000 | 17.5 | 8.1 | 33800 | 27400 | 81.07% | 2.47 | 0 | 9.9 |  |  |  | No | R-410A | 2.6667 | Residential & Commercial | No
212627746 | Central HP <5.4 tons | COLEMAN | HRCU-A-CB (Split System: Heat Pump with Remote Outdoor Unit-Air-Source) | HMH72B341 | ASPEN |  | D(A,C,E)36A46+TDR | TM8V080C16MP12 | 32000 | 17.5 | 8.5 | 34000 | 27400 | 80.59% | 2.67 | 0 | 9.9 |  |  |  | No | R-410A | 2.6667 | Residential & Commercial | No
212627764 | Central HP <5.4 tons | COLEMAN | HRCU-A-CB (Split System: Heat Pump with Remote Outdoor Unit-Air-Source) | HMH72B341 | ASPEN |  | C(A,C,D,E)36B26+TDR | TM8V100C16MP12 | 29200 | 16.7 | 8.5 | 34000 | 27400 | 80.59% | 2.67 | 0 | 9.4 |  |  |  | No | R-410A | 2.4333 | Residential & Commercial | No
212626885 | Central HP <5.4 tons | COLEMAN | HRCU-A-CB (Split System: Heat Pump with Remote Outdoor Unit-Air-Source) | HMH72B341 | ASPEN |  | C(A,C,D,E)36C26+TDR | TM8E060A12MP11 | 30000 | 17.4 | 8.1 | 33800 | 27400 | 81.07% | 2.44 | 0 | 9.5 |  |  |  | No | R-410A | 2.5 | Residential & Commercial | No
212626896 | Central HP <5.4 tons | COLEMAN | HRCU-A-CB (Split System: Heat Pump with Remote Outdoor Unit-Air-Source) | HMH72B341 | ASPEN |  | D(A,C,E)42C26+TDR | TM8E060A12MP11 | 30400 | 17.5 | 8.1 | 33800 | 27400 | 81.07% | 2.44 | 0 | 9 |  |  |  | No | R-410A | 2.5333 | Residential & Commercial | No
212626926 | Central HP <5.4 tons | COLEMAN | HRCU-A-CB (Split System: Heat Pump with Remote Outdoor Unit-Air-Source) | HMH72B341 | ASPEN |  | D(A,C,E)48D26+TDR | TM8E100B12MP11 | 31200 | 17.8 | 8.5 | 33800 | 27400 | 81.07% | 2.64 | 0 | 9.7 |  |  |  | No | R-410A | 2.6 | Residential & Commercial | No
212626951 | Central HP <5.4 tons | COLEMAN | HRCU-A-CB (Split System: Heat Pump with Remote Outdoor Unit-Air-Source) | HMH72B341 | ASPEN |  | C(A,C,D,E)36A46+TDR | TMLE100B12MP11 | 32200 | 18 | 8.1 | 33800 | 27400 | 81.07% | 2.44 | 0 | 9.9 |  |  |  | No | R-410A | 2.6833 | Residential & Commercial | No
213205687 | Central HP <5.4 tons | TEMPSTAR | HRCU-A-CB (Split System: Heat Pump with Remote Outdoor Unit-Air-Source) | DLCURAH36ABK | ASPEN |  | D(A,C,E)36B34+TDR | *96VTN1002120A* | 35400 | 15.5 | 8.1 | 39500 | 32000 | 81.01% | 2.5 | 0 | 9.5 |  |  |  | No | R-410A | 2.95 | Residential & Commercial | No
213205504 | Central HP <5.4 tons | TEMPSTAR | HRCU-A-CB (Split System: Heat Pump with Remote Outdoor Unit-Air-Source) | DLCURAH36ABK | ASPEN |  | D(A,C,E)42B34+TDR | *80ES(N,L)0701712A* | 34400 | 15.5 | 8.5 | 38500 | 31400 | 81.56% | 2.71 | 0 | 9.9 |  |  |  | No | R-410A | 2.8667 | Residential & Commercial | No
213205553 | Central HP <5.4 tons | TEMPSTAR | HRCU-A-CB (Split System: Heat Pump with Remote Outdoor Unit-Air-Source) | DLCURAH36ABK | ASPEN |  | D(A,C,E)42B34+TDR | *80ES(N,L)1102120A* | 34200 | 16.5 | 8.5 | 38500 | 31400 | 81.56% | 2.72 | 0 | 9.9 |  |  |  | No | R-410A | 2.85 | Residential & Commercial | No
214671470 | Central HP <5.4 tons | CHAMPION HEATING AND COOLING | HRCU-A-CB (Split System: Heat Pump with Remote Outdoor Unit-Air-Source) | HMH72B361 | ASPEN |  | A(E,F)M376+TDR |  | 34400 | 18 | 8.1 | 36000 | 26400 | 73.33% | 2.82 | 0 | 9 |  |  |  | No | R-410A | 2.8667 | Residential & Commercial | No
213205500 | Central HP <5.4 tons | TEMPSTAR | HRCU-A-CB (Split System: Heat Pump with Remote Outdoor Unit-Air-Source) | DLCURAH36ABK | ASPEN |  | D(A,C,E)36B34+TDR | *80ES(N,L)0701712A* | 33800 | 15.4 | 8.5 | 38500 | 31400 | 81.56% | 2.71 | 0 | 9.8 |  |  |  | No | R-410A | 2.8167 | Residential & Commercial | No
213207254 | Central HP <5.4 tons | CARRIER | HRCU-A-CB (Split System: Heat Pump with Remote Outdoor Unit-Air-Source) | 38MURAQ36AB3* | ASPEN |  | D(A,C,E)36C34+TDR | 59SC5B080E21**20 | 34800 | 15.5 | 8.1 | 39000 | 31600 | 81.03% | 2.8 | 0 | 9.9 |  |  |  | No | R-410A | 2.9 | Residential & Commercial | No
213307922 | Central HP <5.4 tons | LBG Products | HRCU-A-CB (Split System: Heat Pump with Remote Outdoor Unit-Air-Source) | LCUHB48DO |  |  | LCHB48DHNI |  | 47000 | 15.6 | 9.4 | 50000 | 46000 | 92% | 1.9 | 8.5 | 8.2 |  |  |  | No | R-410A | 3.9167 | Residential & Commercial | No
213821226 | Central HP <5.4 tons | TEMPSTAR | HRCU-A-CB (Split System: Heat Pump with Remote Outdoor Unit-Air-Source) | DLCURAH24ABK | ASPEN |  | D(A,C,E)24B44+TDR | *80VTL0701716B* | 22400 | 17.3 | 8.4 | 25200 | 20000 | 79.37% | 2.97 | 0 | 9.7 |  |  |  | No | R-410A | 1.8667 | Residential & Commercial | No
213204825 | Central HP <5.4 tons | TEMPSTAR | HRCU-A-CB (Split System: Heat Pump with Remote Outdoor Unit-Air-Source) | DLCURAH24ABK | ASPEN |  | D(A,C,E)24B44+TDR | *92ESN0401410A* | 23200 | 15.4 | 8.5 | 26000 | 20400 | 78.46% | 2.94 | 0 | 9.8 |  |  |  | No | R-410A | 1.9333 | Residential & Commercial | No
213821283 | Central HP <5.4 tons | TEMPSTAR | HRCU-A-CB (Split System: Heat Pump with Remote Outdoor Unit-Air-Source) | DLCURAH24ABK | ASPEN |  | D(A,C,E)30C44+TDR | *96MSN0401712A* | 23400 | 16 | 8.5 | 26200 | 20400 | 77.86% | 2.86 | 0 | 9 |  |  |  | No | R-410A | 1.95 | Residential & Commercial | No
213204827 | Central HP <5.4 tons | TEMPSTAR | HRCU-A-CB (Split System: Heat Pump with Remote Outdoor Unit-Air-Source) | DLCURAH24ABK | ASPEN |  | D(A,C,E)30B34+TDR | *92ESN0401410A* | 23000 | 15.3 | 8.4 | 26000 | 20400 | 78.46% | 2.92 | 0 | 9.8 |  |  |  | No | R-410A | 1.9167 | Residential & Commercial | No
212627001 | Central HP <5.4 tons | COLEMAN | HRCU-A-CB (Split System: Heat Pump with Remote Outdoor Unit-Air-Source) | HMH72B341 | ASPEN |  | C(A,C,D,E)48A36+TDR | TM9V080C16MP12 | 32400 | 17.5 | 8.4 | 33800 | 27400 | 81.07% | 2.64 | 0 | 9.9 |  |  |  | No | R-410A | 2.7 | Residential & Commercial | No
212627035 | Central HP <5.4 tons | COLEMAN | HRCU-A-CB (Split System: Heat Pump with Remote Outdoor Unit-Air-Source) | HMH72B341 | ASPEN |  | C(A,C,D,E)48C26+TDR | CP9C080C16MP13 | 30800 | 17.2 | 8.1 | 33800 | 27400 | 81.07% | 2.45 | 0 | 9 |  |  |  | No | R-410A | 2.5667 | Residential & Commercial | No
212627051 | Central HP <5.4 tons | COLEMAN | HRCU-A-CB (Split System: Heat Pump with Remote Outdoor Unit-Air-Source) | HMH72B341 | ASPEN |  | D(A,C,E)48D26+TDR | CP9C080C16MP13 | 31200 | 17.3 | 8.1 | 33800 | 27400 | 81.07% | 2.45 | 0 | 9.7 |  |  |  | No | R-410A | 2.6 | Residential & Commercial | No
212627060 | Central HP <5.4 tons | COLEMAN | HRCU-A-CB (Split System: Heat Pump with Remote Outdoor Unit-Air-Source) | HMH72B341 | ASPEN |  | D(A,C,E)36B36+TDR | TM9V080C16MP12 | 32200 | 17.5 | 8.5 | 33800 | 27400 | 81.07% | 2.66 | 0 | 9.9 |  |  |  | No | R-410A | 2.6833 | Residential & Commercial | No
212627076 | Central HP <5.4 tons | COLEMAN | HRCU-A-CB (Split System: Heat Pump with Remote Outdoor Unit-Air-Source) | HMH72B341 | ASPEN |  | C(A,C,D,E)36A46+TDR | TP9C080C16MP13 | 32000 | 17.5 | 8.1 | 33800 | 27400 | 81.07% | 2.45 | 0 | 9.9 |  |  |  | No | R-410A | 2.6667 | Residential & Commercial | No
212627078 | Central HP <5.4 tons | COLEMAN | HRCU-A-CB (Split System: Heat Pump with Remote Outdoor Unit-Air-Source) | HMH72B341 | ASPEN |  | C(A,C,D,E)36B36+TDR | TP9C080C16MP13 | 32200 | 17.5 | 8.1 | 33800 | 27400 | 81.07% | 2.45 | 0 | 9.9 |  |  |  | No | R-410A | 2.6833 | Residential & Commercial | No
212627101 | Central HP <5.4 tons | COLEMAN | HRCU-A-CB (Split System: Heat Pump with Remote Outdoor Unit-Air-Source) | HMH72B341 | ASPEN |  | C(A,C,D,E)36C36+TDR | TM8Y100C20MP11 | 33600 | 18 | 8.3 | 33800 | 30200 | 89.35% | 2.82 | 0 | 9.5 |  |  |  | No | R-410A | 2.8 | Residential & Commercial | No
212627103 | Central HP <5.4 tons | COLEMAN | HRCU-A-CB (Split System: Heat Pump with Remote Outdoor Unit-Air-Source) | HMH72B341 | ASPEN |  | D(A,C,E)42A46+TDR | TM8Y100C20MP11 | 33600 | 18 | 8.3 | 33800 | 30200 | 89.35% | 2.82 | 0 | 9.5 |  |  |  | No | R-410A | 2.8 | Residential & Commercial | No
212627119 | Central HP <5.4 tons | COLEMAN | HRCU-A-CB (Split System: Heat Pump with Remote Outdoor Unit-Air-Source) | HMH72B341 | ASPEN |  | D(A,C,E)36A36+TDR | TM9Y080C16MP11 | 31600 | 18.4 | 8.5 | 33800 | 27800 | 82.25% | 2.66 | 0 | 9.3 |  |  |  | No | R-410A | 2.6333 | Residential & Commercial | No
212627144 | Central HP <5.4 tons | COLEMAN | HRCU-A-CB (Split System: Heat Pump with Remote Outdoor Unit-Air-Source) | HMH72B341 | ASPEN |  | D(A,C,E)36A36+TDR | TL9E080C16UH11 | 31600 | 17.5 | 8.5 | 33800 | 27800 | 82.25% | 2.66 | 0 | 9.3 |  |  |  | No | R-410A | 2.6333 | Residential & Commercial | No
212627185 | Central HP <5.4 tons | COLEMAN | HRCU-A-CB (Split System: Heat Pump with Remote Outdoor Unit-Air-Source) | HMH72B341 | ASPEN |  | C(A,C,D,E)48C26+TDR | TM9E040A10MP12 | 31600 | 17 | 8.1 | 33400 | 28400 | 85.03% | 2.42 | 0 | 9 |  |  |  | No | R-410A | 2.6333 | Residential & Commercial | No
212627260 | Central HP <5.4 tons | COLEMAN | HRCU-A-CB (Split System: Heat Pump with Remote Outdoor Unit-Air-Source) | HMH72B341 | ASPEN |  | D(A,C,E)48D36+TDR | TL9E060B12UH11 | 33400 | 18 | 8.1 | 34000 | 27800 | 81.76% | 2.4 | 0 | 9.5 |  |  |  | No | R-410A | 2.7833 | Residential & Commercial | No
212627271 | Central HP <5.4 tons | COLEMAN | HRCU-A-CB (Split System: Heat Pump with Remote Outdoor Unit-Air-Source) | HMH72B341 | ASPEN |  | C(A,C,D,E)36B36+TDR | TM9E060B12MP12 | 32200 | 17.5 | 8.1 | 34000 | 28000 | 82.35% | 2.39 | 0 | 9.4 |  |  |  | No | R-410A | 2.6833 | Residential & Commercial | No
212623993 | Central HP <5.4 tons | COLEMAN | HRCU-A-CB (Split System: Heat Pump with Remote Outdoor Unit-Air-Source) | HMH72B341 | ASPEN |  | D(A,C,E)36D24+TDR | TM9Y080B12MP11 | 30200 | 17.5 | 8.1 | 34000 | 28000 | 82.35% | 2.41 | 0 | 9.1 |  |  |  | No | R-410A | 2.5167 | Residential & Commercial | No
212624043 | Central HP <5.4 tons | COLEMAN | HRCU-A-CB (Split System: Heat Pump with Remote Outdoor Unit-Air-Source) | HMH72B341 | ASPEN |  | D(A,C,E)42D34+TDR | TMLE080B12MP11 | 33200 | 18 | 8.1 | 34000 | 28000 | 82.35% | 2.41 | 0 | 9 |  |  |  | No | R-410A | 2.7667 | Residential & Commercial | No
212624093 | Central HP <5.4 tons | COLEMAN | HRCU-A-CB (Split System: Heat Pump with Remote Outdoor Unit-Air-Source) | HMH72B341 | ASPEN |  | D(A,C,E)42D34+TDR | TM8V060A12MP12 | 32800 | 17.5 | 8.1 | 33400 | 28800 | 86.23% | 2.49 | 0 | 9.5 |  |  |  | No | R-410A | 2.7333 | Residential & Commercial | No
212624179 | Central HP <5.4 tons | COLEMAN | HRCU-A-CB (Split System: Heat Pump with Remote Outdoor Unit-Air-Source) | HMH72B341 | ASPEN |  | D(A,C,E)36B44+TDR | TM9Y100C20MP11 | 33000 | 15.5 | 8.1 | 34000 | 27800 | 81.76% | 2.38 | 0 | 9 |  |  |  | No | R-410A | 2.75 | Residential & Commercial | No
213821569 | Central HP <5.4 tons | TEMPSTAR | HRCU-A-CB (Split System: Heat Pump with Remote Outdoor Unit-Air-Source) | DLCURAH36ABK | ASPEN |  | D(A,C,E)36C34+TDR | *80MS(N,L)0701712A* | 33800 | 16.5 | 8.1 | 37800 | 31800 | 84.13% | 2.73 | 0 | 9.9 |  |  |  | No | R-410A | 2.8167 | Residential & Commercial | No
213821619 | Central HP <5.4 tons | TEMPSTAR | HRCU-A-CB (Split System: Heat Pump with Remote Outdoor Unit-Air-Source) | DLCURAH36ABK | ASPEN |  | D(A,C,E)36B34+TDR | *92MSN0801716A* | 33800 | 16.4 | 8.5 | 37800 | 31800 | 84.13% | 2.74 | 0 | 9.8 |  |  |  | No | R-410A | 2.8167 | Residential & Commercial | No
213205241 | Central HP <5.4 tons | TEMPSTAR | HRCU-A-CB (Split System: Heat Pump with Remote Outdoor Unit-Air-Source) | DLCURAH30ABK | ASPEN |  | D(A,C,E)30B34+TDR | *80ES(N,L)1102420A* | 29400 | 15.2 | 8.1 | 33800 | 24000 | 71.01% | 2.7 | 0 | 9 |  |  |  | No | R-410A | 2.45 | Residential & Commercial | No
213205164 | Central HP <5.4 tons | TEMPSTAR | HRCU-A-CB (Split System: Heat Pump with Remote Outdoor Unit-Air-Source) | DLCURAH30ABK | ASPEN |  | D(A,C,E)36B34+TDR | *80ES(N,L)0702116A* | 29200 | 15.2 | 8.1 | 33600 | 23800 | 70.83% | 2.69 | 0 | 9 |  |  |  | No | R-410A | 2.4333 | Residential & Commercial | No
212627789 | Central HP <5.4 tons | COLEMAN | HRCU-A-CB (Split System: Heat Pump with Remote Outdoor Unit-Air-Source) | HMH72B341 | ASPEN |  | C(A,C,D,E)36A46+TDR | TMLV100C16MP12 | 32000 | 17.5 | 8.1 | 33800 | 27400 | 81.07% | 2.47 | 0 | 9.9 |  |  |  | No | R-410A | 2.6667 | Residential & Commercial | No
212627805 | Central HP <5.4 tons | COLEMAN | HRCU-A-CB (Split System: Heat Pump with Remote Outdoor Unit-Air-Source) | HMH72B341 | ASPEN |  | D(A,C,E)42D26+TDR | TMLV100C16MP12 | 30600 | 17.2 | 8.1 | 33800 | 27400 | 81.07% | 2.47 | 0 | 9.6 |  |  |  | No | R-410A | 2.55 | Residential & Commercial | No
213803490 | Central HP <5.4 tons | CHAMPION HEATING AND COOLING | HRCU-A-CB (Split System: Heat Pump with Remote Outdoor Unit-Air-Source) | HMH72B341 | ASPEN |  | D(A,C,E)36D34+TDR | Z8ET080C16LMPS1 | 33600 | 18.5 | 8.4 | 33000 | 30000 | 90.91% | 2.85 | 0 | 9.5 |  |  |  | No | R-410A | 2.8 | Residential & Commercial | No
213821300 | Central HP <5.4 tons | TEMPSTAR | HRCU-A-CB (Split System: Heat Pump with Remote Outdoor Unit-Air-Source) | DLCURAH24ABK | ASPEN |  | D(A,C,E)36C34+TDR | *96MSN0802120A* | 22800 | 17.5 | 8.5 | 25200 | 20000 | 79.37% | 2.97 | 0 | 9.8 |  |  |  | No | R-410A | 1.9 | Residential & Commercial | No
215654391 | Central HP <5.4 tons | DAY & NIGHT | HRCU-A-CB (Split System: Heat Pump with Remote Outdoor Unit-Air-Source) | DLCURAH24ABK | AspenPRO |  | PE(S,T)274 |  | 21600 | 15.2 | 8.5 | 26200 | 20200 | 77.1% | 2.71 | 0 | 9.8 |  |  |  | No | R-410A | 1.8 | Residential & Commercial | No
209852050 | Central HP <5.4 tons | COMFORTMAKER | HRCU-A-CB (Split System: Heat Pump with Remote Outdoor Unit-Air-Source) | DLCURAH48ABK |  |  | DLFUAAH48XAK |  | 47000 | 15.6 | 9.4 | 50000 | 46000 | 92% | 1.9 | 8.5 | 8.2 |  |  |  | No | R-410A | 3.9167 | Residential & Commercial | No
213205311 | Central HP <5.4 tons | TEMPSTAR | HRCU-A-CB (Split System: Heat Pump with Remote Outdoor Unit-Air-Source) | DLCURAH30ABK | ASPEN |  | D(A,C,E)30B34+TDR | *92ESN0801716A* | 29200 | 15.2 | 8.1 | 33800 | 24000 | 71.01% | 2.67 | 0 | 9 |  |  |  | No | R-410A | 2.4333 | Residential & Commercial | No
213205162 | Central HP <5.4 tons | TEMPSTAR | HRCU-A-CB (Split System: Heat Pump with Remote Outdoor Unit-Air-Source) | DLCURAH30ABK | ASPEN |  | D(A,C,E)30D44+TDR | *80ES(N,L)0702116A* | 29600 | 15.2 | 8.1 | 33600 | 23800 | 70.83% | 2.69 | 0 | 9 |  |  |  | No | R-410A | 2.4667 | Residential & Commercial | No
213205454 | Central HP <5.4 tons | TEMPSTAR | HRCU-A-CB (Split System: Heat Pump with Remote Outdoor Unit-Air-Source) | DLCURAH30ABK | ASPEN |  | D(A,C,E)30C44+TDR | *96VTN1002122A* | 29600 | 15.2 | 8.1 | 33800 | 24000 | 71.01% | 2.63 | 0 | 9 |  |  |  | No | R-410A | 2.4667 | Residential & Commercial | No
213205456 | Central HP <5.4 tons | TEMPSTAR | HRCU-A-CB (Split System: Heat Pump with Remote Outdoor Unit-Air-Source) | DLCURAH30ABK | ASPEN |  | D(A,C,E)30D44+TDR | *96VTN1002122A* | 29600 | 15.2 | 8.1 | 33800 | 24000 | 71.01% | 2.63 | 0 | 9 |  |  |  | No | R-410A | 2.4667 | Residential & Commercial | No
213821469 | Central HP <5.4 tons | TEMPSTAR | HRCU-A-CB (Split System: Heat Pump with Remote Outdoor Unit-Air-Source) | DLCURAH30ABK | ASPEN |  | D(A,C,E)36B34+TDR | *92MSN0802120A* | 28600 | 15.3 | 8.4 | 33400 | 23800 | 71.26% | 2.76 | 0 | 8.8 |  |  |  | No | R-410A | 2.3833 | Residential & Commercial | No
213205246 | Central HP <5.4 tons | TEMPSTAR | HRCU-A-CB (Split System: Heat Pump with Remote Outdoor Unit-Air-Source) | DLCURAH30ABK | ASPEN |  | D(A,C,E)30D44+TDR | *80ES(N,L)1102420A* | 29600 | 15.2 | 8.1 | 33800 | 24000 | 71.01% | 2.7 | 0 | 9 |  |  |  | No | R-410A | 2.4667 | Residential & Commercial | No
212627887 | Central HP <5.4 tons | COLEMAN | HRCU-A-CB (Split System: Heat Pump with Remote Outdoor Unit-Air-Source) | HMH72B341 | ASPEN |  | C(A,C,D,E)36C36+TDR | TL9E080C16UH11 | 32400 | 17.5 | 8.5 | 34000 | 28000 | 82.35% | 2.66 | 0 | 9.5 |  |  |  | No | R-410A | 2.7 | Residential & Commercial | No
212627973 | Central HP <5.4 tons | COLEMAN | HRCU-A-CB (Split System: Heat Pump with Remote Outdoor Unit-Air-Source) | HMH72B341 | ASPEN |  | D(A,C,E)48C26+TDR | TM8Y100C16MP11 | 30600 | 18.1 | 8.5 | 34000 | 27400 | 80.59% | 2.67 | 0 | 9.6 |  |  |  | No | R-410A | 2.55 | Residential & Commercial | No
213350167 | Central HP <5.4 tons | YORK | HRCU-A-CB (Split System: Heat Pump with Remote Outdoor Unit-Air-Source) | HMH72B341 | ASPEN |  | D(A,C,E)36A34+TDR | Y81E120C16LMPS1 | 33600 | 18 | 8.1 | 32600 | 30200 | 92.64% | 2.73 | 0 | 9.5 |  |  |  | No | R-410A | 2.8 | Residential & Commercial | No
213350178 | Central HP <5.4 tons | YORK | HRCU-A-CB (Split System: Heat Pump with Remote Outdoor Unit-Air-Source) | HMH72B341 | ASPEN |  | C(A,C,D,E)36B34+TDR | Y81E120C20SMPS1 | 32000 | 17.5 | 8.5 | 34000 | 28000 | 82.35% | 2.66 | 0 | 9.4 |  |  |  | No | R-410A | 2.6667 | Residential & Commercial | No
213821288 | Central HP <5.4 tons | TEMPSTAR | HRCU-A-CB (Split System: Heat Pump with Remote Outdoor Unit-Air-Source) | DLCURAH24ABK | ASPEN |  | D(A,C,E)30C44+TDR | *96MSN0601412A* | 23200 | 17 | 8.5 | 25200 | 20000 | 79.37% | 2.95 | 0 | 9.9 |  |  |  | No | R-410A | 1.9333 | Residential & Commercial | No
213821067 | Central HP <5.4 tons | TEMPSTAR | HRCU-A-CB (Split System: Heat Pump with Remote Outdoor Unit-Air-Source) | DLCURAH24AAK | ASPEN |  | D(A,C,E)30B34+TDR | *80VTL0701716B* | 23400 | 16 | 8.1 | 24800 | 22400 | 90.32% | 2.89 | 0 | 9.5 |  |  |  | No | R-410A | 1.95 | Residential & Commercial | No
213821384 | Central HP <5.4 tons | TEMPSTAR | HRCU-A-CB (Split System: Heat Pump with Remote Outdoor Unit-Air-Source) | DLCURAH30ABK | ASPEN |  | D(A,C,E)30D44+TDR | *80MS(N,L)0902116A* | 29400 | 15.2 | 8.1 | 34000 | 23800 | 70% | 2.63 | 0 | 9 |  |  |  | No | R-410A | 2.45 | Residential & Commercial | No
213821468 | Central HP <5.4 tons | TEMPSTAR | HRCU-A-CB (Split System: Heat Pump with Remote Outdoor Unit-Air-Source) | DLCURAH30ABK | ASPEN |  | D(A,C,E)30D44+TDR | *92MSN0802120A* | 29400 | 15.5 | 8.5 | 33400 | 23800 | 71.26% | 2.79 | 0 | 8.9 |  |  |  | No | R-410A | 2.45 | Residential & Commercial | No
213821545 | Central HP <5.4 tons | TEMPSTAR | HRCU-A-CB (Split System: Heat Pump with Remote Outdoor Unit-Air-Source) | DLCURAH30ABK | ASPEN |  | D(A,C,E)30C44+TDR | *96VTN1002120B* | 29600 | 15.2 | 8.5 | 34200 | 24200 | 70.76% | 2.69 | 0 | 9 |  |  |  | No | R-410A | 2.4667 | Residential & Commercial | No
212985299 | Central HP <5.4 tons | CARRIER | HRCU-A-CB (Split System: Heat Pump with Remote Outdoor Unit-Air-Source) | 38MURAQ30AB3* |  |  | CAP**4321AL* | 59SC2E100M21**20 | 30600 | 16 | 8.5 | 35000 | 26800 | 76.57% | 1.86 | 0 | 9 |  |  |  | No | R-410A | 2.55 | Residential & Commercial | No
212989525 | Central HP <5.4 tons | CARRIER | HRCU-A-CB (Split System: Heat Pump with Remote Outdoor Unit-Air-Source) | 38MURAQ30AB3* |  |  | CAP**3721AL* | 59SU5B080M21**20 | 30600 | 15.2 | 8.1 | 33400 | 26400 | 79.04% | 1.86 | 0 | 9 |  |  |  | No | R-410A | 2.55 | Residential & Commercial | No
213350132 | Central HP <5.4 tons | YORK | HRCU-A-CB (Split System: Heat Pump with Remote Outdoor Unit-Air-Source) | HMH72B341 | ASPEN |  | D(A,C,E)36A44+TDR | Y81E080C16SMPS1 | 32000 | 18 | 8.5 | 33400 | 27600 | 82.63% | 2.7 | 0 | 9.9 |  |  |  | No | R-410A | 2.6667 | Residential & Commercial | No
212627998 | Central HP <5.4 tons | COLEMAN | HRCU-A-CB (Split System: Heat Pump with Remote Outdoor Unit-Air-Source) | HMH72B341 | ASPEN |  | D(A,C,E)48D26+TDR | TM9V100C16MP12 | 31000 | 17.3 | 8.5 | 34000 | 27400 | 80.59% | 2.67 | 0 | 9.7 |  |  |  | No | R-410A | 2.5833 | Residential & Commercial | No
212628014 | Central HP <5.4 tons | COLEMAN | HRCU-A-CB (Split System: Heat Pump with Remote Outdoor Unit-Air-Source) | HMH72B341 | ASPEN |  | D(A,C,E)42C26+TDR | TP9C100C16MP13 | 30200 | 17 | 8.1 | 34000 | 27400 | 80.59% | 2.47 | 0 | 9 |  |  |  | No | R-410A | 2.5167 | Residential & Commercial | No
213204089 | Central HP <5.4 tons | TEMPSTAR | HRCU-A-CB (Split System: Heat Pump with Remote Outdoor Unit-Air-Source) | DLCURAH24AAK | ASPEN |  | D(A,C,E)30B34+TDR | *80ES(N,L)0901714A* | 23800 | 16 | 8.1 | 25600 | 28000 | 109.4% | 2.62 | 0 | 9 |  |  |  | No | R-410A | 1.9833 | Residential & Commercial | No
213821092 | Central HP <5.4 tons | TEMPSTAR | HRCU-A-CB (Split System: Heat Pump with Remote Outdoor Unit-Air-Source) | DLCURAH24AAK | ASPEN |  | D(A,C,E)30B34+TDR | *92MSN0601714A* | 23600 | 16.5 | 8.1 | 24800 | 22400 | 90.32% | 2.91 | 0 | 9 |  |  |  | No | R-410A | 1.9667 | Residential & Commercial | No
212628021 | Central HP <5.4 tons | COLEMAN | HRCU-A-CB (Split System: Heat Pump with Remote Outdoor Unit-Air-Source) | HMH72B341 | ASPEN |  | D(A,C,E)48D26+TDR | TP9C100C16MP13 | 31000 | 17.3 | 8.1 | 34000 | 27400 | 80.59% | 2.47 | 0 | 9.7 |  |  |  | No | R-410A | 2.5833 | Residential & Commercial | No
212628030 | Central HP <5.4 tons | COLEMAN | HRCU-A-CB (Split System: Heat Pump with Remote Outdoor Unit-Air-Source) | HMH72B341 | ASPEN |  | C(A,C,D,E)48A36+TDR | TL8E100C20UH11 | 32200 | 17.5 | 8.4 | 34000 | 27400 | 80.59% | 2.66 | 0 | 9.9 |  |  |  | No | R-410A | 2.6833 | Residential & Commercial | No
213350124 | Central HP <5.4 tons | YORK | HRCU-A-CB (Split System: Heat Pump with Remote Outdoor Unit-Air-Source) | HMH72B341 | ASPEN |  | D(A,C,E)36A44+TDR | Y81E080B12SMPS1 | 33000 | 18 | 8.2 | 32800 | 29400 | 89.63% | 2.7 | 0 | 9.5 |  |  |  | No | R-410A | 2.75 | Residential & Commercial | No
213350126 | Central HP <5.4 tons | YORK | HRCU-A-CB (Split System: Heat Pump with Remote Outdoor Unit-Air-Source) | HMH72B341 | ASPEN |  | C(A,C,D,E)36B34+TDR | Y81E080C16LMPS1 | 32000 | 18 | 8.5 | 33400 | 27600 | 82.63% | 2.7 | 0 | 9.9 |  |  |  | No | R-410A | 2.6667 | Residential & Commercial | No
213821142 | Central HP <5.4 tons | TEMPSTAR | HRCU-A-CB (Split System: Heat Pump with Remote Outdoor Unit-Air-Source) | DLCURAH24AAK | ASPEN |  | D(A,C,E)30B34+TDR | *96VTN0401410B* | 22400 | 15.3 | 8.1 | 24400 | 22200 | 90.98% | 2.86 | 0 | 9.3 |  |  |  | No | R-410A | 1.8667 | Residential & Commercial | No
213821149 | Central HP <5.4 tons | TEMPSTAR | HRCU-A-CB (Split System: Heat Pump with Remote Outdoor Unit-Air-Source) | DLCURAH24AAK | ASPEN |  | D(A,C,E)36B34+TDR | *96VTN0401712B* | 23400 | 15.5 | 8.1 | 24600 | 22400 | 91.06% | 2.85 | 0 | 9.5 |  |  |  | No | R-410A | 1.95 | Residential & Commercial | No
213204093 | Central HP <5.4 tons | TEMPSTAR | HRCU-A-CB (Split System: Heat Pump with Remote Outdoor Unit-Air-Source) | DLCURAH24AAK | ASPEN |  | D(A,C,E)36B34+TDR | *80ES(N,L)0901714A* | 23800 | 16 | 8.1 | 25600 | 27400 | 107% | 2.61 | 0 | 9 |  |  |  | No | R-410A | 1.9833 | Residential & Commercial | No
213204277 | Central HP <5.4 tons | TEMPSTAR | HRCU-A-CB (Split System: Heat Pump with Remote Outdoor Unit-Air-Source) | DLCURAH24AAK | ASPEN |  | D(A,C,E)30B34+TDR | *95ESN0802120A* | 23800 | 15.5 | 8.5 | 26000 | 25800 | 99.23% | 2.76 | 0 | 9.5 |  |  |  | No | R-410A | 1.9833 | Residential & Commercial | No
213204311 | Central HP <5.4 tons | TEMPSTAR | HRCU-A-CB (Split System: Heat Pump with Remote Outdoor Unit-Air-Source) | DLCURAH24AAK | ASPEN |  | D(A,C,E)24B44+TDR | *96VTN0601412A* | 22600 | 15.8 | 8.1 | 24400 | 24800 | 101.6% | 2.5 | 0 | 9.3 |  |  |  | No | R-410A | 1.8833 | Residential & Commercial | No
213204359 | Central HP <5.4 tons | TEMPSTAR | HRCU-A-CB (Split System: Heat Pump with Remote Outdoor Unit-Air-Source) | DLCURAH24AAK | ASPEN |  | D(A,C,E)24B44+TDR | *96VTN1002120A* | 23600 | 16 | 8.1 | 25000 | 26000 | 104% | 2.73 | 0 | 9 |  |  |  | No | R-410A | 1.9667 | Residential & Commercial | No
213204361 | Central HP <5.4 tons | TEMPSTAR | HRCU-A-CB (Split System: Heat Pump with Remote Outdoor Unit-Air-Source) | DLCURAH24AAK | ASPEN |  | D(A,C,E)30B34+TDR | *96VTN1002120A* | 23600 | 16 | 8.1 | 25000 | 26000 | 104% | 2.74 | 0 | 9 |  |  |  | No | R-410A | 1.9667 | Residential & Commercial | No
213821016 | Central HP <5.4 tons | TEMPSTAR | HRCU-A-CB (Split System: Heat Pump with Remote Outdoor Unit-Air-Source) | DLCURAH24AAK | ASPEN |  | D(A,C,E)24B44+TDR | *80MS(N,L)0451412A* | 22800 | 16.3 | 8.1 | 24400 | 22200 | 90.98% | 2.92 | 0 | 9.3 |  |  |  | No | R-410A | 1.9 | Residential & Commercial | No
213821050 | Central HP <5.4 tons | TEMPSTAR | HRCU-A-CB (Split System: Heat Pump with Remote Outdoor Unit-Air-Source) | DLCURAH24AAK | ASPEN |  | D(A,C,E)36C34+TDR | *80MS(N,L)0902116A* | 23600 | 16.5 | 8.1 | 24600 | 22000 | 89.43% | 2.86 | 0 | 9 |  |  |  | No | R-410A | 1.9667 | Residential & Commercial | No
213821082 | Central HP <5.4 tons | TEMPSTAR | HRCU-A-CB (Split System: Heat Pump with Remote Outdoor Unit-Air-Source) | DLCURAH24AAK | ASPEN |  | D(A,C,E)30B34+TDR | *92MSN0401712A* | 23200 | 15.2 | 8.1 | 24800 | 22600 | 91.13% | 2.84 | 0 | 9 |  |  |  | No | R-410A | 1.9333 | Residential & Commercial | No
213821107 | Central HP <5.4 tons | TEMPSTAR | HRCU-A-CB (Split System: Heat Pump with Remote Outdoor Unit-Air-Source) | DLCURAH24AAK | ASPEN |  | D(A,C,E)30B34+TDR | *92MSN1002120A* | 23600 | 16.5 | 8.1 | 24800 | 22400 | 90.32% | 2.91 | 0 | 9 |  |  |  | No | R-410A | 1.9667 | Residential & Commercial | No
213821175 | Central HP <5.4 tons | TEMPSTAR | HRCU-A-CB (Split System: Heat Pump with Remote Outdoor Unit-Air-Source) | DLCURAH24AAK | ASPEN |  | D(A,C,E)36C34+TDR | *96VTN1002122B* | 23800 | 16.5 | 8.5 | 25200 | 22400 | 88.89% | 2.91 | 0 | 9.5 |  |  |  | No | R-410A | 1.9833 | Residential & Commercial | No
213821022 | Central HP <5.4 tons | TEMPSTAR | HRCU-A-CB (Split System: Heat Pump with Remote Outdoor Unit-Air-Source) | DLCURAH24AAK | ASPEN |  | D(A,C,E)30B34+TDR | *80MS(N,L)0701412A* | 23400 | 16.5 | 8.1 | 24800 | 22200 | 89.52% | 2.88 | 0 | 9.5 |  |  |  | No | R-410A | 1.95 | Residential & Commercial | No
213350118 | Central HP <5.4 tons | YORK | HRCU-A-CB (Split System: Heat Pump with Remote Outdoor Unit-Air-Source) | HMH72B341 | ASPEN |  | C(A,C,D,E)36B34+TDR | Y81E080B12LMPS1 | 33000 | 18 | 8.2 | 32800 | 29400 | 89.63% | 2.7 | 0 | 9.5 |  |  |  | No | R-410A | 2.75 | Residential & Commercial | No
213350125 | Central HP <5.4 tons | YORK | HRCU-A-CB (Split System: Heat Pump with Remote Outdoor Unit-Air-Source) | HMH72B341 | ASPEN |  | D(A,C,E)36B34+TDR | Y81E080B12SMPS1 | 33000 | 18 | 8.2 | 32800 | 29400 | 89.63% | 2.7 | 0 | 9.5 |  |  |  | No | R-410A | 2.75 | Residential & Commercial | No
213350168 | Central HP <5.4 tons | YORK | HRCU-A-CB (Split System: Heat Pump with Remote Outdoor Unit-Air-Source) | HMH72B341 | ASPEN |  | D(A,C,E)36A44+TDR | Y81E120C16LMPS1 | 33600 | 18 | 8.3 | 32800 | 30000 | 91.46% | 2.76 | 0 | 9.5 |  |  |  | No | R-410A | 2.8 | Residential & Commercial | No
211391628 | Central HP <5.4 tons | JOHNSON CONTROLS | HRCU-A-CB (Split System: Heat Pump with Remote Outdoor Unit-Air-Source) | HMH72B341 |  |  | XAHC36DBCN1 | TMLE100B12MP11 | 33400 | 17.5 | 8.1 | 33000 | 23400 | 70.91% | 2.02 | 0 | 9.5 |  |  |  | No | R-410A | 2.7833 | Residential & Commercial | No
211391731 | Central HP <5.4 tons | JOHNSON CONTROLS | HRCU-A-CB (Split System: Heat Pump with Remote Outdoor Unit-Air-Source) | HMH72B341 |  |  | XAHB30CXXN1+TXV | TMLE100B12MP11 | 32000 | 17 | 8.1 | 32800 | 23000 | 70.12% | 1.98 | 0 | 9.5 |  |  |  | No | R-410A | 2.6667 | Residential & Commercial | No
213350142 | Central HP <5.4 tons | YORK | HRCU-A-CB (Split System: Heat Pump with Remote Outdoor Unit-Air-Source) | HMH72B341 | ASPEN |  | C(A,C,D,E)36B34+TDR | Y81E100B12LMPS1 | 32000 | 18.5 | 8.1 | 34000 | 28000 | 82.35% | 2.66 | 0 | 9.4 |  |  |  | No | R-410A | 2.6667 | Residential & Commercial | No
213821038 | Central HP <5.4 tons | TEMPSTAR | HRCU-A-CB (Split System: Heat Pump with Remote Outdoor Unit-Air-Source) | DLCURAH24AAK | ASPEN |  | D(A,C,E)30C44+TDR | *80MS(N,L)0702116A* | 23800 | 16.5 | 8.5 | 25000 | 22400 | 89.6% | 2.92 | 0 | 9.5 |  |  |  | No | R-410A | 1.9833 | Residential & Commercial | No
213821053 | Central HP <5.4 tons | TEMPSTAR | HRCU-A-CB (Split System: Heat Pump with Remote Outdoor Unit-Air-Source) | DLCURAH24AAK | ASPEN |  | D(A,C,E)30C44+TDR | *80MS(N,L)0902120A* | 23800 | 16.5 | 8.1 | 24800 | 22400 | 90.32% | 2.89 | 0 | 9 |  |  |  | No | R-410A | 1.9833 | Residential & Commercial | No
213821056 | Central HP <5.4 tons | TEMPSTAR | HRCU-A-CB (Split System: Heat Pump with Remote Outdoor Unit-Air-Source) | DLCURAH24AAK | ASPEN |  | D(A,C,E)24B44+TDR | *80MS(N,L)1102120A* | 23400 | 16.5 | 8.1 | 24800 | 22200 | 89.52% | 2.88 | 0 | 9 |  |  |  | No | R-410A | 1.95 | Residential & Commercial | No
213821020 | Central HP <5.4 tons | TEMPSTAR | HRCU-A-CB (Split System: Heat Pump with Remote Outdoor Unit-Air-Source) | DLCURAH24AAK | ASPEN |  | D(A,C,E)36C34+TDR | *80MS(N,L)0451412A* | 23400 | 16.5 | 8.1 | 24400 | 22200 | 90.98% | 2.92 | 0 | 9.4 |  |  |  | No | R-410A | 1.95 | Residential & Commercial | No
213821054 | Central HP <5.4 tons | TEMPSTAR | HRCU-A-CB (Split System: Heat Pump with Remote Outdoor Unit-Air-Source) | DLCURAH24AAK | ASPEN |  | D(A,C,E)36B34+TDR | *80MS(N,L)0902120A* | 23600 | 16.5 | 8.1 | 24800 | 22400 | 90.32% | 2.89 | 0 | 9.5 |  |  |  | No | R-410A | 1.9667 | Residential & Commercial | No
213821069 | Central HP <5.4 tons | TEMPSTAR | HRCU-A-CB (Split System: Heat Pump with Remote Outdoor Unit-Air-Source) | DLCURAH24AAK | ASPEN |  | D(A,C,E)36B34+TDR | *80VTL0701716B* | 23600 | 16 | 8.1 | 24800 | 22400 | 90.32% | 2.89 | 0 | 9.5 |  |  |  | No | R-410A | 1.9667 | Residential & Commercial | No
211390756 | Central HP <5.4 tons | JOHNSON CONTROLS | HRCU-A-CB (Split System: Heat Pump with Remote Outdoor Unit-Air-Source) | HMH72B341 |  |  | XAUB36DXXN1+TXV | TM8V080B12MP12 | 33600 | 17 | 8.1 | 33600 | 23600 | 70.24% | 2.02 | 0 | 9.5 |  |  |  | No | R-410A | 2.8 | Residential & Commercial | No
211391065 | Central HP <5.4 tons | JOHNSON CONTROLS | HRCU-A-CB (Split System: Heat Pump with Remote Outdoor Unit-Air-Source) | HMH72B341 |  |  | XAUB36DXXN1+TXV | TM8V060A12MP12 | 34000 | 17.5 | 8.1 | 34000 | 24200 | 71.18% | 2.06 | 0 | 9.5 |  |  |  | No | R-410A | 2.8333 | Residential & Commercial | No
213350129 | Central HP <5.4 tons | YORK | HRCU-A-CB (Split System: Heat Pump with Remote Outdoor Unit-Air-Source) | HMH72B341 | ASPEN |  | D(A,C,E)36B34+TDR | Y81E080C16LMPS1 | 32000 | 18 | 8.5 | 33400 | 27600 | 82.63% | 2.7 | 0 | 9.9 |  |  |  | No | R-410A | 2.6667 | Residential & Commercial | No
213350130 | Central HP <5.4 tons | YORK | HRCU-A-CB (Split System: Heat Pump with Remote Outdoor Unit-Air-Source) | HMH72B341 | ASPEN |  | C(A,C,D,E)36B34+TDR | Y81E080C16SMPS1 | 32000 | 18 | 8.5 | 33400 | 27600 | 82.63% | 2.7 | 0 | 9.9 |  |  |  | No | R-410A | 2.6667 | Residential & Commercial | No
211394255 | Central HP <5.4 tons | JOHNSON CONTROLS | HRCU-A-CB (Split System: Heat Pump with Remote Outdoor Unit-Air-Source) | HMH72B341 |  |  | XAUC48FXXN1+TXV | TM9Y060B12MP11 | 33200 | 16.5 | 8.1 | 32600 | 24000 | 73.62% | 2.02 | 0 | 9 |  |  |  | No | R-410A | 2.7667 | Residential & Commercial | No
211394469 | Central HP <5.4 tons | JOHNSON CONTROLS | HRCU-A-CB (Split System: Heat Pump with Remote Outdoor Unit-Air-Source) | HMH72B341 |  |  | XAHC48FXXN1+TXV | TM9V100C20MP12 | 33200 | 17 | 8.5 | 32000 | 23400 | 73.12% | 2.04 | 0 | 9 |  |  |  | No | R-410A | 2.7667 | Residential & Commercial | No
211392197 | Central HP <5.4 tons | JOHNSON CONTROLS | HRCU-A-CB (Split System: Heat Pump with Remote Outdoor Unit-Air-Source) | HMH72B341 |  |  | XAHC30CXXN1+TXV | TM8E080B12MP11 | 32200 | 17 | 8.1 | 33000 | 23200 | 70.3% | 1.98 | 0 | 9 |  |  |  | No | R-410A | 2.6833 | Residential & Commercial | No
211392331 | Central HP <5.4 tons | JOHNSON CONTROLS | HRCU-A-CB (Split System: Heat Pump with Remote Outdoor Unit-Air-Source) | HMH72B341 |  |  | XAFC36DBCN1 | TM8E080B12MP11 | 34000 | 18 | 8.1 | 34000 | 24400 | 71.76% | 2.06 | 0 | 9.5 |  |  |  | No | R-410A | 2.8333 | Residential & Commercial | No
211392734 | Central HP <5.4 tons | JOHNSON CONTROLS | HRCU-A-CB (Split System: Heat Pump with Remote Outdoor Unit-Air-Source) | HMH72B341 |  |  | XAUB30CXXN1+TXV | TMLE060A12MP11 | 32800 | 17.5 | 8.1 | 33400 | 23400 | 70.06% | 2.02 | 0 | 9.5 |  |  |  | No | R-410A | 2.7333 | Residential & Commercial | No
213350200 | Central HP <5.4 tons | YORK | HRCU-A-CB (Split System: Heat Pump with Remote Outdoor Unit-Air-Source) | HMH72B341 | ASPEN |  | D(A,C,E)36A44+TDR | Y82E120C20LMPS1 | 32000 | 18.5 | 8.5 | 33400 | 28000 | 83.83% | 2.7 | 0 | 9.4 |  |  |  | No | R-410A | 2.6667 | Residential & Commercial | No
213350127 | Central HP <5.4 tons | YORK | HRCU-A-CB (Split System: Heat Pump with Remote Outdoor Unit-Air-Source) | HMH72B341 | ASPEN |  | D(A,C,E)36A34+TDR | Y81E080C16LMPS1 | 31600 | 17.9 | 8.5 | 33200 | 27400 | 82.53% | 2.7 | 0 | 9.8 |  |  |  | No | R-410A | 2.6333 | Residential & Commercial | No
213350177 | Central HP <5.4 tons | YORK | HRCU-A-CB (Split System: Heat Pump with Remote Outdoor Unit-Air-Source) | HMH72B341 | ASPEN |  | D(A,C,E)36B34+TDR | Y81E120C20LMPS1 | 32000 | 17.5 | 8.5 | 34000 | 28000 | 82.35% | 2.66 | 0 | 9.4 |  |  |  | No | R-410A | 2.6667 | Residential & Commercial | No
213350128 | Central HP <5.4 tons | YORK | HRCU-A-CB (Split System: Heat Pump with Remote Outdoor Unit-Air-Source) | HMH72B341 | ASPEN |  | D(A,C,E)36A44+TDR | Y81E080C16LMPS1 | 32000 | 18 | 8.5 | 33400 | 27600 | 82.63% | 2.7 | 0 | 9.9 |  |  |  | No | R-410A | 2.6667 | Residential & Commercial | No
213350133 | Central HP <5.4 tons | YORK | HRCU-A-CB (Split System: Heat Pump with Remote Outdoor Unit-Air-Source) | HMH72B341 | ASPEN |  | D(A,C,E)36B34+TDR | Y81E080C16SMPS1 | 32000 | 18 | 8.5 | 33400 | 27600 | 82.63% | 2.7 | 0 | 9.9 |  |  |  | No | R-410A | 2.6667 | Residential & Commercial | No
213350135 | Central HP <5.4 tons | YORK | HRCU-A-CB (Split System: Heat Pump with Remote Outdoor Unit-Air-Source) | HMH72B341 | ASPEN |  | D(A,C,E)36A34+TDR | Y81E080C20LMPS1 | 31600 | 17.9 | 8.5 | 33200 | 28200 | 84.94% | 2.71 | 0 | 9.8 |  |  |  | No | R-410A | 2.6333 | Residential & Commercial | No
213350162 | Central HP <5.4 tons | YORK | HRCU-A-CB (Split System: Heat Pump with Remote Outdoor Unit-Air-Source) | HMH72B341 | ASPEN |  | C(A,C,D,E)36B34+TDR | Y81E100C20SMPS1 | 32000 | 17.5 | 8.5 | 33400 | 27600 | 82.63% | 2.7 | 0 | 9.4 |  |  |  | No | R-410A | 2.6667 | Residential & Commercial | No
213350137 | Central HP <5.4 tons | YORK | HRCU-A-CB (Split System: Heat Pump with Remote Outdoor Unit-Air-Source) | HMH72B341 | ASPEN |  | D(A,C,E)36B34+TDR | Y81E080C20LMPS1 | 32000 | 18 | 8.5 | 33400 | 28400 | 85.03% | 2.71 | 0 | 9.9 |  |  |  | No | R-410A | 2.6667 | Residential & Commercial | No
213350155 | Central HP <5.4 tons | YORK | HRCU-A-CB (Split System: Heat Pump with Remote Outdoor Unit-Air-Source) | HMH72B341 | ASPEN |  | D(A,C,E)36A34+TDR | Y81E100C16SMPS1 | 31600 | 17.9 | 8.5 | 33200 | 28200 | 84.94% | 2.7 | 0 | 9.3 |  |  |  | No | R-410A | 2.6333 | Residential & Commercial | No
211395190 | Central HP <5.4 tons | JOHNSON CONTROLS | HRCU-A-CB (Split System: Heat Pump with Remote Outdoor Unit-Air-Source) | HMH72B341 |  |  | XAFD48FXXN1+TXV | TM9V080C16MP12 | 33400 | 16.5 | 8.5 | 32400 | 23600 | 72.84% | 2.06 | 0 | 9.5 |  |  |  | No | R-410A | 2.7833 | Residential & Commercial | No
211396194 | Central HP <5.4 tons | JOHNSON CONTROLS | HRCU-A-CB (Split System: Heat Pump with Remote Outdoor Unit-Air-Source) | HMH72B341 |  |  | XAUC48FXXN1+TXV | TM9E080C16MP12 | 34000 | 17 | 8.1 | 33400 | 24600 | 73.65% | 2.08 | 0 | 9 |  |  |  | No | R-410A | 2.8333 | Residential & Commercial | No
213350148 | Central HP <5.4 tons | YORK | HRCU-A-CB (Split System: Heat Pump with Remote Outdoor Unit-Air-Source) | HMH72B341 | ASPEN |  | D(A,C,E)36A44+TDR | Y81E100B12SMPS1 | 32000 | 18.5 | 8.1 | 34000 | 28000 | 82.35% | 2.66 | 0 | 9.4 |  |  |  | No | R-410A | 2.6667 | Residential & Commercial | No
213350139 | Central HP <5.4 tons | YORK | HRCU-A-CB (Split System: Heat Pump with Remote Outdoor Unit-Air-Source) | HMH72B341 | ASPEN |  | D(A,C,E)36A34+TDR | Y81E080C20SMPS1 | 31600 | 17.9 | 8.5 | 33200 | 28200 | 84.94% | 2.71 | 0 | 9.8 |  |  |  | No | R-410A | 2.6333 | Residential & Commercial | No
213350156 | Central HP <5.4 tons | YORK | HRCU-A-CB (Split System: Heat Pump with Remote Outdoor Unit-Air-Source) | HMH72B341 | ASPEN |  | D(A,C,E)36A44+TDR | Y81E100C16SMPS1 | 32000 | 18 | 8.5 | 33400 | 28400 | 85.03% | 2.7 | 0 | 9.4 |  |  |  | No | R-410A | 2.6667 | Residential & Commercial | No
211756060 | Central HP <5.4 tons | YORK | HRCU-A-CB (Split System: Heat Pump with Remote Outdoor Unit-Air-Source) | HMH72B341 | ASPEN |  | D(A,C,E)36B36+TDR | TM9Y100C20MP11 | 32000 | 15.5 | 8.1 | 34000 | 27800 | 81.76% | 2.44 | 0 | 9.4 |  |  |  | No | R-410A | 2.6667 | Residential & Commercial | No
211756077 | Central HP <5.4 tons | YORK | HRCU-A-CB (Split System: Heat Pump with Remote Outdoor Unit-Air-Source) | HMH72B341 | ASPEN |  | D(A,C,E)36A46+TDR | TMLV060A12MP12 | 32000 | 17.5 | 8.1 | 34000 | 27800 | 81.76% | 2.5 | 0 | 9.4 |  |  |  | No | R-410A | 2.6667 | Residential & Commercial | No
211756096 | Central HP <5.4 tons | YORK | HRCU-A-CB (Split System: Heat Pump with Remote Outdoor Unit-Air-Source) | HMH72B341 | ASPEN |  | D(A,C,E)36B36+TDR | TPLC060A12MP13 | 32000 | 17.5 | 8.1 | 34000 | 27800 | 81.76% | 2.5 | 0 | 9.4 |  |  |  | No | R-410A | 2.6667 | Residential & Commercial | No
211756128 | Central HP <5.4 tons | YORK | HRCU-A-CB (Split System: Heat Pump with Remote Outdoor Unit-Air-Source) | HMH72B341 | ASPEN |  | D(A,C,E)36B36+TDR | YPLC100C20MP13 | 31400 | 16.5 | 8.1 | 32400 | 27800 | 85.8% | 2.49 | 0 | 8.9 |  |  |  | No | R-410A | 2.6167 | Residential & Commercial | No
213350136 | Central HP <5.4 tons | YORK | HRCU-A-CB (Split System: Heat Pump with Remote Outdoor Unit-Air-Source) | HMH72B341 | ASPEN |  | D(A,C,E)36A44+TDR | Y81E080C20LMPS1 | 32000 | 18 | 8.5 | 33400 | 28400 | 85.03% | 2.71 | 0 | 9.9 |  |  |  | No | R-410A | 2.6667 | Residential & Commercial | No
213350152 | Central HP <5.4 tons | YORK | HRCU-A-CB (Split System: Heat Pump with Remote Outdoor Unit-Air-Source) | HMH72B341 | ASPEN |  | D(A,C,E)36A44+TDR | Y81E100C16LMPS1 | 32000 | 18 | 8.5 | 33400 | 28400 | 85.03% | 2.7 | 0 | 9.4 |  |  |  | No | R-410A | 2.6667 | Residential & Commercial | No
211396528 | Central HP <5.4 tons | JOHNSON CONTROLS | HRCU-A-CB (Split System: Heat Pump with Remote Outdoor Unit-Air-Source) | HMH72B341 |  |  | XAHC48FXXN1+TXV | TM8Y120C20MP11 | 33800 | 16.5 | 8.5 | 32400 | 23800 | 73.46% | 2.06 | 0 | 9 |  |  |  | No | R-410A | 2.8167 | Residential & Commercial | No
211396545 | Central HP <5.4 tons | JOHNSON CONTROLS | HRCU-A-CB (Split System: Heat Pump with Remote Outdoor Unit-Air-Source) | HMH72B341 |  |  | XAHC48FXXN1+TXV | TM8Y100C20MP11 | 33800 | 16.5 | 8.5 | 32400 | 23800 | 73.46% | 2.06 | 0 | 9 |  |  |  | No | R-410A | 2.8167 | Residential & Commercial | No
211396626 | Central HP <5.4 tons | JOHNSON CONTROLS | HRCU-A-CB (Split System: Heat Pump with Remote Outdoor Unit-Air-Source) | HMH72B341 |  |  | XAFD48FBCN1 | TM8Y100C20MP11 | 34000 | 16.5 | 8.5 | 34000 | 24200 | 71.18% | 2.1 | 0 | 9.5 |  |  |  | No | R-410A | 2.8333 | Residential & Commercial | No
213350146 | Central HP <5.4 tons | YORK | HRCU-A-CB (Split System: Heat Pump with Remote Outdoor Unit-Air-Source) | HMH72B341 | ASPEN |  | C(A,C,D,E)36B34+TDR | Y81E100B12SMPS1 | 32000 | 18.5 | 8.1 | 34000 | 28000 | 82.35% | 2.66 | 0 | 9.4 |  |  |  | No | R-410A | 2.6667 | Residential & Commercial | No
213350149 | Central HP <5.4 tons | YORK | HRCU-A-CB (Split System: Heat Pump with Remote Outdoor Unit-Air-Source) | HMH72B341 | ASPEN |  | D(A,C,E)36B34+TDR | Y81E100B12SMPS1 | 32000 | 18.5 | 8.1 | 34000 | 28000 | 82.35% | 2.66 | 0 | 9.4 |  |  |  | No | R-410A | 2.6667 | Residential & Commercial | No
213350163 | Central HP <5.4 tons | YORK | HRCU-A-CB (Split System: Heat Pump with Remote Outdoor Unit-Air-Source) | HMH72B341 | ASPEN |  | D(A,C,E)36A34+TDR | Y81E100C20SMPS1 | 31600 | 17.5 | 8.5 | 33200 | 27400 | 82.53% | 2.71 | 0 | 9.3 |  |  |  | No | R-410A | 2.6333 | Residential & Commercial | No
213350121 | Central HP <5.4 tons | YORK | HRCU-A-CB (Split System: Heat Pump with Remote Outdoor Unit-Air-Source) | HMH72B341 | ASPEN |  | D(A,C,E)36B34+TDR | Y81E080B12LMPS1 | 33000 | 18 | 8.2 | 32800 | 29400 | 89.63% | 2.7 | 0 | 9.5 |  |  |  | No | R-410A | 2.75 | Residential & Commercial | No
215318928 | Central HP <5.4 tons | COMFORTMAKER | HRCU-A-CB (Split System: Heat Pump with Remote Outdoor Unit-Air-Source) | D5CURAH60AAK |  |  | D5FUAAH60XAK |  | 54000 | 15.2 | 8.4 | 54000 | 38000 | 70.37% | 1.8 | 0 | 8.7 |  |  |  | No | R-454B | 4.5 | Residential & Commercial | No
213307923 | Central HP <5.4 tons | LBG Products | HRCU-A-CB (Split System: Heat Pump with Remote Outdoor Unit-Air-Source) | LCUHB60DO |  |  | LCHB60DHNI |  | 55000 | 15.3 | 9.4 | 59000 | 48500 | 82.2% | 1.91 | 9 | 8.8 |  |  |  | No | R-410A | 4.5833 | Residential & Commercial | No
214629042 | Central HP <5.4 tons | CARRIER | HRCU-A-CB (Split System: Heat Pump with Remote Outdoor Unit-Air-Source) | 38MURAQ36AB3* | ADP |  | C36A***L129 | 58S(B,C)*B070M17**16 | 34400 | 16 | 8.1 | 36800 | 34800 | 94.57% | 1.82 | 0 | 9 |  |  |  | No | R-410A | 2.8667 | Residential & Commercial | No
214629044 | Central HP <5.4 tons | CARRIER | HRCU-A-CB (Split System: Heat Pump with Remote Outdoor Unit-Air-Source) | 38MURAQ36AB3* | ADP |  | C36A***L139 | 58S(B,C)*B070M17**16 | 34800 | 16 | 8.1 | 36800 | 34800 | 94.57% | 1.82 | 0 | 9.5 |  |  |  | No | R-410A | 2.9 | Residential & Commercial | No
214629312 | Central HP <5.4 tons | CARRIER | HRCU-A-CB (Split System: Heat Pump with Remote Outdoor Unit-Air-Source) | 38MURAQ36AB3* | ADP |  | PL36H175P159 | 59SU5B060M17**16 | 35000 | 16 | 8.1 | 36200 | 34200 | 94.48% | 2 | 0 | 9.5 |  |  |  | No | R-410A | 2.9167 | Residential & Commercial | No
213350154 | Central HP <5.4 tons | YORK | HRCU-A-CB (Split System: Heat Pump with Remote Outdoor Unit-Air-Source) | HMH72B341 | ASPEN |  | C(A,C,D,E)36B34+TDR | Y81E100C16SMPS1 | 32000 | 18 | 8.5 | 33400 | 28400 | 85.03% | 2.7 | 0 | 9.4 |  |  |  | No | R-410A | 2.6667 | Residential & Commercial | No
213350157 | Central HP <5.4 tons | YORK | HRCU-A-CB (Split System: Heat Pump with Remote Outdoor Unit-Air-Source) | HMH72B341 | ASPEN |  | D(A,C,E)36B34+TDR | Y81E100C16SMPS1 | 32000 | 18 | 8.5 | 33400 | 28400 | 85.03% | 2.7 | 0 | 9.4 |  |  |  | No | R-410A | 2.6667 | Residential & Commercial | No
213350170 | Central HP <5.4 tons | YORK | HRCU-A-CB (Split System: Heat Pump with Remote Outdoor Unit-Air-Source) | HMH72B341 | ASPEN |  | C(A,C,D,E)36B34+TDR | Y81E120C16SMPS1 | 33600 | 18 | 8.2 | 32800 | 30000 | 91.46% | 2.76 | 0 | 9.5 |  |  |  | No | R-410A | 2.8 | Residential & Commercial | No
213350120 | Central HP <5.4 tons | YORK | HRCU-A-CB (Split System: Heat Pump with Remote Outdoor Unit-Air-Source) | HMH72B341 | ASPEN |  | D(A,C,E)36A44+TDR | Y81E080B12LMPS1 | 33000 | 18 | 8.2 | 32800 | 29400 | 89.63% | 2.7 | 0 | 9.5 |  |  |  | No | R-410A | 2.75 | Residential & Commercial | No
211392555 | Central HP <5.4 tons | JOHNSON CONTROLS | HRCU-A-CB (Split System: Heat Pump with Remote Outdoor Unit-Air-Source) | HMH72B341 |  |  | XAHB36DBCN1 | TM8E060A12MP11 | 33200 | 17 | 8.1 | 33200 | 23400 | 70.48% | 2 | 0 | 9.5 |  |  |  | No | R-410A | 2.7667 | Residential & Commercial | No
211392696 | Central HP <5.4 tons | JOHNSON CONTROLS | HRCU-A-CB (Split System: Heat Pump with Remote Outdoor Unit-Air-Source) | HMH72B341 |  |  | XAFB30CXXN1+TXV | TM8E060A12MP11 | 32800 | 17.5 | 8.1 | 33400 | 23400 | 70.06% | 2.02 | 0 | 9.5 |  |  |  | No | R-410A | 2.7333 | Residential & Commercial | No
211396727 | Central HP <5.4 tons | JOHNSON CONTROLS | HRCU-A-CB (Split System: Heat Pump with Remote Outdoor Unit-Air-Source) | HMH72B341 |  |  | XAHD48FXXN1+TXV | TM8Y100C16MP11 | 33600 | 17 | 8.1 | 32600 | 24000 | 73.62% | 2.04 | 0 | 9 |  |  |  | No | R-410A | 2.8 | Residential & Commercial | No
211397678 | Central HP <5.4 tons | JOHNSON CONTROLS | HRCU-A-CB (Split System: Heat Pump with Remote Outdoor Unit-Air-Source) | HMH72B341 |  |  | XAFD48FBCN1 | TPLC100C16MP13 | 34000 | 16.5 | 8.5 | 33000 | 24400 | 73.94% | 2.1 | 0 | 9 |  |  |  | No | R-410A | 2.8333 | Residential & Commercial | No
211394906 | Central HP <5.4 tons | JOHNSON CONTROLS | HRCU-A-CB (Split System: Heat Pump with Remote Outdoor Unit-Air-Source) | HMH72B341 |  |  | XAFC48FXXN1+TXV | TM9V100C16MP12 | 33800 | 16.5 | 8.5 | 32400 | 23800 | 73.46% | 2.08 | 0 | 9.5 |  |  |  | No | R-410A | 2.8167 | Residential & Commercial | No
211395975 | Central HP <5.4 tons | JOHNSON CONTROLS | HRCU-A-CB (Split System: Heat Pump with Remote Outdoor Unit-Air-Source) | HMH72B341 |  |  | XAHC48FBCN1 | TM9E100C16MP12 | 32800 | 16.5 | 8.5 | 31800 | 23200 | 72.96% | 2.02 | 0 | 9 |  |  |  | No | R-410A | 2.7333 | Residential & Commercial | No
211396157 | Central HP <5.4 tons | JOHNSON CONTROLS | HRCU-A-CB (Split System: Heat Pump with Remote Outdoor Unit-Air-Source) | HMH72B341 |  |  | XAFC48FXXN1+TXV | TM9E080C16MP12 | 34000 | 17 | 8.1 | 33400 | 24600 | 73.65% | 2.08 | 0 | 9 |  |  |  | No | R-410A | 2.8333 | Residential & Commercial | No
214336663 | Central HP <5.4 tons | RHEEM | HRCU-A-CB (Split System: Heat Pump with Remote Outdoor Unit-Air-Source) | RD17AZ60AJ3N | ASPEN |  | CP61C34+TDR | R801V0755A21UHS | 52000 | 17.9 | 8.1 | 54000 | 49500 | 91.67% | 1.75 | 0 | 9.8 |  |  |  | No | R-410A | 4.3333 | Residential & Commercial | No
214336688 | Central HP <5.4 tons | RHEEM | HRCU-A-CB (Split System: Heat Pump with Remote Outdoor Unit-Air-Source) | RD17AZ60AJ3N | ASPEN |  | CP61C34+TDR | R921V1005A21M4S | 51500 | 17.9 | 8.1 | 54000 | 49500 | 91.67% | 1.75 | 0 | 9.8 |  |  |  | No | R-410A | 4.2917 | Residential & Commercial | No
214336689 | Central HP <5.4 tons | RHEEM | HRCU-A-CB (Split System: Heat Pump with Remote Outdoor Unit-Air-Source) | RD17AZ60AJ3N | ASPEN |  | CP61C34+TDR | R921V1155A24M4S | 52000 | 17.9 | 8.1 | 54000 | 49000 | 90.74% | 1.75 | 0 | 9.8 |  |  |  | No | R-410A | 4.3333 | Residential & Commercial | No
211389357 | Central HP <5.4 tons | JOHNSON CONTROLS | HRCU-A-CB (Split System: Heat Pump with Remote Outdoor Unit-Air-Source) | HMH72B341 |  |  | XAHC30CXXN1+TXV | TM8Y100C20MP11 | 32800 | 17 | 8.1 | 32800 | 23000 | 70.12% | 2.02 | 0 | 9.5 |  |  |  | No | R-410A | 2.7333 | Residential & Commercial | No
211390511 | Central HP <5.4 tons | JOHNSON CONTROLS | HRCU-A-CB (Split System: Heat Pump with Remote Outdoor Unit-Air-Source) | HMH72B341 |  |  | XAHB36DXXN1+TXV | TM8V080B12MP12 | 32800 | 16.5 | 8.1 | 33000 | 23400 | 70.91% | 1.98 | 0 | 9.5 |  |  |  | No | R-410A | 2.7333 | Residential & Commercial | No
211390625 | Central HP <5.4 tons | JOHNSON CONTROLS | HRCU-A-CB (Split System: Heat Pump with Remote Outdoor Unit-Air-Source) | HMH72B341 |  |  | XAFC36DXXN1+TXV | TPLC080B12MP13 | 33800 | 17 | 8.1 | 34000 | 24200 | 71.18% | 2.04 | 0 | 9.5 |  |  |  | No | R-410A | 2.8167 | Residential & Commercial | No
211392764 | Central HP <5.4 tons | JOHNSON CONTROLS | HRCU-A-CB (Split System: Heat Pump with Remote Outdoor Unit-Air-Source) | HMH72B341 |  |  | XAHB36DXXN1+TXV | TMLE040A12MP11 | 33200 | 17.5 | 8.1 | 33000 | 23200 | 70.3% | 2.02 | 0 | 9.5 |  |  |  | No | R-410A | 2.7667 | Residential & Commercial | No
211392794 | Central HP <5.4 tons | JOHNSON CONTROLS | HRCU-A-CB (Split System: Heat Pump with Remote Outdoor Unit-Air-Source) | HMH72B341 |  |  | XAHB36DBCN1 | TMLE040A12MP11 | 33200 | 17.5 | 8.1 | 33000 | 23200 | 70.3% | 2.02 | 0 | 9.5 |  |  |  | No | R-410A | 2.7667 | Residential & Commercial | No
213350144 | Central HP <5.4 tons | YORK | HRCU-A-CB (Split System: Heat Pump with Remote Outdoor Unit-Air-Source) | HMH72B341 | ASPEN |  | D(A,C,E)36A44+TDR | Y81E100B12LMPS1 | 32000 | 18.5 | 8.1 | 34000 | 28000 | 82.35% | 2.66 | 0 | 9.4 |  |  |  | No | R-410A | 2.6667 | Residential & Commercial | No
213350176 | Central HP <5.4 tons | YORK | HRCU-A-CB (Split System: Heat Pump with Remote Outdoor Unit-Air-Source) | HMH72B341 | ASPEN |  | D(A,C,E)36A44+TDR | Y81E120C20LMPS1 | 32000 | 17.5 | 8.5 | 34000 | 28000 | 82.35% | 2.66 | 0 | 9.4 |  |  |  | No | R-410A | 2.6667 | Residential & Commercial | No
213350201 | Central HP <5.4 tons | YORK | HRCU-A-CB (Split System: Heat Pump with Remote Outdoor Unit-Air-Source) | HMH72B341 | ASPEN |  | D(A,C,E)36B34+TDR | Y82E120C20LMPS1 | 32000 | 18.5 | 8.5 | 33400 | 28000 | 83.83% | 2.7 | 0 | 9.4 |  |  |  | No | R-410A | 2.6667 | Residential & Commercial | No
214336686 | Central HP <5.4 tons | RHEEM | HRCU-A-CB (Split System: Heat Pump with Remote Outdoor Unit-Air-Source) | RD17AZ60AJ3N | ASPEN |  | CP61C34+TDR | R921V0705A21M4S | 51500 | 17.9 | 8.1 | 54000 | 49500 | 91.67% | 1.75 | 0 | 9.8 |  |  |  | No | R-410A | 4.2917 | Residential & Commercial | No
211390945 | Central HP <5.4 tons | JOHNSON CONTROLS | HRCU-A-CB (Split System: Heat Pump with Remote Outdoor Unit-Air-Source) | HMH72B341 |  |  | XAHB36DBCN1 | TPLC060A12MP13 | 33400 | 16.5 | 8.1 | 33600 | 23800 | 70.83% | 2.02 | 0 | 9.5 |  |  |  | No | R-410A | 2.7833 | Residential & Commercial | No
211390960 | Central HP <5.4 tons | JOHNSON CONTROLS | HRCU-A-CB (Split System: Heat Pump with Remote Outdoor Unit-Air-Source) | HMH72B341 |  |  | XAHB30CXXN1+TXV | TM8V060A12MP12 | 32000 | 17 | 8.1 | 32800 | 23000 | 70.12% | 1.98 | 0 | 9.5 |  |  |  | No | R-410A | 2.6667 | Residential & Commercial | No
211392598 | Central HP <5.4 tons | JOHNSON CONTROLS | HRCU-A-CB (Split System: Heat Pump with Remote Outdoor Unit-Air-Source) | HMH72B341 |  |  | XAHB30CXXN1+TXV | TMLE060A12MP11 | 32000 | 17 | 8.1 | 32800 | 23000 | 70.12% | 1.98 | 0 | 9.5 |  |  |  | No | R-410A | 2.6667 | Residential & Commercial | No
213821290 | Central HP <5.4 tons | TEMPSTAR | HRCU-A-CB (Split System: Heat Pump with Remote Outdoor Unit-Air-Source) | DLCURAH24ABK | ASPEN |  | D(A,C,E)36C34+TDR | *96MSN0601412A* | 23200 | 17 | 8.5 | 25200 | 20000 | 79.37% | 2.95 | 0 | 9.9 |  |  |  | No | R-410A | 1.9333 | Residential & Commercial | No
213821086 | Central HP <5.4 tons | TEMPSTAR | HRCU-A-CB (Split System: Heat Pump with Remote Outdoor Unit-Air-Source) | DLCURAH24AAK | ASPEN |  | D(A,C,E)24B44+TDR | *92MSN0601412A* | 23600 | 16 | 8.5 | 25000 | 22400 | 89.6% | 2.88 | 0 | 9 |  |  |  | No | R-410A | 1.9667 | Residential & Commercial | No
213821088 | Central HP <5.4 tons | TEMPSTAR | HRCU-A-CB (Split System: Heat Pump with Remote Outdoor Unit-Air-Source) | DLCURAH24AAK | ASPEN |  | D(A,C,E)30C44+TDR | *92MSN0601412A* | 23800 | 16 | 8.5 | 25000 | 22400 | 89.6% | 2.88 | 0 | 9.5 |  |  |  | No | R-410A | 1.9833 | Residential & Commercial | No
213821121 | Central HP <5.4 tons | TEMPSTAR | HRCU-A-CB (Split System: Heat Pump with Remote Outdoor Unit-Air-Source) | DLCURAH24AAK | ASPEN |  | D(A,C,E)24B44+TDR | *96MSN0401712A* | 23200 | 15.2 | 8.1 | 24800 | 22600 | 91.13% | 2.85 | 0 | 9 |  |  |  | No | R-410A | 1.9333 | Residential & Commercial | No
213204133 | Central HP <5.4 tons | TEMPSTAR | HRCU-A-CB (Split System: Heat Pump with Remote Outdoor Unit-Air-Source) | DLCURAH24AAK | ASPEN |  | D(A,C,E)24B44+TDR | *92ESN0401712A* | 23400 | 15.2 | 8.1 | 25200 | 28000 | 111.1% | 2.57 | 0 | 9 |  |  |  | No | R-410A | 1.95 | Residential & Commercial | No
213204178 | Central HP <5.4 tons | TEMPSTAR | HRCU-A-CB (Split System: Heat Pump with Remote Outdoor Unit-Air-Source) | DLCURAH24AAK | ASPEN |  | D(A,C,E)36C34+TDR | *92ESN0801716A* | 23800 | 16.5 | 8.1 | 25400 | 27400 | 107.9% | 2.61 | 0 | 9.5 |  |  |  | No | R-410A | 1.9833 | Residential & Commercial | No
213204201 | Central HP <5.4 tons | TEMPSTAR | HRCU-A-CB (Split System: Heat Pump with Remote Outdoor Unit-Air-Source) | DLCURAH24AAK | ASPEN |  | D(A,C,E)36C34+TDR | *92ESN1002120A* | 23800 | 16 | 8.5 | 26000 | 29400 | 113.1% | 2.63 | 0 | 9.5 |  |  |  | No | R-410A | 1.9833 | Residential & Commercial | No
213204187 | Central HP <5.4 tons | TEMPSTAR | HRCU-A-CB (Split System: Heat Pump with Remote Outdoor Unit-Air-Source) | DLCURAH24AAK | ASPEN |  | D(A,C,E)36B34+TDR | *92ESN0802120A* | 23800 | 16 | 8.5 | 26000 | 28200 | 108.5% | 2.62 | 0 | 9 |  |  |  | No | R-410A | 1.9833 | Residential & Commercial | No
213204274 | Central HP <5.4 tons | TEMPSTAR | HRCU-A-CB (Split System: Heat Pump with Remote Outdoor Unit-Air-Source) | DLCURAH24AAK | ASPEN |  | D(A,C,E)24B44+TDR | *95ESN0802120A* | 23800 | 15.5 | 8.5 | 26000 | 27000 | 103.8% | 2.7 | 0 | 9 |  |  |  | No | R-410A | 1.9833 | Residential & Commercial | No
213204338 | Central HP <5.4 tons | TEMPSTAR | HRCU-A-CB (Split System: Heat Pump with Remote Outdoor Unit-Air-Source) | DLCURAH24AAK | ASPEN |  | D(A,C,E)30B34+TDR | *96VTN0801716A* | 23800 | 16 | 8.1 | 25400 | 25600 | 100.8% | 2.54 | 0 | 9 |  |  |  | No | R-410A | 1.9833 | Residential & Commercial | No
213821028 | Central HP <5.4 tons | TEMPSTAR | HRCU-A-CB (Split System: Heat Pump with Remote Outdoor Unit-Air-Source) | DLCURAH24AAK | ASPEN |  | D(A,C,E)30C44+TDR | *80MS(N,L)0701712A* | 23600 | 16.5 | 8.1 | 24600 | 22200 | 90.24% | 2.86 | 0 | 9 |  |  |  | No | R-410A | 1.9667 | Residential & Commercial | No
213350195 | Central HP <5.4 tons | YORK | HRCU-A-CB (Split System: Heat Pump with Remote Outdoor Unit-Air-Source) | HMH72B341 | ASPEN |  | D(A,C,E)36A34+TDR | Y82E100C20LMPS1 | 31600 | 18.4 | 8.5 | 33200 | 27400 | 82.53% | 2.71 | 0 | 9.3 |  |  |  | No | R-410A | 2.6333 | Residential & Commercial | No
213350175 | Central HP <5.4 tons | YORK | HRCU-A-CB (Split System: Heat Pump with Remote Outdoor Unit-Air-Source) | HMH72B341 | ASPEN |  | D(A,C,E)36A34+TDR | Y81E120C20LMPS1 | 31600 | 17.5 | 8.5 | 33800 | 27800 | 82.25% | 2.66 | 0 | 9.3 |  |  |  | No | R-410A | 2.6333 | Residential & Commercial | No
213350193 | Central HP <5.4 tons | YORK | HRCU-A-CB (Split System: Heat Pump with Remote Outdoor Unit-Air-Source) | HMH72B341 | ASPEN |  | D(A,C,E)36B34+TDR | Y82E100C16LMPS1 | 32000 | 18 | 8.5 | 33400 | 28000 | 83.83% | 2.7 | 0 | 9.4 |  |  |  | No | R-410A | 2.6667 | Residential & Commercial | No
213350153 | Central HP <5.4 tons | YORK | HRCU-A-CB (Split System: Heat Pump with Remote Outdoor Unit-Air-Source) | HMH72B341 | ASPEN |  | D(A,C,E)36B34+TDR | Y81E100C16LMPS1 | 32000 | 18 | 8.5 | 33400 | 28400 | 85.03% | 2.7 | 0 | 9.4 |  |  |  | No | R-410A | 2.6667 | Residential & Commercial | No
213350169 | Central HP <5.4 tons | YORK | HRCU-A-CB (Split System: Heat Pump with Remote Outdoor Unit-Air-Source) | HMH72B341 | ASPEN |  | D(A,C,E)36B34+TDR | Y81E120C16LMPS1 | 33600 | 18 | 8.2 | 32800 | 30000 | 91.46% | 2.76 | 0 | 9.5 |  |  |  | No | R-410A | 2.8 | Residential & Commercial | No
214628356 | Central HP <5.4 tons | CARRIER | HRCU-A-CB (Split System: Heat Pump with Remote Outdoor Unit-Air-Source) | 38MURAQ24AB3* | ADP |  | A36VCA+TXV | 59SC6A040M17**12 | 23200 | 16 | 8.5 | 24600 | 24000 | 97.56% | 2 | 0 | 9.5 |  |  |  | No | R-410A | 1.9333 | Residential & Commercial | No
214628429 | Central HP <5.4 tons | CARRIER | HRCU-A-CB (Split System: Heat Pump with Remote Outdoor Unit-Air-Source) | 38MURAQ24AB3* | ADP |  | C36A***L139 | 59SC6A060M17**16 | 23200 | 17 | 9 | 24200 | 23200 | 95.87% | 1.96 | 0 | 9.5 |  |  |  | No | R-410A | 1.9333 | Residential & Commercial | No
213205639 | Central HP <5.4 tons | TEMPSTAR | HRCU-A-CB (Split System: Heat Pump with Remote Outdoor Unit-Air-Source) | DLCURAH36ABK | ASPEN |  | D(A,C,E)36B34+TDR | *95ESN0802120A* | 35400 | 15.5 | 8.1 | 39500 | 32000 | 81.01% | 2.52 | 0 | 9.5 |  |  |  | No | R-410A | 2.95 | Residential & Commercial | No
213205682 | Central HP <5.4 tons | TEMPSTAR | HRCU-A-CB (Split System: Heat Pump with Remote Outdoor Unit-Air-Source) | DLCURAH36ABK | ASPEN |  | D(A,C,E)36C34+TDR | *96VTN0801716A* | 35200 | 15.5 | 8.1 | 38500 | 32200 | 83.64% | 2.57 | 0 | 9 |  |  |  | No | R-410A | 2.9333 | Residential & Commercial | No
213821575 | Central HP <5.4 tons | TEMPSTAR | HRCU-A-CB (Split System: Heat Pump with Remote Outdoor Unit-Air-Source) | DLCURAH36ABK | ASPEN |  | D(A,C,E)36C34+TDR | *80MS(N,L)0702116A* | 35000 | 16.5 | 8.1 | 38500 | 32200 | 83.64% | 2.6 | 0 | 9 |  |  |  | No | R-410A | 2.9167 | Residential & Commercial | No
213821621 | Central HP <5.4 tons | TEMPSTAR | HRCU-A-CB (Split System: Heat Pump with Remote Outdoor Unit-Air-Source) | DLCURAH36ABK | ASPEN |  | D(A,C,E)42B34+TDR | *92MSN0801716A* | 34200 | 16.5 | 8.5 | 37800 | 31800 | 84.13% | 2.74 | 0 | 9.9 |  |  |  | No | R-410A | 2.85 | Residential & Commercial | No
214629163 | Central HP <5.4 tons | CARRIER | HRCU-A-CB (Split System: Heat Pump with Remote Outdoor Unit-Air-Source) | 38MURAQ36AB3* | ADP |  | PL36H175P149 | 58TP*B070V14**12 | 34600 | 16 | 8.1 | 36800 | 34600 | 94.02% | 1.94 | 0 | 9.5 |  |  |  | No | R-410A | 2.8833 | Residential & Commercial | No
214629274 | Central HP <5.4 tons | CARRIER | HRCU-A-CB (Split System: Heat Pump with Remote Outdoor Unit-Air-Source) | 38MURAQ36AB3* | ADP |  | C36A***L139 | 59SU5B040M17**12 | 35000 | 15.2 | 8.1 | 37400 | 35000 | 93.58% | 1.82 | 0 | 9.5 |  |  |  | No | R-410A | 2.9167 | Residential & Commercial | No
213821641 | Central HP <5.4 tons | TEMPSTAR | HRCU-A-CB (Split System: Heat Pump with Remote Outdoor Unit-Air-Source) | DLCURAH36ABK | ASPEN |  | D(A,C,E)36C34+TDR | *96MSN0802120A* | 35200 | 16 | 8.1 | 39000 | 32200 | 82.56% | 2.52 | 0 | 9.5 |  |  |  | No | R-410A | 2.9333 | Residential & Commercial | No
213205585 | Central HP <5.4 tons | TEMPSTAR | HRCU-A-CB (Split System: Heat Pump with Remote Outdoor Unit-Air-Source) | DLCURAH36ABK | ASPEN |  | D(A,C,E)36C34+TDR | *92ESN0601714A* | 35200 | 16 | 8.1 | 38500 | 32200 | 83.64% | 2.53 | 0 | 9.5 |  |  |  | No | R-410A | 2.9333 | Residential & Commercial | No
213350192 | Central HP <5.4 tons | YORK | HRCU-A-CB (Split System: Heat Pump with Remote Outdoor Unit-Air-Source) | HMH72B341 | ASPEN |  | D(A,C,E)36A44+TDR | Y82E100C16LMPS1 | 32000 | 18 | 8.5 | 33400 | 28000 | 83.83% | 2.7 | 0 | 9.4 |  |  |  | No | R-410A | 2.6667 | Residential & Commercial | No
213350119 | Central HP <5.4 tons | YORK | HRCU-A-CB (Split System: Heat Pump with Remote Outdoor Unit-Air-Source) | HMH72B341 | ASPEN |  | D(A,C,E)36A34+TDR | Y81E080B12LMPS1 | 33000 | 18 | 8.1 | 32600 | 29400 | 90.18% | 2.68 | 0 | 9.5 |  |  |  | No | R-410A | 2.75 | Residential & Commercial | No
213350164 | Central HP <5.4 tons | YORK | HRCU-A-CB (Split System: Heat Pump with Remote Outdoor Unit-Air-Source) | HMH72B341 | ASPEN |  | D(A,C,E)36A44+TDR | Y81E100C20SMPS1 | 32000 | 17.5 | 8.5 | 33400 | 27600 | 82.63% | 2.7 | 0 | 9.4 |  |  |  | No | R-410A | 2.6667 | Residential & Commercial | No
213350165 | Central HP <5.4 tons | YORK | HRCU-A-CB (Split System: Heat Pump with Remote Outdoor Unit-Air-Source) | HMH72B341 | ASPEN |  | D(A,C,E)36B34+TDR | Y81E100C20SMPS1 | 32000 | 17.5 | 8.5 | 33400 | 27600 | 82.63% | 2.7 | 0 | 9.4 |  |  |  | No | R-410A | 2.6667 | Residential & Commercial | No
213350198 | Central HP <5.4 tons | YORK | HRCU-A-CB (Split System: Heat Pump with Remote Outdoor Unit-Air-Source) | HMH72B341 | ASPEN |  | C(A,C,D,E)36B34+TDR | Y82E120C20LMPS1 | 32000 | 18.5 | 8.5 | 33400 | 28000 | 83.83% | 2.7 | 0 | 9.4 |  |  |  | No | R-410A | 2.6667 | Residential & Commercial | No
211388823 | Central HP <5.4 tons | JOHNSON CONTROLS | HRCU-A-CB (Split System: Heat Pump with Remote Outdoor Unit-Air-Source) | HMH72B341 |  |  | XAHB30CXXN1+TXV | TM9E080B12MP12 | 32000 | 16.5 | 8.1 | 32800 | 23000 | 70.12% | 1.98 | 0 | 9.5 |  |  |  | No | R-410A | 2.6667 | Residential & Commercial | No
211756130 | Central HP <5.4 tons | YORK | HRCU-A-CB (Split System: Heat Pump with Remote Outdoor Unit-Air-Source) | HMH72B341 | ASPEN |  | D(A,C,E)36B36+TDR | YPLC120C20MP13 | 31400 | 16.5 | 8.1 | 32400 | 27800 | 85.8% | 2.49 | 0 | 8.9 |  |  |  | No | R-410A | 2.6167 | Residential & Commercial | No
214091998 | Central HP <5.4 tons | YORK | HRCU-A-CB (Split System: Heat Pump with Remote Outdoor Unit-Air-Source) | HMH72B341 | ASPEN |  | D(A,C,E)42A44+TDR | TM8Y060A12MP11 | 32400 | 18 | 8.1 | 33400 | 27400 | 82.04% | 2.63 | 0 | 9.9 |  |  |  | No | R-410A | 2.7 | Residential & Commercial | No
214092146 | Central HP <5.4 tons | YORK | HRCU-A-CB (Split System: Heat Pump with Remote Outdoor Unit-Air-Source) | HMH72B341 | ASPEN |  | D(A,C,E)42A44+TDR | Y81E080B12SMPS1 | 33000 | 18 | 8.3 | 32800 | 29800 | 90.85% | 2.73 | 0 | 9.5 |  |  |  | No | R-410A | 2.75 | Residential & Commercial | No
214092199 | Central HP <5.4 tons | YORK | HRCU-A-CB (Split System: Heat Pump with Remote Outdoor Unit-Air-Source) | HMH72B341 | ASPEN |  | D(A,C,E)42A44+TDR | YP9C100C20MP13 | 32400 | 17.5 | 8.1 | 34000 | 28400 | 83.53% | 2.69 | 0 | 9.5 |  |  |  | No | R-410A | 2.7 | Residential & Commercial | No
214092213 | Central HP <5.4 tons | YORK | HRCU-A-CB (Split System: Heat Pump with Remote Outdoor Unit-Air-Source) | HMH72B341 | ASPEN |  | D(A,C,E)36A34+TDR | YPLC100C16MP13 | 31600 | 17.5 | 8.4 | 33800 | 27400 | 81.07% | 2.64 | 0 | 9.8 |  |  |  | No | R-410A | 2.6333 | Residential & Commercial | No
214092216 | Central HP <5.4 tons | YORK | HRCU-A-CB (Split System: Heat Pump with Remote Outdoor Unit-Air-Source) | HMH72B341 | ASPEN |  | D(A,C,E)36A34+TDR | YPLC100C20MP13 | 31000 | 16.3 | 8.5 | 32200 | 27600 | 85.71% | 2.7 | 0 | 8.8 |  |  |  | No | R-410A | 2.5833 | Residential & Commercial | No
214092699 | Central HP <5.4 tons | YORK | HRCU-A-CB (Split System: Heat Pump with Remote Outdoor Unit-Air-Source) | HMH72B341 | ASPEN |  | D(A,C,E)48B36+TDR | TL9E060B12UH11 | 32600 | 18 | 8.1 | 34000 | 27800 | 81.76% | 2.6 | 0 | 9.5 |  |  |  | No | R-410A | 2.7167 | Residential & Commercial | No
214092700 | Central HP <5.4 tons | YORK | HRCU-A-CB (Split System: Heat Pump with Remote Outdoor Unit-Air-Source) | HMH72B341 | ASPEN |  | D(A,C,E)42A46+TDR | TL9E080C16UH11 | 32400 | 17.5 | 8.1 | 34000 | 28000 | 82.35% | 2.64 | 0 | 9.5 |  |  |  | No | R-410A | 2.7 | Residential & Commercial | No
214092747 | Central HP <5.4 tons | YORK | HRCU-A-CB (Split System: Heat Pump with Remote Outdoor Unit-Air-Source) | HMH72B341 | ASPEN |  | D(A,C,E)48B36+TDR | TM9E060B12MP12 | 32800 | 17.5 | 8.1 | 34000 | 28000 | 82.35% | 2.59 | 0 | 9.5 |  |  |  | No | R-410A | 2.7333 | Residential & Commercial | No
214092766 | Central HP <5.4 tons | YORK | HRCU-A-CB (Split System: Heat Pump with Remote Outdoor Unit-Air-Source) | HMH72B341 | ASPEN |  | D(A,C,E)42A46+TDR | TM9V100C20MP12 | 32400 | 17.5 | 8.1 | 34000 | 28400 | 83.53% | 2.69 | 0 | 9.5 |  |  |  | No | R-410A | 2.7 | Residential & Commercial | No
214092767 | Central HP <5.4 tons | YORK | HRCU-A-CB (Split System: Heat Pump with Remote Outdoor Unit-Air-Source) | HMH72B341 | ASPEN |  | D(A,C,E)48B36+TDR | TM9V100C20MP12 | 32600 | 17.5 | 8.1 | 34000 | 28400 | 83.53% | 2.69 | 0 | 9.5 |  |  |  | No | R-410A | 2.7167 | Residential & Commercial | No
214092816 | Central HP <5.4 tons | YORK | HRCU-A-CB (Split System: Heat Pump with Remote Outdoor Unit-Air-Source) | HMH72B341 | ASPEN |  | D(A,C,E)42A46+TDR | TPLC080B12MP13 | 32400 | 17 | 8.1 | 33600 | 29400 | 87.5% | 2.63 | 0 | 9.5 |  |  |  | No | R-410A | 2.7 | Residential & Commercial | No
214092832 | Central HP <5.4 tons | YORK | HRCU-A-CB (Split System: Heat Pump with Remote Outdoor Unit-Air-Source) | HMH72B341 | ASPEN |  | D(A,C,E)36A36+TDR | Y81E080B12LMPS1 | 33000 | 18 | 8.1 | 32600 | 29400 | 90.18% | 2.68 | 0 | 9.5 |  |  |  | No | R-410A | 2.75 | Residential & Commercial | No
214092833 | Central HP <5.4 tons | YORK | HRCU-A-CB (Split System: Heat Pump with Remote Outdoor Unit-Air-Source) | HMH72B341 | ASPEN |  | D(A,C,E)42A46+TDR | Y81E080B12LMPS1 | 33000 | 18 | 8.3 | 32800 | 29800 | 90.85% | 2.73 | 0 | 9.5 |  |  |  | No | R-410A | 2.75 | Residential & Commercial | No
214092847 | Central HP <5.4 tons | YORK | HRCU-A-CB (Split System: Heat Pump with Remote Outdoor Unit-Air-Source) | HMH72B341 | ASPEN |  | D(A,C,E)36A36+TDR | Y81E080C20SMPS1 | 31600 | 17.9 | 8.5 | 33200 | 28200 | 84.94% | 2.71 | 0 | 9.8 |  |  |  | No | R-410A | 2.6333 | Residential & Commercial | No
214092864 | Central HP <5.4 tons | YORK | HRCU-A-CB (Split System: Heat Pump with Remote Outdoor Unit-Air-Source) | HMH72B341 | ASPEN |  | D(A,C,E)48B36+TDR | Y81E100C20LMPS1 | 32600 | 17.5 | 8.5 | 33400 | 27600 | 82.63% | 2.7 | 0 | 9.5 |  |  |  | No | R-410A | 2.7167 | Residential & Commercial | No
214092865 | Central HP <5.4 tons | YORK | HRCU-A-CB (Split System: Heat Pump with Remote Outdoor Unit-Air-Source) | HMH72B341 | ASPEN |  | D(A,C,E)36A36+TDR | Y81E100C20SMPS1 | 31600 | 17.5 | 8.5 | 33200 | 27400 | 82.53% | 2.71 | 0 | 9.3 |  |  |  | No | R-410A | 2.6333 | Residential & Commercial | No
213350161 | Central HP <5.4 tons | YORK | HRCU-A-CB (Split System: Heat Pump with Remote Outdoor Unit-Air-Source) | HMH72B341 | ASPEN |  | D(A,C,E)36B34+TDR | Y81E100C20LMPS1 | 32000 | 17.5 | 8.5 | 33400 | 27600 | 82.63% | 2.7 | 0 | 9.4 |  |  |  | No | R-410A | 2.6667 | Residential & Commercial | No
213613580 | Central HP <5.4 tons | BRYANT HEATING AND COOLING SYSTEMS | HRCU-A-CB (Split System: Heat Pump with Remote Outdoor Unit-Air-Source) | 38MURAQ24AA3* | ASPEN |  | L(E,G)M24E4 |  | 23200 | 15.5 | 9 | 25400 | 22600 | 88.98% | 2.89 | 0 | 9.5 |  |  |  | No | R-410A | 1.9333 | Residential & Commercial | No
216504988 | Central HP <5.4 tons | YORK | HRCU-A-CB (Split System: Heat Pump with Remote Outdoor Unit-Air-Source) | HMH72B361 | ASPEN |  | D(A,C,E)36A36+TDR | Y91E060B12SMPS1 | 32200 | 16 | 8.1 | 36000 | 26400 | 73.33% | 2.69 | 0 | 8.3 |  |  |  | No | R-410A | 2.6833 | Residential & Commercial | No
213925633 | Central HP <5.4 tons | LUXAIRE | HRCU-A-CB (Split System: Heat Pump with Remote Outdoor Unit-Air-Source) | HMH72B361 | ASPEN |  | L(E,G)M48C4 |  | 34800 | 18 | 8.2 | 36000 | 26400 | 73.33% | 2.82 | 0 | 9 |  |  |  | No | R-410A | 2.9 | Residential & Commercial | No
214331201 | Central HP <5.4 tons | CONTINENTAL | HRCU-A-CB (Split System: Heat Pump with Remote Outdoor Unit-Air-Source) | WSEHV2436RA1-C | ADP |  | *E34936 | WPV070T3AA | 37000 | 16 | 8.25 | 34800 | 32400 | 93.1% | 1.76 | 0 | 9.5 |  |  |  | No | R-410A | 3.0833 | Residential & Commercial | No
214331202 | Central HP <5.4 tons | CONTINENTAL | HRCU-A-CB (Split System: Heat Pump with Remote Outdoor Unit-Air-Source) | WSEHV2436RA1-C | ADP |  | *E35936 | WPV070T3AA | 37400 | 16 | 8.35 | 35000 | 32400 | 92.57% | 1.78 | 0 | 9.5 |  |  |  | No | R-410A | 3.1167 | Residential & Commercial | No
216056091 | Central HP <5.4 tons | YORK | HRCU-A-CB (Split System: Heat Pump with Remote Outdoor Unit-Air-Source) | HH824E2S11 | ASPEN |  | C(A,C,D,E)24A3K+TDR | TM9E040A10MP12 | 20200 | 16.5 | 8.5 | 22600 | 18100 | 80.09% | 2 | 0 | 9.8 |  |  |  | No | R-454B | 1.6833 | Residential & Commercial | No
216505463 | Central HP <5.4 tons | YORK | HRCU-A-CB (Split System: Heat Pump with Remote Outdoor Unit-Air-Source) | HMH72B361 | ASPEN |  | AE*L+CM48E44+TDR |  | 34400 | 18 | 8.5 | 35000 | 25200 | 72% | 2.81 | 0 | 9 |  |  |  | No | R-410A | 2.8667 | Residential & Commercial | No
213367794 | Central HP <5.4 tons | YORK | HRCU-A-CB (Split System: Heat Pump with Remote Outdoor Unit-Air-Source) | HMH72B361 | ASPEN |  | C(A,C,D,E)48C24+TDR | Y81E080C20LMPS1 | 32400 | 16.6 | 8.1 | 36000 | 26400 | 73.33% | 2.83 | 0 | 8 |  |  |  | No | R-410A | 2.7 | Residential & Commercial | No
213367797 | Central HP <5.4 tons | YORK | HRCU-A-CB (Split System: Heat Pump with Remote Outdoor Unit-Air-Source) | HMH72B361 | ASPEN |  | C(A,C,D,E)48C24+TDR | Y81E100B12SMPS1 | 32600 | 17.5 | 8.1 | 36000 | 25600 | 71.11% | 2.6 | 0 | 8 |  |  |  | No | R-410A | 2.7167 | Residential & Commercial | No
213350166 | Central HP <5.4 tons | YORK | HRCU-A-CB (Split System: Heat Pump with Remote Outdoor Unit-Air-Source) | HMH72B341 | ASPEN |  | C(A,C,D,E)36B34+TDR | Y81E120C16LMPS1 | 33600 | 18 | 8.2 | 32800 | 30000 | 91.46% | 2.76 | 0 | 9.5 |  |  |  | No | R-410A | 2.8 | Residential & Commercial | No
213350191 | Central HP <5.4 tons | YORK | HRCU-A-CB (Split System: Heat Pump with Remote Outdoor Unit-Air-Source) | HMH72B341 | ASPEN |  | D(A,C,E)36A34+TDR | Y82E100C16LMPS1 | 31600 | 17.9 | 8.5 | 33200 | 27800 | 83.73% | 2.7 | 0 | 9.3 |  |  |  | No | R-410A | 2.6333 | Residential & Commercial | No
213367784 | Central HP <5.4 tons | YORK | HRCU-A-CB (Split System: Heat Pump with Remote Outdoor Unit-Air-Source) | HMH72B341 | ASPEN |  | C(A,C,D,E)48C24+TDR | YPLC080C16MP13 | 30600 | 17.2 | 8.5 | 33800 | 27400 | 81.07% | 2.67 | 0 | 9.6 |  |  |  | No | R-410A | 2.55 | Residential & Commercial | No
216056772 | Central HP <5.4 tons | YORK | HRCU-A-CB (Split System: Heat Pump with Remote Outdoor Unit-Air-Source) | HH860E2S11 | ASPEN |  | C(A,C,D,E)48A3K+TDR | YP9C100C20MP13 | 30800 | 17.5 | 8.1 | 45000 | 33800 | 75.11% | 2 | 0 | 9 |  |  |  | No | R-454B | 2.5667 | Residential & Commercial | No
216056271 | Central HP <5.4 tons | YORK | HRCU-A-CB (Split System: Heat Pump with Remote Outdoor Unit-Air-Source) | HH824E2S11 | ASPEN |  | C(A,C,D,E)24D2K+TDR | YP9C080B12MP13 | 21200 | 17 | 8.5 | 22800 | 18300 | 80.26% | 2 | 0 | 9.8 |  |  |  | No | R-454B | 1.7667 | Residential & Commercial | No
216056304 | Central HP <5.4 tons | YORK | HRCU-A-CB (Split System: Heat Pump with Remote Outdoor Unit-Air-Source) | HH824E2S11 | ASPEN |  | D(A,C,E)24B3K+TDR | TM9E026A08MP12 | 20600 | 16.5 | 8.5 | 22800 | 17600 | 77.19% | 2 | 0 | 9.8 |  |  |  | No | R-454B | 1.7167 | Residential & Commercial | No
213350171 | Central HP <5.4 tons | YORK | HRCU-A-CB (Split System: Heat Pump with Remote Outdoor Unit-Air-Source) | HMH72B341 | ASPEN |  | D(A,C,E)36A34+TDR | Y81E120C16SMPS1 | 33600 | 18 | 8.1 | 32600 | 30200 | 92.64% | 2.73 | 0 | 9.5 |  |  |  | No | R-410A | 2.8 | Residential & Commercial | No
213350173 | Central HP <5.4 tons | YORK | HRCU-A-CB (Split System: Heat Pump with Remote Outdoor Unit-Air-Source) | HMH72B341 | ASPEN |  | D(A,C,E)36B34+TDR | Y81E120C16SMPS1 | 33600 | 18 | 8.2 | 32800 | 30000 | 91.46% | 2.76 | 0 | 9.5 |  |  |  | No | R-410A | 2.8 | Residential & Commercial | No
213350134 | Central HP <5.4 tons | YORK | HRCU-A-CB (Split System: Heat Pump with Remote Outdoor Unit-Air-Source) | HMH72B341 | ASPEN |  | C(A,C,D,E)36B34+TDR | Y81E080C20LMPS1 | 32000 | 18 | 8.5 | 33400 | 28400 | 85.03% | 2.71 | 0 | 9.9 |  |  |  | No | R-410A | 2.6667 | Residential & Commercial | No
213350141 | Central HP <5.4 tons | YORK | HRCU-A-CB (Split System: Heat Pump with Remote Outdoor Unit-Air-Source) | HMH72B341 | ASPEN |  | D(A,C,E)36B34+TDR | Y81E080C20SMPS1 | 32000 | 18 | 8.5 | 33400 | 28400 | 85.03% | 2.71 | 0 | 9.9 |  |  |  | No | R-410A | 2.6667 | Residential & Commercial | No
213350159 | Central HP <5.4 tons | YORK | HRCU-A-CB (Split System: Heat Pump with Remote Outdoor Unit-Air-Source) | HMH72B341 | ASPEN |  | D(A,C,E)36A34+TDR | Y81E100C20LMPS1 | 31600 | 17.5 | 8.5 | 33200 | 27400 | 82.53% | 2.71 | 0 | 9.3 |  |  |  | No | R-410A | 2.6333 | Residential & Commercial | No
213350186 | Central HP <5.4 tons | YORK | HRCU-A-CB (Split System: Heat Pump with Remote Outdoor Unit-Air-Source) | HMH72B341 | ASPEN |  | C(A,C,D,E)36B34+TDR | Y82E080C16LMPS1 | 33600 | 18.5 | 8.2 | 32800 | 29800 | 90.85% | 2.79 | 0 | 9.5 |  |  |  | No | R-410A | 2.8 | Residential & Commercial | No
211391702 | Central HP <5.4 tons | JOHNSON CONTROLS | HRCU-A-CB (Split System: Heat Pump with Remote Outdoor Unit-Air-Source) | HMH72B341 |  |  | XAHB36DBCN1 | TMLE100B12MP11 | 33200 | 17.5 | 8.1 | 33000 | 23400 | 70.91% | 2.02 | 0 | 9.5 |  |  |  | No | R-410A | 2.7667 | Residential & Commercial | No
211392159 | Central HP <5.4 tons | JOHNSON CONTROLS | HRCU-A-CB (Split System: Heat Pump with Remote Outdoor Unit-Air-Source) | HMH72B341 |  |  | XAHC36DXXN1+TXV | TMLE080B12MP11 | 33400 | 17.5 | 8.1 | 33200 | 23400 | 70.48% | 2.02 | 0 | 9.5 |  |  |  | No | R-410A | 2.7833 | Residential & Commercial | No
213367776 | Central HP <5.4 tons | YORK | HRCU-A-CB (Split System: Heat Pump with Remote Outdoor Unit-Air-Source) | HMH72B341 | ASPEN |  | C(A,C,D,E)48C24+TDR | YP9C060B12MP13 | 30800 | 17.2 | 8.1 | 34000 | 27800 | 81.76% | 2.63 | 0 | 9 |  |  |  | No | R-410A | 2.5667 | Residential & Commercial | No
213205895 | Central HP <5.4 tons | CARRIER | HRCU-A-CB (Split System: Heat Pump with Remote Outdoor Unit-Air-Source) | 38MURAQ24AA3* | ASPEN |  | D(A,C,E)36C34+TDR | 58S(B,C)*A090E21**20 | 23800 | 16 | 8.5 | 25800 | 22800 | 88.37% | 2.86 | 0 | 9.5 |  |  |  | No | R-410A | 1.9833 | Residential & Commercial | No
213205928 | Central HP <5.4 tons | CARRIER | HRCU-A-CB (Split System: Heat Pump with Remote Outdoor Unit-Air-Source) | 38MURAQ24AA3* | ASPEN |  | D(A,C,E)36B34+TDR | 58TP*A070V17**16 | 23800 | 16.5 | 8.1 | 25200 | 22600 | 89.68% | 2.91 | 0 | 9.5 |  |  |  | No | R-410A | 1.9833 | Residential & Commercial | No
213205962 | Central HP <5.4 tons | CARRIER | HRCU-A-CB (Split System: Heat Pump with Remote Outdoor Unit-Air-Source) | 38MURAQ24AA3* | ASPEN |  | D(A,C,E)30C44+TDR | 58TP*A110V21**22 | 23800 | 16.5 | 8.1 | 25000 | 22200 | 88.8% | 2.94 | 0 | 9.5 |  |  |  | No | R-410A | 1.9833 | Residential & Commercial | No
211388440 | Central HP <5.4 tons | JOHNSON CONTROLS | HRCU-A-CB (Split System: Heat Pump with Remote Outdoor Unit-Air-Source) | HMH72B341 |  |  | XAUB30CXXN1+TXV | TM9V060B12MP12 | 32600 | 17 | 8.1 | 33600 | 23600 | 70.24% | 2.02 | 0 | 9.5 |  |  |  | No | R-410A | 2.7167 | Residential & Commercial | No
211388608 | Central HP <5.4 tons | JOHNSON CONTROLS | HRCU-A-CB (Split System: Heat Pump with Remote Outdoor Unit-Air-Source) | HMH72B341 |  |  | XAHC30CXXN1+TXV | TM9E100C16MP12 | 32200 | 17.5 | 8.1 | 32400 | 22800 | 70.37% | 2 | 0 | 9.5 |  |  |  | No | R-410A | 2.6833 | Residential & Commercial | No
211388935 | Central HP <5.4 tons | JOHNSON CONTROLS | HRCU-A-CB (Split System: Heat Pump with Remote Outdoor Unit-Air-Source) | HMH72B341 |  |  | XAUB30CXXN1+TXV | TM9E080B12MP12 | 32800 | 17.5 | 8.1 | 33600 | 23600 | 70.24% | 2.02 | 0 | 9.5 |  |  |  | No | R-410A | 2.7333 | Residential & Commercial | No
211388976 | Central HP <5.4 tons | JOHNSON CONTROLS | HRCU-A-CB (Split System: Heat Pump with Remote Outdoor Unit-Air-Source) | HMH72B341 |  |  | XAHC30CXXN1+TXV | TM9E060B12MP12 | 32000 | 16.5 | 8.1 | 33000 | 23200 | 70.3% | 1.96 | 0 | 9 |  |  |  | No | R-410A | 2.6667 | Residential & Commercial | No
211389217 | Central HP <5.4 tons | JOHNSON CONTROLS | HRCU-A-CB (Split System: Heat Pump with Remote Outdoor Unit-Air-Source) | HMH72B341 |  |  | XAUB36DXXN1+TXV | TM9E060A10MP12 | 33600 | 17.5 | 8.1 | 33800 | 23800 | 70.41% | 2.02 | 0 | 9.5 |  |  |  | No | R-410A | 2.8 | Residential & Commercial | No
213821080 | Central HP <5.4 tons | TEMPSTAR | HRCU-A-CB (Split System: Heat Pump with Remote Outdoor Unit-Air-Source) | DLCURAH24AAK | ASPEN |  | D(A,C,E)36C34+TDR | *80VTL1102122B* | 23800 | 16 | 8.5 | 25200 | 22400 | 88.89% | 2.92 | 0 | 9.5 |  |  |  | No | R-410A | 1.9833 | Residential & Commercial | No
213821097 | Central HP <5.4 tons | TEMPSTAR | HRCU-A-CB (Split System: Heat Pump with Remote Outdoor Unit-Air-Source) | DLCURAH24AAK | ASPEN |  | D(A,C,E)30B34+TDR | *92MSN0801716A* | 23400 | 16.5 | 8.1 | 24600 | 22200 | 90.24% | 2.88 | 0 | 9.5 |  |  |  | No | R-410A | 1.95 | Residential & Commercial | No
214336674 | Central HP <5.4 tons | RHEEM | HRCU-A-CB (Split System: Heat Pump with Remote Outdoor Unit-Air-Source) | RD17AZ60AJ3N | ASPEN |  | CP61C34+TDR | R802V1005A21DZ | 52000 | 17.9 | 8.1 | 53500 | 49000 | 91.59% | 1.75 | 0 | 9.8 |  |  |  | No | R-410A | 4.3333 | Residential & Commercial | No
214336692 | Central HP <5.4 tons | RHEEM | HRCU-A-CB (Split System: Heat Pump with Remote Outdoor Unit-Air-Source) | RD17AZ60AJ3N | ASPEN |  | CP61C34+TDR | R951V1005A21M4S | 51500 | 17.9 | 8.1 | 54000 | 49500 | 91.67% | 1.75 | 0 | 9.8 |  |  |  | No | R-410A | 4.2917 | Residential & Commercial | No
213821456 | Central HP <5.4 tons | TEMPSTAR | HRCU-A-CB (Split System: Heat Pump with Remote Outdoor Unit-Air-Source) | DLCURAH30ABK | ASPEN |  | D(A,C,E)30D44+TDR | *92MSN0601714A* | 29200 | 15.2 | 8.1 | 33400 | 23800 | 71.26% | 2.77 | 0 | 8.9 |  |  |  | No | R-410A | 2.4333 | Residential & Commercial | No
213821471 | Central HP <5.4 tons | TEMPSTAR | HRCU-A-CB (Split System: Heat Pump with Remote Outdoor Unit-Air-Source) | DLCURAH30ABK | ASPEN |  | D(A,C,E)42B34+TDR | *92MSN0802120A* | 29000 | 15.4 | 8.3 | 33200 | 24000 | 72.29% | 2.76 | 0 | 8.8 |  |  |  | No | R-410A | 2.4167 | Residential & Commercial | No
213350151 | Central HP <5.4 tons | YORK | HRCU-A-CB (Split System: Heat Pump with Remote Outdoor Unit-Air-Source) | HMH72B341 | ASPEN |  | D(A,C,E)36A34+TDR | Y81E100C16LMPS1 | 31600 | 17.9 | 8.5 | 33200 | 28200 | 84.94% | 2.7 | 0 | 9.3 |  |  |  | No | R-410A | 2.6333 | Residential & Commercial | No
213367826 | Central HP <5.4 tons | YORK | HRCU-A-CB (Split System: Heat Pump with Remote Outdoor Unit-Air-Source) | HMH72B341 | ASPEN |  | C(A,C,D,E)36A44+TDR | YPLC080C16MP13 | 32000 | 17.5 | 8.5 | 33800 | 27400 | 81.07% | 2.67 | 0 | 9.9 |  |  |  | No | R-410A | 2.6667 | Residential & Commercial | No
213350123 | Central HP <5.4 tons | YORK | HRCU-A-CB (Split System: Heat Pump with Remote Outdoor Unit-Air-Source) | HMH72B341 | ASPEN |  | D(A,C,E)36A34+TDR | Y81E080B12SMPS1 | 33000 | 18 | 8.1 | 32600 | 29400 | 90.18% | 2.68 | 0 | 9.5 |  |  |  | No | R-410A | 2.75 | Residential & Commercial | No
213350140 | Central HP <5.4 tons | YORK | HRCU-A-CB (Split System: Heat Pump with Remote Outdoor Unit-Air-Source) | HMH72B341 | ASPEN |  | D(A,C,E)36A44+TDR | Y81E080C20SMPS1 | 32000 | 18 | 8.5 | 33400 | 28400 | 85.03% | 2.71 | 0 | 9.9 |  |  |  | No | R-410A | 2.6667 | Residential & Commercial | No
213350172 | Central HP <5.4 tons | YORK | HRCU-A-CB (Split System: Heat Pump with Remote Outdoor Unit-Air-Source) | HMH72B341 | ASPEN |  | D(A,C,E)36A44+TDR | Y81E120C16SMPS1 | 33600 | 18 | 8.3 | 32800 | 30000 | 91.46% | 2.76 | 0 | 9.5 |  |  |  | No | R-410A | 2.8 | Residential & Commercial | No
214628647 | Central HP <5.4 tons | CARRIER | HRCU-A-CB (Split System: Heat Pump with Remote Outdoor Unit-Air-Source) | 38MURAQ30AB3* | ADP |  | C36A***L139 | 58S(B,C)*B090M17**14 | 29400 | 15.2 | 8.1 | 32600 | 27200 | 83.44% | 1.8 | 0 | 8.5 |  |  |  | No | R-410A | 2.45 | Residential & Commercial | No
214628656 | Central HP <5.4 tons | CARRIER | HRCU-A-CB (Split System: Heat Pump with Remote Outdoor Unit-Air-Source) | 38MURAQ30AB3* | ADP |  | PL36H175P159 | 58S(B,C)*B090M17**14 | 30000 | 15.2 | 8.1 | 32600 | 27200 | 83.44% | 1.8 | 0 | 9 |  |  |  | No | R-410A | 2.5 | Residential & Commercial | No
213205323 | Central HP <5.4 tons | TEMPSTAR | HRCU-A-CB (Split System: Heat Pump with Remote Outdoor Unit-Air-Source) | DLCURAH30ABK | ASPEN |  | D(A,C,E)42B34+TDR | *92ESN0801716A* | 29600 | 15.2 | 8.1 | 33800 | 24000 | 71.01% | 2.67 | 0 | 9 |  |  |  | No | R-410A | 2.4667 | Residential & Commercial | No
213205424 | Central HP <5.4 tons | TEMPSTAR | HRCU-A-CB (Split System: Heat Pump with Remote Outdoor Unit-Air-Source) | DLCURAH30ABK | ASPEN |  | D(A,C,E)30B34+TDR | *96VTN0802120A* | 28800 | 15.2 | 8.1 | 33600 | 23800 | 70.83% | 2.67 | 0 | 9 |  |  |  | No | R-410A | 2.4 | Residential & Commercial | No
213925634 | Central HP <5.4 tons | LUXAIRE | HRCU-A-CB (Split System: Heat Pump with Remote Outdoor Unit-Air-Source) | HMH72B361 | ASPEN |  | L(E,G)M48D4 |  | 35200 | 18 | 8.2 | 36000 | 26400 | 73.33% | 2.82 | 0 | 9 |  |  |  | No | R-410A | 2.9333 | Residential & Commercial | No
214629054 | Central HP <5.4 tons | CARRIER | HRCU-A-CB (Split System: Heat Pump with Remote Outdoor Unit-Air-Source) | 38MURAQ36AB3* | ADP |  | PL36H175P159 | 58S(B,C)*B070M17**16 | 35200 | 16 | 8.1 | 36200 | 34200 | 94.48% | 2 | 0 | 9.5 |  |  |  | No | R-410A | 2.9333 | Residential & Commercial | No
214628363 | Central HP <5.4 tons | CARRIER | HRCU-A-CB (Split System: Heat Pump with Remote Outdoor Unit-Air-Source) | 38MURAQ24AB3* | ADP |  | C36A***L139 | 59SC6A040M17**12 | 23000 | 16 | 8.5 | 24600 | 23800 | 96.75% | 2 | 0 | 9 |  |  |  | No | R-410A | 1.9167 | Residential & Commercial | No
211389461 | Central HP <5.4 tons | JOHNSON CONTROLS | HRCU-A-CB (Split System: Heat Pump with Remote Outdoor Unit-Air-Source) | HMH72B341 |  |  | XAHC36DXXN1+TXV | TM8Y080C16MP11 | 34000 | 18 | 8.1 | 34000 | 24400 | 71.76% | 2.06 | 0 | 9.5 |  |  |  | No | R-410A | 2.8333 | Residential & Commercial | No
213367807 | Central HP <5.4 tons | YORK | HRCU-A-CB (Split System: Heat Pump with Remote Outdoor Unit-Air-Source) | HMH72B361 | ASPEN |  | C(A,C,D,E)48C24+TDR | Y82E100C20LMPS1 | 32800 | 18.5 | 8.1 | 36000 | 25400 | 70.56% | 2.62 | 0 | 8 |  |  |  | No | R-410A | 2.7333 | Residential & Commercial | No
213367843 | Central HP <5.4 tons | YORK | HRCU-A-CB (Split System: Heat Pump with Remote Outdoor Unit-Air-Source) | HMH72B361 | ASPEN |  | C(A,C,D,E)36A44+TDR | Y81E100C20SMPS1 | 34000 | 16.5 | 8.1 | 36000 | 26800 | 74.44% | 2.83 | 0 | 8.9 |  |  |  | No | R-410A | 2.8333 | Residential & Commercial | No
216504989 | Central HP <5.4 tons | YORK | HRCU-A-CB (Split System: Heat Pump with Remote Outdoor Unit-Air-Source) | HMH72B361 | ASPEN |  | D(A,C,E)36A36+TDR | Y91E080B12SMPS1 | 32200 | 16.5 | 8.1 | 36000 | 26000 | 72.22% | 2.73 | 0 | 8.5 |  |  |  | No | R-410A | 2.6833 | Residential & Commercial | No
214629317 | Central HP <5.4 tons | CARRIER | HRCU-A-CB (Split System: Heat Pump with Remote Outdoor Unit-Air-Source) | 38MURAQ36AB3* | ADP |  | PL36H210P749 | 59SU5B060M17**16 | 35000 | 16 | 8.1 | 36800 | 34600 | 94.02% | 1.86 | 0 | 9.5 |  |  |  | No | R-410A | 2.9167 | Residential & Commercial | No
216056777 | Central HP <5.4 tons | YORK | HRCU-A-CB (Split System: Heat Pump with Remote Outdoor Unit-Air-Source) | HH860E2S11 | ASPEN |  | C(A,C,D,E)48A3K+TDR | YPLC120C20MP13 | 32800 | 17.5 | 8.1 | 45000 | 33800 | 75.11% | 2 | 0 | 9.8 |  |  |  | No | R-454B | 2.7333 | Residential & Commercial | No
213205644 | Central HP <5.4 tons | TEMPSTAR | HRCU-A-CB (Split System: Heat Pump with Remote Outdoor Unit-Air-Source) | DLCURAH36ABK | ASPEN |  | D(A,C,E)42B34+TDR | *95ESN0802120A* | 35400 | 15.5 | 8.1 | 39500 | 32000 | 81.01% | 2.52 | 0 | 9.5 |  |  |  | No | R-410A | 2.95 | Residential & Commercial | No
213281559 | Central HP <5.4 tons | YORK | HRCU-A-CB (Split System: Heat Pump with Remote Outdoor Unit-Air-Source) | HMH72B361 | ASPEN |  | C(A,C,D,E)42D24+TDR | Y81E100B12SMPS1 | 32600 | 17.5 | 8.1 | 36000 | 25600 | 71.11% | 2.6 | 0 | 8 |  |  |  | No | R-410A | 2.7167 | Residential & Commercial | No
213350160 | Central HP <5.4 tons | YORK | HRCU-A-CB (Split System: Heat Pump with Remote Outdoor Unit-Air-Source) | HMH72B341 | ASPEN |  | D(A,C,E)36A44+TDR | Y81E100C20LMPS1 | 32000 | 17.5 | 8.5 | 33400 | 27600 | 82.63% | 2.7 | 0 | 9.4 |  |  |  | No | R-410A | 2.6667 | Residential & Commercial | No
213350194 | Central HP <5.4 tons | YORK | HRCU-A-CB (Split System: Heat Pump with Remote Outdoor Unit-Air-Source) | HMH72B341 | ASPEN |  | C(A,C,D,E)36B34+TDR | Y82E100C20LMPS1 | 32000 | 18.5 | 8.5 | 33400 | 27600 | 82.63% | 2.7 | 0 | 9.4 |  |  |  | No | R-410A | 2.6667 | Residential & Commercial | No
213350187 | Central HP <5.4 tons | YORK | HRCU-A-CB (Split System: Heat Pump with Remote Outdoor Unit-Air-Source) | HMH72B341 | ASPEN |  | D(A,C,E)36A34+TDR | Y82E080C16LMPS1 | 33600 | 18.5 | 8.1 | 32600 | 29800 | 91.41% | 2.74 | 0 | 9.5 |  |  |  | No | R-410A | 2.8 | Residential & Commercial | No
213350188 | Central HP <5.4 tons | YORK | HRCU-A-CB (Split System: Heat Pump with Remote Outdoor Unit-Air-Source) | HMH72B341 | ASPEN |  | D(A,C,E)36A44+TDR | Y82E080C16LMPS1 | 33600 | 18.5 | 8.3 | 32800 | 29800 | 90.85% | 2.79 | 0 | 9.5 |  |  |  | No | R-410A | 2.8 | Residential & Commercial | No
213367821 | Central HP <5.4 tons | YORK | HRCU-A-CB (Split System: Heat Pump with Remote Outdoor Unit-Air-Source) | HMH72B341 | ASPEN |  | C(A,C,D,E)36A44+TDR | YP9C100C16MP13 | 32000 | 17.5 | 8.5 | 34000 | 27400 | 80.59% | 2.66 | 0 | 9.9 |  |  |  | No | R-410A | 2.6667 | Residential & Commercial | No
214336679 | Central HP <5.4 tons | RHEEM | HRCU-A-CB (Split System: Heat Pump with Remote Outdoor Unit-Air-Source) | RD17AZ60AJ3N | ASPEN |  | CP61C34+TDR | R802V1255A24UHS | 52000 | 17.9 | 8.1 | 53500 | 49000 | 91.59% | 1.75 | 0 | 9.8 |  |  |  | No | R-410A | 4.3333 | Residential & Commercial | No
214336695 | Central HP <5.4 tons | RHEEM | HRCU-A-CB (Split System: Heat Pump with Remote Outdoor Unit-Air-Source) | RD17AZ60AJ3N | ASPEN |  | CP61C34+TDR | R962V0705A21M4S | 51500 | 17.9 | 8.1 | 54000 | 49500 | 91.67% | 1.75 | 0 | 9.8 |  |  |  | No | R-410A | 4.2917 | Residential & Commercial | No
214336704 | Central HP <5.4 tons | RHEEM | HRCU-A-CB (Split System: Heat Pump with Remote Outdoor Unit-Air-Source) | RD17AZ60AJ3N | ASPEN |  | CP61C34+TDR | R98MV1155A24UPS | 51500 | 17.9 | 8.1 | 54000 | 49500 | 91.67% | 1.75 | 0 | 9.8 |  |  |  | No | R-410A | 4.2917 | Residential & Commercial | No
216504991 | Central HP <5.4 tons | YORK | HRCU-A-CB (Split System: Heat Pump with Remote Outdoor Unit-Air-Source) | HMH72B361 | ASPEN |  | D(A,C,E)36A36+TDR | Y91E080C20SMPS1 | 32800 | 16 | 8.1 | 36000 | 26800 | 74.44% | 2.78 | 0 | 8.5 |  |  |  | No | R-410A | 2.7333 | Residential & Commercial | No
216505462 | Central HP <5.4 tons | YORK | HRCU-A-CB (Split System: Heat Pump with Remote Outdoor Unit-Air-Source) | HMH72B361 | ASPEN |  | AE*L+CM48C34+TDR |  | 34600 | 18 | 8.5 | 35000 | 25200 | 72% | 2.81 | 0 | 9 |  |  |  | No | R-410A | 2.8833 | Residential & Commercial | No
213367842 | Central HP <5.4 tons | YORK | HRCU-A-CB (Split System: Heat Pump with Remote Outdoor Unit-Air-Source) | HMH72B361 | ASPEN |  | C(A,C,D,E)36A44+TDR | Y81E100C20LMPS1 | 34000 | 16.5 | 8.1 | 36000 | 26800 | 74.44% | 2.83 | 0 | 8.9 |  |  |  | No | R-410A | 2.8333 | Residential & Commercial | No
213206510 | Central HP <5.4 tons | CARRIER | HRCU-A-CB (Split System: Heat Pump with Remote Outdoor Unit-Air-Source) | 38MURAQ24AB3* | ASPEN |  | D(A,C,E)36B34+TDR | 59SC5B040E17**12 | 23800 | 15.2 | 8.1 | 26400 | 20400 | 77.27% | 2.85 | 0 | 9.5 |  |  |  | No | R-410A | 1.9833 | Residential & Commercial | No
213206547 | Central HP <5.4 tons | CARRIER | HRCU-A-CB (Split System: Heat Pump with Remote Outdoor Unit-Air-Source) | 38MURAQ24AB3* | ASPEN |  | D(A,C,E)36C34+TDR | 59SC5B080E17**16 | 23800 | 16 | 8.1 | 26200 | 20200 | 77.1% | 2.71 | 0 | 9.8 |  |  |  | No | R-410A | 1.9833 | Residential & Commercial | No
214336676 | Central HP <5.4 tons | RHEEM | HRCU-A-CB (Split System: Heat Pump with Remote Outdoor Unit-Air-Source) | RD17AZ60AJ3N | ASPEN |  | CP61C34+TDR | R802V1005A21UHS | 52000 | 17.9 | 8.1 | 53500 | 49000 | 91.59% | 1.75 | 0 | 9.8 |  |  |  | No | R-410A | 4.3333 | Residential & Commercial | No
214336691 | Central HP <5.4 tons | RHEEM | HRCU-A-CB (Split System: Heat Pump with Remote Outdoor Unit-Air-Source) | RD17AZ60AJ3N | ASPEN |  | CP61C34+TDR | R951V0855A21M4S | 51500 | 17 | 8.1 | 54000 | 49500 | 91.67% | 1.75 | 0 | 9.8 |  |  |  | No | R-410A | 4.2917 | Residential & Commercial | No
214331207 | Central HP <5.4 tons | CONTINENTAL | HRCU-A-CB (Split System: Heat Pump with Remote Outdoor Unit-Air-Source) | WSEHV2436RA1-C | ADP |  | *G34936 | WUV070T3AA | 37000 | 16 | 8.25 | 34800 | 32400 | 93.1% | 1.76 | 0 | 9.5 |  |  |  | No | R-410A | 3.0833 | Residential & Commercial | No
216056611 | Central HP <5.4 tons | YORK | HRCU-A-CB (Split System: Heat Pump with Remote Outdoor Unit-Air-Source) | HH836E2S11 | ASPEN |  | D(A,C,E)36A4K+TDR | TM9V100C20MP12 | 31600 | 18 | 8.5 | 32400 | 26000 | 80.25% | 2 | 0 | 9.8 |  |  |  | No | R-454B | 2.6333 | Residential & Commercial | No
214092866 | Central HP <5.4 tons | YORK | HRCU-A-CB (Split System: Heat Pump with Remote Outdoor Unit-Air-Source) | HMH72B341 | ASPEN |  | D(A,C,E)42A46+TDR | Y81E100C20SMPS1 | 32400 | 17.5 | 8.5 | 33400 | 27600 | 82.63% | 2.7 | 0 | 9.5 |  |  |  | No | R-410A | 2.7 | Residential & Commercial | No
214092915 | Central HP <5.4 tons | YORK | HRCU-A-CB (Split System: Heat Pump with Remote Outdoor Unit-Air-Source) | HMH72B341 | ASPEN |  | D(A,C,E)42A46+TDR | YPLC100C20MP13 | 31800 | 16.5 | 8.5 | 32400 | 27800 | 85.8% | 2.69 | 0 | 8.9 |  |  |  | No | R-410A | 2.65 | Residential & Commercial | No
213350131 | Central HP <5.4 tons | YORK | HRCU-A-CB (Split System: Heat Pump with Remote Outdoor Unit-Air-Source) | HMH72B341 | ASPEN |  | D(A,C,E)36A34+TDR | Y81E080C16SMPS1 | 31600 | 17.9 | 8.5 | 33200 | 27400 | 82.53% | 2.7 | 0 | 9.8 |  |  |  | No | R-410A | 2.6333 | Residential & Commercial | No
213350145 | Central HP <5.4 tons | YORK | HRCU-A-CB (Split System: Heat Pump with Remote Outdoor Unit-Air-Source) | HMH72B341 | ASPEN |  | D(A,C,E)36B34+TDR | Y81E100B12LMPS1 | 32000 | 18.5 | 8.1 | 34000 | 28000 | 82.35% | 2.66 | 0 | 9.4 |  |  |  | No | R-410A | 2.6667 | Residential & Commercial | No
213350179 | Central HP <5.4 tons | YORK | HRCU-A-CB (Split System: Heat Pump with Remote Outdoor Unit-Air-Source) | HMH72B341 | ASPEN |  | D(A,C,E)36A34+TDR | Y81E120C20SMPS1 | 31600 | 17.5 | 8.5 | 33800 | 27800 | 82.25% | 2.66 | 0 | 9.3 |  |  |  | No | R-410A | 2.6333 | Residential & Commercial | No
213350180 | Central HP <5.4 tons | YORK | HRCU-A-CB (Split System: Heat Pump with Remote Outdoor Unit-Air-Source) | HMH72B341 | ASPEN |  | D(A,C,E)36A44+TDR | Y81E120C20SMPS1 | 32000 | 17.5 | 8.5 | 34000 | 28000 | 82.35% | 2.66 | 0 | 9.4 |  |  |  | No | R-410A | 2.6667 | Residential & Commercial | No
216056298 | Central HP <5.4 tons | YORK | HRCU-A-CB (Split System: Heat Pump with Remote Outdoor Unit-Air-Source) | HH824E2S11 | ASPEN |  | D(A,C,E)24B3K+TDR | TM8Y060A12MP11 | 20400 | 17.5 | 9 | 22600 | 18400 | 81.42% | 2 | 0 | 9.8 |  |  |  | No | R-454B | 1.7 | Residential & Commercial | No
213350143 | Central HP <5.4 tons | YORK | HRCU-A-CB (Split System: Heat Pump with Remote Outdoor Unit-Air-Source) | HMH72B341 | ASPEN |  | D(A,C,E)36A34+TDR | Y81E100B12LMPS1 | 31600 | 18.4 | 8.1 | 33800 | 27800 | 82.25% | 2.66 | 0 | 9.3 |  |  |  | No | R-410A | 2.6333 | Residential & Commercial | No
213350150 | Central HP <5.4 tons | YORK | HRCU-A-CB (Split System: Heat Pump with Remote Outdoor Unit-Air-Source) | HMH72B341 | ASPEN |  | C(A,C,D,E)36B34+TDR | Y81E100C16LMPS1 | 32000 | 18 | 8.5 | 33400 | 28400 | 85.03% | 2.7 | 0 | 9.4 |  |  |  | No | R-410A | 2.6667 | Residential & Commercial | No
213350122 | Central HP <5.4 tons | YORK | HRCU-A-CB (Split System: Heat Pump with Remote Outdoor Unit-Air-Source) | HMH72B341 | ASPEN |  | C(A,C,D,E)36B34+TDR | Y81E080B12SMPS1 | 33000 | 18 | 8.2 | 32800 | 29400 | 89.63% | 2.7 | 0 | 9.5 |  |  |  | No | R-410A | 2.75 | Residential & Commercial | No
213350138 | Central HP <5.4 tons | YORK | HRCU-A-CB (Split System: Heat Pump with Remote Outdoor Unit-Air-Source) | HMH72B341 | ASPEN |  | C(A,C,D,E)36B34+TDR | Y81E080C20SMPS1 | 32000 | 18 | 8.5 | 33400 | 28400 | 85.03% | 2.71 | 0 | 9.9 |  |  |  | No | R-410A | 2.6667 | Residential & Commercial | No
213350174 | Central HP <5.4 tons | YORK | HRCU-A-CB (Split System: Heat Pump with Remote Outdoor Unit-Air-Source) | HMH72B341 | ASPEN |  | C(A,C,D,E)36B34+TDR | Y81E120C20LMPS1 | 32000 | 17.5 | 8.5 | 34000 | 28000 | 82.35% | 2.66 | 0 | 9.4 |  |  |  | No | R-410A | 2.6667 | Residential & Commercial | No
213367786 | Central HP <5.4 tons | YORK | HRCU-A-CB (Split System: Heat Pump with Remote Outdoor Unit-Air-Source) | HMH72B341 | ASPEN |  | C(A,C,D,E)48C24+TDR | YPLC100C20MP13 | 30000 | 16 | 8.5 | 32400 | 27800 | 85.8% | 2.69 | 0 | 8.6 |  |  |  | No | R-410A | 2.5 | Residential & Commercial | No
211393234 | Central HP <5.4 tons | JOHNSON CONTROLS | HRCU-A-CB (Split System: Heat Pump with Remote Outdoor Unit-Air-Source) | HMH72B341 |  |  | XAFC30CXXN1+TXV | TL9E060B12UH11 | 32600 | 17.5 | 8.1 | 33600 | 23600 | 70.24% | 2 | 0 | 9.5 |  |  |  | No | R-410A | 2.7167 | Residential & Commercial | No
216056771 | Central HP <5.4 tons | YORK | HRCU-A-CB (Split System: Heat Pump with Remote Outdoor Unit-Air-Source) | HH860E2S11 | ASPEN |  | C(A,C,D,E)48A3K+TDR | YP9C100C16MP13 | 30800 | 16.5 | 8.1 | 44000 | 33200 | 75.45% | 2 | 0 | 9 |  |  |  | No | R-454B | 2.5667 | Residential & Commercial | No
216056773 | Central HP <5.4 tons | YORK | HRCU-A-CB (Split System: Heat Pump with Remote Outdoor Unit-Air-Source) | HH860E2S11 | ASPEN |  | C(A,C,D,E)48A3K+TDR | YP9C120D20MP13 | 31800 | 17.5 | 8.1 | 44500 | 33400 | 75.06% | 2 | 0 | 9.8 |  |  |  | No | R-454B | 2.65 | Residential & Commercial | No
216056084 | Central HP <5.4 tons | YORK | HRCU-A-CB (Split System: Heat Pump with Remote Outdoor Unit-Air-Source) | HH824E2S11 | ASPEN |  | C(A,C,D,E)24A3K+TDR | TM8Y060A12MP11 | 20000 | 17.5 | 8.5 | 22600 | 18400 | 81.42% | 2 | 0 | 9.8 |  |  |  | No | R-454B | 1.6667 | Residential & Commercial | No
216056150 | Central HP <5.4 tons | YORK | HRCU-A-CB (Split System: Heat Pump with Remote Outdoor Unit-Air-Source) | HH824E2S11 | ASPEN |  | C(A,C,D,E)24A3K+TDR | YP9C060B12MP13 | 21400 | 17 | 8.1 | 22600 | 18000 | 79.65% | 2 | 0 | 9.8 |  |  |  | No | R-454B | 1.7833 | Residential & Commercial | No
213350158 | Central HP <5.4 tons | YORK | HRCU-A-CB (Split System: Heat Pump with Remote Outdoor Unit-Air-Source) | HMH72B341 | ASPEN |  | C(A,C,D,E)36B34+TDR | Y81E100C20LMPS1 | 32000 | 17.5 | 8.5 | 33400 | 27600 | 82.63% | 2.7 | 0 | 9.4 |  |  |  | No | R-410A | 2.6667 | Residential & Commercial | No
213367781 | Central HP <5.4 tons | YORK | HRCU-A-CB (Split System: Heat Pump with Remote Outdoor Unit-Air-Source) | HMH72B341 | ASPEN |  | C(A,C,D,E)48C24+TDR | YP9C120D20MP13 | 30200 | 16.5 | 8.5 | 32400 | 28200 | 87.04% | 2.79 | 0 | 9.1 |  |  |  | No | R-410A | 2.5167 | Residential & Commercial | No
213367824 | Central HP <5.4 tons | YORK | HRCU-A-CB (Split System: Heat Pump with Remote Outdoor Unit-Air-Source) | HMH72B341 | ASPEN |  | C(A,C,D,E)36A44+TDR | YPLC060A12MP13 | 32800 | 17.5 | 8.1 | 33400 | 28200 | 84.43% | 2.66 | 0 | 9.5 |  |  |  | No | R-410A | 2.7333 | Residential & Commercial | No
213350181 | Central HP <5.4 tons | YORK | HRCU-A-CB (Split System: Heat Pump with Remote Outdoor Unit-Air-Source) | HMH72B341 | ASPEN |  | D(A,C,E)36B34+TDR | Y81E120C20SMPS1 | 32000 | 17.5 | 8.5 | 34000 | 28000 | 82.35% | 2.66 | 0 | 9.4 |  |  |  | No | R-410A | 2.6667 | Residential & Commercial | No
213350197 | Central HP <5.4 tons | YORK | HRCU-A-CB (Split System: Heat Pump with Remote Outdoor Unit-Air-Source) | HMH72B341 | ASPEN |  | D(A,C,E)36B34+TDR | Y82E100C20LMPS1 | 32000 | 18.5 | 8.5 | 33400 | 27600 | 82.63% | 2.7 | 0 | 9.4 |  |  |  | No | R-410A | 2.6667 | Residential & Commercial | No
213350199 | Central HP <5.4 tons | YORK | HRCU-A-CB (Split System: Heat Pump with Remote Outdoor Unit-Air-Source) | HMH72B341 | ASPEN |  | D(A,C,E)36A34+TDR | Y82E120C20LMPS1 | 31600 | 18.4 | 8.5 | 33200 | 27800 | 83.73% | 2.7 | 0 | 9.3 |  |  |  | No | R-410A | 2.6333 | Residential & Commercial | No
213206010 | Central HP <5.4 tons | CARRIER | HRCU-A-CB (Split System: Heat Pump with Remote Outdoor Unit-Air-Source) | 38MURAQ24AA3* | ASPEN |  | D(A,C,E)30C44+TDR | 59SC2D060E17**14 | 23800 | 16 | 8.1 | 25800 | 22800 | 88.37% | 2.91 | 0 | 9.5 |  |  |  | No | R-410A | 1.9833 | Residential & Commercial | No
213206095 | Central HP <5.4 tons | CARRIER | HRCU-A-CB (Split System: Heat Pump with Remote Outdoor Unit-Air-Source) | 38MURAQ24AA3* | ASPEN |  | D(A,C,E)36C34+TDR | 59SC5B060E14**12 | 23800 | 15.2 | 8.1 | 25400 | 22600 | 88.98% | 2.89 | 0 | 9.4 |  |  |  | No | R-410A | 1.9833 | Residential & Commercial | No
216504986 | Central HP <5.4 tons | YORK | HRCU-A-CB (Split System: Heat Pump with Remote Outdoor Unit-Air-Source) | HMH72B341 | ASPEN |  | D(A,C,E)36A36+TDR | Y91E080C16SMPS1 | 30600 | 16.5 | 8.1 | 32000 | 27600 | 86.25% | 2.67 | 0 | 9.8 |  |  |  | No | R-410A | 2.55 | Residential & Commercial | No
213367818 | Central HP <5.4 tons | YORK | HRCU-A-CB (Split System: Heat Pump with Remote Outdoor Unit-Air-Source) | HMH72B341 | ASPEN |  | C(A,C,D,E)36A44+TDR | YP9C060B12MP13 | 32000 | 17.5 | 8.1 | 34000 | 27800 | 81.76% | 2.63 | 0 | 9.4 |  |  |  | No | R-410A | 2.6667 | Residential & Commercial | No
213367825 | Central HP <5.4 tons | YORK | HRCU-A-CB (Split System: Heat Pump with Remote Outdoor Unit-Air-Source) | HMH72B341 | ASPEN |  | C(A,C,D,E)36A44+TDR | YPLC080B12MP13 | 32400 | 17 | 8.1 | 33600 | 28800 | 85.71% | 2.59 | 0 | 9.5 |  |  |  | No | R-410A | 2.7 | Residential & Commercial | No
215290062 | Central HP <5.4 tons | AIRQUEST | HRCU-A-CB (Split System: Heat Pump with Remote Outdoor Unit-Air-Source) | DLCURAH18ABK | ADP |  | HG32936 | *96VTN0401410B* | 16800 | 16 | 8.5 | 16600 | 19000 | 114.5% | 2.34 | 0 | 9.5 |  |  |  | No | R-410A | 1.4 | Residential & Commercial | No
215290079 | Central HP <5.4 tons | AIRQUEST | HRCU-A-CB (Split System: Heat Pump with Remote Outdoor Unit-Air-Source) | DLCURAH18ABK | ADP |  | HE30924 | *96VTN0401410B* | 16300 | 16 | 8.5 | 16600 | 19000 | 114.5% | 2.34 | 0 | 9.5 |  |  |  | No | R-410A | 1.3583 | Residential & Commercial | No
213204070 | Central HP <5.4 tons | TEMPSTAR | HRCU-A-CB (Split System: Heat Pump with Remote Outdoor Unit-Air-Source) | DLCURAH24AAK | ASPEN |  | D(A,C,E)36B34+TDR | *80ES(N,L)0701716A* | 23800 | 15.5 | 8.5 | 26200 | 28600 | 109.2% | 2.63 | 0 | 9 |  |  |  | No | R-410A | 1.9833 | Residential & Commercial | No
213204157 | Central HP <5.4 tons | TEMPSTAR | HRCU-A-CB (Split System: Heat Pump with Remote Outdoor Unit-Air-Source) | DLCURAH24AAK | ASPEN |  | D(A,C,E)24B44+TDR | *92ESN0601714A* | 23800 | 16 | 8.1 | 25400 | 28200 | 111% | 2.69 | 0 | 9.5 |  |  |  | No | R-410A | 1.9833 | Residential & Commercial | No
213204255 | Central HP <5.4 tons | TEMPSTAR | HRCU-A-CB (Split System: Heat Pump with Remote Outdoor Unit-Air-Source) | DLCURAH24AAK | ASPEN |  | D(A,C,E)30C44+TDR | *95ESN0601714A* | 23800 | 15.5 | 8.5 | 25400 | 26400 | 103.9% | 2.71 | 0 | 9.4 |  |  |  | No | R-410A | 1.9833 | Residential & Commercial | No
213821172 | Central HP <5.4 tons | TEMPSTAR | HRCU-A-CB (Split System: Heat Pump with Remote Outdoor Unit-Air-Source) | DLCURAH24AAK | ASPEN |  | D(A,C,E)30B34+TDR | *96VTN1002122B* | 23800 | 16.5 | 8.5 | 25200 | 22400 | 88.89% | 2.91 | 0 | 9 |  |  |  | No | R-410A | 1.9833 | Residential & Commercial | No
216056328 | Central HP <5.4 tons | YORK | HRCU-A-CB (Split System: Heat Pump with Remote Outdoor Unit-Air-Source) | HH824E2S11 | ASPEN |  | D(A,C,E)24B3K+TDR | TM9Y040A10MP11 | 20600 | 16.5 | 8.1 | 22400 | 17300 | 77.23% | 2 | 0 | 9.8 |  |  |  | No | R-454B | 1.7167 | Residential & Commercial | No
213367829 | Central HP <5.4 tons | YORK | HRCU-A-CB (Split System: Heat Pump with Remote Outdoor Unit-Air-Source) | HMH72B341 | ASPEN |  | C(A,C,D,E)36A44+TDR | YPLC120C20MP13 | 31400 | 16.5 | 8.5 | 32400 | 27800 | 85.8% | 2.69 | 0 | 8.9 |  |  |  | No | R-410A | 2.6167 | Residential & Commercial | No
211627844 | Central HP <5.4 tons | YORK | HRCU-A-CB (Split System: Heat Pump with Remote Outdoor Unit-Air-Source) | HMH72B341 | ASPEN |  | CM36B36+TDR | TM8Y100C20MP11 | 33600 | 18 | 8.2 | 26800 | 33800 | 126.1% | 2.92 | 0 | 9.5 |  |  |  | No | R-410A | 2.8 | Residential & Commercial | No
211627961 | Central HP <5.4 tons | YORK | HRCU-A-CB (Split System: Heat Pump with Remote Outdoor Unit-Air-Source) | HMH72B341 | ASPEN |  | CM36B36+TDR | TM9V040A10MP12 | 31600 | 17 | 8.1 | 25200 | 31400 | 124.6% | 2.82 | 0 | 9.4 |  |  |  | No | R-410A | 2.6333 | Residential & Commercial | No
216056094 | Central HP <5.4 tons | YORK | HRCU-A-CB (Split System: Heat Pump with Remote Outdoor Unit-Air-Source) | HH824E2S11 | ASPEN |  | C(A,C,D,E)24A3K+TDR | TM9E060A10MP12 | 20000 | 16.5 | 8.5 | 22600 | 18100 | 80.09% | 2 | 0 | 9.8 |  |  |  | No | R-454B | 1.6667 | Residential & Commercial | No
211628160 | Central HP <5.4 tons | YORK | HRCU-A-CB (Split System: Heat Pump with Remote Outdoor Unit-Air-Source) | HMH72B341 | ASPEN |  | D(A,C,E)36D36+TDR | TMLE080B12MP11 | 32800 | 18 | 8.1 | 34000 | 28000 | 82.35% | 2.47 | 0 | 9.5 |  |  |  | No | R-410A | 2.7333 | Residential & Commercial | No
211628329 | Central HP <5.4 tons | YORK | HRCU-A-CB (Split System: Heat Pump with Remote Outdoor Unit-Air-Source) | HMH72B341 | ASPEN |  | D(A,C,E)36D36+TDR | TP9C120D20MP13 | 32400 | 17 | 8.1 | 32400 | 28200 | 87.04% | 2.57 | 0 | 9.5 |  |  |  | No | R-410A | 2.7 | Residential & Commercial | No
211628394 | Central HP <5.4 tons | YORK | HRCU-A-CB (Split System: Heat Pump with Remote Outdoor Unit-Air-Source) | HMH72B341 | ASPEN |  | D(A,C,E)36D36+TDR | TPLC100C20MP13 | 32200 | 16.5 | 8.1 | 32400 | 27800 | 85.8% | 2.49 | 0 | 9 |  |  |  | No | R-410A | 2.6833 | Residential & Commercial | No
211628546 | Central HP <5.4 tons | YORK | HRCU-A-CB (Split System: Heat Pump with Remote Outdoor Unit-Air-Source) | HMH72B341 | ASPEN |  | CM36B36+TDR | YPLC100C20MP13 | 31400 | 16.5 | 8.1 | 25200 | 31400 | 124.6% | 2.85 | 0 | 8.9 |  |  |  | No | R-410A | 2.6167 | Residential & Commercial | No
211628564 | Central HP <5.4 tons | YORK | HRCU-A-CB (Split System: Heat Pump with Remote Outdoor Unit-Air-Source) | HMH72B341 | ASPEN |  | D(A,C,E)48A36+TDR | YPLC120C20MP13 | 31600 | 16.5 | 8.1 | 32400 | 27400 | 84.57% | 2.49 | 0 | 8.9 |  |  |  | No | R-410A | 2.6333 | Residential & Commercial | No
213927831 | Central HP <5.4 tons | YORK | HRCU-A-CB (Split System: Heat Pump with Remote Outdoor Unit-Air-Source) | HMH72B341 | ASPEN |  | D(A,C,E)36D3G+TXV+TDR | TM9V040A10MP12 | 32200 | 17 | 8.1 | 33200 | 27400 | 82.53% | 2.49 | 0 | 9.5 |  |  |  | No | R-410A | 2.6833 | Residential & Commercial | No
212972906 | Central HP <5.4 tons | COMFORTMAKER | HRCU-A-CB (Split System: Heat Pump with Remote Outdoor Unit-Air-Source) | DLCURAH24ABK |  |  | EA*4X24L17A* | *96VSN0401410B* | 23200 | 16 | 8.5 | 27000 | 26600 | 98.52% | 2.24 | 0 | 9.5 |  |  |  | No | R-410A | 1.9333 | Residential & Commercial | No
213350189 | Central HP <5.4 tons | YORK | HRCU-A-CB (Split System: Heat Pump with Remote Outdoor Unit-Air-Source) | HMH72B341 | ASPEN |  | D(A,C,E)36B34+TDR | Y82E080C16LMPS1 | 33600 | 18.5 | 8.2 | 32800 | 29800 | 90.85% | 2.79 | 0 | 9.5 |  |  |  | No | R-410A | 2.8 | Residential & Commercial | No
213350190 | Central HP <5.4 tons | YORK | HRCU-A-CB (Split System: Heat Pump with Remote Outdoor Unit-Air-Source) | HMH72B341 | ASPEN |  | C(A,C,D,E)36B34+TDR | Y82E100C16LMPS1 | 32000 | 18 | 8.5 | 33400 | 28000 | 83.83% | 2.7 | 0 | 9.4 |  |  |  | No | R-410A | 2.6667 | Residential & Commercial | No
213925637 | Central HP <5.4 tons | LUXAIRE | HRCU-A-CB (Split System: Heat Pump with Remote Outdoor Unit-Air-Source) | HMH72B361 | ASPEN |  | L(E,G)M48D6 |  | 35200 | 18 | 8.2 | 36000 | 26400 | 73.33% | 2.82 | 0 | 9 |  |  |  | No | R-410A | 2.9333 | Residential & Commercial | No
213350147 | Central HP <5.4 tons | YORK | HRCU-A-CB (Split System: Heat Pump with Remote Outdoor Unit-Air-Source) | HMH72B341 | ASPEN |  | D(A,C,E)36A34+TDR | Y81E100B12SMPS1 | 31600 | 18.4 | 8.1 | 33800 | 27800 | 82.25% | 2.66 | 0 | 9.3 |  |  |  | No | R-410A | 2.6333 | Residential & Commercial | No
213350196 | Central HP <5.4 tons | YORK | HRCU-A-CB (Split System: Heat Pump with Remote Outdoor Unit-Air-Source) | HMH72B341 | ASPEN |  | D(A,C,E)36A44+TDR | Y82E100C20LMPS1 | 32000 | 18.5 | 8.5 | 33400 | 27600 | 82.63% | 2.7 | 0 | 9.4 |  |  |  | No | R-410A | 2.6667 | Residential & Commercial | No
214091946 | Central HP <5.4 tons | YORK | HRCU-A-CB (Split System: Heat Pump with Remote Outdoor Unit-Air-Source) | HMH72B341 | ASPEN |  | D(A,C,E)36A34+TDR | TL8E100C20UH11 | 31600 | 17.5 | 8.5 | 33800 | 27400 | 81.07% | 2.68 | 0 | 9.8 |  |  |  | No | R-410A | 2.6333 | Residential & Commercial | No
214091964 | Central HP <5.4 tons | YORK | HRCU-A-CB (Split System: Heat Pump with Remote Outdoor Unit-Air-Source) | HMH72B341 | ASPEN |  | D(A,C,E)36A34+TDR | TM8E080B12MP11 | 31600 | 17.9 | 8.1 | 34000 | 28000 | 82.35% | 2.62 | 0 | 9.3 |  |  |  | No | R-410A | 2.6333 | Residential & Commercial | No
214091982 | Central HP <5.4 tons | YORK | HRCU-A-CB (Split System: Heat Pump with Remote Outdoor Unit-Air-Source) | HMH72B341 | ASPEN |  | D(A,C,E)36A34+TDR | TM8V080B12MP12 | 32400 | 17 | 8.1 | 33600 | 29000 | 86.31% | 2.59 | 0 | 9.5 |  |  |  | No | R-410A | 2.7 | Residential & Commercial | No
214092015 | Central HP <5.4 tons | YORK | HRCU-A-CB (Split System: Heat Pump with Remote Outdoor Unit-Air-Source) | HMH72B341 | ASPEN |  | D(A,C,E)36A34+TDR | TM9E040A10MP12 | 32200 | 17 | 8.1 | 33400 | 28000 | 83.83% | 2.53 | 0 | 9 |  |  |  | No | R-410A | 2.6833 | Residential & Commercial | No
214092063 | Central HP <5.4 tons | YORK | HRCU-A-CB (Split System: Heat Pump with Remote Outdoor Unit-Air-Source) | HMH72B341 | ASPEN |  | D(A,C,E)42A44+TDR | TM9Y080C16MP11 | 32400 | 18.5 | 8.1 | 34000 | 28000 | 82.35% | 2.65 | 0 | 9.5 |  |  |  | No | R-410A | 2.7 | Residential & Commercial | No
214092113 | Central HP <5.4 tons | YORK | HRCU-A-CB (Split System: Heat Pump with Remote Outdoor Unit-Air-Source) | HMH72B341 | ASPEN |  | D(A,C,E)36A34+TDR | TP9C100C16MP13 | 31600 | 17.5 | 8.4 | 34000 | 27400 | 80.59% | 2.67 | 0 | 9.8 |  |  |  | No | R-410A | 2.6333 | Residential & Commercial | No
213355362 | Central HP <5.4 tons | YORK | HRCU-A-CB (Split System: Heat Pump with Remote Outdoor Unit-Air-Source) | HMH72B361 | ASPEN |  | L(E,G)M48A6 |  | 35000 | 18 | 8.1 | 36000 | 26400 | 73.33% | 2.82 | 0 | 9 |  |  |  | No | R-410A | 2.9167 | Residential & Commercial | No
212506453 | Central HP <5.4 tons | YORK | HRCU-A-CB (Split System: Heat Pump with Remote Outdoor Unit-Air-Source) | HMH72B361 | ASPEN |  | L(E,G)M36E4 |  | 35000 | 18 | 8.1 | 35400 | 26000 | 73.45% | 2.82 | 0 | 9 |  |  |  | No | R-410A | 2.9167 | Residential & Commercial | No
213258896 | Central HP <5.4 tons | YORK | HRCU-A-CB (Split System: Heat Pump with Remote Outdoor Unit-Air-Source) | HMH72B361 | ASPEN |  | D(A,C,E)36D36+JMET12BS2N1+TDR |  | 34800 | 18 | 8.1 | 36000 | 26000 | 72.22% | 2.8 | 0 | 9 |  |  |  | No | R-410A | 2.9 | Residential & Commercial | No
214092147 | Central HP <5.4 tons | YORK | HRCU-A-CB (Split System: Heat Pump with Remote Outdoor Unit-Air-Source) | HMH72B341 | ASPEN |  | D(A,C,E)48B34+TDR | Y81E080B12SMPS1 | 33000 | 18 | 8.2 | 32800 | 29400 | 89.63% | 2.71 | 0 | 9.5 |  |  |  | No | R-410A | 2.75 | Residential & Commercial | No
214092162 | Central HP <5.4 tons | YORK | HRCU-A-CB (Split System: Heat Pump with Remote Outdoor Unit-Air-Source) | HMH72B341 | ASPEN |  | D(A,C,E)42A44+TDR | Y81E100C16SMPS1 | 32400 | 18 | 8.5 | 33400 | 28400 | 85.03% | 2.7 | 0 | 9.5 |  |  |  | No | R-410A | 2.7 | Residential & Commercial | No
211229213 | Central HP <5.4 tons | COMFORTMAKER | HRCU-A-CB (Split System: Heat Pump with Remote Outdoor Unit-Air-Source) | DLCURAH36ABK |  |  | EA*4X48L21A* | OMV098J12* | 35600 | 15.2 | 8.1 | 38500 | 34800 | 90.39% | 2.04 | 0 | 9.5 |  |  |  | No | R-410A | 2.9667 | Residential & Commercial | No
214628985 | Central HP <5.4 tons | CARRIER | HRCU-A-CB (Split System: Heat Pump with Remote Outdoor Unit-Air-Source) | 38MURAQ36AB3* | ADP |  | C36A***L129 | 58S(B,C)*B070M14**12 | 33600 | 15.2 | 8.1 | 36800 | 34600 | 94.02% | 1.94 | 0 | 9.5 |  |  |  | No | R-410A | 2.8 | Residential & Commercial | No
214629136 | Central HP <5.4 tons | CARRIER | HRCU-A-CB (Split System: Heat Pump with Remote Outdoor Unit-Air-Source) | 38MURAQ36AB3* | ADP |  | C36A***L129 | 58TP*B045V14**12 | 33600 | 15.2 | 8.1 | 36800 | 34600 | 94.02% | 1.94 | 0 | 9.5 |  |  |  | No | R-410A | 2.8 | Residential & Commercial | No
214629170 | Central HP <5.4 tons | CARRIER | HRCU-A-CB (Split System: Heat Pump with Remote Outdoor Unit-Air-Source) | 38MURAQ36AB3* | ADP |  | V,C36H***P219 | 58TP*B070V14**12 | 34600 | 16 | 8.1 | 36800 | 34600 | 94.02% | 1.94 | 0 | 9.5 |  |  |  | No | R-410A | 2.8833 | Residential & Commercial | No
214629269 | Central HP <5.4 tons | CARRIER | HRCU-A-CB (Split System: Heat Pump with Remote Outdoor Unit-Air-Source) | 38MURAQ36AB3* | ADP |  | A36VCA+TXV | 59SU5B040M17**12 | 35200 | 15.2 | 8.1 | 37400 | 34800 | 93.05% | 1.88 | 0 | 9.5 |  |  |  | No | R-410A | 2.9333 | Residential & Commercial | No
214092732 | Central HP <5.4 tons | YORK | HRCU-A-CB (Split System: Heat Pump with Remote Outdoor Unit-Air-Source) | HMH72B341 | ASPEN |  | D(A,C,E)42A46+TDR | TM8Y080B12MP11 | 32600 | 18 | 8.1 | 33400 | 27400 | 82.04% | 2.65 | 0 | 9.9 |  |  |  | No | R-410A | 2.7167 | Residential & Commercial | No
214092898 | Central HP <5.4 tons | YORK | HRCU-A-CB (Split System: Heat Pump with Remote Outdoor Unit-Air-Source) | HMH72B341 | ASPEN |  | D(A,C,E)48B36+TDR | YP9C080B12MP13 | 32800 | 17 | 8.1 | 33600 | 29400 | 87.5% | 2.66 | 0 | 9.5 |  |  |  | No | R-410A | 2.7333 | Residential & Commercial | No
214092916 | Central HP <5.4 tons | YORK | HRCU-A-CB (Split System: Heat Pump with Remote Outdoor Unit-Air-Source) | HMH72B341 | ASPEN |  | D(A,C,E)48B36+TDR | YPLC100C20MP13 | 32000 | 16.5 | 8.5 | 32400 | 27800 | 85.8% | 2.69 | 0 | 8.9 |  |  |  | No | R-410A | 2.6667 | Residential & Commercial | No
214336678 | Central HP <5.4 tons | RHEEM | HRCU-A-CB (Split System: Heat Pump with Remote Outdoor Unit-Air-Source) | RD17AZ60AJ3N | ASPEN |  | CP61C34+TDR | R802V1255A24UHN | 52000 | 17.9 | 8.1 | 53500 | 49000 | 91.59% | 1.75 | 0 | 9.8 |  |  |  | No | R-410A | 4.3333 | Residential & Commercial | No
214336700 | Central HP <5.4 tons | RHEEM | HRCU-A-CB (Split System: Heat Pump with Remote Outdoor Unit-Air-Source) | RD17AZ60AJ3N | ASPEN |  | CP61C34+TDR | R97MV1005A21DHS | 51500 | 17.9 | 8.1 | 54000 | 49500 | 91.67% | 1.75 | 0 | 9.8 |  |  |  | No | R-410A | 4.2917 | Residential & Commercial | No
214336702 | Central HP <5.4 tons | RHEEM | HRCU-A-CB (Split System: Heat Pump with Remote Outdoor Unit-Air-Source) | RD17AZ60AJ3N | ASPEN |  | CP61C34+TDR | R98MV0855A21UPS | 51500 | 17.9 | 8.1 | 54000 | 49500 | 91.67% | 1.75 | 0 | 9.8 |  |  |  | No | R-410A | 4.2917 | Residential & Commercial | No
214320254 | Central HP <5.4 tons | RUUD | HRCU-A-CB (Split System: Heat Pump with Remote Outdoor Unit-Air-Source) | RD17AZ36AJ3N | ADP |  | PL36H175P389 | R962V0703A17M4S | 33200 | 18 | 8.1 | 32600 | 29200 | 89.57% | 1.9 | 0 | 9.5 |  |  |  | No | R-410A | 2.7667 | Residential & Commercial | No
214522561 | Central HP <5.4 tons | YORK | HRCU-A-CB (Split System: Heat Pump with Remote Outdoor Unit-Air-Source) | HMH72B361 | ASPEN |  | DX36E34+TDR | Y81E120C16SMPS1 | 35000 | 17 | 8.1 | 36000 | 29800 | 82.78% | 1.76 | 0 | 9 |  |  |  | No | R-410A | 2.9167 | Residential & Commercial | No
213281574 | Central HP <5.4 tons | YORK | HRCU-A-CB (Split System: Heat Pump with Remote Outdoor Unit-Air-Source) | HMH72B361 | ASPEN |  | D(A,C,E)48B44+TDR | Y81E100C20LMPS1 | 35200 | 16.5 | 8.1 | 36000 | 26800 | 74.44% | 2.83 | 0 | 9 |  |  |  | No | R-410A | 2.9333 | Residential & Commercial | No
213281577 | Central HP <5.4 tons | YORK | HRCU-A-CB (Split System: Heat Pump with Remote Outdoor Unit-Air-Source) | HMH72B361 | ASPEN |  | D(A,C,E)36B34+TDR | Y81E100C20SMPS1 | 34000 | 16.5 | 8.1 | 36000 | 26800 | 74.44% | 2.83 | 0 | 8.9 |  |  |  | No | R-410A | 2.8333 | Residential & Commercial | No
213367813 | Central HP <5.4 tons | YORK | HRCU-A-CB (Split System: Heat Pump with Remote Outdoor Unit-Air-Source) | HMH72B361 | ASPEN |  | C(A,C,D,E)48C24+TDR | YP9C100C20MP13 | 32800 | 17 | 8.1 | 36000 | 25600 | 71.11% | 2.62 | 0 | 8 |  |  |  | No | R-410A | 2.7333 | Residential & Commercial | No
216558399 | Central HP <5.4 tons | YORK | HRCU-A-CB (Split System: Heat Pump with Remote Outdoor Unit-Air-Source) | HMH72B361 | ASPEN |  | AE*L+CM48E46+TDR |  | 34400 | 18 | 8.5 | 35000 | 25200 | 72% | 2.81 | 0 | 9 |  |  |  | No | R-410A | 2.8667 | Residential & Commercial | No
213281550 | Central HP <5.4 tons | YORK | HRCU-A-CB (Split System: Heat Pump with Remote Outdoor Unit-Air-Source) | HMH72B361 | ASPEN |  | D(A,C,E)48B44+TDR | Y81E080C20LMPS1 | 35200 | 17 | 8.1 | 36000 | 26400 | 73.33% | 2.83 | 0 | 9 |  |  |  | No | R-410A | 2.9333 | Residential & Commercial | No
213281551 | Central HP <5.4 tons | YORK | HRCU-A-CB (Split System: Heat Pump with Remote Outdoor Unit-Air-Source) | HMH72B361 | ASPEN |  | C(A,C,D,E)42D24+TDR | Y81E080C20SMPS1 | 32400 | 16.6 | 8.1 | 36000 | 26400 | 73.33% | 2.83 | 0 | 8 |  |  |  | No | R-410A | 2.7 | Residential & Commercial | No
213206129 | Central HP <5.4 tons | CARRIER | HRCU-A-CB (Split System: Heat Pump with Remote Outdoor Unit-Air-Source) | 38MURAQ24AA3* | ASPEN |  | D(A,C,E)36C34+TDR | 59SC5B080E21**20 | 23800 | 15.5 | 8.5 | 26000 | 22600 | 86.92% | 2.88 | 0 | 9.5 |  |  |  | No | R-410A | 1.9833 | Residential & Commercial | No
213206178 | Central HP <5.4 tons | CARRIER | HRCU-A-CB (Split System: Heat Pump with Remote Outdoor Unit-Air-Source) | 38MURAQ24AA3* | ASPEN |  | D(A,C,E)24B44+TDR | 59TP6B080V17**16 | 23800 | 16 | 8.1 | 25400 | 22600 | 88.98% | 2.92 | 0 | 9.5 |  |  |  | No | R-410A | 1.9833 | Residential & Commercial | No
213206211 | Central HP <5.4 tons | CARRIER | HRCU-A-CB (Split System: Heat Pump with Remote Outdoor Unit-Air-Source) | 38MURAQ24AA3* | ASPEN |  | D(A,C,E)36C34+TDR | 59TP6B100V21**20 | 23800 | 16 | 8.1 | 25000 | 22400 | 89.6% | 2.89 | 0 | 9.5 |  |  |  | No | R-410A | 1.9833 | Residential & Commercial | No
214861402 | Central HP <5.4 tons | RUUD | HRCU-A-CB (Split System: Heat Pump with Remote Outdoor Unit-Air-Source) | RD17AZ60AJ3N | ADP |  | H,RE84960 | R962V1005A21M4S | 53000 | 17 | 8.1 | 52000 | 49000 | 94.23% | 1.75 | 0 | 9.5 |  |  |  | No | R-410A | 4.4167 | Residential & Commercial | No
214336671 | Central HP <5.4 tons | RHEEM | HRCU-A-CB (Split System: Heat Pump with Remote Outdoor Unit-Air-Source) | RD17AZ60AJ3N | ASPEN |  | CP61C34+TDR | R802V0755A21DZ | 52000 | 17.9 | 8.1 | 54000 | 49000 | 90.74% | 1.75 | 0 | 9.8 |  |  |  | No | R-410A | 4.3333 | Residential & Commercial | No
214336696 | Central HP <5.4 tons | RHEEM | HRCU-A-CB (Split System: Heat Pump with Remote Outdoor Unit-Air-Source) | RD17AZ60AJ3N | ASPEN |  | CP61C34+TDR | R962V0855A21M4S | 51500 | 17 | 8.1 | 54000 | 49500 | 91.67% | 1.75 | 0 | 9.8 |  |  |  | No | R-410A | 4.2917 | Residential & Commercial | No
214861401 | Central HP <5.4 tons | RUUD | HRCU-A-CB (Split System: Heat Pump with Remote Outdoor Unit-Air-Source) | RD17AZ60AJ3N | ADP |  | H,RE84960 | R962V0855A21M4S | 53000 | 16 | 8.1 | 52000 | 49000 | 94.23% | 1.75 | 0 | 9.5 |  |  |  | No | R-410A | 4.4167 | Residential & Commercial | No
213205689 | Central HP <5.4 tons | TEMPSTAR | HRCU-A-CB (Split System: Heat Pump with Remote Outdoor Unit-Air-Source) | DLCURAH36ABK | ASPEN |  | D(A,C,E)42B34+TDR | *96VTN1002120A* | 35400 | 15.5 | 8.1 | 39500 | 32000 | 81.01% | 2.5 | 0 | 9.5 |  |  |  | No | R-410A | 2.95 | Residential & Commercial | No
213821662 | Central HP <5.4 tons | TEMPSTAR | HRCU-A-CB (Split System: Heat Pump with Remote Outdoor Unit-Air-Source) | DLCURAH36ABK | ASPEN |  | D(A,C,E)36C34+TDR | *96VTN0801716B* | 33800 | 16 | 8.1 | 37800 | 31800 | 84.13% | 2.7 | 0 | 9.9 |  |  |  | No | R-410A | 2.8167 | Residential & Commercial | No
213281562 | Central HP <5.4 tons | YORK | HRCU-A-CB (Split System: Heat Pump with Remote Outdoor Unit-Air-Source) | HMH72B361 | ASPEN |  | D(A,C,E)48B44+TDR | Y81E100B12SMPS1 | 33600 | 17.5 | 8.1 | 36000 | 25600 | 71.11% | 2.6 | 0 | 8.5 |  |  |  | No | R-410A | 2.8 | Residential & Commercial | No
214628634 | Central HP <5.4 tons | CARRIER | HRCU-A-CB (Split System: Heat Pump with Remote Outdoor Unit-Air-Source) | 38MURAQ30AB3* | ADP |  | PL36H210P749 | 58S(B,C)*B070M21**16 | 29600 | 15.2 | 8.1 | 32600 | 27200 | 83.44% | 1.8 | 0 | 9 |  |  |  | No | R-410A | 2.4667 | Residential & Commercial | No
214624819 | Central HP <5.4 tons | CARRIER | HRCU-A-CB (Split System: Heat Pump with Remote Outdoor Unit-Air-Source) | 38MURAQ30AB3* | ADP |  | PL36H175P159 | 58SU*B040M17**12 | 30000 | 15.2 | 8.5 | 32200 | 27000 | 83.85% | 1.78 | 0 | 9 |  |  |  | No | R-410A | 2.5 | Residential & Commercial | No
216056770 | Central HP <5.4 tons | YORK | HRCU-A-CB (Split System: Heat Pump with Remote Outdoor Unit-Air-Source) | HH860E2S11 | ASPEN |  | C(A,C,D,E)48A3K+TDR | YP9C080C16MP13 | 31400 | 16.5 | 8.1 | 44000 | 33600 | 76.36% | 2 | 0 | 9 |  |  |  | No | R-454B | 2.6167 | Residential & Commercial | No
216558398 | Central HP <5.4 tons | YORK | HRCU-A-CB (Split System: Heat Pump with Remote Outdoor Unit-Air-Source) | HMH72B361 | ASPEN |  | AE*L+CM48C36+TDR |  | 34600 | 18 | 8.5 | 35000 | 25200 | 72% | 2.81 | 0 | 9 |  |  |  | No | R-410A | 2.8833 | Residential & Commercial | No
213281583 | Central HP <5.4 tons | YORK | HRCU-A-CB (Split System: Heat Pump with Remote Outdoor Unit-Air-Source) | HMH72B361 | ASPEN |  | C(A,C,D,E)42D24+TDR | Y81E120C16SMPS1 | 33000 | 17.5 | 8.1 | 36000 | 25400 | 70.56% | 2.65 | 0 | 8 |  |  |  | No | R-410A | 2.75 | Residential & Commercial | No
214331204 | Central HP <5.4 tons | CONTINENTAL | HRCU-A-CB (Split System: Heat Pump with Remote Outdoor Unit-Air-Source) | WSEHV2436RA1-C | ADP |  | *G35936 | WPV070T3AA | 37400 | 16 | 8.35 | 35000 | 32400 | 92.57% | 1.78 | 0 | 9.5 |  |  |  | No | R-410A | 3.1167 | Residential & Commercial | No
214628890 | Central HP <5.4 tons | CARRIER | HRCU-A-CB (Split System: Heat Pump with Remote Outdoor Unit-Air-Source) | 38MURAQ30AB3* | ADP |  | PL36H210P299 | 59SU5B080M21**20 | 30600 | 15.2 | 8.1 | 31800 | 26000 | 81.76% | 1.86 | 0 | 9 |  |  |  | No | R-410A | 2.55 | Residential & Commercial | No
214628595 | Central HP <5.4 tons | CARRIER | HRCU-A-CB (Split System: Heat Pump with Remote Outdoor Unit-Air-Source) | 38MURAQ30AB3* | ADP |  | V,C36H175P149 | 58S(B,C)*B070M17**12 | 29600 | 15.2 | 8.1 | 32600 | 27200 | 83.44% | 1.8 | 0 | 9 |  |  |  | No | R-410A | 2.4667 | Residential & Commercial | No
213205269 | Central HP <5.4 tons | TEMPSTAR | HRCU-A-CB (Split System: Heat Pump with Remote Outdoor Unit-Air-Source) | DLCURAH30ABK | ASPEN |  | D(A,C,E)30B34+TDR | *80ES(N,L)1552420A* | 29200 | 15.2 | 8.1 | 33800 | 24000 | 71.01% | 2.7 | 0 | 9 |  |  |  | No | R-410A | 2.4333 | Residential & Commercial | No
216056892 | Central HP <5.4 tons | YORK | HRCU-A-CB (Split System: Heat Pump with Remote Outdoor Unit-Air-Source) | HH860E2S11 | ASPEN |  | C(A,C,D,E)60A3K+TDR | YP9C100C20MP13 | 32800 | 18 | 8.5 | 45000 | 33800 | 75.11% | 2 | 0 | 9.8 |  |  |  | No | R-454B | 2.7333 | Residential & Commercial | No
216056902 | Central HP <5.4 tons | YORK | HRCU-A-CB (Split System: Heat Pump with Remote Outdoor Unit-Air-Source) | HH860E2S11 | ASPEN |  | C(A,C,D,E)60A3K+TDR | YPLC120C20MP13 | 32200 | 18 | 8.5 | 45000 | 33800 | 75.11% | 2 | 0 | 9.8 |  |  |  | No | R-454B | 2.6833 | Residential & Commercial | No
215654402 | Central HP <5.4 tons | COMFORTMAKER | HRCU-A-CB (Split System: Heat Pump with Remote Outdoor Unit-Air-Source) | DLCURAH24AAK | AspenPRO |  | RE(S,T)244 |  | 22200 | 15.2 | 8.5 | 26200 | 24000 | 91.6% | 2.56 | 0 | 9 |  |  |  | No | R-410A | 1.85 | Residential & Commercial | No
211713326 | Central HP <5.4 tons | COMFORTMAKER | HRCU-A-CB (Split System: Heat Pump with Remote Outdoor Unit-Air-Source) | DLCURAH30ABK |  |  | EA*4X43L21A* | *92ESN0601714A* | 30400 | 15.2 | 8.1 | 33000 | 26200 | 79.39% | 1.84 | 0 | 9 |  |  |  | No | R-410A | 2.5333 | Residential & Commercial | No
211713362 | Central HP <5.4 tons | COMFORTMAKER | HRCU-A-CB (Split System: Heat Pump with Remote Outdoor Unit-Air-Source) | DLCURAH30ABK |  |  | EA*4X43L21A* | *92ESN1002120A* | 31200 | 15.2 | 8.5 | 33600 | 26000 | 77.38% | 1.86 | 0 | 9 |  |  |  | No | R-410A | 2.6 | Residential & Commercial | No
212982931 | Central HP <5.4 tons | HEIL | HRCU-A-CB (Split System: Heat Pump with Remote Outdoor Unit-Air-Source) | DLCURAH30ABK |  |  | EA*4X36L21A* | *80MSU0802120A* | 29400 | 15.2 | 8.5 | 33800 | 28000 | 82.84% | 1.76 | 0 | 9 |  |  |  | No | R-410A | 2.45 | Residential & Commercial | No
214437579 | Central HP <5.4 tons | YORK | HRCU-A-CB (Split System: Heat Pump with Remote Outdoor Unit-Air-Source) | HMH72B341 | ASPEN |  | D(A,C,E)42D34+TDR | TM9V120D20MP12 | 32800 | 17 | 8.5 | 32400 | 28200 | 87.04% | 2.79 | 0 | 9.5 |  |  |  | No | R-410A | 2.7333 | Residential & Commercial | No
213296198 | Central HP <5.4 tons | YORK | HRCU-A-CB (Split System: Heat Pump with Remote Outdoor Unit-Air-Source) | HMH72B341 | ASPEN |  | C(A,C,D,E)36C26+TDR | TM8E080C16MP11 | 31400 | 18 | 8.4 | 34000 | 28400 | 83.53% | 2.74 | 0 | 9.9 |  |  |  | No | R-410A | 2.6167 | Residential & Commercial | No
215065614 | Central HP <5.4 tons | YORK | HRCU-A-CB (Split System: Heat Pump with Remote Outdoor Unit-Air-Source) | HMH72B341 | ASPEN |  | CH36A34+TDR | Y81E080C16SMPS1 | 30800 | 17.8 | 8.1 | 32800 | 24200 | 73.78% | 2.14 | 0 | 9 |  |  |  | No | R-410A | 2.5667 | Residential & Commercial | No
216056630 | Central HP <5.4 tons | YORK | HRCU-A-CB (Split System: Heat Pump with Remote Outdoor Unit-Air-Source) | HH836E2S11 | ASPEN |  | D(A,C,E)36A4K+TDR | TP9C100C20MP13 | 31600 | 18 | 8.5 | 32400 | 26000 | 80.25% | 2 | 0 | 9.8 |  |  |  | No | R-454B | 2.6333 | Residential & Commercial | No
212986552 | Central HP <5.4 tons | COMFORTMAKER | HRCU-A-CB (Split System: Heat Pump with Remote Outdoor Unit-Air-Source) | DLCURAH24ABK |  |  | EA*4X30L17A* | *96MSN0401712A* | 23200 | 16 | 8.5 | 26400 | 25000 | 94.7% | 2.08 | 0 | 9.5 |  |  |  | No | R-410A | 1.9333 | Residential & Commercial | No
213296019 | Central HP <5.4 tons | YORK | HRCU-A-CB (Split System: Heat Pump with Remote Outdoor Unit-Air-Source) | HMH72B341 | ASPEN |  | D(A,C,E)36A3G+TXV+TDR | TM8E080B12MP11 | 31600 | 17.9 | 8.4 | 34000 | 28000 | 82.35% | 2.62 | 0 | 9.3 |  |  |  | No | R-410A | 2.6333 | Residential & Commercial | No
213296052 | Central HP <5.4 tons | YORK | HRCU-A-CB (Split System: Heat Pump with Remote Outdoor Unit-Air-Source) | HMH72B341 | ASPEN |  | D(A,C,E)36A3G+TXV+TDR | TM9Y080C16MP11 | 31600 | 18.4 | 8.5 | 33800 | 27800 | 82.25% | 2.65 | 0 | 9.3 |  |  |  | No | R-410A | 2.6333 | Residential & Commercial | No
213296012 | Central HP <5.4 tons | YORK | HRCU-A-CB (Split System: Heat Pump with Remote Outdoor Unit-Air-Source) | HMH72B341 | ASPEN |  | D(A,C,E)36A3G+TXV+TDR | TL8E080C16UH11 | 31600 | 17.5 | 8.5 | 33800 | 27800 | 82.25% | 2.67 | 0 | 9.8 |  |  |  | No | R-410A | 2.6333 | Residential & Commercial | No
213296071 | Central HP <5.4 tons | YORK | HRCU-A-CB (Split System: Heat Pump with Remote Outdoor Unit-Air-Source) | HMH72B341 | ASPEN |  | D(A,C,E)36A3G+TXV+TDR | TP9C120D20MP13 | 31200 | 16.8 | 8.1 | 32200 | 28000 | 86.96% | 2.51 | 0 | 9.3 |  |  |  | No | R-410A | 2.6 | Residential & Commercial | No
213296187 | Central HP <5.4 tons | YORK | HRCU-A-CB (Split System: Heat Pump with Remote Outdoor Unit-Air-Source) | HMH72B341 | ASPEN |  | C(A,C,D,E)48C24+TDR | TM8E060A12MP11 | 30800 | 17.7 | 8.1 | 33800 | 27400 | 81.07% | 2.44 | 0 | 9 |  |  |  | No | R-410A | 2.5667 | Residential & Commercial | No
214302993 | Central HP <5.4 tons | RUUD | HRCU-A-CB (Split System: Heat Pump with Remote Outdoor Unit-Air-Source) | RD17AZ36AJ3N | ADP |  | H,RG82936 | R802V0504A17UHS | 33600 | 18 | 8.1 | 32600 | 29400 | 90.18% | 1.9 | 0 | 9.5 |  |  |  | No | R-410A | 2.8 | Residential & Commercial | No
214303007 | Central HP <5.4 tons | RUUD | HRCU-A-CB (Split System: Heat Pump with Remote Outdoor Unit-Air-Source) | RD17AZ36AJ3N | ADP |  | H,RG82936 | R921V0703A17M4S | 33600 | 18 | 8.1 | 32600 | 29200 | 89.57% | 1.9 | 0 | 9.5 |  |  |  | No | R-410A | 2.8 | Residential & Commercial | No
214303009 | Central HP <5.4 tons | RUUD | HRCU-A-CB (Split System: Heat Pump with Remote Outdoor Unit-Air-Source) | RD17AZ36AJ3N | ADP |  | H,RG82936 | R951V0403A17M4S | 33600 | 18 | 8.1 | 32600 | 29200 | 89.57% | 1.9 | 0 | 9.5 |  |  |  | No | R-410A | 2.8 | Residential & Commercial | No
213296021 | Central HP <5.4 tons | YORK | HRCU-A-CB (Split System: Heat Pump with Remote Outdoor Unit-Air-Source) | HMH72B341 | ASPEN |  | D(A,C,E)36A3G+TXV+TDR | TM8E100B12MP11 | 31600 | 17.9 | 8.4 | 33800 | 27400 | 81.07% | 2.61 | 0 | 9.8 |  |  |  | No | R-410A | 2.6333 | Residential & Commercial | No
213296026 | Central HP <5.4 tons | YORK | HRCU-A-CB (Split System: Heat Pump with Remote Outdoor Unit-Air-Source) | HMH72B341 | ASPEN |  | D(A,C,E)36A3G+TXV+TDR | TM8V080C16MP12 | 31600 | 17.5 | 8.4 | 34000 | 27400 | 80.59% | 2.68 | 0 | 9.8 |  |  |  | No | R-410A | 2.6333 | Residential & Commercial | No
213296185 | Central HP <5.4 tons | YORK | HRCU-A-CB (Split System: Heat Pump with Remote Outdoor Unit-Air-Source) | HMH72B341 | ASPEN |  | C(A,C,D,E)36C24+TDR | TM8E060A12MP11 | 30000 | 17.4 | 8.1 | 33800 | 27400 | 81.07% | 2.44 | 0 | 9.5 |  |  |  | No | R-410A | 2.5 | Residential & Commercial | No
213296210 | Central HP <5.4 tons | YORK | HRCU-A-CB (Split System: Heat Pump with Remote Outdoor Unit-Air-Source) | HMH72B341 | ASPEN |  | C(A,C,D,E)36C26+TDR | TM8E100C16MP11 | 31400 | 18 | 8.4 | 34000 | 28400 | 83.53% | 2.73 | 0 | 9.9 |  |  |  | No | R-410A | 2.6167 | Residential & Commercial | No
214336703 | Central HP <5.4 tons | RHEEM | HRCU-A-CB (Split System: Heat Pump with Remote Outdoor Unit-Air-Source) | RD17AZ60AJ3N | ASPEN |  | CP61C34+TDR | R98MV1005A21UPS | 51500 | 17 | 8.1 | 54500 | 49500 | 90.83% | 1.75 | 0 | 9.8 |  |  |  | No | R-410A | 4.2917 | Residential & Commercial | No
213296031 | Central HP <5.4 tons | YORK | HRCU-A-CB (Split System: Heat Pump with Remote Outdoor Unit-Air-Source) | HMH72B341 | ASPEN |  | D(A,C,E)36A3G+TXV+TDR | TM8Y080B12MP11 | 31800 | 17.9 | 8.4 | 33400 | 27400 | 82.04% | 2.63 | 0 | 9.8 |  |  |  | No | R-410A | 2.65 | Residential & Commercial | No
213296033 | Central HP <5.4 tons | YORK | HRCU-A-CB (Split System: Heat Pump with Remote Outdoor Unit-Air-Source) | HMH72B341 | ASPEN |  | D(A,C,E)36A3G+TXV+TDR | TM8Y100C16MP11 | 31600 | 18.4 | 8.4 | 34000 | 27400 | 80.59% | 2.67 | 0 | 9.8 |  |  |  | No | R-410A | 2.6333 | Residential & Commercial | No
213296054 | Central HP <5.4 tons | YORK | HRCU-A-CB (Split System: Heat Pump with Remote Outdoor Unit-Air-Source) | HMH72B341 | ASPEN |  | D(A,C,E)36A3G+TXV+TDR | TM9Y100C20MP11 | 31600 | 15.4 | 8.1 | 33800 | 27400 | 81.07% | 2.38 | 0 | 9.3 |  |  |  | No | R-410A | 2.6333 | Residential & Commercial | No
213296070 | Central HP <5.4 tons | YORK | HRCU-A-CB (Split System: Heat Pump with Remote Outdoor Unit-Air-Source) | HMH72B341 | ASPEN |  | D(A,C,E)36A3G+TXV+TDR | TP9C100C20MP13 | 31600 | 17.5 | 8.1 | 33800 | 28200 | 83.43% | 2.46 | 0 | 9.3 |  |  |  | No | R-410A | 2.6333 | Residential & Commercial | No
213296077 | Central HP <5.4 tons | YORK | HRCU-A-CB (Split System: Heat Pump with Remote Outdoor Unit-Air-Source) | HMH72B341 | ASPEN |  | D(A,C,E)36A3G+TXV+TDR | TPLC120C20MP13 | 31000 | 16.3 | 8.1 | 32200 | 27600 | 85.71% | 2.44 | 0 | 8.8 |  |  |  | No | R-410A | 2.5833 | Residential & Commercial | No
213296186 | Central HP <5.4 tons | YORK | HRCU-A-CB (Split System: Heat Pump with Remote Outdoor Unit-Air-Source) | HMH72B341 | ASPEN |  | C(A,C,D,E)36C26+TDR | TM8E060A12MP11 | 30000 | 17.4 | 8.1 | 33800 | 27400 | 81.07% | 2.44 | 0 | 9.5 |  |  |  | No | R-410A | 2.5 | Residential & Commercial | No
213296076 | Central HP <5.4 tons | YORK | HRCU-A-CB (Split System: Heat Pump with Remote Outdoor Unit-Air-Source) | HMH72B341 | ASPEN |  | D(A,C,E)36A3G+TXV+TDR | TPLC100C20MP13 | 31000 | 16.3 | 8.1 | 32200 | 27600 | 85.71% | 2.44 | 0 | 8.8 |  |  |  | No | R-410A | 2.5833 | Residential & Commercial | No
214091942 | Central HP <5.4 tons | YORK | HRCU-A-CB (Split System: Heat Pump with Remote Outdoor Unit-Air-Source) | HMH72B341 | ASPEN |  | D(A,C,E)48B34+TDR | TL8E060A12UH11 | 32800 | 18 | 8.1 | 33400 | 28800 | 86.23% | 2.66 | 0 | 9.5 |  |  |  | No | R-410A | 2.7333 | Residential & Commercial | No
212608496 | Central HP <5.4 tons | DAY & NIGHT | HRCU-A-CB (Split System: Heat Pump with Remote Outdoor Unit-Air-Source) | DLCURAH30ABK | ADP |  | F,PE*SS9937 |  | 31200 | 15.2 | 8.5 | 33800 | 26400 | 78.11% | 1.86 | 0 | 9 |  |  |  | No | R-410A | 2.6 | Residential & Commercial | No
216056900 | Central HP <5.4 tons | YORK | HRCU-A-CB (Split System: Heat Pump with Remote Outdoor Unit-Air-Source) | HH860E2S11 | ASPEN |  | C(A,C,D,E)60A3K+TDR | YPLC100C20MP13 | 31200 | 18 | 8.5 | 45000 | 33800 | 75.11% | 2 | 0 | 9 |  |  |  | No | R-454B | 2.6 | Residential & Commercial | No
214091985 | Central HP <5.4 tons | YORK | HRCU-A-CB (Split System: Heat Pump with Remote Outdoor Unit-Air-Source) | HMH72B341 | ASPEN |  | D(A,C,E)36A34+TDR | TM8V080C16MP12 | 31600 | 17.5 | 8.4 | 33800 | 27400 | 81.07% | 2.67 | 0 | 9.8 |  |  |  | No | R-410A | 2.6333 | Residential & Commercial | No
214091994 | Central HP <5.4 tons | YORK | HRCU-A-CB (Split System: Heat Pump with Remote Outdoor Unit-Air-Source) | HMH72B341 | ASPEN |  | D(A,C,E)36A34+TDR | TM8V120C20MP12 | 31000 | 16.3 | 8.5 | 32200 | 27600 | 85.71% | 2.7 | 0 | 8.8 |  |  |  | No | R-410A | 2.5833 | Residential & Commercial | No
214092019 | Central HP <5.4 tons | YORK | HRCU-A-CB (Split System: Heat Pump with Remote Outdoor Unit-Air-Source) | HMH72B341 | ASPEN |  | D(A,C,E)42A44+TDR | TM9E060A10MP12 | 32200 | 17.5 | 8.1 | 33800 | 27400 | 81.07% | 2.59 | 0 | 9.4 |  |  |  | No | R-410A | 2.6833 | Residential & Commercial | No
214092101 | Central HP <5.4 tons | YORK | HRCU-A-CB (Split System: Heat Pump with Remote Outdoor Unit-Air-Source) | HMH72B341 | ASPEN |  | D(A,C,E)36A34+TDR | TMLV120C20MP12 | 31000 | 16.3 | 8.5 | 32200 | 27600 | 85.71% | 2.7 | 0 | 8.8 |  |  |  | No | R-410A | 2.5833 | Residential & Commercial | No
214092117 | Central HP <5.4 tons | YORK | HRCU-A-CB (Split System: Heat Pump with Remote Outdoor Unit-Air-Source) | HMH72B341 | ASPEN |  | D(A,C,E)42A44+TDR | TP9C100C20MP13 | 32400 | 17.5 | 8.1 | 34000 | 28400 | 83.53% | 2.69 | 0 | 9.5 |  |  |  | No | R-410A | 2.7 | Residential & Commercial | No
214092119 | Central HP <5.4 tons | YORK | HRCU-A-CB (Split System: Heat Pump with Remote Outdoor Unit-Air-Source) | HMH72B341 | ASPEN |  | D(A,C,E)36A34+TDR | TP9C120D20MP13 | 31200 | 16.8 | 8.5 | 32200 | 28000 | 86.96% | 2.79 | 0 | 9.3 |  |  |  | No | R-410A | 2.6 | Residential & Commercial | No
214092126 | Central HP <5.4 tons | YORK | HRCU-A-CB (Split System: Heat Pump with Remote Outdoor Unit-Air-Source) | HMH72B341 | ASPEN |  | D(A,C,E)42A44+TDR | TPLC080B12MP13 | 32400 | 17 | 8.1 | 33600 | 29400 | 87.5% | 2.63 | 0 | 9.5 |  |  |  | No | R-410A | 2.7 | Residential & Commercial | No
214092160 | Central HP <5.4 tons | YORK | HRCU-A-CB (Split System: Heat Pump with Remote Outdoor Unit-Air-Source) | HMH72B341 | ASPEN |  | D(A,C,E)42A44+TDR | Y81E100C16LMPS1 | 32400 | 18 | 8.5 | 33400 | 28400 | 85.03% | 2.7 | 0 | 9.5 |  |  |  | No | R-410A | 2.7 | Residential & Commercial | No
214092167 | Central HP <5.4 tons | YORK | HRCU-A-CB (Split System: Heat Pump with Remote Outdoor Unit-Air-Source) | HMH72B341 | ASPEN |  | D(A,C,E)48B34+TDR | Y81E100C20SMPS1 | 32600 | 17.5 | 8.5 | 33400 | 27600 | 82.63% | 2.7 | 0 | 9.5 |  |  |  | No | R-410A | 2.7167 | Residential & Commercial | No
214092178 | Central HP <5.4 tons | YORK | HRCU-A-CB (Split System: Heat Pump with Remote Outdoor Unit-Air-Source) | HMH72B341 | ASPEN |  | D(A,C,E)42A44+TDR | Y82E080C16LMPS1 | 33600 | 18.5 | 8.3 | 32800 | 30000 | 91.46% | 2.83 | 0 | 9.5 |  |  |  | No | R-410A | 2.8 | Residential & Commercial | No
211227862 | Central HP <5.4 tons | DAY & NIGHT | HRCU-A-CB (Split System: Heat Pump with Remote Outdoor Unit-Air-Source) | DLCURAH36ABK |  |  | EA*4X42L24A* | *80VSL0702120A* | 35400 | 16 | 8.1 | 38500 | 35000 | 90.91% | 1.88 | 0 | 9.5 |  |  |  | No | R-410A | 2.95 | Residential & Commercial | No
213296188 | Central HP <5.4 tons | YORK | HRCU-A-CB (Split System: Heat Pump with Remote Outdoor Unit-Air-Source) | HMH72B341 | ASPEN |  | C(A,C,D,E)48C26+TDR | TM8E060A12MP11 | 30800 | 17.7 | 8.1 | 33800 | 27400 | 81.07% | 2.44 | 0 | 9 |  |  |  | No | R-410A | 2.5667 | Residential & Commercial | No
214091941 | Central HP <5.4 tons | YORK | HRCU-A-CB (Split System: Heat Pump with Remote Outdoor Unit-Air-Source) | HMH72B341 | ASPEN |  | D(A,C,E)42A44+TDR | TL8E060A12UH11 | 32800 | 18 | 8.1 | 33400 | 29000 | 86.83% | 2.66 | 0 | 9.5 |  |  |  | No | R-410A | 2.7333 | Residential & Commercial | No
214091943 | Central HP <5.4 tons | YORK | HRCU-A-CB (Split System: Heat Pump with Remote Outdoor Unit-Air-Source) | HMH72B341 | ASPEN |  | D(A,C,E)36A34+TDR | TL8E080C16UH11 | 31600 | 17.5 | 8.1 | 33800 | 27800 | 82.25% | 2.67 | 0 | 9.8 |  |  |  | No | R-410A | 2.6333 | Residential & Commercial | No
214091966 | Central HP <5.4 tons | YORK | HRCU-A-CB (Split System: Heat Pump with Remote Outdoor Unit-Air-Source) | HMH72B341 | ASPEN |  | D(A,C,E)48B34+TDR | TM8E080B12MP11 | 32600 | 18 | 8.1 | 34000 | 28000 | 82.35% | 2.61 | 0 | 9.5 |  |  |  | No | R-410A | 2.7167 | Residential & Commercial | No
214092009 | Central HP <5.4 tons | YORK | HRCU-A-CB (Split System: Heat Pump with Remote Outdoor Unit-Air-Source) | HMH72B341 | ASPEN |  | D(A,C,E)36A34+TDR | TM8Y100C20MP11 | 33600 | 18 | 8.1 | 33600 | 30000 | 89.29% | 2.72 | 0 | 9.5 |  |  |  | No | R-410A | 2.8 | Residential & Commercial | No
214092011 | Central HP <5.4 tons | YORK | HRCU-A-CB (Split System: Heat Pump with Remote Outdoor Unit-Air-Source) | HMH72B341 | ASPEN |  | D(A,C,E)48B34+TDR | TM8Y100C20MP11 | 33600 | 18 | 8.2 | 33600 | 30000 | 89.29% | 2.76 | 0 | 9.5 |  |  |  | No | R-410A | 2.8 | Residential & Commercial | No
214092016 | Central HP <5.4 tons | YORK | HRCU-A-CB (Split System: Heat Pump with Remote Outdoor Unit-Air-Source) | HMH72B341 | ASPEN |  | D(A,C,E)42A44+TDR | TM9E040A10MP12 | 32200 | 17 | 8.1 | 33400 | 28000 | 83.83% | 2.57 | 0 | 9.5 |  |  |  | No | R-410A | 2.6833 | Residential & Commercial | No
214092036 | Central HP <5.4 tons | YORK | HRCU-A-CB (Split System: Heat Pump with Remote Outdoor Unit-Air-Source) | HMH72B341 | ASPEN |  | D(A,C,E)42A44+TDR | TM9V040A10MP12 | 31800 | 17 | 8.1 | 33200 | 27400 | 82.53% | 2.62 | 0 | 9.4 |  |  |  | No | R-410A | 2.65 | Residential & Commercial | No
214092043 | Central HP <5.4 tons | YORK | HRCU-A-CB (Split System: Heat Pump with Remote Outdoor Unit-Air-Source) | HMH72B341 | ASPEN |  | D(A,C,E)48B34+TDR | TM9V080B12MP12 | 32800 | 17 | 8.1 | 33600 | 29400 | 87.5% | 2.66 | 0 | 9.5 |  |  |  | No | R-410A | 2.7333 | Residential & Commercial | No
214092116 | Central HP <5.4 tons | YORK | HRCU-A-CB (Split System: Heat Pump with Remote Outdoor Unit-Air-Source) | HMH72B341 | ASPEN |  | D(A,C,E)36A34+TDR | TP9C100C20MP13 | 31600 | 17.5 | 8.1 | 33800 | 28200 | 83.43% | 2.69 | 0 | 9.3 |  |  |  | No | R-410A | 2.6333 | Residential & Commercial | No
214092186 | Central HP <5.4 tons | YORK | HRCU-A-CB (Split System: Heat Pump with Remote Outdoor Unit-Air-Source) | HMH72B341 | ASPEN |  | D(A,C,E)36A34+TDR | YP9C060B12MP13 | 31600 | 17.5 | 8.1 | 34000 | 27800 | 81.76% | 2.6 | 0 | 9.3 |  |  |  | No | R-410A | 2.6333 | Residential & Commercial | No
214092191 | Central HP <5.4 tons | YORK | HRCU-A-CB (Split System: Heat Pump with Remote Outdoor Unit-Air-Source) | HMH72B341 | ASPEN |  | D(A,C,E)48B34+TDR | YP9C080B12MP13 | 32800 | 17 | 8.1 | 33600 | 29400 | 87.5% | 2.66 | 0 | 9.5 |  |  |  | No | R-410A | 2.7333 | Residential & Commercial | No
214092209 | Central HP <5.4 tons | YORK | HRCU-A-CB (Split System: Heat Pump with Remote Outdoor Unit-Air-Source) | HMH72B341 | ASPEN |  | D(A,C,E)48B34+TDR | YPLC080B12MP13 | 32400 | 17 | 8.1 | 33600 | 29000 | 86.31% | 2.61 | 0 | 9.5 |  |  |  | No | R-410A | 2.7 | Residential & Commercial | No
213296088 | Central HP <5.4 tons | YORK | HRCU-A-CB (Split System: Heat Pump with Remote Outdoor Unit-Air-Source) | HMH72B341 | ASPEN |  | D(A,C,E)36A3G+TXV+TDR | YPLC100C20MP13 | 31000 | 16.3 | 8.1 | 32200 | 27600 | 85.71% | 2.44 | 0 | 8.8 |  |  |  | No | R-410A | 2.5833 | Residential & Commercial | No
214091984 | Central HP <5.4 tons | YORK | HRCU-A-CB (Split System: Heat Pump with Remote Outdoor Unit-Air-Source) | HMH72B341 | ASPEN |  | D(A,C,E)48B34+TDR | TM8V080B12MP12 | 32400 | 17 | 8.1 | 33600 | 29000 | 86.31% | 2.61 | 0 | 9.5 |  |  |  | No | R-410A | 2.7 | Residential & Commercial | No
214092061 | Central HP <5.4 tons | YORK | HRCU-A-CB (Split System: Heat Pump with Remote Outdoor Unit-Air-Source) | HMH72B341 | ASPEN |  | D(A,C,E)48B34+TDR | TM9Y080B12MP11 | 32600 | 17.5 | 8.1 | 33400 | 27400 | 82.04% | 2.63 | 0 | 9.5 |  |  |  | No | R-410A | 2.7167 | Residential & Commercial | No
214092109 | Central HP <5.4 tons | YORK | HRCU-A-CB (Split System: Heat Pump with Remote Outdoor Unit-Air-Source) | HMH72B341 | ASPEN |  | D(A,C,E)48B34+TDR | TP9C080B12MP13 | 32800 | 17 | 8.1 | 33600 | 29400 | 87.5% | 2.66 | 0 | 9.5 |  |  |  | No | R-410A | 2.7333 | Residential & Commercial | No
214092134 | Central HP <5.4 tons | YORK | HRCU-A-CB (Split System: Heat Pump with Remote Outdoor Unit-Air-Source) | HMH72B341 | ASPEN |  | D(A,C,E)36A34+TDR | TPLC100C20MP13 | 31000 | 16.3 | 8.5 | 32200 | 27600 | 85.71% | 2.7 | 0 | 8.8 |  |  |  | No | R-410A | 2.5833 | Residential & Commercial | No
214092184 | Central HP <5.4 tons | YORK | HRCU-A-CB (Split System: Heat Pump with Remote Outdoor Unit-Air-Source) | HMH72B341 | ASPEN |  | D(A,C,E)42A44+TDR | Y82E120C20LMPS1 | 32400 | 18.5 | 8.5 | 33400 | 28000 | 83.83% | 2.7 | 0 | 9.5 |  |  |  | No | R-410A | 2.7 | Residential & Commercial | No
214092220 | Central HP <5.4 tons | YORK | HRCU-A-CB (Split System: Heat Pump with Remote Outdoor Unit-Air-Source) | HMH72B341 | ASPEN |  | D(A,C,E)42A44+TDR | YPLC120C20MP13 | 31800 | 16.5 | 8.5 | 32400 | 27800 | 85.8% | 2.69 | 0 | 8.9 |  |  |  | No | R-410A | 2.65 | Residential & Commercial | No
213281563 | Central HP <5.4 tons | YORK | HRCU-A-CB (Split System: Heat Pump with Remote Outdoor Unit-Air-Source) | HMH72B361 | ASPEN |  | C(A,C,D,E)42D24+TDR | Y81E100C16LMPS1 | 33000 | 17.5 | 8.1 | 36000 | 25400 | 70.56% | 2.65 | 0 | 8 |  |  |  | No | R-410A | 2.75 | Residential & Commercial | No
213281579 | Central HP <5.4 tons | YORK | HRCU-A-CB (Split System: Heat Pump with Remote Outdoor Unit-Air-Source) | HMH72B361 | ASPEN |  | C(A,C,D,E)42D24+TDR | Y81E120C16LMPS1 | 33000 | 17.5 | 8.1 | 36000 | 25400 | 70.56% | 2.65 | 0 | 8 |  |  |  | No | R-410A | 2.75 | Residential & Commercial | No
214671473 | Central HP <5.4 tons | YORK | HRCU-A-CB (Split System: Heat Pump with Remote Outdoor Unit-Air-Source) | HMH72B361 | ASPEN |  | A(E,F)M376+TDR |  | 34400 | 18 | 8.1 | 36000 | 26400 | 73.33% | 2.82 | 0 | 9 |  |  |  | No | R-410A | 2.8667 | Residential & Commercial | No
214229282 | Central HP <5.4 tons | COMFORTMAKER | HRCU-A-CB (Split System: Heat Pump with Remote Outdoor Unit-Air-Source) | DLCURAH36ABK |  |  | EA*4X36L17A* | *80MSU0601716A* | 34800 | 16 | 8.1 | 38500 | 35200 | 91.43% | 1.82 | 0 | 9.5 |  |  |  | No | R-410A | 2.9 | Residential & Commercial | No
216558396 | Central HP <5.4 tons | YORK | HRCU-A-CB (Split System: Heat Pump with Remote Outdoor Unit-Air-Source) | HMH72B361 | ASPEN |  | AE*S+CM36B36+TDR |  | 33400 | 18 | 8.5 | 35000 | 25000 | 71.43% | 2.73 | 0 | 9 |  |  |  | No | R-410A | 2.7833 | Residential & Commercial | No
216558397 | Central HP <5.4 tons | YORK | HRCU-A-CB (Split System: Heat Pump with Remote Outdoor Unit-Air-Source) | HMH72B361 | ASPEN |  | AE*S+CM48E46+TDR |  | 34400 | 18 | 8.5 | 35000 | 25200 | 72% | 2.81 | 0 | 9 |  |  |  | No | R-410A | 2.8667 | Residential & Commercial | No
214092779 | Central HP <5.4 tons | YORK | HRCU-A-CB (Split System: Heat Pump with Remote Outdoor Unit-Air-Source) | HMH72B341 | ASPEN |  | D(A,C,E)48B36+TDR | TM9Y100C20MP11 | 32600 | 15.5 | 8.1 | 34000 | 27800 | 81.76% | 2.59 | 0 | 9.5 |  |  |  | No | R-410A | 2.7167 | Residential & Commercial | No
213296027 | Central HP <5.4 tons | YORK | HRCU-A-CB (Split System: Heat Pump with Remote Outdoor Unit-Air-Source) | HMH72B341 | ASPEN |  | D(A,C,E)36A3G+TXV+TDR | TM8V100C16MP12 | 31600 | 17.5 | 8.4 | 34000 | 27400 | 80.59% | 2.68 | 0 | 9.8 |  |  |  | No | R-410A | 2.6333 | Residential & Commercial | No
213296029 | Central HP <5.4 tons | YORK | HRCU-A-CB (Split System: Heat Pump with Remote Outdoor Unit-Air-Source) | HMH72B341 | ASPEN |  | D(A,C,E)36A3G+TXV+TDR | TM8V120C20MP12 | 31000 | 16.3 | 8.5 | 32200 | 27600 | 85.71% | 2.7 | 0 | 8.8 |  |  |  | No | R-410A | 2.5833 | Residential & Commercial | No
214092720 | Central HP <5.4 tons | YORK | HRCU-A-CB (Split System: Heat Pump with Remote Outdoor Unit-Air-Source) | HMH72B341 | ASPEN |  | D(A,C,E)42A46+TDR | TM8V080B12MP12 | 32400 | 17 | 8.1 | 33600 | 29400 | 87.5% | 2.63 | 0 | 9.5 |  |  |  | No | R-410A | 2.7 | Residential & Commercial | No
214092729 | Central HP <5.4 tons | YORK | HRCU-A-CB (Split System: Heat Pump with Remote Outdoor Unit-Air-Source) | HMH72B341 | ASPEN |  | D(A,C,E)48B36+TDR | TM8V120C20MP12 | 32000 | 16.5 | 8.5 | 32400 | 27800 | 85.8% | 2.69 | 0 | 8.9 |  |  |  | No | R-410A | 2.6667 | Residential & Commercial | No
214092743 | Central HP <5.4 tons | YORK | HRCU-A-CB (Split System: Heat Pump with Remote Outdoor Unit-Air-Source) | HMH72B341 | ASPEN |  | D(A,C,E)48B36+TDR | TM9E040A10MP12 | 32200 | 17 | 8.1 | 33400 | 28000 | 83.83% | 2.55 | 0 | 9.5 |  |  |  | No | R-410A | 2.6833 | Residential & Commercial | No
213296015 | Central HP <5.4 tons | YORK | HRCU-A-CB (Split System: Heat Pump with Remote Outdoor Unit-Air-Source) | HMH72B341 | ASPEN |  | D(A,C,E)36A3G+TXV+TDR | TL9E080C16UH11 | 31600 | 17.5 | 8.5 | 33800 | 27800 | 82.25% | 2.65 | 0 | 9.3 |  |  |  | No | R-410A | 2.6333 | Residential & Commercial | No
213296034 | Central HP <5.4 tons | YORK | HRCU-A-CB (Split System: Heat Pump with Remote Outdoor Unit-Air-Source) | HMH72B341 | ASPEN |  | D(A,C,E)36A3G+TXV+TDR | TM8Y100C20MP11 | 33600 | 18 | 8.1 | 33600 | 30000 | 89.29% | 2.72 | 0 | 9.5 |  |  |  | No | R-410A | 2.8 | Residential & Commercial | No
212982967 | Central HP <5.4 tons | HEIL | HRCU-A-CB (Split System: Heat Pump with Remote Outdoor Unit-Air-Source) | DLCURAH30ABK |  |  | EA*4X42L24A* | *80MSU0802120A* | 29600 | 15.5 | 8.5 | 33600 | 27400 | 81.55% | 1.78 | 0 | 9 |  |  |  | No | R-410A | 2.4667 | Residential & Commercial | No
212979438 | Central HP <5.4 tons | HEIL | HRCU-A-CB (Split System: Heat Pump with Remote Outdoor Unit-Air-Source) | DLCURAH30ABK |  |  | EA*4X37L21A* | *80MS(N,L)0702116A* | 30400 | 15.2 | 8.1 | 33400 | 26400 | 79.04% | 1.84 | 0 | 9 |  |  |  | No | R-410A | 2.5333 | Residential & Commercial | No
212979732 | Central HP <5.4 tons | HEIL | HRCU-A-CB (Split System: Heat Pump with Remote Outdoor Unit-Air-Source) | DLCURAH30ABK |  |  | EA*4X42L21A* | *80MS(N,L)0901714A* | 30000 | 15.2 | 8.1 | 34200 | 27600 | 80.7% | 1.8 | 0 | 9 |  |  |  | No | R-410A | 2.5 | Residential & Commercial | No
214628838 | Central HP <5.4 tons | CARRIER | HRCU-A-CB (Split System: Heat Pump with Remote Outdoor Unit-Air-Source) | 38MURAQ30AB3* | ADP |  | PL36H210P299 | 59SC6A080M21**20 | 30200 | 15.2 | 8.1 | 31800 | 26000 | 81.76% | 1.84 | 0 | 9 |  |  |  | No | R-410A | 2.5167 | Residential & Commercial | No
213296028 | Central HP <5.4 tons | YORK | HRCU-A-CB (Split System: Heat Pump with Remote Outdoor Unit-Air-Source) | HMH72B341 | ASPEN |  | D(A,C,E)36A3G+TXV+TDR | TM8V100C20MP12 | 31000 | 16.3 | 8.1 | 32200 | 27600 | 85.71% | 2.44 | 0 | 8.8 |  |  |  | No | R-410A | 2.5833 | Residential & Commercial | No
213296035 | Central HP <5.4 tons | YORK | HRCU-A-CB (Split System: Heat Pump with Remote Outdoor Unit-Air-Source) | HMH72B341 | ASPEN |  | D(A,C,E)36A3G+TXV+TDR | TM8Y120C20MP11 | 33600 | 18 | 8.1 | 33600 | 30000 | 89.29% | 2.72 | 0 | 9.5 |  |  |  | No | R-410A | 2.8 | Residential & Commercial | No
214091983 | Central HP <5.4 tons | YORK | HRCU-A-CB (Split System: Heat Pump with Remote Outdoor Unit-Air-Source) | HMH72B341 | ASPEN |  | D(A,C,E)42A44+TDR | TM8V080B12MP12 | 32400 | 17 | 8.1 | 33600 | 29400 | 87.5% | 2.63 | 0 | 9.5 |  |  |  | No | R-410A | 2.7 | Residential & Commercial | No
214091992 | Central HP <5.4 tons | YORK | HRCU-A-CB (Split System: Heat Pump with Remote Outdoor Unit-Air-Source) | HMH72B341 | ASPEN |  | D(A,C,E)42A44+TDR | TM8V100C20MP12 | 31800 | 16.5 | 8.5 | 32400 | 27800 | 85.8% | 2.69 | 0 | 8.9 |  |  |  | No | R-410A | 2.65 | Residential & Commercial | No
213296203 | Central HP <5.4 tons | YORK | HRCU-A-CB (Split System: Heat Pump with Remote Outdoor Unit-Air-Source) | HMH72B341 | ASPEN |  | C(A,C,D,E)36C24+TDR | TM8E100B12MP11 | 30000 | 17.4 | 8.5 | 33800 | 27400 | 81.07% | 2.63 | 0 | 9.5 |  |  |  | No | R-410A | 2.5 | Residential & Commercial | No
213281548 | Central HP <5.4 tons | YORK | HRCU-A-CB (Split System: Heat Pump with Remote Outdoor Unit-Air-Source) | HMH72B361 | ASPEN |  | D(A,C,E)36A44+TDR | Y81E080C20LMPS1 | 34000 | 17 | 8.1 | 36000 | 26400 | 73.33% | 2.83 | 0 | 8.9 |  |  |  | No | R-410A | 2.8333 | Residential & Commercial | No
213281578 | Central HP <5.4 tons | YORK | HRCU-A-CB (Split System: Heat Pump with Remote Outdoor Unit-Air-Source) | HMH72B361 | ASPEN |  | D(A,C,E)48B44+TDR | Y81E100C20SMPS1 | 35200 | 16.5 | 8.1 | 36000 | 26800 | 74.44% | 2.83 | 0 | 9 |  |  |  | No | R-410A | 2.9333 | Residential & Commercial | No
212926724 | Central HP <5.4 tons | KERR | HRCU-A-C (Split System: Heat Pump with Remote Outdoor Unit with No Indoor Fan --Air Source) | A-KCD36SA-1 | ADP |  | HG8J936+TD |  | 34600 | 15.2 | 9.8 | 37400 | 31600 | 84.49% | 1.96 | 0 | 9.5 |  |  |  | No | R-410A | 2.8833 | Residential & Commercial | No
213821674 | Central HP <5.4 tons | TEMPSTAR | HRCU-A-CB (Split System: Heat Pump with Remote Outdoor Unit-Air-Source) | DLCURAH36ABK | ASPEN |  | D(A,C,E)36C34+TDR | *96VTN1202422B* | 34000 | 16.5 | 8.5 | 37800 | 31800 | 84.13% | 2.72 | 0 | 9.9 |  |  |  | No | R-410A | 2.8333 | Residential & Commercial | No
216505460 | Central HP <5.4 tons | YORK | HRCU-A-CB (Split System: Heat Pump with Remote Outdoor Unit-Air-Source) | HMH72B361 | ASPEN |  | AE*S+CM36B34+TDR |  | 33400 | 18 | 8.5 | 35000 | 25000 | 71.43% | 2.73 | 0 | 9 |  |  |  | No | R-410A | 2.7833 | Residential & Commercial | No
214092219 | Central HP <5.4 tons | YORK | HRCU-A-CB (Split System: Heat Pump with Remote Outdoor Unit-Air-Source) | HMH72B341 | ASPEN |  | D(A,C,E)36A34+TDR | YPLC120C20MP13 | 31000 | 16.3 | 8.5 | 32200 | 27600 | 85.71% | 2.7 | 0 | 8.8 |  |  |  | No | R-410A | 2.5833 | Residential & Commercial | No
214092760 | Central HP <5.4 tons | YORK | HRCU-A-CB (Split System: Heat Pump with Remote Outdoor Unit-Air-Source) | HMH72B341 | ASPEN |  | D(A,C,E)42A46+TDR | TM9V080B12MP12 | 32800 | 17 | 8.1 | 33600 | 29600 | 88.1% | 2.69 | 0 | 9.5 |  |  |  | No | R-410A | 2.7333 | Residential & Commercial | No
214092001 | Central HP <5.4 tons | YORK | HRCU-A-CB (Split System: Heat Pump with Remote Outdoor Unit-Air-Source) | HMH72B341 | ASPEN |  | D(A,C,E)42A44+TDR | TM8Y080B12MP11 | 32600 | 18 | 8.1 | 33400 | 27400 | 82.04% | 2.65 | 0 | 9.9 |  |  |  | No | R-410A | 2.7167 | Residential & Commercial | No
214092035 | Central HP <5.4 tons | YORK | HRCU-A-CB (Split System: Heat Pump with Remote Outdoor Unit-Air-Source) | HMH72B341 | ASPEN |  | D(A,C,E)36A34+TDR | TM9V040A10MP12 | 31000 | 16.9 | 8.1 | 33200 | 27400 | 82.53% | 2.6 | 0 | 9.3 |  |  |  | No | R-410A | 2.5833 | Residential & Commercial | No
214092042 | Central HP <5.4 tons | YORK | HRCU-A-CB (Split System: Heat Pump with Remote Outdoor Unit-Air-Source) | HMH72B341 | ASPEN |  | D(A,C,E)42A44+TDR | TM9V080B12MP12 | 32800 | 17 | 8.1 | 33600 | 29600 | 88.1% | 2.69 | 0 | 9.5 |  |  |  | No | R-410A | 2.7333 | Residential & Commercial | No
213296184 | Central HP <5.4 tons | YORK | HRCU-A-CB (Split System: Heat Pump with Remote Outdoor Unit-Air-Source) | HMH72B341 | ASPEN |  | C(A,C,D,E)36A46+TDR | TM8E060A12MP11 | 32200 | 18 | 8.1 | 33800 | 27400 | 81.07% | 2.44 | 0 | 9.9 |  |  |  | No | R-410A | 2.6833 | Residential & Commercial | No
213296216 | Central HP <5.4 tons | YORK | HRCU-A-CB (Split System: Heat Pump with Remote Outdoor Unit-Air-Source) | HMH72B341 | ASPEN |  | C(A,C,D,E)36C26+TDR | TM8E120C16MP11 | 31400 | 18 | 8.4 | 34000 | 28800 | 84.71% | 2.77 | 0 | 9.9 |  |  |  | No | R-410A | 2.6167 | Residential & Commercial | No
214092780 | Central HP <5.4 tons | YORK | HRCU-A-CB (Split System: Heat Pump with Remote Outdoor Unit-Air-Source) | HMH72B341 | ASPEN |  | D(A,C,E)42A46+TDR | TM9Y120D20MP11 | 32000 | 16.5 | 8.5 | 32400 | 28200 | 87.04% | 2.76 | 0 | 9.4 |  |  |  | No | R-410A | 2.6667 | Residential & Commercial | No
214092805 | Central HP <5.4 tons | YORK | HRCU-A-CB (Split System: Heat Pump with Remote Outdoor Unit-Air-Source) | HMH72B341 | ASPEN |  | D(A,C,E)48B36+TDR | TP9C080B12MP13 | 32800 | 17 | 8.1 | 33600 | 29400 | 87.5% | 2.66 | 0 | 9.5 |  |  |  | No | R-410A | 2.7333 | Residential & Commercial | No
214092053 | Central HP <5.4 tons | YORK | HRCU-A-CB (Split System: Heat Pump with Remote Outdoor Unit-Air-Source) | HMH72B341 | ASPEN |  | D(A,C,E)36A34+TDR | TM9V120D20MP12 | 31200 | 16.8 | 8.5 | 32200 | 28000 | 86.96% | 2.79 | 0 | 9.3 |  |  |  | No | R-410A | 2.6 | Residential & Commercial | No
214092060 | Central HP <5.4 tons | YORK | HRCU-A-CB (Split System: Heat Pump with Remote Outdoor Unit-Air-Source) | HMH72B341 | ASPEN |  | D(A,C,E)42A44+TDR | TM9Y080B12MP11 | 32400 | 17.5 | 8.1 | 33400 | 27400 | 82.04% | 2.63 | 0 | 9.5 |  |  |  | No | R-410A | 2.7 | Residential & Commercial | No
213296013 | Central HP <5.4 tons | YORK | HRCU-A-CB (Split System: Heat Pump with Remote Outdoor Unit-Air-Source) | HMH72B341 | ASPEN |  | D(A,C,E)36A3G+TXV+TDR | TL8E100C20UH11 | 31600 | 17.5 | 8.5 | 33800 | 27400 | 81.07% | 2.68 | 0 | 9.8 |  |  |  | No | R-410A | 2.6333 | Residential & Commercial | No
213296202 | Central HP <5.4 tons | YORK | HRCU-A-CB (Split System: Heat Pump with Remote Outdoor Unit-Air-Source) | HMH72B341 | ASPEN |  | C(A,C,D,E)36A46+TDR | TM8E100B12MP11 | 32200 | 18 | 8.5 | 33800 | 27400 | 81.07% | 2.63 | 0 | 9.9 |  |  |  | No | R-410A | 2.6833 | Residential & Commercial | No
214091993 | Central HP <5.4 tons | YORK | HRCU-A-CB (Split System: Heat Pump with Remote Outdoor Unit-Air-Source) | HMH72B341 | ASPEN |  | D(A,C,E)48B34+TDR | TM8V100C20MP12 | 32000 | 16.5 | 8.5 | 32400 | 27800 | 85.8% | 2.69 | 0 | 8.9 |  |  |  | No | R-410A | 2.6667 | Residential & Commercial | No
214092770 | Central HP <5.4 tons | YORK | HRCU-A-CB (Split System: Heat Pump with Remote Outdoor Unit-Air-Source) | HMH72B341 | ASPEN |  | D(A,C,E)42A46+TDR | TM9Y060B12MP11 | 32600 | 17.5 | 8.1 | 33800 | 29600 | 87.57% | 2.63 | 0 | 9.5 |  |  |  | No | R-410A | 2.7167 | Residential & Commercial | No
214092813 | Central HP <5.4 tons | YORK | HRCU-A-CB (Split System: Heat Pump with Remote Outdoor Unit-Air-Source) | HMH72B341 | ASPEN |  | D(A,C,E)48B36+TDR | TP9C120D20MP13 | 32200 | 17 | 8.5 | 32400 | 28200 | 87.04% | 2.79 | 0 | 9.4 |  |  |  | No | R-410A | 2.6833 | Residential & Commercial | No
214092836 | Central HP <5.4 tons | YORK | HRCU-A-CB (Split System: Heat Pump with Remote Outdoor Unit-Air-Source) | HMH72B341 | ASPEN |  | D(A,C,E)42A46+TDR | Y81E080B12SMPS1 | 33000 | 18 | 8.3 | 32800 | 29800 | 90.85% | 2.73 | 0 | 9.5 |  |  |  | No | R-410A | 2.75 | Residential & Commercial | No
214092208 | Central HP <5.4 tons | YORK | HRCU-A-CB (Split System: Heat Pump with Remote Outdoor Unit-Air-Source) | HMH72B341 | ASPEN |  | D(A,C,E)42A44+TDR | YPLC080B12MP13 | 32400 | 17 | 8.1 | 33600 | 29400 | 87.5% | 2.63 | 0 | 9.5 |  |  |  | No | R-410A | 2.7 | Residential & Commercial | No
214092835 | Central HP <5.4 tons | YORK | HRCU-A-CB (Split System: Heat Pump with Remote Outdoor Unit-Air-Source) | HMH72B341 | ASPEN |  | D(A,C,E)36A36+TDR | Y81E080B12SMPS1 | 33000 | 18 | 8.1 | 32600 | 29400 | 90.18% | 2.68 | 0 | 9.5 |  |  |  | No | R-410A | 2.75 | Residential & Commercial | No
214092853 | Central HP <5.4 tons | YORK | HRCU-A-CB (Split System: Heat Pump with Remote Outdoor Unit-Air-Source) | HMH72B341 | ASPEN |  | D(A,C,E)36A36+TDR | Y81E100B12SMPS1 | 31600 | 18.4 | 8.1 | 33800 | 27800 | 82.25% | 2.66 | 0 | 9.3 |  |  |  | No | R-410A | 2.6333 | Residential & Commercial | No
214384814 | Central HP <5.4 tons | YORK | HRCU-A-CB (Split System: Heat Pump with Remote Outdoor Unit-Air-Source) | HMH72B341 | ASPEN |  | AE(D,N,U)+CM36B24+TDR |  | 29200 | 17.7 | 8.7 | 33200 | 26400 | 79.52% | 2.73 | 0 | 9.9 |  |  |  | No | R-410A | 2.4333 | Residential & Commercial | No
214092894 | Central HP <5.4 tons | YORK | HRCU-A-CB (Split System: Heat Pump with Remote Outdoor Unit-Air-Source) | HMH72B341 | ASPEN |  | D(A,C,E)48B36+TDR | Y82E120C20LMPS1 | 32600 | 18.5 | 8.5 | 33400 | 28000 | 83.83% | 2.7 | 0 | 9.5 |  |  |  | No | R-410A | 2.7167 | Residential & Commercial | No
214092080 | Central HP <5.4 tons | YORK | HRCU-A-CB (Split System: Heat Pump with Remote Outdoor Unit-Air-Source) | HMH72B341 | ASPEN |  | D(A,C,E)36A34+TDR | TMLE080B12MP11 | 31600 | 17.9 | 8.1 | 34000 | 28000 | 82.35% | 2.62 | 0 | 9.3 |  |  |  | No | R-410A | 2.6333 | Residential & Commercial | No
214092145 | Central HP <5.4 tons | YORK | HRCU-A-CB (Split System: Heat Pump with Remote Outdoor Unit-Air-Source) | HMH72B341 | ASPEN |  | D(A,C,E)48B34+TDR | Y81E080B12LMPS1 | 33000 | 18 | 8.2 | 32800 | 29400 | 89.63% | 2.71 | 0 | 9.5 |  |  |  | No | R-410A | 2.75 | Residential & Commercial | No
214092010 | Central HP <5.4 tons | YORK | HRCU-A-CB (Split System: Heat Pump with Remote Outdoor Unit-Air-Source) | HMH72B341 | ASPEN |  | D(A,C,E)42A44+TDR | TM8Y100C20MP11 | 33600 | 18 | 8.3 | 33600 | 30400 | 90.48% | 2.81 | 0 | 9.5 |  |  |  | No | R-410A | 2.8 | Residential & Commercial | No
214092017 | Central HP <5.4 tons | YORK | HRCU-A-CB (Split System: Heat Pump with Remote Outdoor Unit-Air-Source) | HMH72B341 | ASPEN |  | D(A,C,E)48B34+TDR | TM9E040A10MP12 | 32200 | 17 | 8.1 | 33400 | 28000 | 83.83% | 2.55 | 0 | 9.5 |  |  |  | No | R-410A | 2.6833 | Residential & Commercial | No
214092058 | Central HP <5.4 tons | YORK | HRCU-A-CB (Split System: Heat Pump with Remote Outdoor Unit-Air-Source) | HMH72B341 | ASPEN |  | D(A,C,E)48B34+TDR | TM9Y060B12MP11 | 32600 | 17.5 | 8.1 | 33800 | 29200 | 86.39% | 2.61 | 0 | 9.5 |  |  |  | No | R-410A | 2.7167 | Residential & Commercial | No
214092069 | Central HP <5.4 tons | YORK | HRCU-A-CB (Split System: Heat Pump with Remote Outdoor Unit-Air-Source) | HMH72B341 | ASPEN |  | D(A,C,E)42A44+TDR | TM9Y100C20MP11 | 32400 | 15.5 | 8.1 | 34000 | 27800 | 81.76% | 2.59 | 0 | 9.5 |  |  |  | No | R-410A | 2.7 | Residential & Commercial | No
214092128 | Central HP <5.4 tons | YORK | HRCU-A-CB (Split System: Heat Pump with Remote Outdoor Unit-Air-Source) | HMH72B341 | ASPEN |  | D(A,C,E)36A34+TDR | TPLC080C16MP13 | 31600 | 17.5 | 8.4 | 33800 | 27400 | 81.07% | 2.64 | 0 | 9.8 |  |  |  | No | R-410A | 2.6333 | Residential & Commercial | No
214092169 | Central HP <5.4 tons | YORK | HRCU-A-CB (Split System: Heat Pump with Remote Outdoor Unit-Air-Source) | HMH72B341 | ASPEN |  | D(A,C,E)48B34+TDR | Y81E120C16LMPS1 | 33600 | 18 | 8.2 | 32800 | 30000 | 91.46% | 2.76 | 0 | 9.5 |  |  |  | No | R-410A | 2.8 | Residential & Commercial | No
214092185 | Central HP <5.4 tons | YORK | HRCU-A-CB (Split System: Heat Pump with Remote Outdoor Unit-Air-Source) | HMH72B341 | ASPEN |  | D(A,C,E)48B34+TDR | Y82E120C20LMPS1 | 32600 | 18.5 | 8.5 | 33400 | 28000 | 83.83% | 2.7 | 0 | 9.5 |  |  |  | No | R-410A | 2.7167 | Residential & Commercial | No
214092103 | Central HP <5.4 tons | YORK | HRCU-A-CB (Split System: Heat Pump with Remote Outdoor Unit-Air-Source) | HMH72B341 | ASPEN |  | D(A,C,E)48B34+TDR | TMLV120C20MP12 | 32000 | 16.5 | 8.5 | 32400 | 27800 | 85.8% | 2.69 | 0 | 8.9 |  |  |  | No | R-410A | 2.6667 | Residential & Commercial | No
214092108 | Central HP <5.4 tons | YORK | HRCU-A-CB (Split System: Heat Pump with Remote Outdoor Unit-Air-Source) | HMH72B341 | ASPEN |  | D(A,C,E)42A44+TDR | TP9C080B12MP13 | 32800 | 17 | 8.1 | 33600 | 29600 | 88.1% | 2.69 | 0 | 9.5 |  |  |  | No | R-410A | 2.7333 | Residential & Commercial | No
214092135 | Central HP <5.4 tons | YORK | HRCU-A-CB (Split System: Heat Pump with Remote Outdoor Unit-Air-Source) | HMH72B341 | ASPEN |  | D(A,C,E)42A44+TDR | TPLC100C20MP13 | 31800 | 16.5 | 8.5 | 32400 | 27800 | 85.8% | 2.69 | 0 | 8.9 |  |  |  | No | R-410A | 2.65 | Residential & Commercial | No
214092165 | Central HP <5.4 tons | YORK | HRCU-A-CB (Split System: Heat Pump with Remote Outdoor Unit-Air-Source) | HMH72B341 | ASPEN |  | D(A,C,E)48B34+TDR | Y81E100C20LMPS1 | 32600 | 17.5 | 8.5 | 33400 | 27600 | 82.63% | 2.7 | 0 | 9.5 |  |  |  | No | R-410A | 2.7167 | Residential & Commercial | No
214092180 | Central HP <5.4 tons | YORK | HRCU-A-CB (Split System: Heat Pump with Remote Outdoor Unit-Air-Source) | HMH72B341 | ASPEN |  | D(A,C,E)42A44+TDR | Y82E100C16LMPS1 | 32400 | 18 | 8.5 | 33400 | 28000 | 83.83% | 2.7 | 0 | 9.5 |  |  |  | No | R-410A | 2.7 | Residential & Commercial | No
214092052 | Central HP <5.4 tons | YORK | HRCU-A-CB (Split System: Heat Pump with Remote Outdoor Unit-Air-Source) | HMH72B341 | ASPEN |  | D(A,C,E)48B34+TDR | TM9V100C20MP12 | 32600 | 17.5 | 8.1 | 34000 | 28400 | 83.53% | 2.69 | 0 | 9.5 |  |  |  | No | R-410A | 2.7167 | Residential & Commercial | No
214092068 | Central HP <5.4 tons | YORK | HRCU-A-CB (Split System: Heat Pump with Remote Outdoor Unit-Air-Source) | HMH72B341 | ASPEN |  | D(A,C,E)36A34+TDR | TM9Y100C20MP11 | 31600 | 15.4 | 8.1 | 33800 | 27400 | 81.07% | 2.57 | 0 | 9.3 |  |  |  | No | R-410A | 2.6333 | Residential & Commercial | No
214092127 | Central HP <5.4 tons | YORK | HRCU-A-CB (Split System: Heat Pump with Remote Outdoor Unit-Air-Source) | HMH72B341 | ASPEN |  | D(A,C,E)48B34+TDR | TPLC080B12MP13 | 32400 | 17 | 8.1 | 33600 | 29000 | 86.31% | 2.61 | 0 | 9.5 |  |  |  | No | R-410A | 2.7 | Residential & Commercial | No
213281571 | Central HP <5.4 tons | YORK | HRCU-A-CB (Split System: Heat Pump with Remote Outdoor Unit-Air-Source) | HMH72B361 | ASPEN |  | C(A,C,D,E)42D24+TDR | Y81E100C20LMPS1 | 32400 | 16.1 | 8.1 | 36000 | 26800 | 74.44% | 2.83 | 0 | 8 |  |  |  | No | R-410A | 2.7 | Residential & Commercial | No
214091965 | Central HP <5.4 tons | YORK | HRCU-A-CB (Split System: Heat Pump with Remote Outdoor Unit-Air-Source) | HMH72B341 | ASPEN |  | D(A,C,E)42A44+TDR | TM8E080B12MP11 | 32400 | 18 | 8.1 | 34000 | 28000 | 82.35% | 2.61 | 0 | 9.5 |  |  |  | No | R-410A | 2.7 | Residential & Commercial | No
214092182 | Central HP <5.4 tons | YORK | HRCU-A-CB (Split System: Heat Pump with Remote Outdoor Unit-Air-Source) | HMH72B341 | ASPEN |  | D(A,C,E)42A44+TDR | Y82E100C20LMPS1 | 32400 | 18.5 | 8.5 | 33400 | 27600 | 82.63% | 2.7 | 0 | 9.5 |  |  |  | No | R-410A | 2.7 | Residential & Commercial | No
214092198 | Central HP <5.4 tons | YORK | HRCU-A-CB (Split System: Heat Pump with Remote Outdoor Unit-Air-Source) | HMH72B341 | ASPEN |  | D(A,C,E)36A34+TDR | YP9C100C20MP13 | 31600 | 17.5 | 8.1 | 33800 | 28200 | 83.43% | 2.69 | 0 | 9.3 |  |  |  | No | R-410A | 2.6333 | Residential & Commercial | No
214092698 | Central HP <5.4 tons | YORK | HRCU-A-CB (Split System: Heat Pump with Remote Outdoor Unit-Air-Source) | HMH72B341 | ASPEN |  | D(A,C,E)42A46+TDR | TL9E060B12UH11 | 32400 | 18 | 8.1 | 34000 | 27800 | 81.76% | 2.6 | 0 | 9.5 |  |  |  | No | R-410A | 2.7 | Residential & Commercial | No
214092181 | Central HP <5.4 tons | YORK | HRCU-A-CB (Split System: Heat Pump with Remote Outdoor Unit-Air-Source) | HMH72B341 | ASPEN |  | D(A,C,E)48B34+TDR | Y82E100C16LMPS1 | 32600 | 18 | 8.5 | 33400 | 28000 | 83.83% | 2.7 | 0 | 9.5 |  |  |  | No | R-410A | 2.7167 | Residential & Commercial | No
214092136 | Central HP <5.4 tons | YORK | HRCU-A-CB (Split System: Heat Pump with Remote Outdoor Unit-Air-Source) | HMH72B341 | ASPEN |  | D(A,C,E)48B34+TDR | TPLC100C20MP13 | 32000 | 16.5 | 8.5 | 32400 | 27800 | 85.8% | 2.69 | 0 | 8.9 |  |  |  | No | R-410A | 2.6667 | Residential & Commercial | No
214092159 | Central HP <5.4 tons | YORK | HRCU-A-CB (Split System: Heat Pump with Remote Outdoor Unit-Air-Source) | HMH72B341 | ASPEN |  | D(A,C,E)48B34+TDR | Y81E100B12SMPS1 | 32600 | 18.5 | 8.1 | 34000 | 28000 | 82.35% | 2.66 | 0 | 9.5 |  |  |  | No | R-410A | 2.7167 | Residential & Commercial | No
214092161 | Central HP <5.4 tons | YORK | HRCU-A-CB (Split System: Heat Pump with Remote Outdoor Unit-Air-Source) | HMH72B341 | ASPEN |  | D(A,C,E)48B34+TDR | Y81E100C16LMPS1 | 32600 | 18 | 8.5 | 33400 | 28400 | 85.03% | 2.7 | 0 | 9.5 |  |  |  | No | R-410A | 2.7167 | Residential & Commercial | No
214092168 | Central HP <5.4 tons | YORK | HRCU-A-CB (Split System: Heat Pump with Remote Outdoor Unit-Air-Source) | HMH72B341 | ASPEN |  | D(A,C,E)42A44+TDR | Y81E120C16LMPS1 | 33600 | 18 | 8.3 | 32800 | 30400 | 92.68% | 2.81 | 0 | 9.5 |  |  |  | No | R-410A | 2.8 | Residential & Commercial | No
214092003 | Central HP <5.4 tons | YORK | HRCU-A-CB (Split System: Heat Pump with Remote Outdoor Unit-Air-Source) | HMH72B341 | ASPEN |  | D(A,C,E)36A34+TDR | TM8Y080C16MP11 | 31600 | 18.4 | 8.4 | 34000 | 27400 | 80.59% | 2.67 | 0 | 9.8 |  |  |  | No | R-410A | 2.6333 | Residential & Commercial | No
214092037 | Central HP <5.4 tons | YORK | HRCU-A-CB (Split System: Heat Pump with Remote Outdoor Unit-Air-Source) | HMH72B341 | ASPEN |  | D(A,C,E)48B34+TDR | TM9V040A10MP12 | 32200 | 17 | 8.1 | 33200 | 27400 | 82.53% | 2.62 | 0 | 9.5 |  |  |  | No | R-410A | 2.6833 | Residential & Commercial | No
214092038 | Central HP <5.4 tons | YORK | HRCU-A-CB (Split System: Heat Pump with Remote Outdoor Unit-Air-Source) | HMH72B341 | ASPEN |  | D(A,C,E)36A34+TDR | TM9V060B12MP12 | 31600 | 17.5 | 8.1 | 34000 | 27800 | 81.76% | 2.6 | 0 | 9.3 |  |  |  | No | R-410A | 2.6333 | Residential & Commercial | No
212982619 | Central HP <5.4 tons | HEIL | HRCU-A-CB (Split System: Heat Pump with Remote Outdoor Unit-Air-Source) | DLCURAH30ABK |  |  | EA*4X36L21A* | *80MSU0601716A* | 29600 | 15.2 | 8.1 | 34000 | 27800 | 81.76% | 1.78 | 0 | 9 |  |  |  | No | R-410A | 2.4667 | Residential & Commercial | No
214628684 | Central HP <5.4 tons | CARRIER | HRCU-A-CB (Split System: Heat Pump with Remote Outdoor Unit-Air-Source) | 38MURAQ30AB3* | ADP |  | C36A***L159 | 58S(B,C)*B090M21**20 | 30200 | 15.2 | 8.1 | 32800 | 27000 | 82.32% | 1.8 | 0 | 9 |  |  |  | No | R-410A | 2.5167 | Residential & Commercial | No
213296209 | Central HP <5.4 tons | YORK | HRCU-A-CB (Split System: Heat Pump with Remote Outdoor Unit-Air-Source) | HMH72B341 | ASPEN |  | C(A,C,D,E)36C24+TDR | TM8E100C16MP11 | 31400 | 18 | 8.4 | 34000 | 28400 | 83.53% | 2.73 | 0 | 9.9 |  |  |  | No | R-410A | 2.6167 | Residential & Commercial | No
214091953 | Central HP <5.4 tons | YORK | HRCU-A-CB (Split System: Heat Pump with Remote Outdoor Unit-Air-Source) | HMH72B341 | ASPEN |  | D(A,C,E)42A44+TDR | TL9E080C16UH11 | 32400 | 17.5 | 8.1 | 34000 | 28000 | 82.35% | 2.64 | 0 | 9.5 |  |  |  | No | R-410A | 2.7 | Residential & Commercial | No
214091954 | Central HP <5.4 tons | YORK | HRCU-A-CB (Split System: Heat Pump with Remote Outdoor Unit-Air-Source) | HMH72B341 | ASPEN |  | D(A,C,E)48B34+TDR | TL9E080C16UH11 | 32600 | 17.5 | 8.1 | 34000 | 28000 | 82.35% | 2.64 | 0 | 9.5 |  |  |  | No | R-410A | 2.7167 | Residential & Commercial | No
214092022 | Central HP <5.4 tons | YORK | HRCU-A-CB (Split System: Heat Pump with Remote Outdoor Unit-Air-Source) | HMH72B341 | ASPEN |  | D(A,C,E)48B34+TDR | TM9E060B12MP12 | 32800 | 17.5 | 8.1 | 34000 | 28000 | 82.35% | 2.59 | 0 | 9.5 |  |  |  | No | R-410A | 2.7333 | Residential & Commercial | No
214092072 | Central HP <5.4 tons | YORK | HRCU-A-CB (Split System: Heat Pump with Remote Outdoor Unit-Air-Source) | HMH72B341 | ASPEN |  | D(A,C,E)42A44+TDR | TM9Y120D20MP11 | 32000 | 16.5 | 8.5 | 32400 | 28200 | 87.04% | 2.76 | 0 | 9.4 |  |  |  | No | R-410A | 2.6667 | Residential & Commercial | No
214092120 | Central HP <5.4 tons | YORK | HRCU-A-CB (Split System: Heat Pump with Remote Outdoor Unit-Air-Source) | HMH72B341 | ASPEN |  | D(A,C,E)42A44+TDR | TP9C120D20MP13 | 32000 | 17 | 8.5 | 32400 | 28200 | 87.04% | 2.79 | 0 | 9.4 |  |  |  | No | R-410A | 2.6667 | Residential & Commercial | No
214092721 | Central HP <5.4 tons | YORK | HRCU-A-CB (Split System: Heat Pump with Remote Outdoor Unit-Air-Source) | HMH72B341 | ASPEN |  | D(A,C,E)48B36+TDR | TM8V080B12MP12 | 32400 | 17 | 8.1 | 33600 | 29000 | 86.31% | 2.61 | 0 | 9.5 |  |  |  | No | R-410A | 2.7 | Residential & Commercial | No
214092744 | Central HP <5.4 tons | YORK | HRCU-A-CB (Split System: Heat Pump with Remote Outdoor Unit-Air-Source) | HMH72B341 | ASPEN |  | D(A,C,E)42A46+TDR | TM9E060A10MP12 | 32200 | 17.5 | 8.1 | 33800 | 27400 | 81.07% | 2.59 | 0 | 9.4 |  |  |  | No | R-410A | 2.6833 | Residential & Commercial | No
214092746 | Central HP <5.4 tons | YORK | HRCU-A-CB (Split System: Heat Pump with Remote Outdoor Unit-Air-Source) | HMH72B341 | ASPEN |  | D(A,C,E)42A46+TDR | TM9E060B12MP12 | 32600 | 17.5 | 8.1 | 34000 | 28000 | 82.35% | 2.59 | 0 | 9.5 |  |  |  | No | R-410A | 2.7167 | Residential & Commercial | No
214092171 | Central HP <5.4 tons | YORK | HRCU-A-CB (Split System: Heat Pump with Remote Outdoor Unit-Air-Source) | HMH72B341 | ASPEN |  | D(A,C,E)48B34+TDR | Y81E120C16SMPS1 | 33600 | 18 | 8.2 | 32800 | 30000 | 91.46% | 2.76 | 0 | 9.5 |  |  |  | No | R-410A | 2.8 | Residential & Commercial | No
214092173 | Central HP <5.4 tons | YORK | HRCU-A-CB (Split System: Heat Pump with Remote Outdoor Unit-Air-Source) | HMH72B341 | ASPEN |  | D(A,C,E)48B34+TDR | Y81E120C20LMPS1 | 32600 | 17.5 | 8.5 | 34000 | 28000 | 82.35% | 2.66 | 0 | 9.5 |  |  |  | No | R-410A | 2.7167 | Residential & Commercial | No
214092174 | Central HP <5.4 tons | YORK | HRCU-A-CB (Split System: Heat Pump with Remote Outdoor Unit-Air-Source) | HMH72B341 | ASPEN |  | D(A,C,E)42A44+TDR | Y81E120C20SMPS1 | 32400 | 17.5 | 8.5 | 34000 | 28000 | 82.35% | 2.66 | 0 | 9.5 |  |  |  | No | R-410A | 2.7 | Residential & Commercial | No
214092187 | Central HP <5.4 tons | YORK | HRCU-A-CB (Split System: Heat Pump with Remote Outdoor Unit-Air-Source) | HMH72B341 | ASPEN |  | D(A,C,E)42A44+TDR | YP9C060B12MP13 | 32600 | 17.5 | 8.1 | 34000 | 27800 | 81.76% | 2.63 | 0 | 9.5 |  |  |  | No | R-410A | 2.7167 | Residential & Commercial | No
213296197 | Central HP <5.4 tons | YORK | HRCU-A-CB (Split System: Heat Pump with Remote Outdoor Unit-Air-Source) | HMH72B341 | ASPEN |  | C(A,C,D,E)36C24+TDR | TM8E080C16MP11 | 31400 | 18 | 8.4 | 34000 | 28400 | 83.53% | 2.74 | 0 | 9.9 |  |  |  | No | R-410A | 2.6167 | Residential & Commercial | No
213296204 | Central HP <5.4 tons | YORK | HRCU-A-CB (Split System: Heat Pump with Remote Outdoor Unit-Air-Source) | HMH72B341 | ASPEN |  | C(A,C,D,E)36C26+TDR | TM8E100B12MP11 | 30000 | 17.4 | 8.5 | 33800 | 27400 | 81.07% | 2.63 | 0 | 9.5 |  |  |  | No | R-410A | 2.5 | Residential & Commercial | No
214092817 | Central HP <5.4 tons | YORK | HRCU-A-CB (Split System: Heat Pump with Remote Outdoor Unit-Air-Source) | HMH72B341 | ASPEN |  | D(A,C,E)48B36+TDR | TPLC080B12MP13 | 32400 | 17 | 8.1 | 33600 | 29000 | 86.31% | 2.61 | 0 | 9.5 |  |  |  | No | R-410A | 2.7 | Residential & Commercial | No
214092850 | Central HP <5.4 tons | YORK | HRCU-A-CB (Split System: Heat Pump with Remote Outdoor Unit-Air-Source) | HMH72B341 | ASPEN |  | D(A,C,E)36A36+TDR | Y81E100B12LMPS1 | 31600 | 18.4 | 8.1 | 33800 | 27800 | 82.25% | 2.66 | 0 | 9.3 |  |  |  | No | R-410A | 2.6333 | Residential & Commercial | No
213821120 | Central HP <5.4 tons | TEMPSTAR | HRCU-A-CB (Split System: Heat Pump with Remote Outdoor Unit-Air-Source) | DLCURAH24AAK | ASPEN |  | D(A,C,E)36C34+TDR | *96MSN0401410A* | 23200 | 15.5 | 8.1 | 24400 | 22200 | 90.98% | 2.87 | 0 | 9.4 |  |  |  | No | R-410A | 1.9333 | Residential & Commercial | No
213821136 | Central HP <5.4 tons | TEMPSTAR | HRCU-A-CB (Split System: Heat Pump with Remote Outdoor Unit-Air-Source) | DLCURAH24AAK | ASPEN |  | D(A,C,E)24B44+TDR | *96MSN0802120A* | 23600 | 16 | 8.1 | 25000 | 22200 | 88.8% | 2.9 | 0 | 9 |  |  |  | No | R-410A | 1.9667 | Residential & Commercial | No
213204342 | Central HP <5.4 tons | TEMPSTAR | HRCU-A-CB (Split System: Heat Pump with Remote Outdoor Unit-Air-Source) | DLCURAH24AAK | ASPEN |  | D(A,C,E)36B34+TDR | *96VTN0801716A* | 23800 | 16 | 8.1 | 25400 | 27000 | 106.3% | 2.68 | 0 | 9.5 |  |  |  | No | R-410A | 1.9833 | Residential & Commercial | No
214092183 | Central HP <5.4 tons | YORK | HRCU-A-CB (Split System: Heat Pump with Remote Outdoor Unit-Air-Source) | HMH72B341 | ASPEN |  | D(A,C,E)48B34+TDR | Y82E100C20LMPS1 | 32600 | 18.5 | 8.5 | 33400 | 27600 | 82.63% | 2.7 | 0 | 9.5 |  |  |  | No | R-410A | 2.7167 | Residential & Commercial | No
214092203 | Central HP <5.4 tons | YORK | HRCU-A-CB (Split System: Heat Pump with Remote Outdoor Unit-Air-Source) | HMH72B341 | ASPEN |  | D(A,C,E)48B34+TDR | YP9C120D20MP13 | 32200 | 17 | 8.5 | 32400 | 28200 | 87.04% | 2.79 | 0 | 9.4 |  |  |  | No | R-410A | 2.6833 | Residential & Commercial | No
214092210 | Central HP <5.4 tons | YORK | HRCU-A-CB (Split System: Heat Pump with Remote Outdoor Unit-Air-Source) | HMH72B341 | ASPEN |  | D(A,C,E)36A34+TDR | YPLC080C16MP13 | 31600 | 17.5 | 8.4 | 33800 | 27400 | 81.07% | 2.64 | 0 | 9.8 |  |  |  | No | R-410A | 2.6333 | Residential & Commercial | No
214092217 | Central HP <5.4 tons | YORK | HRCU-A-CB (Split System: Heat Pump with Remote Outdoor Unit-Air-Source) | HMH72B341 | ASPEN |  | D(A,C,E)42A44+TDR | YPLC100C20MP13 | 31800 | 16.5 | 8.5 | 32400 | 27800 | 85.8% | 2.69 | 0 | 8.9 |  |  |  | No | R-410A | 2.65 | Residential & Commercial | No
214092189 | Central HP <5.4 tons | YORK | HRCU-A-CB (Split System: Heat Pump with Remote Outdoor Unit-Air-Source) | HMH72B341 | ASPEN |  | D(A,C,E)36A34+TDR | YP9C080B12MP13 | 32800 | 17 | 8.1 | 33600 | 29400 | 87.5% | 2.63 | 0 | 9.5 |  |  |  | No | R-410A | 2.7333 | Residential & Commercial | No
214092709 | Central HP <5.4 tons | YORK | HRCU-A-CB (Split System: Heat Pump with Remote Outdoor Unit-Air-Source) | HMH72B341 | ASPEN |  | D(A,C,E)48B36+TDR | TM8E080B12MP11 | 32600 | 18 | 8.1 | 34000 | 28000 | 82.35% | 2.61 | 0 | 9.5 |  |  |  | No | R-410A | 2.7167 | Residential & Commercial | No
214092071 | Central HP <5.4 tons | YORK | HRCU-A-CB (Split System: Heat Pump with Remote Outdoor Unit-Air-Source) | HMH72B341 | ASPEN |  | D(A,C,E)36A34+TDR | TM9Y120D20MP11 | 31200 | 16.3 | 8.5 | 32400 | 28200 | 87.04% | 2.76 | 0 | 9.3 |  |  |  | No | R-410A | 2.6 | Residential & Commercial | No
214092195 | Central HP <5.4 tons | YORK | HRCU-A-CB (Split System: Heat Pump with Remote Outdoor Unit-Air-Source) | HMH72B341 | ASPEN |  | D(A,C,E)36A34+TDR | YP9C100C16MP13 | 31600 | 17.5 | 8.4 | 34000 | 27400 | 80.59% | 2.67 | 0 | 9.8 |  |  |  | No | R-410A | 2.6333 | Residential & Commercial | No
214092202 | Central HP <5.4 tons | YORK | HRCU-A-CB (Split System: Heat Pump with Remote Outdoor Unit-Air-Source) | HMH72B341 | ASPEN |  | D(A,C,E)42A44+TDR | YP9C120D20MP13 | 32000 | 17 | 8.5 | 32400 | 28200 | 87.04% | 2.79 | 0 | 9.4 |  |  |  | No | R-410A | 2.6667 | Residential & Commercial | No
214092218 | Central HP <5.4 tons | YORK | HRCU-A-CB (Split System: Heat Pump with Remote Outdoor Unit-Air-Source) | HMH72B341 | ASPEN |  | D(A,C,E)48B34+TDR | YPLC100C20MP13 | 32000 | 16.5 | 8.5 | 32400 | 27800 | 85.8% | 2.69 | 0 | 8.9 |  |  |  | No | R-410A | 2.6667 | Residential & Commercial | No
212608498 | Central HP <5.4 tons | DAY & NIGHT | HRCU-A-CB (Split System: Heat Pump with Remote Outdoor Unit-Air-Source) | DLCURAH30ABK | ADP |  | F,PE*TT3931 |  | 31200 | 15.2 | 8.5 | 33800 | 26400 | 78.11% | 1.86 | 0 | 9 |  |  |  | No | R-410A | 2.6 | Residential & Commercial | No
214092756 | Central HP <5.4 tons | YORK | HRCU-A-CB (Split System: Heat Pump with Remote Outdoor Unit-Air-Source) | HMH72B341 | ASPEN |  | D(A,C,E)42A46+TDR | TM9V040A10MP12 | 31800 | 17 | 8.1 | 33200 | 27400 | 82.53% | 2.62 | 0 | 9.4 |  |  |  | No | R-410A | 2.65 | Residential & Commercial | No
214092757 | Central HP <5.4 tons | YORK | HRCU-A-CB (Split System: Heat Pump with Remote Outdoor Unit-Air-Source) | HMH72B341 | ASPEN |  | D(A,C,E)48B36+TDR | TM9V040A10MP12 | 32200 | 17 | 8.1 | 33200 | 27400 | 82.53% | 2.62 | 0 | 9.5 |  |  |  | No | R-410A | 2.6833 | Residential & Commercial | No
214092841 | Central HP <5.4 tons | YORK | HRCU-A-CB (Split System: Heat Pump with Remote Outdoor Unit-Air-Source) | HMH72B341 | ASPEN |  | D(A,C,E)36A36+TDR | Y81E080C16SMPS1 | 31600 | 17.9 | 8.5 | 33200 | 27400 | 82.53% | 2.7 | 0 | 9.8 |  |  |  | No | R-410A | 2.6333 | Residential & Commercial | No
214092771 | Central HP <5.4 tons | YORK | HRCU-A-CB (Split System: Heat Pump with Remote Outdoor Unit-Air-Source) | HMH72B341 | ASPEN |  | D(A,C,E)48B36+TDR | TM9Y060B12MP11 | 32600 | 17.5 | 8.1 | 33800 | 29200 | 86.39% | 2.61 | 0 | 9.5 |  |  |  | No | R-410A | 2.7167 | Residential & Commercial | No
214092745 | Central HP <5.4 tons | YORK | HRCU-A-CB (Split System: Heat Pump with Remote Outdoor Unit-Air-Source) | HMH72B341 | ASPEN |  | D(A,C,E)48B36+TDR | TM9E060A10MP12 | 32400 | 17.5 | 8.1 | 33800 | 27400 | 81.07% | 2.59 | 0 | 9.5 |  |  |  | No | R-410A | 2.7 | Residential & Commercial | No
214092761 | Central HP <5.4 tons | YORK | HRCU-A-CB (Split System: Heat Pump with Remote Outdoor Unit-Air-Source) | HMH72B341 | ASPEN |  | D(A,C,E)48B36+TDR | TM9V080B12MP12 | 32800 | 17 | 8.1 | 33600 | 29400 | 87.5% | 2.66 | 0 | 9.5 |  |  |  | No | R-410A | 2.7333 | Residential & Commercial | No
214092852 | Central HP <5.4 tons | YORK | HRCU-A-CB (Split System: Heat Pump with Remote Outdoor Unit-Air-Source) | HMH72B341 | ASPEN |  | D(A,C,E)48B36+TDR | Y81E100B12LMPS1 | 32600 | 18.5 | 8.1 | 34000 | 28000 | 82.35% | 2.66 | 0 | 9.5 |  |  |  | No | R-410A | 2.7167 | Residential & Commercial | No
214092861 | Central HP <5.4 tons | YORK | HRCU-A-CB (Split System: Heat Pump with Remote Outdoor Unit-Air-Source) | HMH72B341 | ASPEN |  | D(A,C,E)48B36+TDR | Y81E100C16SMPS1 | 32600 | 18 | 8.5 | 33400 | 28400 | 85.03% | 2.7 | 0 | 9.5 |  |  |  | No | R-410A | 2.7167 | Residential & Commercial | No
213296194 | Central HP <5.4 tons | YORK | HRCU-A-CB (Split System: Heat Pump with Remote Outdoor Unit-Air-Source) | HMH72B341 | ASPEN |  | C(A,C,D,E)48C26+TDR | TM8E080B12MP11 | 30600 | 17.7 | 8.5 | 34000 | 28000 | 82.35% | 2.61 | 0 | 9 |  |  |  | No | R-410A | 2.55 | Residential & Commercial | No
214091949 | Central HP <5.4 tons | YORK | HRCU-A-CB (Split System: Heat Pump with Remote Outdoor Unit-Air-Source) | HMH72B341 | ASPEN |  | D(A,C,E)36A34+TDR | TL9E060B12UH11 | 31400 | 17.9 | 8.1 | 34000 | 27800 | 81.76% | 2.58 | 0 | 9.3 |  |  |  | No | R-410A | 2.6167 | Residential & Commercial | No
214091951 | Central HP <5.4 tons | YORK | HRCU-A-CB (Split System: Heat Pump with Remote Outdoor Unit-Air-Source) | HMH72B341 | ASPEN |  | D(A,C,E)48B34+TDR | TL9E060B12UH11 | 32600 | 18 | 8.1 | 34000 | 27800 | 81.76% | 2.6 | 0 | 9.5 |  |  |  | No | R-410A | 2.7167 | Residential & Commercial | No
214092863 | Central HP <5.4 tons | YORK | HRCU-A-CB (Split System: Heat Pump with Remote Outdoor Unit-Air-Source) | HMH72B341 | ASPEN |  | D(A,C,E)42A46+TDR | Y81E100C20LMPS1 | 32400 | 17.5 | 8.5 | 33400 | 27600 | 82.63% | 2.7 | 0 | 9.5 |  |  |  | No | R-410A | 2.7 | Residential & Commercial | No
214092877 | Central HP <5.4 tons | YORK | HRCU-A-CB (Split System: Heat Pump with Remote Outdoor Unit-Air-Source) | HMH72B341 | ASPEN |  | D(A,C,E)36A36+TDR | Y81E120C20SMPS1 | 31600 | 17.5 | 8.5 | 33800 | 27800 | 82.25% | 2.66 | 0 | 9.3 |  |  |  | No | R-410A | 2.6333 | Residential & Commercial | No
214092879 | Central HP <5.4 tons | YORK | HRCU-A-CB (Split System: Heat Pump with Remote Outdoor Unit-Air-Source) | HMH72B341 | ASPEN |  | D(A,C,E)48B36+TDR | Y81E120C20SMPS1 | 32600 | 17.5 | 8.5 | 34000 | 28000 | 82.35% | 2.66 | 0 | 9.5 |  |  |  | No | R-410A | 2.7167 | Residential & Commercial | No
214092801 | Central HP <5.4 tons | YORK | HRCU-A-CB (Split System: Heat Pump with Remote Outdoor Unit-Air-Source) | HMH72B341 | ASPEN |  | D(A,C,E)48B36+TDR | TMLV120C20MP12 | 32000 | 16.5 | 8.5 | 32400 | 27800 | 85.8% | 2.69 | 0 | 8.9 |  |  |  | No | R-410A | 2.6667 | Residential & Commercial | No
214092812 | Central HP <5.4 tons | YORK | HRCU-A-CB (Split System: Heat Pump with Remote Outdoor Unit-Air-Source) | HMH72B341 | ASPEN |  | D(A,C,E)42A46+TDR | TP9C120D20MP13 | 32000 | 17 | 8.5 | 32400 | 28200 | 87.04% | 2.79 | 0 | 9.4 |  |  |  | No | R-410A | 2.6667 | Residential & Commercial | No
214092860 | Central HP <5.4 tons | YORK | HRCU-A-CB (Split System: Heat Pump with Remote Outdoor Unit-Air-Source) | HMH72B341 | ASPEN |  | D(A,C,E)42A46+TDR | Y81E100C16SMPS1 | 32400 | 18 | 8.5 | 33400 | 28400 | 85.03% | 2.7 | 0 | 9.5 |  |  |  | No | R-410A | 2.7 | Residential & Commercial | No
214092107 | Central HP <5.4 tons | YORK | HRCU-A-CB (Split System: Heat Pump with Remote Outdoor Unit-Air-Source) | HMH72B341 | ASPEN |  | D(A,C,E)36A34+TDR | TP9C080B12MP13 | 32800 | 17 | 8.1 | 33600 | 29400 | 87.5% | 2.63 | 0 | 9.5 |  |  |  | No | R-410A | 2.7333 | Residential & Commercial | No
214092121 | Central HP <5.4 tons | YORK | HRCU-A-CB (Split System: Heat Pump with Remote Outdoor Unit-Air-Source) | HMH72B341 | ASPEN |  | D(A,C,E)48B34+TDR | TP9C120D20MP13 | 32200 | 17 | 8.5 | 32400 | 28200 | 87.04% | 2.79 | 0 | 9.4 |  |  |  | No | R-410A | 2.6833 | Residential & Commercial | No
214092051 | Central HP <5.4 tons | YORK | HRCU-A-CB (Split System: Heat Pump with Remote Outdoor Unit-Air-Source) | HMH72B341 | ASPEN |  | D(A,C,E)42A44+TDR | TM9V100C20MP12 | 32400 | 17.5 | 8.1 | 34000 | 28400 | 83.53% | 2.69 | 0 | 9.5 |  |  |  | No | R-410A | 2.7 | Residential & Commercial | No
214092786 | Central HP <5.4 tons | YORK | HRCU-A-CB (Split System: Heat Pump with Remote Outdoor Unit-Air-Source) | HMH72B341 | ASPEN |  | D(A,C,E)42A46+TDR | TMLE080B12MP11 | 32400 | 18 | 8.1 | 34000 | 28000 | 82.35% | 2.61 | 0 | 9.5 |  |  |  | No | R-410A | 2.7 | Residential & Commercial | No
214092804 | Central HP <5.4 tons | YORK | HRCU-A-CB (Split System: Heat Pump with Remote Outdoor Unit-Air-Source) | HMH72B341 | ASPEN |  | D(A,C,E)42A46+TDR | TP9C080B12MP13 | 32800 | 17 | 8.1 | 33600 | 29600 | 88.1% | 2.69 | 0 | 9.5 |  |  |  | No | R-410A | 2.7333 | Residential & Commercial | No
214092811 | Central HP <5.4 tons | YORK | HRCU-A-CB (Split System: Heat Pump with Remote Outdoor Unit-Air-Source) | HMH72B341 | ASPEN |  | D(A,C,E)48B36+TDR | TP9C100C20MP13 | 32600 | 17.5 | 8.1 | 34000 | 28400 | 83.53% | 2.69 | 0 | 9.5 |  |  |  | No | R-410A | 2.7167 | Residential & Commercial | No
214092803 | Central HP <5.4 tons | YORK | HRCU-A-CB (Split System: Heat Pump with Remote Outdoor Unit-Air-Source) | HMH72B341 | ASPEN |  | D(A,C,E)48B36+TDR | TP9C060B12MP13 | 32800 | 17.5 | 8.1 | 34000 | 27800 | 81.76% | 2.63 | 0 | 9.5 |  |  |  | No | R-410A | 2.7333 | Residential & Commercial | No
214092837 | Central HP <5.4 tons | YORK | HRCU-A-CB (Split System: Heat Pump with Remote Outdoor Unit-Air-Source) | HMH72B341 | ASPEN |  | D(A,C,E)48B36+TDR | Y81E080B12SMPS1 | 33000 | 18 | 8.2 | 32800 | 29400 | 89.63% | 2.71 | 0 | 9.5 |  |  |  | No | R-410A | 2.75 | Residential & Commercial | No
214091950 | Central HP <5.4 tons | YORK | HRCU-A-CB (Split System: Heat Pump with Remote Outdoor Unit-Air-Source) | HMH72B341 | ASPEN |  | D(A,C,E)42A44+TDR | TL9E060B12UH11 | 32400 | 18 | 8.1 | 34000 | 27800 | 81.76% | 2.6 | 0 | 9.5 |  |  |  | No | R-410A | 2.7 | Residential & Commercial | No
214091952 | Central HP <5.4 tons | YORK | HRCU-A-CB (Split System: Heat Pump with Remote Outdoor Unit-Air-Source) | HMH72B341 | ASPEN |  | D(A,C,E)36A34+TDR | TL9E080C16UH11 | 31600 | 17.5 | 8.1 | 33800 | 27800 | 82.25% | 2.65 | 0 | 9.3 |  |  |  | No | R-410A | 2.6333 | Residential & Commercial | No
214092000 | Central HP <5.4 tons | YORK | HRCU-A-CB (Split System: Heat Pump with Remote Outdoor Unit-Air-Source) | HMH72B341 | ASPEN |  | D(A,C,E)36A34+TDR | TM8Y080B12MP11 | 31800 | 17.9 | 8.1 | 33400 | 27400 | 82.04% | 2.63 | 0 | 9.8 |  |  |  | No | R-410A | 2.65 | Residential & Commercial | No
214092041 | Central HP <5.4 tons | YORK | HRCU-A-CB (Split System: Heat Pump with Remote Outdoor Unit-Air-Source) | HMH72B341 | ASPEN |  | D(A,C,E)36A34+TDR | TM9V080B12MP12 | 32800 | 17 | 8.1 | 33600 | 29400 | 87.5% | 2.63 | 0 | 9.5 |  |  |  | No | R-410A | 2.7333 | Residential & Commercial | No
214092118 | Central HP <5.4 tons | YORK | HRCU-A-CB (Split System: Heat Pump with Remote Outdoor Unit-Air-Source) | HMH72B341 | ASPEN |  | D(A,C,E)48B34+TDR | TP9C100C20MP13 | 32600 | 17.5 | 8.1 | 34000 | 28400 | 83.53% | 2.69 | 0 | 9.5 |  |  |  | No | R-410A | 2.7167 | Residential & Commercial | No
214092166 | Central HP <5.4 tons | YORK | HRCU-A-CB (Split System: Heat Pump with Remote Outdoor Unit-Air-Source) | HMH72B341 | ASPEN |  | D(A,C,E)42A44+TDR | Y81E100C20SMPS1 | 32400 | 17.5 | 8.5 | 33400 | 27600 | 82.63% | 2.7 | 0 | 9.5 |  |  |  | No | R-410A | 2.7 | Residential & Commercial | No
214092175 | Central HP <5.4 tons | YORK | HRCU-A-CB (Split System: Heat Pump with Remote Outdoor Unit-Air-Source) | HMH72B341 | ASPEN |  | D(A,C,E)48B34+TDR | Y81E120C20SMPS1 | 32600 | 17.5 | 8.5 | 34000 | 28000 | 82.35% | 2.66 | 0 | 9.5 |  |  |  | No | R-410A | 2.7167 | Residential & Commercial | No
214092200 | Central HP <5.4 tons | YORK | HRCU-A-CB (Split System: Heat Pump with Remote Outdoor Unit-Air-Source) | HMH72B341 | ASPEN |  | D(A,C,E)48B34+TDR | YP9C100C20MP13 | 32600 | 17.5 | 8.1 | 34000 | 28400 | 83.53% | 2.69 | 0 | 9.5 |  |  |  | No | R-410A | 2.7167 | Residential & Commercial | No
214092144 | Central HP <5.4 tons | YORK | HRCU-A-CB (Split System: Heat Pump with Remote Outdoor Unit-Air-Source) | HMH72B341 | ASPEN |  | D(A,C,E)42A44+TDR | Y81E080B12LMPS1 | 33000 | 18 | 8.3 | 32800 | 29800 | 90.85% | 2.73 | 0 | 9.5 |  |  |  | No | R-410A | 2.75 | Residential & Commercial | No
214092158 | Central HP <5.4 tons | YORK | HRCU-A-CB (Split System: Heat Pump with Remote Outdoor Unit-Air-Source) | HMH72B341 | ASPEN |  | D(A,C,E)42A44+TDR | Y81E100B12SMPS1 | 32400 | 18.5 | 8.1 | 34000 | 28000 | 82.35% | 2.66 | 0 | 9.5 |  |  |  | No | R-410A | 2.7 | Residential & Commercial | No
214092201 | Central HP <5.4 tons | YORK | HRCU-A-CB (Split System: Heat Pump with Remote Outdoor Unit-Air-Source) | HMH72B341 | ASPEN |  | D(A,C,E)36A34+TDR | YP9C120D20MP13 | 31200 | 16.8 | 8.5 | 32200 | 28000 | 86.96% | 2.79 | 0 | 9.3 |  |  |  | No | R-410A | 2.6 | Residential & Commercial | No
214092824 | Central HP <5.4 tons | YORK | HRCU-A-CB (Split System: Heat Pump with Remote Outdoor Unit-Air-Source) | HMH72B341 | ASPEN |  | D(A,C,E)42A46+TDR | TPLC120C20MP13 | 31800 | 16.5 | 8.5 | 32400 | 27800 | 85.8% | 2.69 | 0 | 8.9 |  |  |  | No | R-410A | 2.65 | Residential & Commercial | No
214092856 | Central HP <5.4 tons | YORK | HRCU-A-CB (Split System: Heat Pump with Remote Outdoor Unit-Air-Source) | HMH72B341 | ASPEN |  | D(A,C,E)36A36+TDR | Y81E100C16LMPS1 | 31600 | 17.9 | 8.5 | 33200 | 28200 | 84.94% | 2.7 | 0 | 9.3 |  |  |  | No | R-410A | 2.6333 | Residential & Commercial | No
214092874 | Central HP <5.4 tons | YORK | HRCU-A-CB (Split System: Heat Pump with Remote Outdoor Unit-Air-Source) | HMH72B341 | ASPEN |  | D(A,C,E)36A36+TDR | Y81E120C20LMPS1 | 31600 | 17.5 | 8.5 | 33800 | 27800 | 82.25% | 2.66 | 0 | 9.3 |  |  |  | No | R-410A | 2.6333 | Residential & Commercial | No
214092875 | Central HP <5.4 tons | YORK | HRCU-A-CB (Split System: Heat Pump with Remote Outdoor Unit-Air-Source) | HMH72B341 | ASPEN |  | D(A,C,E)42A46+TDR | Y81E120C20LMPS1 | 32400 | 17.5 | 8.5 | 34000 | 28000 | 82.35% | 2.66 | 0 | 9.5 |  |  |  | No | R-410A | 2.7 | Residential & Commercial | No
213281555 | Central HP <5.4 tons | YORK | HRCU-A-CB (Split System: Heat Pump with Remote Outdoor Unit-Air-Source) | HMH72B361 | ASPEN |  | C(A,C,D,E)42D24+TDR | Y81E100B12LMPS1 | 32600 | 17.5 | 8.1 | 36000 | 25600 | 71.11% | 2.6 | 0 | 8 |  |  |  | No | R-410A | 2.7167 | Residential & Commercial | No
213281573 | Central HP <5.4 tons | YORK | HRCU-A-CB (Split System: Heat Pump with Remote Outdoor Unit-Air-Source) | HMH72B361 | ASPEN |  | D(A,C,E)36B34+TDR | Y81E100C20LMPS1 | 34000 | 16.5 | 8.1 | 36000 | 26800 | 74.44% | 2.83 | 0 | 8.9 |  |  |  | No | R-410A | 2.8333 | Residential & Commercial | No
212383002 | Central HP <5.4 tons | DAY & NIGHT | HRCU-A-CB (Split System: Heat Pump with Remote Outdoor Unit-Air-Source) | DLCURAH36ABK |  |  | EA*4X36L17A* | *80ES(N,L)0901714A* | 35600 | 15.5 | 8.1 | 39500 | 35200 | 89.11% | 1.84 | 0 | 9.5 |  |  |  | No | R-410A | 2.9667 | Residential & Commercial | No
214092738 | Central HP <5.4 tons | YORK | HRCU-A-CB (Split System: Heat Pump with Remote Outdoor Unit-Air-Source) | HMH72B341 | ASPEN |  | D(A,C,E)42A46+TDR | TM8Y100C20MP11 | 33600 | 18 | 8.3 | 33600 | 30400 | 90.48% | 2.81 | 0 | 9.5 |  |  |  | No | R-410A | 2.8 | Residential & Commercial | No
214092768 | Central HP <5.4 tons | YORK | HRCU-A-CB (Split System: Heat Pump with Remote Outdoor Unit-Air-Source) | HMH72B341 | ASPEN |  | D(A,C,E)42A46+TDR | TM9V120D20MP12 | 32000 | 17 | 8.5 | 32400 | 28200 | 87.04% | 2.79 | 0 | 9.4 |  |  |  | No | R-410A | 2.6667 | Residential & Commercial | No
214092701 | Central HP <5.4 tons | YORK | HRCU-A-CB (Split System: Heat Pump with Remote Outdoor Unit-Air-Source) | HMH72B341 | ASPEN |  | D(A,C,E)48B36+TDR | TL9E080C16UH11 | 32600 | 17.5 | 8.1 | 34000 | 28000 | 82.35% | 2.64 | 0 | 9.5 |  |  |  | No | R-410A | 2.7167 | Residential & Commercial | No
214092726 | Central HP <5.4 tons | YORK | HRCU-A-CB (Split System: Heat Pump with Remote Outdoor Unit-Air-Source) | HMH72B341 | ASPEN |  | D(A,C,E)42A46+TDR | TM8V100C20MP12 | 31800 | 16.5 | 8.5 | 32400 | 27800 | 85.8% | 2.69 | 0 | 8.9 |  |  |  | No | R-410A | 2.65 | Residential & Commercial | No
214092728 | Central HP <5.4 tons | YORK | HRCU-A-CB (Split System: Heat Pump with Remote Outdoor Unit-Air-Source) | HMH72B341 | ASPEN |  | D(A,C,E)42A46+TDR | TM8V120C20MP12 | 31800 | 16.5 | 8.5 | 32400 | 27800 | 85.8% | 2.69 | 0 | 8.9 |  |  |  | No | R-410A | 2.65 | Residential & Commercial | No
214091940 | Central HP <5.4 tons | YORK | HRCU-A-CB (Split System: Heat Pump with Remote Outdoor Unit-Air-Source) | HMH72B341 | ASPEN |  | D(A,C,E)36A34+TDR | TL8E060A12UH11 | 32800 | 18 | 8.1 | 33400 | 28800 | 86.23% | 2.64 | 0 | 9.5 |  |  |  | No | R-410A | 2.7333 | Residential & Commercial | No
214092890 | Central HP <5.4 tons | YORK | HRCU-A-CB (Split System: Heat Pump with Remote Outdoor Unit-Air-Source) | HMH72B341 | ASPEN |  | D(A,C,E)42A46+TDR | Y82E100C20LMPS1 | 32400 | 18.5 | 8.5 | 33400 | 27600 | 82.63% | 2.7 | 0 | 9.5 |  |  |  | No | R-410A | 2.7 | Residential & Commercial | No
214092891 | Central HP <5.4 tons | YORK | HRCU-A-CB (Split System: Heat Pump with Remote Outdoor Unit-Air-Source) | HMH72B341 | ASPEN |  | D(A,C,E)48B36+TDR | Y82E100C20LMPS1 | 32600 | 18.5 | 8.5 | 33400 | 27600 | 82.63% | 2.7 | 0 | 9.5 |  |  |  | No | R-410A | 2.7167 | Residential & Commercial | No
214092892 | Central HP <5.4 tons | YORK | HRCU-A-CB (Split System: Heat Pump with Remote Outdoor Unit-Air-Source) | HMH72B341 | ASPEN |  | D(A,C,E)36A36+TDR | Y82E120C20LMPS1 | 31600 | 18.4 | 8.5 | 33200 | 27800 | 83.73% | 2.7 | 0 | 9.3 |  |  |  | No | R-410A | 2.6333 | Residential & Commercial | No
214092769 | Central HP <5.4 tons | YORK | HRCU-A-CB (Split System: Heat Pump with Remote Outdoor Unit-Air-Source) | HMH72B341 | ASPEN |  | D(A,C,E)48B36+TDR | TM9V120D20MP12 | 32200 | 17 | 8.5 | 32400 | 28200 | 87.04% | 2.79 | 0 | 9.4 |  |  |  | No | R-410A | 2.6833 | Residential & Commercial | No
214092778 | Central HP <5.4 tons | YORK | HRCU-A-CB (Split System: Heat Pump with Remote Outdoor Unit-Air-Source) | HMH72B341 | ASPEN |  | D(A,C,E)42A46+TDR | TM9Y100C20MP11 | 32400 | 15.5 | 8.1 | 34000 | 27800 | 81.76% | 2.59 | 0 | 9.5 |  |  |  | No | R-410A | 2.7 | Residential & Commercial | No
214092787 | Central HP <5.4 tons | YORK | HRCU-A-CB (Split System: Heat Pump with Remote Outdoor Unit-Air-Source) | HMH72B341 | ASPEN |  | D(A,C,E)48B36+TDR | TMLE080B12MP11 | 32600 | 18 | 8.1 | 34000 | 28000 | 82.35% | 2.61 | 0 | 9.5 |  |  |  | No | R-410A | 2.7167 | Residential & Commercial | No
214092810 | Central HP <5.4 tons | YORK | HRCU-A-CB (Split System: Heat Pump with Remote Outdoor Unit-Air-Source) | HMH72B341 | ASPEN |  | D(A,C,E)42A46+TDR | TP9C100C20MP13 | 32400 | 17.5 | 8.1 | 34000 | 28400 | 83.53% | 2.69 | 0 | 9.5 |  |  |  | No | R-410A | 2.7 | Residential & Commercial | No
214092878 | Central HP <5.4 tons | YORK | HRCU-A-CB (Split System: Heat Pump with Remote Outdoor Unit-Air-Source) | HMH72B341 | ASPEN |  | D(A,C,E)42A46+TDR | Y81E120C20SMPS1 | 32400 | 17.5 | 8.5 | 34000 | 28000 | 82.35% | 2.66 | 0 | 9.5 |  |  |  | No | R-410A | 2.7 | Residential & Commercial | No
214092885 | Central HP <5.4 tons | YORK | HRCU-A-CB (Split System: Heat Pump with Remote Outdoor Unit-Air-Source) | HMH72B341 | ASPEN |  | D(A,C,E)48B36+TDR | Y82E080C16LMPS1 | 33600 | 18.5 | 8.2 | 32800 | 29800 | 90.85% | 2.8 | 0 | 9.5 |  |  |  | No | R-410A | 2.8 | Residential & Commercial | No
214092896 | Central HP <5.4 tons | YORK | HRCU-A-CB (Split System: Heat Pump with Remote Outdoor Unit-Air-Source) | HMH72B341 | ASPEN |  | D(A,C,E)48B36+TDR | YP9C060B12MP13 | 32800 | 17.5 | 8.1 | 34000 | 27800 | 81.76% | 2.63 | 0 | 9.5 |  |  |  | No | R-410A | 2.7333 | Residential & Commercial | No
214092910 | Central HP <5.4 tons | YORK | HRCU-A-CB (Split System: Heat Pump with Remote Outdoor Unit-Air-Source) | HMH72B341 | ASPEN |  | D(A,C,E)48B36+TDR | YPLC080B12MP13 | 32400 | 17 | 8.1 | 33600 | 29000 | 86.31% | 2.61 | 0 | 9.5 |  |  |  | No | R-410A | 2.7 | Residential & Commercial | No
214091988 | Central HP <5.4 tons | YORK | HRCU-A-CB (Split System: Heat Pump with Remote Outdoor Unit-Air-Source) | HMH72B341 | ASPEN |  | D(A,C,E)36A34+TDR | TM8V100C16MP12 | 31600 | 17.5 | 8.4 | 33800 | 27400 | 81.07% | 2.64 | 0 | 9.8 |  |  |  | No | R-410A | 2.6333 | Residential & Commercial | No
214092006 | Central HP <5.4 tons | YORK | HRCU-A-CB (Split System: Heat Pump with Remote Outdoor Unit-Air-Source) | HMH72B341 | ASPEN |  | D(A,C,E)36A34+TDR | TM8Y100C16MP11 | 31600 | 18.4 | 8.4 | 34000 | 27400 | 80.59% | 2.67 | 0 | 9.8 |  |  |  | No | R-410A | 2.6333 | Residential & Commercial | No
214092057 | Central HP <5.4 tons | YORK | HRCU-A-CB (Split System: Heat Pump with Remote Outdoor Unit-Air-Source) | HMH72B341 | ASPEN |  | D(A,C,E)42A44+TDR | TM9Y060B12MP11 | 32600 | 17.5 | 8.1 | 33800 | 29600 | 87.57% | 2.63 | 0 | 9.5 |  |  |  | No | R-410A | 2.7167 | Residential & Commercial | No
214092073 | Central HP <5.4 tons | YORK | HRCU-A-CB (Split System: Heat Pump with Remote Outdoor Unit-Air-Source) | HMH72B341 | ASPEN |  | D(A,C,E)48B34+TDR | TM9Y120D20MP11 | 32200 | 16.5 | 8.5 | 32400 | 28200 | 87.04% | 2.76 | 0 | 9.4 |  |  |  | No | R-410A | 2.6833 | Residential & Commercial | No
214092105 | Central HP <5.4 tons | YORK | HRCU-A-CB (Split System: Heat Pump with Remote Outdoor Unit-Air-Source) | HMH72B341 | ASPEN |  | D(A,C,E)42A44+TDR | TP9C060B12MP13 | 32600 | 17.5 | 8.1 | 34000 | 27800 | 81.76% | 2.63 | 0 | 9.5 |  |  |  | No | R-410A | 2.7167 | Residential & Commercial | No
214092156 | Central HP <5.4 tons | YORK | HRCU-A-CB (Split System: Heat Pump with Remote Outdoor Unit-Air-Source) | HMH72B341 | ASPEN |  | D(A,C,E)42A44+TDR | Y81E100B12LMPS1 | 32400 | 18.5 | 8.1 | 34000 | 28000 | 82.35% | 2.66 | 0 | 9.5 |  |  |  | No | R-410A | 2.7 | Residential & Commercial | No
214092172 | Central HP <5.4 tons | YORK | HRCU-A-CB (Split System: Heat Pump with Remote Outdoor Unit-Air-Source) | HMH72B341 | ASPEN |  | D(A,C,E)42A44+TDR | Y81E120C20LMPS1 | 32400 | 17.5 | 8.5 | 34000 | 28000 | 82.35% | 2.66 | 0 | 9.5 |  |  |  | No | R-410A | 2.7 | Residential & Commercial | No
214092221 | Central HP <5.4 tons | YORK | HRCU-A-CB (Split System: Heat Pump with Remote Outdoor Unit-Air-Source) | HMH72B341 | ASPEN |  | D(A,C,E)48B34+TDR | YPLC120C20MP13 | 32000 | 16.5 | 8.5 | 32400 | 27800 | 85.8% | 2.69 | 0 | 8.9 |  |  |  | No | R-410A | 2.6667 | Residential & Commercial | No
214092692 | Central HP <5.4 tons | YORK | HRCU-A-CB (Split System: Heat Pump with Remote Outdoor Unit-Air-Source) | HMH72B341 | ASPEN |  | D(A,C,E)42A46+TDR | TL8E060A12UH11 | 32800 | 18 | 8.1 | 33400 | 29000 | 86.83% | 2.66 | 0 | 9.5 |  |  |  | No | R-410A | 2.7333 | Residential & Commercial | No
214092708 | Central HP <5.4 tons | YORK | HRCU-A-CB (Split System: Heat Pump with Remote Outdoor Unit-Air-Source) | HMH72B341 | ASPEN |  | D(A,C,E)42A46+TDR | TM8E080B12MP11 | 32400 | 18 | 8.1 | 34000 | 28000 | 82.35% | 2.61 | 0 | 9.5 |  |  |  | No | R-410A | 2.7 | Residential & Commercial | No
214092742 | Central HP <5.4 tons | YORK | HRCU-A-CB (Split System: Heat Pump with Remote Outdoor Unit-Air-Source) | HMH72B341 | ASPEN |  | D(A,C,E)42A46+TDR | TM9E040A10MP12 | 32200 | 17 | 8.1 | 33400 | 28000 | 83.83% | 2.57 | 0 | 9.5 |  |  |  | No | R-410A | 2.6833 | Residential & Commercial | No
214092773 | Central HP <5.4 tons | YORK | HRCU-A-CB (Split System: Heat Pump with Remote Outdoor Unit-Air-Source) | HMH72B341 | ASPEN |  | D(A,C,E)48B36+TDR | TM9Y080B12MP11 | 32600 | 17.5 | 8.1 | 33400 | 27400 | 82.04% | 2.63 | 0 | 9.5 |  |  |  | No | R-410A | 2.7167 | Residential & Commercial | No
214092774 | Central HP <5.4 tons | YORK | HRCU-A-CB (Split System: Heat Pump with Remote Outdoor Unit-Air-Source) | HMH72B341 | ASPEN |  | D(A,C,E)42A46+TDR | TM9Y080C16MP11 | 32400 | 18.5 | 8.1 | 34000 | 28000 | 82.35% | 2.65 | 0 | 9.5 |  |  |  | No | R-410A | 2.7 | Residential & Commercial | No
214092822 | Central HP <5.4 tons | YORK | HRCU-A-CB (Split System: Heat Pump with Remote Outdoor Unit-Air-Source) | HMH72B341 | ASPEN |  | D(A,C,E)42A46+TDR | TPLC100C20MP13 | 31800 | 16.5 | 8.5 | 32400 | 27800 | 85.8% | 2.69 | 0 | 8.9 |  |  |  | No | R-410A | 2.65 | Residential & Commercial | No
216056650 | Central HP <5.4 tons | YORK | HRCU-A-CB (Split System: Heat Pump with Remote Outdoor Unit-Air-Source) | HH836E2S11 | ASPEN |  | D(A,C,E)36A4K+TDR | YP9C100C20MP13 | 31600 | 18 | 8.5 | 32400 | 26000 | 80.25% | 2 | 0 | 9.8 |  |  |  | No | R-454B | 2.6333 | Residential & Commercial | No
213296045 | Central HP <5.4 tons | YORK | HRCU-A-CB (Split System: Heat Pump with Remote Outdoor Unit-Air-Source) | HMH72B341 | ASPEN |  | D(A,C,E)36A3G+TXV+TDR | TM9V080B12MP12 | 32800 | 17 | 8.1 | 33600 | 29400 | 87.5% | 2.63 | 0 | 9.5 |  |  |  | No | R-410A | 2.7333 | Residential & Commercial | No
213296193 | Central HP <5.4 tons | YORK | HRCU-A-CB (Split System: Heat Pump with Remote Outdoor Unit-Air-Source) | HMH72B341 | ASPEN |  | C(A,C,D,E)48C24+TDR | TM8E080B12MP11 | 30600 | 17.7 | 8.5 | 34000 | 28000 | 82.35% | 2.61 | 0 | 9 |  |  |  | No | R-410A | 2.55 | Residential & Commercial | No
214091991 | Central HP <5.4 tons | YORK | HRCU-A-CB (Split System: Heat Pump with Remote Outdoor Unit-Air-Source) | HMH72B341 | ASPEN |  | D(A,C,E)36A34+TDR | TM8V100C20MP12 | 31000 | 16.3 | 8.5 | 32200 | 27600 | 85.71% | 2.7 | 0 | 8.8 |  |  |  | No | R-410A | 2.5833 | Residential & Commercial | No
214092050 | Central HP <5.4 tons | YORK | HRCU-A-CB (Split System: Heat Pump with Remote Outdoor Unit-Air-Source) | HMH72B341 | ASPEN |  | D(A,C,E)36A34+TDR | TM9V100C20MP12 | 31600 | 17.5 | 8.1 | 33800 | 28200 | 83.43% | 2.69 | 0 | 9.3 |  |  |  | No | R-410A | 2.6333 | Residential & Commercial | No
214092102 | Central HP <5.4 tons | YORK | HRCU-A-CB (Split System: Heat Pump with Remote Outdoor Unit-Air-Source) | HMH72B341 | ASPEN |  | D(A,C,E)42A44+TDR | TMLV120C20MP12 | 31800 | 16.5 | 8.5 | 32400 | 27800 | 85.8% | 2.69 | 0 | 8.9 |  |  |  | No | R-410A | 2.65 | Residential & Commercial | No
214092125 | Central HP <5.4 tons | YORK | HRCU-A-CB (Split System: Heat Pump with Remote Outdoor Unit-Air-Source) | HMH72B341 | ASPEN |  | D(A,C,E)36A34+TDR | TPLC080B12MP13 | 32400 | 17 | 8.1 | 33600 | 29000 | 86.31% | 2.59 | 0 | 9.5 |  |  |  | No | R-410A | 2.7 | Residential & Commercial | No
214092170 | Central HP <5.4 tons | YORK | HRCU-A-CB (Split System: Heat Pump with Remote Outdoor Unit-Air-Source) | HMH72B341 | ASPEN |  | D(A,C,E)42A44+TDR | Y81E120C16SMPS1 | 33600 | 18 | 8.3 | 32800 | 30400 | 92.68% | 2.81 | 0 | 9.5 |  |  |  | No | R-410A | 2.8 | Residential & Commercial | No
214092693 | Central HP <5.4 tons | YORK | HRCU-A-CB (Split System: Heat Pump with Remote Outdoor Unit-Air-Source) | HMH72B341 | ASPEN |  | D(A,C,E)48B36+TDR | TL8E060A12UH11 | 32800 | 18 | 8.1 | 33400 | 28800 | 86.23% | 2.66 | 0 | 9.5 |  |  |  | No | R-410A | 2.7333 | Residential & Commercial | No
214092727 | Central HP <5.4 tons | YORK | HRCU-A-CB (Split System: Heat Pump with Remote Outdoor Unit-Air-Source) | HMH72B341 | ASPEN |  | D(A,C,E)48B36+TDR | TM8V100C20MP12 | 32000 | 16.5 | 8.5 | 32400 | 27800 | 85.8% | 2.69 | 0 | 8.9 |  |  |  | No | R-410A | 2.6667 | Residential & Commercial | No
214092802 | Central HP <5.4 tons | YORK | HRCU-A-CB (Split System: Heat Pump with Remote Outdoor Unit-Air-Source) | HMH72B341 | ASPEN |  | D(A,C,E)42A46+TDR | TP9C060B12MP13 | 32600 | 17.5 | 8.1 | 34000 | 27800 | 81.76% | 2.63 | 0 | 9.5 |  |  |  | No | R-410A | 2.7167 | Residential & Commercial | No
214092838 | Central HP <5.4 tons | YORK | HRCU-A-CB (Split System: Heat Pump with Remote Outdoor Unit-Air-Source) | HMH72B341 | ASPEN |  | D(A,C,E)36A36+TDR | Y81E080C16LMPS1 | 31600 | 17.9 | 8.5 | 33200 | 27400 | 82.53% | 2.7 | 0 | 9.8 |  |  |  | No | R-410A | 2.6333 | Residential & Commercial | No
214092870 | Central HP <5.4 tons | YORK | HRCU-A-CB (Split System: Heat Pump with Remote Outdoor Unit-Air-Source) | HMH72B341 | ASPEN |  | D(A,C,E)48B36+TDR | Y81E120C16LMPS1 | 33600 | 18 | 8.2 | 32800 | 30000 | 91.46% | 2.76 | 0 | 9.5 |  |  |  | No | R-410A | 2.8 | Residential & Commercial | No
214092897 | Central HP <5.4 tons | YORK | HRCU-A-CB (Split System: Heat Pump with Remote Outdoor Unit-Air-Source) | HMH72B341 | ASPEN |  | D(A,C,E)42A46+TDR | YP9C080B12MP13 | 32800 | 17 | 8.1 | 33600 | 29600 | 88.1% | 2.69 | 0 | 9.5 |  |  |  | No | R-410A | 2.7333 | Residential & Commercial | No
213296039 | Central HP <5.4 tons | YORK | HRCU-A-CB (Split System: Heat Pump with Remote Outdoor Unit-Air-Source) | HMH72B341 | ASPEN |  | D(A,C,E)36A3G+TXV+TDR | TM9E080B12MP12 | 31600 | 17.5 | 8.4 | 33800 | 27400 | 81.07% | 2.61 | 0 | 9.8 |  |  |  | No | R-410A | 2.6333 | Residential & Commercial | No
213296041 | Central HP <5.4 tons | YORK | HRCU-A-CB (Split System: Heat Pump with Remote Outdoor Unit-Air-Source) | HMH72B341 | ASPEN |  | D(A,C,E)36A3G+TXV+TDR | TM9E100C16MP12 | 31600 | 17.9 | 8.4 | 33600 | 27200 | 80.95% | 2.63 | 0 | 9.8 |  |  |  | No | R-410A | 2.6333 | Residential & Commercial | No
214092039 | Central HP <5.4 tons | YORK | HRCU-A-CB (Split System: Heat Pump with Remote Outdoor Unit-Air-Source) | HMH72B341 | ASPEN |  | D(A,C,E)42A44+TDR | TM9V060B12MP12 | 32600 | 17.5 | 8.1 | 34000 | 27800 | 81.76% | 2.63 | 0 | 9.5 |  |  |  | No | R-410A | 2.7167 | Residential & Commercial | No
214092040 | Central HP <5.4 tons | YORK | HRCU-A-CB (Split System: Heat Pump with Remote Outdoor Unit-Air-Source) | HMH72B341 | ASPEN |  | D(A,C,E)48B34+TDR | TM9V060B12MP12 | 32800 | 17.5 | 8.1 | 34000 | 27800 | 81.76% | 2.63 | 0 | 9.5 |  |  |  | No | R-410A | 2.7333 | Residential & Commercial | No
214861397 | Central HP <5.4 tons | RUUD | HRCU-A-CB (Split System: Heat Pump with Remote Outdoor Unit-Air-Source) | RD17AZ60AJ3N | ADP |  | H,RE84960 | R951V1005A21M4S | 53000 | 17 | 8.1 | 52000 | 49000 | 94.23% | 1.75 | 0 | 9.5 |  |  |  | No | R-410A | 4.4167 | Residential & Commercial | No
214861398 | Central HP <5.4 tons | RUUD | HRCU-A-CB (Split System: Heat Pump with Remote Outdoor Unit-Air-Source) | RD17AZ60AJ3N | ADP |  | H,RE84960 | R951V1005A21UHU | 53000 | 17 | 8.1 | 52000 | 49000 | 94.23% | 1.75 | 0 | 9.5 |  |  |  | No | R-410A | 4.4167 | Residential & Commercial | No
214092055 | Central HP <5.4 tons | YORK | HRCU-A-CB (Split System: Heat Pump with Remote Outdoor Unit-Air-Source) | HMH72B341 | ASPEN |  | D(A,C,E)48B34+TDR | TM9V120D20MP12 | 32200 | 17 | 8.5 | 32400 | 28200 | 87.04% | 2.79 | 0 | 9.4 |  |  |  | No | R-410A | 2.6833 | Residential & Commercial | No
214092104 | Central HP <5.4 tons | YORK | HRCU-A-CB (Split System: Heat Pump with Remote Outdoor Unit-Air-Source) | HMH72B341 | ASPEN |  | D(A,C,E)36A34+TDR | TP9C060B12MP13 | 31600 | 17.5 | 8.1 | 34000 | 27800 | 81.76% | 2.6 | 0 | 9.3 |  |  |  | No | R-410A | 2.6333 | Residential & Commercial | No
214092137 | Central HP <5.4 tons | YORK | HRCU-A-CB (Split System: Heat Pump with Remote Outdoor Unit-Air-Source) | HMH72B341 | ASPEN |  | D(A,C,E)36A34+TDR | TPLC120C20MP13 | 31000 | 16.3 | 8.5 | 32200 | 27600 | 85.71% | 2.7 | 0 | 8.8 |  |  |  | No | R-410A | 2.5833 | Residential & Commercial | No
214092138 | Central HP <5.4 tons | YORK | HRCU-A-CB (Split System: Heat Pump with Remote Outdoor Unit-Air-Source) | HMH72B341 | ASPEN |  | D(A,C,E)42A44+TDR | TPLC120C20MP13 | 31800 | 16.5 | 8.5 | 32400 | 27800 | 85.8% | 2.69 | 0 | 8.9 |  |  |  | No | R-410A | 2.65 | Residential & Commercial | No
214092139 | Central HP <5.4 tons | YORK | HRCU-A-CB (Split System: Heat Pump with Remote Outdoor Unit-Air-Source) | HMH72B341 | ASPEN |  | D(A,C,E)48B34+TDR | TPLC120C20MP13 | 32000 | 16.5 | 8.5 | 32400 | 27800 | 85.8% | 2.69 | 0 | 8.9 |  |  |  | No | R-410A | 2.6667 | Residential & Commercial | No
214092190 | Central HP <5.4 tons | YORK | HRCU-A-CB (Split System: Heat Pump with Remote Outdoor Unit-Air-Source) | HMH72B341 | ASPEN |  | D(A,C,E)42A44+TDR | YP9C080B12MP13 | 32800 | 17 | 8.1 | 33600 | 29600 | 88.1% | 2.69 | 0 | 9.5 |  |  |  | No | R-410A | 2.7333 | Residential & Commercial | No
214092207 | Central HP <5.4 tons | YORK | HRCU-A-CB (Split System: Heat Pump with Remote Outdoor Unit-Air-Source) | HMH72B341 | ASPEN |  | D(A,C,E)36A34+TDR | YPLC080B12MP13 | 32400 | 17 | 8.1 | 33600 | 29000 | 86.31% | 2.59 | 0 | 9.5 |  |  |  | No | R-410A | 2.7 | Residential & Commercial | No
214092739 | Central HP <5.4 tons | YORK | HRCU-A-CB (Split System: Heat Pump with Remote Outdoor Unit-Air-Source) | HMH72B341 | ASPEN |  | D(A,C,E)48B36+TDR | TM8Y100C20MP11 | 33600 | 18 | 8.2 | 33600 | 30000 | 89.29% | 2.76 | 0 | 9.5 |  |  |  | No | R-410A | 2.8 | Residential & Commercial | No
214092740 | Central HP <5.4 tons | YORK | HRCU-A-CB (Split System: Heat Pump with Remote Outdoor Unit-Air-Source) | HMH72B341 | ASPEN |  | D(A,C,E)42A46+TDR | TM8Y120C20MP11 | 33600 | 18 | 8.3 | 33600 | 30400 | 90.48% | 2.81 | 0 | 9.5 |  |  |  | No | R-410A | 2.8 | Residential & Commercial | No
214092772 | Central HP <5.4 tons | YORK | HRCU-A-CB (Split System: Heat Pump with Remote Outdoor Unit-Air-Source) | HMH72B341 | ASPEN |  | D(A,C,E)42A46+TDR | TM9Y080B12MP11 | 32400 | 17.5 | 8.1 | 33400 | 27400 | 82.04% | 2.63 | 0 | 9.5 |  |  |  | No | R-410A | 2.7 | Residential & Commercial | No
213281549 | Central HP <5.4 tons | YORK | HRCU-A-CB (Split System: Heat Pump with Remote Outdoor Unit-Air-Source) | HMH72B361 | ASPEN |  | D(A,C,E)36B34+TDR | Y81E080C20LMPS1 | 34000 | 17 | 8.1 | 36000 | 26400 | 73.33% | 2.83 | 0 | 8.9 |  |  |  | No | R-410A | 2.8333 | Residential & Commercial | No
214628360 | Central HP <5.4 tons | CARRIER | HRCU-A-CB (Split System: Heat Pump with Remote Outdoor Unit-Air-Source) | 38MURAQ24AB3* | ADP |  | C36A***L129 | 59SC6A040M17**12 | 22600 | 16 | 8.5 | 24800 | 24600 | 99.19% | 2.08 | 0 | 9 |  |  |  | No | R-410A | 1.8833 | Residential & Commercial | No
214092781 | Central HP <5.4 tons | YORK | HRCU-A-CB (Split System: Heat Pump with Remote Outdoor Unit-Air-Source) | HMH72B341 | ASPEN |  | D(A,C,E)48B36+TDR | TM9Y120D20MP11 | 32200 | 16.5 | 8.5 | 32400 | 28200 | 87.04% | 2.76 | 0 | 9.4 |  |  |  | No | R-410A | 2.6833 | Residential & Commercial | No
214092800 | Central HP <5.4 tons | YORK | HRCU-A-CB (Split System: Heat Pump with Remote Outdoor Unit-Air-Source) | HMH72B341 | ASPEN |  | D(A,C,E)42A46+TDR | TMLV120C20MP12 | 31800 | 16.5 | 8.5 | 32400 | 27800 | 85.8% | 2.69 | 0 | 8.9 |  |  |  | No | R-410A | 2.65 | Residential & Commercial | No
213296049 | Central HP <5.4 tons | YORK | HRCU-A-CB (Split System: Heat Pump with Remote Outdoor Unit-Air-Source) | HMH72B341 | ASPEN |  | D(A,C,E)36A3G+TXV+TDR | TM9V120D20MP12 | 31200 | 16.8 | 8.5 | 32200 | 28000 | 86.96% | 2.79 | 0 | 9.3 |  |  |  | No | R-410A | 2.6 | Residential & Commercial | No
213296065 | Central HP <5.4 tons | YORK | HRCU-A-CB (Split System: Heat Pump with Remote Outdoor Unit-Air-Source) | HMH72B341 | ASPEN |  | D(A,C,E)36A3G+TXV+TDR | TMLV120C20MP12 | 31000 | 16.3 | 8.1 | 32200 | 27600 | 85.71% | 2.44 | 0 | 8.8 |  |  |  | No | R-410A | 2.5833 | Residential & Commercial | No
213296190 | Central HP <5.4 tons | YORK | HRCU-A-CB (Split System: Heat Pump with Remote Outdoor Unit-Air-Source) | HMH72B341 | ASPEN |  | C(A,C,D,E)36A46+TDR | TM8E080B12MP11 | 32000 | 18 | 8.5 | 34000 | 28000 | 82.35% | 2.61 | 0 | 9.4 |  |  |  | No | R-410A | 2.6667 | Residential & Commercial | No
213296191 | Central HP <5.4 tons | YORK | HRCU-A-CB (Split System: Heat Pump with Remote Outdoor Unit-Air-Source) | HMH72B341 | ASPEN |  | C(A,C,D,E)36C24+TDR | TM8E080B12MP11 | 29800 | 17.4 | 8.5 | 34000 | 28000 | 82.35% | 2.61 | 0 | 9 |  |  |  | No | R-410A | 2.4833 | Residential & Commercial | No
213296192 | Central HP <5.4 tons | YORK | HRCU-A-CB (Split System: Heat Pump with Remote Outdoor Unit-Air-Source) | HMH72B341 | ASPEN |  | C(A,C,D,E)36C26+TDR | TM8E080B12MP11 | 29800 | 17.4 | 8.5 | 34000 | 28000 | 82.35% | 2.61 | 0 | 9 |  |  |  | No | R-410A | 2.4833 | Residential & Commercial | No
214092903 | Central HP <5.4 tons | YORK | HRCU-A-CB (Split System: Heat Pump with Remote Outdoor Unit-Air-Source) | HMH72B341 | ASPEN |  | D(A,C,E)42A46+TDR | YP9C100C20MP13 | 32400 | 17.5 | 8.1 | 34000 | 28400 | 83.53% | 2.69 | 0 | 9.5 |  |  |  | No | R-410A | 2.7 | Residential & Commercial | No
214254922 | Central HP <5.4 tons | NAPOLEON | HRCU-A-CB (Split System: Heat Pump with Remote Outdoor Unit-Air-Source) | WSEHV2436RA1-N | ASPEN |  | C(A,C,D,E)36B44+TDR | WPV070T3AA | 35800 | 17 | 8.5 | 36600 | 32800 | 89.62% | 1.8 | 0 | 9.9 |  |  |  | No | R-410A | 2.9833 | Residential & Commercial | No
216505461 | Central HP <5.4 tons | YORK | HRCU-A-CB (Split System: Heat Pump with Remote Outdoor Unit-Air-Source) | HMH72B361 | ASPEN |  | AE*S+CM48E44+TDR |  | 34400 | 18 | 8.5 | 35000 | 25200 | 72% | 2.81 | 0 | 9 |  |  |  | No | R-410A | 2.8667 | Residential & Commercial | No
214629012 | Central HP <5.4 tons | CARRIER | HRCU-A-CB (Split System: Heat Pump with Remote Outdoor Unit-Air-Source) | 38MURAQ36AB3* | ADP |  | C36A***L139 | 58S(B,C)*B070M17**12 | 35000 | 16 | 8.1 | 36800 | 34800 | 94.57% | 1.82 | 0 | 9.5 |  |  |  | No | R-410A | 2.9167 | Residential & Commercial | No
213286705 | Central HP <5.4 tons | DAY & NIGHT | HRCU-A-CB (Split System: Heat Pump with Remote Outdoor Unit-Air-Source) | DLCURAH30ABK | ADP |  | CE2903A+TXV |  | 29400 | 15.2 | 8.15 | 33200 | 27000 | 81.33% | 1.76 | 0 | 8.5 |  |  |  | No | R-410A | 2.45 | Residential & Commercial | No
213286708 | Central HP <5.4 tons | DAY & NIGHT | HRCU-A-CB (Split System: Heat Pump with Remote Outdoor Unit-Air-Source) | DLCURAH30ABK | ADP |  | CE3005C+TXV |  | 29800 | 15.2 | 8.2 | 33200 | 27000 | 81.33% | 1.78 | 0 | 8.5 |  |  |  | No | R-410A | 2.4833 | Residential & Commercial | No
213163585 | Central HP <5.4 tons | DAY & NIGHT | HRCU-A-CB (Split System: Heat Pump with Remote Outdoor Unit-Air-Source) | DLCURAH30ABK | ADP |  | H,FG35936+AEFE4B* |  | 31000 | 15.2 | 8.5 | 33800 | 26400 | 78.11% | 1.86 | 0 | 9 |  |  |  | No | R-410A | 2.5833 | Residential & Commercial | No
214629296 | Central HP <5.4 tons | CARRIER | HRCU-A-CB (Split System: Heat Pump with Remote Outdoor Unit-Air-Source) | 38MURAQ36AB3* | ADP |  | V,C36H175P139 | 59SU5B040M17**12 | 35200 | 15.2 | 8.1 | 37400 | 34800 | 93.05% | 1.88 | 0 | 9.5 |  |  |  | No | R-410A | 2.9333 | Residential & Commercial | No
214629310 | Central HP <5.4 tons | CARRIER | HRCU-A-CB (Split System: Heat Pump with Remote Outdoor Unit-Air-Source) | 38MURAQ36AB3* | ADP |  | V,C36H175P149 | 59SU5B060M17**16 | 35000 | 16 | 8.1 | 36800 | 34600 | 94.02% | 1.86 | 0 | 9.5 |  |  |  | No | R-410A | 2.9167 | Residential & Commercial | No
212986564 | Central HP <5.4 tons | COMFORTMAKER | HRCU-A-CB (Split System: Heat Pump with Remote Outdoor Unit-Air-Source) | DLCURAH24ABK |  |  | EA*4X36L17A* | *96MSN0401712A* | 23400 | 16 | 8.5 | 26200 | 24400 | 93.13% | 2 | 0 | 9.5 |  |  |  | No | R-410A | 1.95 | Residential & Commercial | No
215065784 | Central HP <5.4 tons | YORK | HRCU-A-CB (Split System: Heat Pump with Remote Outdoor Unit-Air-Source) | HMH72B341 | ASPEN |  | CH48A34+TDR | Y81E100C16SMPS1 | 31800 | 18 | 8.3 | 33000 | 24400 | 73.94% | 2.12 | 0 | 9.4 |  |  |  | No | R-410A | 2.65 | Residential & Commercial | No
215065799 | Central HP <5.4 tons | YORK | HRCU-A-CB (Split System: Heat Pump with Remote Outdoor Unit-Air-Source) | HMH72B341 | ASPEN |  | CH48A34+TDR | Y81E120C20LMPS1 | 31800 | 17.5 | 8.3 | 33600 | 24600 | 73.21% | 2.12 | 0 | 9.4 |  |  |  | No | R-410A | 2.65 | Residential & Commercial | No
213927847 | Central HP <5.4 tons | YORK | HRCU-A-CB (Split System: Heat Pump with Remote Outdoor Unit-Air-Source) | HMH72B341 | ASPEN |  | D(A,C,E)36D3G+TXV+TDR | TM9Y080B12MP11 | 32800 | 18 | 8.1 | 34000 | 28000 | 82.35% | 2.47 | 0 | 9.5 |  |  |  | No | R-410A | 2.7333 | Residential & Commercial | No
214092020 | Central HP <5.4 tons | YORK | HRCU-A-CB (Split System: Heat Pump with Remote Outdoor Unit-Air-Source) | HMH72B341 | ASPEN |  | D(A,C,E)48B34+TDR | TM9E060A10MP12 | 32400 | 17.5 | 8.1 | 33800 | 27400 | 81.07% | 2.59 | 0 | 9.5 |  |  |  | No | R-410A | 2.7 | Residential & Commercial | No
214092021 | Central HP <5.4 tons | YORK | HRCU-A-CB (Split System: Heat Pump with Remote Outdoor Unit-Air-Source) | HMH72B341 | ASPEN |  | D(A,C,E)42A44+TDR | TM9E060B12MP12 | 32600 | 17.5 | 8.1 | 34000 | 28000 | 82.35% | 2.59 | 0 | 9.5 |  |  |  | No | R-410A | 2.7167 | Residential & Commercial | No
214092054 | Central HP <5.4 tons | YORK | HRCU-A-CB (Split System: Heat Pump with Remote Outdoor Unit-Air-Source) | HMH72B341 | ASPEN |  | D(A,C,E)42A44+TDR | TM9V120D20MP12 | 32000 | 17 | 8.5 | 32400 | 28200 | 87.04% | 2.79 | 0 | 9.4 |  |  |  | No | R-410A | 2.6667 | Residential & Commercial | No
214092056 | Central HP <5.4 tons | YORK | HRCU-A-CB (Split System: Heat Pump with Remote Outdoor Unit-Air-Source) | HMH72B341 | ASPEN |  | D(A,C,E)36A34+TDR | TM9Y060B12MP11 | 32600 | 17.5 | 8.1 | 33600 | 29400 | 87.5% | 2.6 | 0 | 9.5 |  |  |  | No | R-410A | 2.7167 | Residential & Commercial | No
214092070 | Central HP <5.4 tons | YORK | HRCU-A-CB (Split System: Heat Pump with Remote Outdoor Unit-Air-Source) | HMH72B341 | ASPEN |  | D(A,C,E)48B34+TDR | TM9Y100C20MP11 | 32600 | 15.5 | 8.1 | 34000 | 27800 | 81.76% | 2.59 | 0 | 9.5 |  |  |  | No | R-410A | 2.7167 | Residential & Commercial | No
214092844 | Central HP <5.4 tons | YORK | HRCU-A-CB (Split System: Heat Pump with Remote Outdoor Unit-Air-Source) | HMH72B341 | ASPEN |  | D(A,C,E)36A36+TDR | Y81E080C20LMPS1 | 31600 | 17.9 | 8.5 | 33200 | 28200 | 84.94% | 2.71 | 0 | 9.8 |  |  |  | No | R-410A | 2.6333 | Residential & Commercial | No
214092855 | Central HP <5.4 tons | YORK | HRCU-A-CB (Split System: Heat Pump with Remote Outdoor Unit-Air-Source) | HMH72B341 | ASPEN |  | D(A,C,E)48B36+TDR | Y81E100B12SMPS1 | 32600 | 18.5 | 8.1 | 34000 | 28000 | 82.35% | 2.66 | 0 | 9.5 |  |  |  | No | R-410A | 2.7167 | Residential & Commercial | No
214092869 | Central HP <5.4 tons | YORK | HRCU-A-CB (Split System: Heat Pump with Remote Outdoor Unit-Air-Source) | HMH72B341 | ASPEN |  | D(A,C,E)42A46+TDR | Y81E120C16LMPS1 | 33600 | 18 | 8.3 | 32800 | 30400 | 92.68% | 2.81 | 0 | 9.5 |  |  |  | No | R-410A | 2.8 | Residential & Commercial | No
214092905 | Central HP <5.4 tons | YORK | HRCU-A-CB (Split System: Heat Pump with Remote Outdoor Unit-Air-Source) | HMH72B341 | ASPEN |  | D(A,C,E)42A46+TDR | YP9C120D20MP13 | 32000 | 17 | 8.5 | 32400 | 28200 | 87.04% | 2.79 | 0 | 9.4 |  |  |  | No | R-410A | 2.6667 | Residential & Commercial | No
214092106 | Central HP <5.4 tons | YORK | HRCU-A-CB (Split System: Heat Pump with Remote Outdoor Unit-Air-Source) | HMH72B341 | ASPEN |  | D(A,C,E)48B34+TDR | TP9C060B12MP13 | 32800 | 17.5 | 8.1 | 34000 | 27800 | 81.76% | 2.63 | 0 | 9.5 |  |  |  | No | R-410A | 2.7333 | Residential & Commercial | No
214092157 | Central HP <5.4 tons | YORK | HRCU-A-CB (Split System: Heat Pump with Remote Outdoor Unit-Air-Source) | HMH72B341 | ASPEN |  | D(A,C,E)48B34+TDR | Y81E100B12LMPS1 | 32600 | 18.5 | 8.1 | 34000 | 28000 | 82.35% | 2.66 | 0 | 9.5 |  |  |  | No | R-410A | 2.7167 | Residential & Commercial | No
214092188 | Central HP <5.4 tons | YORK | HRCU-A-CB (Split System: Heat Pump with Remote Outdoor Unit-Air-Source) | HMH72B341 | ASPEN |  | D(A,C,E)48B34+TDR | YP9C060B12MP13 | 32800 | 17.5 | 8.1 | 34000 | 27800 | 81.76% | 2.63 | 0 | 9.5 |  |  |  | No | R-410A | 2.7333 | Residential & Commercial | No
214092741 | Central HP <5.4 tons | YORK | HRCU-A-CB (Split System: Heat Pump with Remote Outdoor Unit-Air-Source) | HMH72B341 | ASPEN |  | D(A,C,E)48B36+TDR | TM8Y120C20MP11 | 33600 | 18 | 8.2 | 33600 | 30000 | 89.29% | 2.76 | 0 | 9.5 |  |  |  | No | R-410A | 2.8 | Residential & Commercial | No
214092759 | Central HP <5.4 tons | YORK | HRCU-A-CB (Split System: Heat Pump with Remote Outdoor Unit-Air-Source) | HMH72B341 | ASPEN |  | D(A,C,E)48B36+TDR | TM9V060B12MP12 | 32800 | 17.5 | 8.1 | 34000 | 27800 | 81.76% | 2.63 | 0 | 9.5 |  |  |  | No | R-410A | 2.7333 | Residential & Commercial | No
214092775 | Central HP <5.4 tons | YORK | HRCU-A-CB (Split System: Heat Pump with Remote Outdoor Unit-Air-Source) | HMH72B341 | ASPEN |  | D(A,C,E)48B36+TDR | TM9Y080C16MP11 | 32600 | 18.5 | 8.1 | 34000 | 28000 | 82.35% | 2.65 | 0 | 9.5 |  |  |  | No | R-410A | 2.7167 | Residential & Commercial | No
214092823 | Central HP <5.4 tons | YORK | HRCU-A-CB (Split System: Heat Pump with Remote Outdoor Unit-Air-Source) | HMH72B341 | ASPEN |  | D(A,C,E)48B36+TDR | TPLC100C20MP13 | 32000 | 16.5 | 8.5 | 32400 | 27800 | 85.8% | 2.69 | 0 | 8.9 |  |  |  | No | R-410A | 2.6667 | Residential & Commercial | No
214092884 | Central HP <5.4 tons | YORK | HRCU-A-CB (Split System: Heat Pump with Remote Outdoor Unit-Air-Source) | HMH72B341 | ASPEN |  | D(A,C,E)42A46+TDR | Y82E080C16LMPS1 | 33600 | 18.5 | 8.3 | 32800 | 30000 | 91.46% | 2.83 | 0 | 9.5 |  |  |  | No | R-410A | 2.8 | Residential & Commercial | No
214254925 | Central HP <5.4 tons | NAPOLEON | HRCU-A-CB (Split System: Heat Pump with Remote Outdoor Unit-Air-Source) | WSEHV2436RA1-N | ASPEN |  | C(A,C,D,E)36B44+TDR | WPV080T3AA | 35800 | 17 | 8.5 | 36600 | 32800 | 89.62% | 1.8 | 0 | 9.9 |  |  |  | No | R-410A | 2.9833 | Residential & Commercial | No
214092825 | Central HP <5.4 tons | YORK | HRCU-A-CB (Split System: Heat Pump with Remote Outdoor Unit-Air-Source) | HMH72B341 | ASPEN |  | D(A,C,E)48B36+TDR | TPLC120C20MP13 | 32000 | 16.5 | 8.5 | 32400 | 27800 | 85.8% | 2.69 | 0 | 8.9 |  |  |  | No | R-410A | 2.6667 | Residential & Commercial | No
214092859 | Central HP <5.4 tons | YORK | HRCU-A-CB (Split System: Heat Pump with Remote Outdoor Unit-Air-Source) | HMH72B341 | ASPEN |  | D(A,C,E)36A36+TDR | Y81E100C16SMPS1 | 31600 | 17.9 | 8.5 | 33200 | 28200 | 84.94% | 2.7 | 0 | 9.3 |  |  |  | No | R-410A | 2.6333 | Residential & Commercial | No
214861396 | Central HP <5.4 tons | RUUD | HRCU-A-CB (Split System: Heat Pump with Remote Outdoor Unit-Air-Source) | RD17AZ60AJ3N | ADP |  | H,RE84960 | R951V0855A21M4S | 53000 | 16 | 8.1 | 52000 | 49000 | 94.23% | 1.75 | 0 | 9.5 |  |  |  | No | R-410A | 4.4167 | Residential & Commercial | No
214092858 | Central HP <5.4 tons | YORK | HRCU-A-CB (Split System: Heat Pump with Remote Outdoor Unit-Air-Source) | HMH72B341 | ASPEN |  | D(A,C,E)48B36+TDR | Y81E100C16LMPS1 | 32600 | 18 | 8.5 | 33400 | 28400 | 85.03% | 2.7 | 0 | 9.5 |  |  |  | No | R-410A | 2.7167 | Residential & Commercial | No
214092872 | Central HP <5.4 tons | YORK | HRCU-A-CB (Split System: Heat Pump with Remote Outdoor Unit-Air-Source) | HMH72B341 | ASPEN |  | D(A,C,E)42A46+TDR | Y81E120C16SMPS1 | 33600 | 18 | 8.3 | 32800 | 30400 | 92.68% | 2.81 | 0 | 9.5 |  |  |  | No | R-410A | 2.8 | Residential & Commercial | No
214092909 | Central HP <5.4 tons | YORK | HRCU-A-CB (Split System: Heat Pump with Remote Outdoor Unit-Air-Source) | HMH72B341 | ASPEN |  | D(A,C,E)42A46+TDR | YPLC080B12MP13 | 32400 | 17 | 8.1 | 33600 | 29400 | 87.5% | 2.63 | 0 | 9.5 |  |  |  | No | R-410A | 2.7 | Residential & Commercial | No
213281575 | Central HP <5.4 tons | YORK | HRCU-A-CB (Split System: Heat Pump with Remote Outdoor Unit-Air-Source) | HMH72B361 | ASPEN |  | C(A,C,D,E)42D24+TDR | Y81E100C20SMPS1 | 32400 | 16.1 | 8.1 | 36000 | 26800 | 74.44% | 2.83 | 0 | 8 |  |  |  | No | R-410A | 2.7 | Residential & Commercial | No
213281576 | Central HP <5.4 tons | YORK | HRCU-A-CB (Split System: Heat Pump with Remote Outdoor Unit-Air-Source) | HMH72B361 | ASPEN |  | D(A,C,E)36A44+TDR | Y81E100C20SMPS1 | 34000 | 16.5 | 8.1 | 36000 | 26800 | 74.44% | 2.83 | 0 | 8.9 |  |  |  | No | R-410A | 2.8333 | Residential & Commercial | No
212383127 | Central HP <5.4 tons | DAY & NIGHT | HRCU-A-CB (Split System: Heat Pump with Remote Outdoor Unit-Air-Source) | DLCURAH36ABK |  |  | EA*4X36L21A* | *96VSN1002120A* | 35200 | 16 | 8.1 | 39000 | 35200 | 90.26% | 1.82 | 0 | 9.5 |  |  |  | No | R-410A | 2.9333 | Residential & Commercial | No
214394656 | Central HP <5.4 tons | RUUD | HRCU-A-CB (Split System: Heat Pump with Remote Outdoor Unit-Air-Source) | RD17AZ60AJ3N | ASPEN |  | D(A,C,E)60D44+TDR | R801V1005A21UHS | 52000 | 17.9 | 8.1 | 53500 | 49000 | 91.59% | 1.75 | 0 | 9.8 |  |  |  | No | R-410A | 4.3333 | Residential & Commercial | No
214394663 | Central HP <5.4 tons | RUUD | HRCU-A-CB (Split System: Heat Pump with Remote Outdoor Unit-Air-Source) | RD17AZ60AJ3N | ASPEN |  | D(A,C,E)60D34+TDR | R801V1255A24DZ | 52000 | 17.8 | 8.1 | 53500 | 49000 | 91.59% | 1.75 | 0 | 9.8 |  |  |  | No | R-410A | 4.3333 | Residential & Commercial | No
214394695 | Central HP <5.4 tons | RUUD | HRCU-A-CB (Split System: Heat Pump with Remote Outdoor Unit-Air-Source) | RD17AZ60AJ3N | ASPEN |  | D(A,C,E)60D34+TDR | R802V1005A21UHS | 52000 | 17.8 | 8.1 | 53500 | 49000 | 91.59% | 1.75 | 0 | 9.8 |  |  |  | No | R-410A | 4.3333 | Residential & Commercial | No
214394747 | Central HP <5.4 tons | RUUD | HRCU-A-CB (Split System: Heat Pump with Remote Outdoor Unit-Air-Source) | RD17AZ60AJ3N | ASPEN |  | D(A,C,E)60D34+TDR | R951V1155A24M4S | 52000 | 17.8 | 8.1 | 54000 | 49000 | 90.74% | 1.75 | 0 | 9.8 |  |  |  | No | R-410A | 4.3333 | Residential & Commercial | No
211712451 | Central HP <5.4 tons | COMFORTMAKER | HRCU-A-CB (Split System: Heat Pump with Remote Outdoor Unit-Air-Source) | DLCURAH30ABK |  |  | EA*4X42L21A* | *80ES(N,L)0702116A* | 29600 | 15.2 | 8.1 | 33600 | 27400 | 81.55% | 1.78 | 0 | 9 |  |  |  | No | R-410A | 2.4667 | Residential & Commercial | No
214628661 | Central HP <5.4 tons | CARRIER | HRCU-A-CB (Split System: Heat Pump with Remote Outdoor Unit-Air-Source) | 38MURAQ30AB3* | ADP |  | PL36H210P749 | 58S(B,C)*B090M17**14 | 29800 | 15.2 | 8.1 | 32600 | 27200 | 83.44% | 1.8 | 0 | 9 |  |  |  | No | R-410A | 2.4833 | Residential & Commercial | No
212974528 | Central HP <5.4 tons | HEIL | HRCU-A-CB (Split System: Heat Pump with Remote Outdoor Unit-Air-Source) | DLCURAH30ABK |  |  | EA*4X42L24A* | *96VSN1202422B* | 30200 | 15.2 | 8.1 | 34400 | 27400 | 79.65% | 1.8 | 0 | 9 |  |  |  | No | R-410A | 2.5167 | Residential & Commercial | No
212976748 | Central HP <5.4 tons | HEIL | HRCU-A-CB (Split System: Heat Pump with Remote Outdoor Unit-Air-Source) | DLCURAH30ABK |  |  | EA*4X42L24A* | *96VTN1002120B* | 30200 | 15.2 | 8.1 | 34200 | 27400 | 80.12% | 1.8 | 0 | 9 |  |  |  | No | R-410A | 2.5167 | Residential & Commercial | No
212978537 | Central HP <5.4 tons | COMFORTMAKER | HRCU-A-CB (Split System: Heat Pump with Remote Outdoor Unit-Air-Source) | DLCURAH30ABK |  |  | EA*4X37L21A* | *80MS(N,L)0701712A* | 30400 | 15.2 | 8.1 | 33000 | 26400 | 80% | 1.84 | 0 | 9 |  |  |  | No | R-410A | 2.5333 | Residential & Commercial | No
214628659 | Central HP <5.4 tons | CARRIER | HRCU-A-CB (Split System: Heat Pump with Remote Outdoor Unit-Air-Source) | 38MURAQ30AB3* | ADP |  | V,C36H175P159 | 58S(B,C)*B090M17**14 | 30000 | 15.2 | 8.1 | 32600 | 27200 | 83.44% | 1.8 | 0 | 9 |  |  |  | No | R-410A | 2.5 | Residential & Commercial | No
214303077 | Central HP <5.4 tons | RUUD | HRCU-A-CB (Split System: Heat Pump with Remote Outdoor Unit-Air-Source) | RD17AZ24AJ3N | ADP |  | H,RG34936 | R802V0503A14UHN | 22000 | 17 | 8.1 | 21000 | 16500 | 78.57% | 2 | 0 | 9.5 |  |  |  | No | R-410A | 1.8333 | Residential & Commercial | No
214303090 | Central HP <5.4 tons | RUUD | HRCU-A-CB (Split System: Heat Pump with Remote Outdoor Unit-Air-Source) | RD17AZ24AJ3N | ADP |  | H,RG34936 | R951V0703A17M4S | 22000 | 17 | 8.1 | 21000 | 16500 | 78.57% | 2 | 0 | 9.5 |  |  |  | No | R-410A | 1.8333 | Residential & Commercial | No
214303091 | Central HP <5.4 tons | RUUD | HRCU-A-CB (Split System: Heat Pump with Remote Outdoor Unit-Air-Source) | RD17AZ24AJ3N | ADP |  | H,RG34936 | R962V0403A17M4S | 22000 | 17 | 8.1 | 21000 | 16500 | 78.57% | 2 | 0 | 9.5 |  |  |  | No | R-410A | 1.8333 | Residential & Commercial | No
212980185 | Central HP <5.4 tons | HEIL | HRCU-A-CB (Split System: Heat Pump with Remote Outdoor Unit-Air-Source) | DLCURAH30ABK |  |  | EA*4X36L21A* | *80MS(N,L)0902116A* | 29400 | 15.2 | 8.1 | 34000 | 28000 | 82.35% | 1.76 | 0 | 9 |  |  |  | No | R-410A | 2.45 | Residential & Commercial | No
214394754 | Central HP <5.4 tons | RUUD | HRCU-A-CB (Split System: Heat Pump with Remote Outdoor Unit-Air-Source) | RD17AZ60AJ3N | ASPEN |  | D(A,C,E)60D44+TDR | R962V0855A21M4S | 52000 | 17 | 8.1 | 54000 | 49500 | 91.67% | 1.75 | 0 | 9.8 |  |  |  | No | R-410A | 4.3333 | Residential & Commercial | No
214394765 | Central HP <5.4 tons | RUUD | HRCU-A-CB (Split System: Heat Pump with Remote Outdoor Unit-Air-Source) | RD17AZ60AJ3N | ASPEN |  | D(A,C,E)60D34+TDR | U802VA100521M | 52000 | 18.8 | 8.1 | 53500 | 49000 | 91.59% | 1.75 | 0 | 9.8 |  |  |  | No | R-410A | 4.3333 | Residential & Commercial | No
214392605 | Central HP <5.4 tons | RUUD | HRCU-A-CB (Split System: Heat Pump with Remote Outdoor Unit-Air-Source) | RD17AZ24AJ3N | ASPEN |  | D(A,C,E)30D24+TDR | R962V0703A17M4S | 20800 | 17.8 | 8.1 | 22600 | 16900 | 74.78% | 2 | 0 | 9.7 |  |  |  | No | R-410A | 1.7333 | Residential & Commercial | No
214392653 | Central HP <5.4 tons | RUUD | HRCU-A-CB (Split System: Heat Pump with Remote Outdoor Unit-Air-Source) | RD17AZ24AJ3N | ASPEN |  | D(A,C,E)30D24+TDR | U802VA075317Z | 20800 | 18.8 | 8.1 | 22600 | 16800 | 74.34% | 2.1 | 0 | 9.7 |  |  |  | No | R-410A | 1.7333 | Residential & Commercial | No
214392704 | Central HP <5.4 tons | RUUD | HRCU-A-CB (Split System: Heat Pump with Remote Outdoor Unit-Air-Source) | RD17AZ24AJ3N | ASPEN |  | D(A,C,E)36B24+TDR | U98MV0603A17UPS | 20400 | 18.6 | 8.1 | 22600 | 16900 | 74.78% | 2 | 0 | 9 |  |  |  | No | R-410A | 1.7 | Residential & Commercial | No
213885825 | Central HP <5.4 tons | HEIL | HRCU-A-CB (Split System: Heat Pump with Remote Outdoor Unit-Air-Source) | HVH860GKA2* | ASPEN |  | AE(D,N,U)+CM60B34+TDR |  | 56500 | 17.5 | 8.5 | 60000 | 48500 | 80.83% | 2.72 | 0 | 9.5 |  |  |  | No | R-410A | 4.7083 | Residential & Commercial | No
212984498 | Central HP <5.4 tons | COMFORTMAKER | HRCU-A-CB (Split System: Heat Pump with Remote Outdoor Unit-Air-Source) | DLCURAH30ABK |  |  | EA*4X43L21A* | *92MSN0801716A* | 30400 | 15.5 | 8.1 | 33200 | 26400 | 79.52% | 1.84 | 0 | 9 |  |  |  | No | R-410A | 2.5333 | Residential & Commercial | No
212984994 | Central HP <5.4 tons | COMFORTMAKER | HRCU-A-CB (Split System: Heat Pump with Remote Outdoor Unit-Air-Source) | DLCURAH30ABK |  |  | EA*4X42L24A* | *92MSN0802120A* | 30200 | 15.2 | 8.1 | 34200 | 27400 | 80.12% | 1.8 | 0 | 9 |  |  |  | No | R-410A | 2.5167 | Residential & Commercial | No
214393784 | Central HP <5.4 tons | RUUD | HRCU-A-CB (Split System: Heat Pump with Remote Outdoor Unit-Air-Source) | RD17AZ36AJ3N | ASPEN |  | D(A,C,E)48D24+TDR | R951V0403A17UHU | 30800 | 17.6 | 8.1 | 34200 | 29800 | 87.13% | 1.9 | 0 | 9.6 |  |  |  | No | R-410A | 2.5667 | Residential & Commercial | No
214392208 | Central HP <5.4 tons | RUUD | HRCU-A-CB (Split System: Heat Pump with Remote Outdoor Unit-Air-Source) | RD17AZ24AJ3N | ASPEN |  | D(A,C,E)36B24+TDR | R801V0704A17UHU | 20400 | 17.7 | 8.1 | 22600 | 16900 | 74.78% | 2 | 0 | 9 |  |  |  | No | R-410A | 1.7 | Residential & Commercial | No
214392224 | Central HP <5.4 tons | RUUD | HRCU-A-CB (Split System: Heat Pump with Remote Outdoor Unit-Air-Source) | RD17AZ24AJ3N | ASPEN |  | D(A,C,E)36B24+TDR | R801V0754A17DZ | 20400 | 18.6 | 8.1 | 22600 | 16800 | 74.34% | 2.1 | 0 | 9 |  |  |  | No | R-410A | 1.7 | Residential & Commercial | No
214392258 | Central HP <5.4 tons | RUUD | HRCU-A-CB (Split System: Heat Pump with Remote Outdoor Unit-Air-Source) | RD17AZ24AJ3N | ASPEN |  | D(A,C,E)36D24+TDR | R801V0754A17UHS | 21000 | 18.9 | 8.1 | 22600 | 16800 | 74.34% | 2.1 | 0 | 9.8 |  |  |  | No | R-410A | 1.75 | Residential & Commercial | No
214392272 | Central HP <5.4 tons | RUUD | HRCU-A-CB (Split System: Heat Pump with Remote Outdoor Unit-Air-Source) | RD17AZ24AJ3N | ASPEN |  | D(A,C,E)36B24+TDR | R801V1004A17UH | 20400 | 18.6 | 8.1 | 22600 | 16800 | 74.34% | 2.1 | 0 | 9 |  |  |  | No | R-410A | 1.7 | Residential & Commercial | No
214393702 | Central HP <5.4 tons | RUUD | HRCU-A-CB (Split System: Heat Pump with Remote Outdoor Unit-Air-Source) | RD17AZ36AJ3N | ASPEN |  | D(A,C,E)48D24+TDR | R921V0855A21M4S | 30800 | 17.6 | 8.1 | 34200 | 29600 | 86.55% | 1.9 | 0 | 9.6 |  |  |  | No | R-410A | 2.5667 | Residential & Commercial | No
214392450 | Central HP <5.4 tons | RUUD | HRCU-A-CB (Split System: Heat Pump with Remote Outdoor Unit-Air-Source) | RD17AZ24AJ3N | ASPEN |  | D(A,C,E)36D24+TDR | R921V0403A17M4S | 21000 | 17.9 | 8.1 | 22600 | 16900 | 74.78% | 2 | 0 | 9.8 |  |  |  | No | R-410A | 1.75 | Residential & Commercial | No
214392204 | Central HP <5.4 tons | RUUD | HRCU-A-CB (Split System: Heat Pump with Remote Outdoor Unit-Air-Source) | RD17AZ24AJ3N | ASPEN |  | D(A,C,E)30C24+TDR | R801V0704A17UHU | 20400 | 17.7 | 8.1 | 22600 | 16900 | 74.78% | 2 | 0 | 9 |  |  |  | No | R-410A | 1.7 | Residential & Commercial | No
214392176 | Central HP <5.4 tons | RUUD | HRCU-A-CB (Split System: Heat Pump with Remote Outdoor Unit-Air-Source) | RD17AZ24AJ3N | ASPEN |  | D(A,C,E)36B24+TDR | R801V0504A17UHS | 20400 | 17.7 | 8.1 | 22600 | 16900 | 74.78% | 2 | 0 | 9 |  |  |  | No | R-410A | 1.7 | Residential & Commercial | No
214392177 | Central HP <5.4 tons | RUUD | HRCU-A-CB (Split System: Heat Pump with Remote Outdoor Unit-Air-Source) | RD17AZ24AJ3N | ASPEN |  | D(A,C,E)36C24+TDR | R801V0504A17UHS | 20800 | 17.8 | 8.1 | 22600 | 16900 | 74.78% | 2 | 0 | 9.7 |  |  |  | No | R-410A | 1.7333 | Residential & Commercial | No
214392209 | Central HP <5.4 tons | RUUD | HRCU-A-CB (Split System: Heat Pump with Remote Outdoor Unit-Air-Source) | RD17AZ24AJ3N | ASPEN |  | D(A,C,E)36C24+TDR | R801V0704A17UHU | 20800 | 17.8 | 8.1 | 22600 | 16900 | 74.78% | 2 | 0 | 9.7 |  |  |  | No | R-410A | 1.7333 | Residential & Commercial | No
214392444 | Central HP <5.4 tons | RUUD | HRCU-A-CB (Split System: Heat Pump with Remote Outdoor Unit-Air-Source) | RD17AZ24AJ3N | ASPEN |  | D(A,C,E)30C24+TDR | R921V0403A17M4S | 20400 | 17.7 | 8.1 | 22600 | 16900 | 74.78% | 2 | 0 | 9 |  |  |  | No | R-410A | 1.7 | Residential & Commercial | No
214392461 | Central HP <5.4 tons | RUUD | HRCU-A-CB (Split System: Heat Pump with Remote Outdoor Unit-Air-Source) | RD17AZ24AJ3N | ASPEN |  | D(A,C,E)30D24+TDR | R921V0603A17M4S | 20800 | 17.8 | 8.1 | 22600 | 17000 | 75.22% | 2 | 0 | 9.7 |  |  |  | No | R-410A | 1.7333 | Residential & Commercial | No
214392496 | Central HP <5.4 tons | RUUD | HRCU-A-CB (Split System: Heat Pump with Remote Outdoor Unit-Air-Source) | RD17AZ24AJ3N | ASPEN |  | D(A,C,E)36B24+TDR | R951V0403A17M4S | 20400 | 17.7 | 8.1 | 22600 | 16900 | 74.78% | 2 | 0 | 9 |  |  |  | No | R-410A | 1.7 | Residential & Commercial | No
214392497 | Central HP <5.4 tons | RUUD | HRCU-A-CB (Split System: Heat Pump with Remote Outdoor Unit-Air-Source) | RD17AZ24AJ3N | ASPEN |  | D(A,C,E)36C24+TDR | R951V0403A17M4S | 20800 | 17.8 | 8.1 | 22600 | 16900 | 74.78% | 2 | 0 | 9.7 |  |  |  | No | R-410A | 1.7333 | Residential & Commercial | No
214392513 | Central HP <5.4 tons | RUUD | HRCU-A-CB (Split System: Heat Pump with Remote Outdoor Unit-Air-Source) | RD17AZ24AJ3N | ASPEN |  | D(A,C,E)36C24+TDR | R951V0403A17UHU | 20600 | 17.8 | 8.1 | 22400 | 17100 | 76.34% | 2 | 0 | 9.7 |  |  |  | No | R-410A | 1.7167 | Residential & Commercial | No
214392545 | Central HP <5.4 tons | RUUD | HRCU-A-CB (Split System: Heat Pump with Remote Outdoor Unit-Air-Source) | RD17AZ24AJ3N | ASPEN |  | D(A,C,E)36C24+TDR | R951V0603A17UHU | 20600 | 17.8 | 8.1 | 22400 | 17000 | 75.89% | 2 | 0 | 9.7 |  |  |  | No | R-410A | 1.7167 | Residential & Commercial | No
214393230 | Central HP <5.4 tons | RUUD | HRCU-A-CB (Split System: Heat Pump with Remote Outdoor Unit-Air-Source) | RD17AZ36AJ3N | ASPEN |  | D(A,C,E)48D24+TDR | R802V0504A17UHS | 30800 | 17.6 | 8.1 | 34200 | 29800 | 87.13% | 1.9 | 0 | 9.6 |  |  |  | No | R-410A | 2.5667 | Residential & Commercial | No
214392560 | Central HP <5.4 tons | RUUD | HRCU-A-CB (Split System: Heat Pump with Remote Outdoor Unit-Air-Source) | RD17AZ24AJ3N | ASPEN |  | D(A,C,E)36B24+TDR | R951V0703A17M4S | 20400 | 17.7 | 8.1 | 22600 | 16900 | 74.78% | 2 | 0 | 9 |  |  |  | No | R-410A | 1.7 | Residential & Commercial | No
214392525 | Central HP <5.4 tons | RUUD | HRCU-A-CB (Split System: Heat Pump with Remote Outdoor Unit-Air-Source) | RD17AZ24AJ3N | ASPEN |  | D(A,C,E)30D24+TDR | R951V0603A17M4S | 20800 | 17.8 | 8.1 | 22600 | 17000 | 75.22% | 2 | 0 | 9.7 |  |  |  | No | R-410A | 1.7333 | Residential & Commercial | No
214392541 | Central HP <5.4 tons | RUUD | HRCU-A-CB (Split System: Heat Pump with Remote Outdoor Unit-Air-Source) | RD17AZ24AJ3N | ASPEN |  | D(A,C,E)30D24+TDR | R951V0603A17UHU | 20600 | 17.8 | 8.1 | 22400 | 17000 | 75.89% | 2 | 0 | 9.7 |  |  |  | No | R-410A | 1.7167 | Residential & Commercial | No
214392584 | Central HP <5.4 tons | RUUD | HRCU-A-CB (Split System: Heat Pump with Remote Outdoor Unit-Air-Source) | RD17AZ24AJ3N | ASPEN |  | D(A,C,E)24D24+TDR | R962V0603A17M4S | 20400 | 17.7 | 8.1 | 22600 | 17000 | 75.22% | 2 | 0 | 9 |  |  |  | No | R-410A | 1.7 | Residential & Commercial | No
214392625 | Central HP <5.4 tons | RUUD | HRCU-A-CB (Split System: Heat Pump with Remote Outdoor Unit-Air-Source) | RD17AZ24AJ3N | ASPEN |  | D(A,C,E)36C24+TDR | U802VA050317M | 20800 | 18.8 | 8.1 | 22600 | 16900 | 74.78% | 2 | 0 | 9.7 |  |  |  | No | R-410A | 1.7333 | Residential & Commercial | No
214392274 | Central HP <5.4 tons | RUUD | HRCU-A-CB (Split System: Heat Pump with Remote Outdoor Unit-Air-Source) | RD17AZ24AJ3N | ASPEN |  | D(A,C,E)36D24+TDR | R801V1004A17UH | 21000 | 18.9 | 8.1 | 22600 | 16800 | 74.34% | 2.1 | 0 | 9.8 |  |  |  | No | R-410A | 1.75 | Residential & Commercial | No
214392290 | Central HP <5.4 tons | RUUD | HRCU-A-CB (Split System: Heat Pump with Remote Outdoor Unit-Air-Source) | RD17AZ24AJ3N | ASPEN |  | D(A,C,E)36D24+TDR | R802V0503A14DZ | 21000 | 18.9 | 8.1 | 22600 | 16800 | 74.34% | 2 | 0 | 9.8 |  |  |  | No | R-410A | 1.75 | Residential & Commercial | No
214393844 | Central HP <5.4 tons | RUUD | HRCU-A-CB (Split System: Heat Pump with Remote Outdoor Unit-Air-Source) | RD17AZ36AJ3N | ASPEN |  | D(A,C,E)48D24+TDR | R951V0603A17UHU | 30800 | 17.6 | 8.1 | 34200 | 29800 | 87.13% | 1.9 | 0 | 9.6 |  |  |  | No | R-410A | 2.5667 | Residential & Commercial | No
214392129 | Central HP <5.4 tons | RUUD | HRCU-A-CB (Split System: Heat Pump with Remote Outdoor Unit-Air-Source) | RD17AZ24AJ3N | ASPEN |  | D(A,C,E)36C24+TDR | R801V0503A14DZ | 20800 | 18.8 | 8.1 | 22600 | 16800 | 74.34% | 2 | 0 | 9.7 |  |  |  | No | R-410A | 1.7333 | Residential & Commercial | No
214392145 | Central HP <5.4 tons | RUUD | HRCU-A-CB (Split System: Heat Pump with Remote Outdoor Unit-Air-Source) | RD17AZ24AJ3N | ASPEN |  | D(A,C,E)36C24+TDR | R801V0503A14UH | 20800 | 17.8 | 8.1 | 22600 | 16900 | 74.78% | 2 | 0 | 9.7 |  |  |  | No | R-410A | 1.7333 | Residential & Commercial | No
214392161 | Central HP <5.4 tons | RUUD | HRCU-A-CB (Split System: Heat Pump with Remote Outdoor Unit-Air-Source) | RD17AZ24AJ3N | ASPEN |  | D(A,C,E)36C24+TDR | R801V0504A17UHN | 20800 | 17.8 | 8.1 | 22600 | 16900 | 74.78% | 2 | 0 | 9.7 |  |  |  | No | R-410A | 1.7333 | Residential & Commercial | No
214392162 | Central HP <5.4 tons | RUUD | HRCU-A-CB (Split System: Heat Pump with Remote Outdoor Unit-Air-Source) | RD17AZ24AJ3N | ASPEN |  | D(A,C,E)36D24+TDR | R801V0504A17UHN | 21000 | 17.9 | 8.1 | 22600 | 16900 | 74.78% | 2 | 0 | 9.8 |  |  |  | No | R-410A | 1.75 | Residential & Commercial | No
214392194 | Central HP <5.4 tons | RUUD | HRCU-A-CB (Split System: Heat Pump with Remote Outdoor Unit-Air-Source) | RD17AZ24AJ3N | ASPEN |  | D(A,C,E)36D24+TDR | R801V0504A17UHU | 20800 | 17.9 | 8.1 | 22400 | 17000 | 75.89% | 2 | 0 | 9.8 |  |  |  | No | R-410A | 1.7333 | Residential & Commercial | No
214092854 | Central HP <5.4 tons | YORK | HRCU-A-CB (Split System: Heat Pump with Remote Outdoor Unit-Air-Source) | HMH72B341 | ASPEN |  | D(A,C,E)42A46+TDR | Y81E100B12SMPS1 | 32400 | 18.5 | 8.1 | 34000 | 28000 | 82.35% | 2.66 | 0 | 9.5 |  |  |  | No | R-410A | 2.7 | Residential & Commercial | No
214092868 | Central HP <5.4 tons | YORK | HRCU-A-CB (Split System: Heat Pump with Remote Outdoor Unit-Air-Source) | HMH72B341 | ASPEN |  | D(A,C,E)36A36+TDR | Y81E120C16LMPS1 | 33600 | 18 | 8.1 | 32600 | 30200 | 92.64% | 2.73 | 0 | 9.5 |  |  |  | No | R-410A | 2.8 | Residential & Commercial | No
214092888 | Central HP <5.4 tons | YORK | HRCU-A-CB (Split System: Heat Pump with Remote Outdoor Unit-Air-Source) | HMH72B341 | ASPEN |  | D(A,C,E)48B36+TDR | Y82E100C16LMPS1 | 32600 | 18 | 8.5 | 33400 | 28000 | 83.83% | 2.7 | 0 | 9.5 |  |  |  | No | R-410A | 2.7167 | Residential & Commercial | No
214092904 | Central HP <5.4 tons | YORK | HRCU-A-CB (Split System: Heat Pump with Remote Outdoor Unit-Air-Source) | HMH72B341 | ASPEN |  | D(A,C,E)48B36+TDR | YP9C100C20MP13 | 32600 | 17.5 | 8.1 | 34000 | 28400 | 83.53% | 2.69 | 0 | 9.5 |  |  |  | No | R-410A | 2.7167 | Residential & Commercial | No
213296047 | Central HP <5.4 tons | YORK | HRCU-A-CB (Split System: Heat Pump with Remote Outdoor Unit-Air-Source) | HMH72B341 | ASPEN |  | D(A,C,E)36A3G+TXV+TDR | TM9V100C16MP12 | 31600 | 17.5 | 8.4 | 34000 | 27400 | 80.59% | 2.67 | 0 | 9.8 |  |  |  | No | R-410A | 2.6333 | Residential & Commercial | No
213296082 | Central HP <5.4 tons | YORK | HRCU-A-CB (Split System: Heat Pump with Remote Outdoor Unit-Air-Source) | HMH72B341 | ASPEN |  | D(A,C,E)36A3G+TXV+TDR | YP9C100C20MP13 | 31600 | 17.5 | 8.1 | 33800 | 28200 | 83.43% | 2.46 | 0 | 9.3 |  |  |  | No | R-410A | 2.6333 | Residential & Commercial | No
213088091 | Central HP <5.4 tons | KINGHOME | HRCU-A-C (Split System: Heat Pump with Remote Outdoor Unit with No Indoor Fan --Air Source) | KU36UHO | ADP |  | HE34936 |  | 31600 | 15.2 | 8.5 | 32400 | 23600 | 72.84% | 1.8 | 0 | 9 |  |  |  | No | R-410A | 2.6333 | Residential & Commercial | No
214392396 | Central HP <5.4 tons | RUUD | HRCU-A-CB (Split System: Heat Pump with Remote Outdoor Unit-Air-Source) | RD17AZ24AJ3N | ASPEN |  | D(A,C,E)30C24+TDR | R802V0754A17UHS | 20400 | 18.6 | 8.1 | 22600 | 16800 | 74.34% | 2.1 | 0 | 9 |  |  |  | No | R-410A | 1.7 | Residential & Commercial | No
214392428 | Central HP <5.4 tons | RUUD | HRCU-A-CB (Split System: Heat Pump with Remote Outdoor Unit-Air-Source) | RD17AZ24AJ3N | ASPEN |  | D(A,C,E)30C24+TDR | R802V1004A17UHS | 20400 | 18.6 | 8.1 | 22600 | 16800 | 74.34% | 2.1 | 0 | 9 |  |  |  | No | R-410A | 1.7 | Residential & Commercial | No
214392529 | Central HP <5.4 tons | RUUD | HRCU-A-CB (Split System: Heat Pump with Remote Outdoor Unit-Air-Source) | RD17AZ24AJ3N | ASPEN |  | D(A,C,E)36C24+TDR | R951V0603A17M4S | 20800 | 17.8 | 8.1 | 22600 | 17000 | 75.22% | 2 | 0 | 9.7 |  |  |  | No | R-410A | 1.7333 | Residential & Commercial | No
214392546 | Central HP <5.4 tons | RUUD | HRCU-A-CB (Split System: Heat Pump with Remote Outdoor Unit-Air-Source) | RD17AZ24AJ3N | ASPEN |  | D(A,C,E)36D24+TDR | R951V0603A17UHU | 20800 | 17.9 | 8.1 | 22400 | 17000 | 75.89% | 2 | 0 | 9.8 |  |  |  | No | R-410A | 1.7333 | Residential & Commercial | No
214392705 | Central HP <5.4 tons | RUUD | HRCU-A-CB (Split System: Heat Pump with Remote Outdoor Unit-Air-Source) | RD17AZ24AJ3N | ASPEN |  | D(A,C,E)36C24+TDR | U98MV0603A17UPS | 20800 | 18.8 | 8.1 | 22600 | 16900 | 74.78% | 2 | 0 | 9.7 |  |  |  | No | R-410A | 1.7333 | Residential & Commercial | No
214392722 | Central HP <5.4 tons | RUUD | HRCU-A-CB (Split System: Heat Pump with Remote Outdoor Unit-Air-Source) | RD17AZ24AJ3N | ASPEN |  | D(A,C,E)36D24+TDR | U98MV0703A17UPS | 21000 | 18.9 | 8.1 | 22600 | 16900 | 74.78% | 2 | 0 | 9.8 |  |  |  | No | R-410A | 1.75 | Residential & Commercial | No
214392168 | Central HP <5.4 tons | RUUD | HRCU-A-CB (Split System: Heat Pump with Remote Outdoor Unit-Air-Source) | RD17AZ24AJ3N | ASPEN |  | D(A,C,E)24D24+TDR | R801V0504A17UHS | 20400 | 17.7 | 8.1 | 22600 | 16900 | 74.78% | 2 | 0 | 9 |  |  |  | No | R-410A | 1.7 | Residential & Commercial | No
214392184 | Central HP <5.4 tons | RUUD | HRCU-A-CB (Split System: Heat Pump with Remote Outdoor Unit-Air-Source) | RD17AZ24AJ3N | ASPEN |  | D(A,C,E)24D24+TDR | R801V0504A17UHU | 20200 | 17.7 | 8.1 | 22400 | 17000 | 75.89% | 2 | 0 | 9 |  |  |  | No | R-410A | 1.6833 | Residential & Commercial | No
214392220 | Central HP <5.4 tons | RUUD | HRCU-A-CB (Split System: Heat Pump with Remote Outdoor Unit-Air-Source) | RD17AZ24AJ3N | ASPEN |  | D(A,C,E)30C24+TDR | R801V0754A17DZ | 20400 | 18.6 | 8.1 | 22600 | 16800 | 74.34% | 2.1 | 0 | 9 |  |  |  | No | R-410A | 1.7 | Residential & Commercial | No
214392253 | Central HP <5.4 tons | RUUD | HRCU-A-CB (Split System: Heat Pump with Remote Outdoor Unit-Air-Source) | RD17AZ24AJ3N | ASPEN |  | D(A,C,E)30D24+TDR | R801V0754A17UHS | 20800 | 18.8 | 8.1 | 22600 | 16800 | 74.34% | 2.1 | 0 | 9.7 |  |  |  | No | R-410A | 1.7333 | Residential & Commercial | No
214392369 | Central HP <5.4 tons | RUUD | HRCU-A-CB (Split System: Heat Pump with Remote Outdoor Unit-Air-Source) | RD17AZ24AJ3N | ASPEN |  | D(A,C,E)36C24+TDR | R802V0754A17DZ | 20800 | 18.8 | 8.1 | 22600 | 16800 | 74.34% | 2.1 | 0 | 9.7 |  |  |  | No | R-410A | 1.7333 | Residential & Commercial | No
216056894 | Central HP <5.4 tons | YORK | HRCU-A-CB (Split System: Heat Pump with Remote Outdoor Unit-Air-Source) | HH860E2S11 | ASPEN |  | C(A,C,D,E)60A3K+TDR | YP9C120D20MP13 | 33000 | 18 | 8.5 | 44500 | 33400 | 75.06% | 2 | 0 | 9.8 |  |  |  | No | R-454B | 2.75 | Residential & Commercial | No
214393926 | Central HP <5.4 tons | RUUD | HRCU-A-CB (Split System: Heat Pump with Remote Outdoor Unit-Air-Source) | RD17AZ36AJ3N | ASPEN |  | D(A,C,E)48D24+TDR | R951V0855A21M4S | 30800 | 17.6 | 8.1 | 34200 | 29600 | 86.55% | 1.9 | 0 | 9.6 |  |  |  | No | R-410A | 2.5667 | Residential & Commercial | No
212986528 | Central HP <5.4 tons | COMFORTMAKER | HRCU-A-CB (Split System: Heat Pump with Remote Outdoor Unit-Air-Source) | DLCURAH24ABK |  |  | EA*4X24L17A* | *96MSN0401712A* | 23000 | 15.5 | 8.5 | 27000 | 27200 | 100.7% | 2.3 | 0 | 9.5 |  |  |  | No | R-410A | 1.9167 | Residential & Commercial | No
213613593 | Central HP <5.4 tons | BRYANT HEATING AND COOLING SYSTEMS | HRCU-A-CB (Split System: Heat Pump with Remote Outdoor Unit-Air-Source) | 38MURAQ24AA3* | ASPEN |  | L(E,G)M36L4 |  | 24000 | 15.5 | 9 | 25400 | 22600 | 88.98% | 2.89 | 0 | 9 |  |  |  | No | R-410A | 2 | Residential & Commercial | No
213613577 | Central HP <5.4 tons | BRYANT HEATING AND COOLING SYSTEMS | HRCU-A-CB (Split System: Heat Pump with Remote Outdoor Unit-Air-Source) | 38MURAQ24AA3* | ASPEN |  | L(E,G)M24B4 |  | 22800 | 15.5 | 8.8 | 25400 | 22600 | 88.98% | 2.84 | 0 | 9.4 |  |  |  | No | R-410A | 1.9 | Residential & Commercial | No
214392386 | Central HP <5.4 tons | RUUD | HRCU-A-CB (Split System: Heat Pump with Remote Outdoor Unit-Air-Source) | RD17AZ24AJ3N | ASPEN |  | D(A,C,E)36D24+TDR | R802V0754A17UHN | 21000 | 18.9 | 8.1 | 22600 | 16800 | 74.34% | 2.1 | 0 | 9.8 |  |  |  | No | R-410A | 1.75 | Residential & Commercial | No
214392418 | Central HP <5.4 tons | RUUD | HRCU-A-CB (Split System: Heat Pump with Remote Outdoor Unit-Air-Source) | RD17AZ24AJ3N | ASPEN |  | D(A,C,E)36D24+TDR | R802V1004A17UHN | 21000 | 18.9 | 8.1 | 22600 | 16800 | 74.34% | 2.1 | 0 | 9.8 |  |  |  | No | R-410A | 1.75 | Residential & Commercial | No
214092886 | Central HP <5.4 tons | YORK | HRCU-A-CB (Split System: Heat Pump with Remote Outdoor Unit-Air-Source) | HMH72B341 | ASPEN |  | D(A,C,E)36A36+TDR | Y82E100C16LMPS1 | 31600 | 17.9 | 8.5 | 33200 | 27800 | 83.73% | 2.7 | 0 | 9.3 |  |  |  | No | R-410A | 2.6333 | Residential & Commercial | No
214092873 | Central HP <5.4 tons | YORK | HRCU-A-CB (Split System: Heat Pump with Remote Outdoor Unit-Air-Source) | HMH72B341 | ASPEN |  | D(A,C,E)48B36+TDR | Y81E120C16SMPS1 | 33600 | 18 | 8.2 | 32800 | 30000 | 91.46% | 2.76 | 0 | 9.5 |  |  |  | No | R-410A | 2.8 | Residential & Commercial | No
212383159 | Central HP <5.4 tons | DAY & NIGHT | HRCU-A-CB (Split System: Heat Pump with Remote Outdoor Unit-Air-Source) | DLCURAH36ABK |  |  | EA*4X36L21A* | *95ESU1002122A* | 36200 | 15.2 | 8.1 | 40000 | 35400 | 88.5% | 1.86 | 0 | 9.5 |  |  |  | No | R-410A | 3.0167 | Residential & Commercial | No
214392433 | Central HP <5.4 tons | RUUD | HRCU-A-CB (Split System: Heat Pump with Remote Outdoor Unit-Air-Source) | RD17AZ24AJ3N | ASPEN |  | D(A,C,E)36C24+TDR | R802V1004A17UHS | 20800 | 18.8 | 8.1 | 22600 | 16800 | 74.34% | 2.1 | 0 | 9.7 |  |  |  | No | R-410A | 1.7333 | Residential & Commercial | No
214392440 | Central HP <5.4 tons | RUUD | HRCU-A-CB (Split System: Heat Pump with Remote Outdoor Unit-Air-Source) | RD17AZ24AJ3N | ASPEN |  | D(A,C,E)24D24+TDR | R921V0403A17M4S | 20400 | 17.7 | 8.1 | 22600 | 16900 | 74.78% | 2 | 0 | 9 |  |  |  | No | R-410A | 1.7 | Residential & Commercial | No
214392524 | Central HP <5.4 tons | RUUD | HRCU-A-CB (Split System: Heat Pump with Remote Outdoor Unit-Air-Source) | RD17AZ24AJ3N | ASPEN |  | D(A,C,E)30C24+TDR | R951V0603A17M4S | 20400 | 17.7 | 8.1 | 22600 | 17000 | 75.22% | 2 | 0 | 9 |  |  |  | No | R-410A | 1.7 | Residential & Commercial | No
214392658 | Central HP <5.4 tons | RUUD | HRCU-A-CB (Split System: Heat Pump with Remote Outdoor Unit-Air-Source) | RD17AZ24AJ3N | ASPEN |  | D(A,C,E)36D24+TDR | U802VA075317Z | 21000 | 18.9 | 8.1 | 22600 | 16800 | 74.34% | 2.1 | 0 | 9.8 |  |  |  | No | R-410A | 1.75 | Residential & Commercial | No
214861395 | Central HP <5.4 tons | RUUD | HRCU-A-CB (Split System: Heat Pump with Remote Outdoor Unit-Air-Source) | RD17AZ60AJ3N | ADP |  | H,RE84960 | R951V0705A21M4S | 53000 | 17 | 8.1 | 52000 | 49000 | 94.23% | 1.75 | 0 | 9.5 |  |  |  | No | R-410A | 4.4167 | Residential & Commercial | No
214254932 | Central HP <5.4 tons | NAPOLEON | HRCU-A-CB (Split System: Heat Pump with Remote Outdoor Unit-Air-Source) | WSEHV2436RA1-N | ASPEN |  | C(A,C,D,E)36B44+TDR | WUV080T3AA | 35800 | 17 | 8.5 | 36600 | 32800 | 89.62% | 1.8 | 0 | 9.9 |  |  |  | No | R-410A | 2.9833 | Residential & Commercial | No
214303314 | Central HP <5.4 tons | NAPOLEON | HRCU-A-CB (Split System: Heat Pump with Remote Outdoor Unit-Air-Source) | WSEHV2436RA1-N | ASPEN |  | D(A,C,E)48B34+TDR | WUV070T3AA | 36000 | 17 | 8.3 | 36400 | 32800 | 90.11% | 1.8 | 0 | 9.9 |  |  |  | No | R-410A | 3 | Residential & Commercial | No
216011846 | Central HP <5.4 tons | COLEMAN | HRCU-A-CB (Split System: Heat Pump with Remote Outdoor Unit-Air-Source) | HMH72B341 | ADP |  | H,YE34936 | CP9C080C16MP13 | 32800 | 17 | 8.1 | 31800 | 23000 | 72.33% | 2.04 | 0 | 9.5 |  |  |  | No | R-410A | 2.7333 | Residential & Commercial | No
214092862 | Central HP <5.4 tons | YORK | HRCU-A-CB (Split System: Heat Pump with Remote Outdoor Unit-Air-Source) | HMH72B341 | ASPEN |  | D(A,C,E)36A36+TDR | Y81E100C20LMPS1 | 31600 | 17.5 | 8.5 | 33200 | 27400 | 82.53% | 2.71 | 0 | 9.3 |  |  |  | No | R-410A | 2.6333 | Residential & Commercial | No
214092871 | Central HP <5.4 tons | YORK | HRCU-A-CB (Split System: Heat Pump with Remote Outdoor Unit-Air-Source) | HMH72B341 | ASPEN |  | D(A,C,E)36A36+TDR | Y81E120C16SMPS1 | 33600 | 18 | 8.1 | 32600 | 30200 | 92.64% | 2.73 | 0 | 9.5 |  |  |  | No | R-410A | 2.8 | Residential & Commercial | No
214092887 | Central HP <5.4 tons | YORK | HRCU-A-CB (Split System: Heat Pump with Remote Outdoor Unit-Air-Source) | HMH72B341 | ASPEN |  | D(A,C,E)42A46+TDR | Y82E100C16LMPS1 | 32400 | 18 | 8.5 | 33400 | 28000 | 83.83% | 2.7 | 0 | 9.5 |  |  |  | No | R-410A | 2.7 | Residential & Commercial | No
213255508 | Central HP <5.4 tons | KINGHOME | HRCU-A-C (Split System: Heat Pump with Remote Outdoor Unit with No Indoor Fan --Air Source) | KU36UHO | ADP |  | *E34936 |  | 31600 | 15.2 | 8.5 | 32400 | 23600 | 72.84% | 1.8 | 0 | 9 |  |  |  | No | R-410A | 2.6333 | Residential & Commercial | No
213255510 | Central HP <5.4 tons | KINGHOME | HRCU-A-C (Split System: Heat Pump with Remote Outdoor Unit with No Indoor Fan --Air Source) | KU60UHO | ADP |  | *G52960 |  | 50500 | 15.2 | 8.5 | 51000 | 36800 | 72.16% | 1.8 | 0 | 9.5 |  |  |  | No | R-410A | 4.2083 | Residential & Commercial | No
213885824 | Central HP <5.4 tons | HEIL | HRCU-A-CB (Split System: Heat Pump with Remote Outdoor Unit-Air-Source) | HVH860GKA2* | ASPEN |  | AE(D,N,U)+CM60A34+TDR |  | 56500 | 17.5 | 8.5 | 60000 | 48500 | 80.83% | 2.72 | 0 | 9 |  |  |  | No | R-410A | 4.7083 | Residential & Commercial | No
212383333 | Central HP <5.4 tons | DAY & NIGHT | HRCU-A-CB (Split System: Heat Pump with Remote Outdoor Unit-Air-Source) | DLCURAH36ABK |  |  | EA*4X36L21A* | *92ESN0801716A* | 35200 | 16 | 8.1 | 39000 | 35200 | 90.26% | 1.82 | 0 | 9.5 |  |  |  | No | R-410A | 2.9333 | Residential & Commercial | No
214392130 | Central HP <5.4 tons | RUUD | HRCU-A-CB (Split System: Heat Pump with Remote Outdoor Unit-Air-Source) | RD17AZ24AJ3N | ASPEN |  | D(A,C,E)36D24+TDR | R801V0503A14DZ | 21000 | 18.9 | 8.1 | 22600 | 16800 | 74.34% | 2 | 0 | 9.8 |  |  |  | No | R-410A | 1.75 | Residential & Commercial | No
214392173 | Central HP <5.4 tons | RUUD | HRCU-A-CB (Split System: Heat Pump with Remote Outdoor Unit-Air-Source) | RD17AZ24AJ3N | ASPEN |  | D(A,C,E)30D24+TDR | R801V0504A17UHS | 20800 | 17.8 | 8.1 | 22600 | 16900 | 74.78% | 2 | 0 | 9.7 |  |  |  | No | R-410A | 1.7333 | Residential & Commercial | No
214392225 | Central HP <5.4 tons | RUUD | HRCU-A-CB (Split System: Heat Pump with Remote Outdoor Unit-Air-Source) | RD17AZ24AJ3N | ASPEN |  | D(A,C,E)36C24+TDR | R801V0754A17DZ | 20800 | 18.8 | 8.1 | 22600 | 16800 | 74.34% | 2.1 | 0 | 9.7 |  |  |  | No | R-410A | 1.7333 | Residential & Commercial | No
214392232 | Central HP <5.4 tons | RUUD | HRCU-A-CB (Split System: Heat Pump with Remote Outdoor Unit-Air-Source) | RD17AZ24AJ3N | ASPEN |  | D(A,C,E)24D24+TDR | R801V0754A17UHN | 20400 | 18.6 | 8.1 | 22600 | 16800 | 74.34% | 2.1 | 0 | 9 |  |  |  | No | R-410A | 1.7 | Residential & Commercial | No
214092893 | Central HP <5.4 tons | YORK | HRCU-A-CB (Split System: Heat Pump with Remote Outdoor Unit-Air-Source) | HMH72B341 | ASPEN |  | D(A,C,E)42A46+TDR | Y82E120C20LMPS1 | 32400 | 18.5 | 8.5 | 33400 | 28000 | 83.83% | 2.7 | 0 | 9.5 |  |  |  | No | R-410A | 2.7 | Residential & Commercial | No
214092895 | Central HP <5.4 tons | YORK | HRCU-A-CB (Split System: Heat Pump with Remote Outdoor Unit-Air-Source) | HMH72B341 | ASPEN |  | D(A,C,E)42A46+TDR | YP9C060B12MP13 | 32600 | 17.5 | 8.1 | 34000 | 27800 | 81.76% | 2.63 | 0 | 9.5 |  |  |  | No | R-410A | 2.7167 | Residential & Commercial | No
214092857 | Central HP <5.4 tons | YORK | HRCU-A-CB (Split System: Heat Pump with Remote Outdoor Unit-Air-Source) | HMH72B341 | ASPEN |  | D(A,C,E)42A46+TDR | Y81E100C16LMPS1 | 32400 | 18 | 8.5 | 33400 | 28400 | 85.03% | 2.7 | 0 | 9.5 |  |  |  | No | R-410A | 2.7 | Residential & Commercial | No
214092876 | Central HP <5.4 tons | YORK | HRCU-A-CB (Split System: Heat Pump with Remote Outdoor Unit-Air-Source) | HMH72B341 | ASPEN |  | D(A,C,E)48B36+TDR | Y81E120C20LMPS1 | 32600 | 17.5 | 8.5 | 34000 | 28000 | 82.35% | 2.66 | 0 | 9.5 |  |  |  | No | R-410A | 2.7167 | Residential & Commercial | No
213281567 | Central HP <5.4 tons | YORK | HRCU-A-CB (Split System: Heat Pump with Remote Outdoor Unit-Air-Source) | HMH72B361 | ASPEN |  | C(A,C,D,E)42D24+TDR | Y81E100C16SMPS1 | 33000 | 17.5 | 8.1 | 36000 | 25400 | 70.56% | 2.65 | 0 | 8 |  |  |  | No | R-410A | 2.75 | Residential & Commercial | No
213281586 | Central HP <5.4 tons | YORK | HRCU-A-CB (Split System: Heat Pump with Remote Outdoor Unit-Air-Source) | HMH72B361 | ASPEN |  | D(A,C,E)48B44+TDR | Y81E120C16SMPS1 | 34000 | 17.5 | 8.1 | 36000 | 25400 | 70.56% | 2.65 | 0 | 8.5 |  |  |  | No | R-410A | 2.8333 | Residential & Commercial | No
214392257 | Central HP <5.4 tons | RUUD | HRCU-A-CB (Split System: Heat Pump with Remote Outdoor Unit-Air-Source) | RD17AZ24AJ3N | ASPEN |  | D(A,C,E)36C24+TDR | R801V0754A17UHS | 20800 | 18.8 | 8.1 | 22600 | 16800 | 74.34% | 2.1 | 0 | 9.7 |  |  |  | No | R-410A | 1.7333 | Residential & Commercial | No
214392273 | Central HP <5.4 tons | RUUD | HRCU-A-CB (Split System: Heat Pump with Remote Outdoor Unit-Air-Source) | RD17AZ24AJ3N | ASPEN |  | D(A,C,E)36C24+TDR | R801V1004A17UH | 20800 | 18.8 | 8.1 | 22600 | 16800 | 74.34% | 2.1 | 0 | 9.7 |  |  |  | No | R-410A | 1.7333 | Residential & Commercial | No
214229227 | Central HP <5.4 tons | COMFORTMAKER | HRCU-A-CB (Split System: Heat Pump with Remote Outdoor Unit-Air-Source) | DLCURAH30ABK |  |  | EA*4X36L17A* | *80MSU0601716A* | 29400 | 15.2 | 8.1 | 34000 | 27800 | 81.76% | 1.76 | 0 | 9 |  |  |  | No | R-410A | 2.45 | Residential & Commercial | No
212985292 | Central HP <5.4 tons | COMFORTMAKER | HRCU-A-CB (Split System: Heat Pump with Remote Outdoor Unit-Air-Source) | DLCURAH30ABK |  |  | EA*4X42L24A* | *92MSN1002120A* | 30200 | 15.2 | 8.1 | 34200 | 27400 | 80.12% | 1.8 | 0 | 9 |  |  |  | No | R-410A | 2.5167 | Residential & Commercial | No
214392289 | Central HP <5.4 tons | RUUD | HRCU-A-CB (Split System: Heat Pump with Remote Outdoor Unit-Air-Source) | RD17AZ24AJ3N | ASPEN |  | D(A,C,E)36C24+TDR | R802V0503A14DZ | 20800 | 18.8 | 8.1 | 22600 | 16800 | 74.34% | 2 | 0 | 9.7 |  |  |  | No | R-410A | 1.7333 | Residential & Commercial | No
214392332 | Central HP <5.4 tons | RUUD | HRCU-A-CB (Split System: Heat Pump with Remote Outdoor Unit-Air-Source) | RD17AZ24AJ3N | ASPEN |  | D(A,C,E)30C24+TDR | R802V0504A17UHN | 20400 | 17.7 | 8.1 | 22600 | 16900 | 74.78% | 2 | 0 | 9 |  |  |  | No | R-410A | 1.7 | Residential & Commercial | No
214392348 | Central HP <5.4 tons | RUUD | HRCU-A-CB (Split System: Heat Pump with Remote Outdoor Unit-Air-Source) | RD17AZ24AJ3N | ASPEN |  | D(A,C,E)30C24+TDR | R802V0504A17UHS | 20400 | 17.7 | 8.1 | 22600 | 16900 | 74.78% | 2 | 0 | 9 |  |  |  | No | R-410A | 1.7 | Residential & Commercial | No
214392400 | Central HP <5.4 tons | RUUD | HRCU-A-CB (Split System: Heat Pump with Remote Outdoor Unit-Air-Source) | RD17AZ24AJ3N | ASPEN |  | D(A,C,E)36B24+TDR | R802V0754A17UHS | 20400 | 18.6 | 8.1 | 22600 | 16800 | 74.34% | 2.1 | 0 | 9 |  |  |  | No | R-410A | 1.7 | Residential & Commercial | No
214392464 | Central HP <5.4 tons | RUUD | HRCU-A-CB (Split System: Heat Pump with Remote Outdoor Unit-Air-Source) | RD17AZ24AJ3N | ASPEN |  | D(A,C,E)36B24+TDR | R921V0603A17M4S | 20400 | 17.7 | 8.1 | 22600 | 17000 | 75.22% | 2 | 0 | 9 |  |  |  | No | R-410A | 1.7 | Residential & Commercial | No
214392493 | Central HP <5.4 tons | RUUD | HRCU-A-CB (Split System: Heat Pump with Remote Outdoor Unit-Air-Source) | RD17AZ24AJ3N | ASPEN |  | D(A,C,E)30D24+TDR | R951V0403A17M4S | 20800 | 17.8 | 8.1 | 22600 | 16900 | 74.78% | 2 | 0 | 9.7 |  |  |  | No | R-410A | 1.7333 | Residential & Commercial | No
214392498 | Central HP <5.4 tons | RUUD | HRCU-A-CB (Split System: Heat Pump with Remote Outdoor Unit-Air-Source) | RD17AZ24AJ3N | ASPEN |  | D(A,C,E)36D24+TDR | R951V0403A17M4S | 21000 | 17.9 | 8.1 | 22600 | 16900 | 74.78% | 2 | 0 | 9.8 |  |  |  | No | R-410A | 1.75 | Residential & Commercial | No
214392568 | Central HP <5.4 tons | RUUD | HRCU-A-CB (Split System: Heat Pump with Remote Outdoor Unit-Air-Source) | RD17AZ24AJ3N | ASPEN |  | D(A,C,E)24D24+TDR | R962V0403A17M4S | 20400 | 17.7 | 8.1 | 22600 | 16900 | 74.78% | 2 | 0 | 9 |  |  |  | No | R-410A | 1.7 | Residential & Commercial | No
214392616 | Central HP <5.4 tons | RUUD | HRCU-A-CB (Split System: Heat Pump with Remote Outdoor Unit-Air-Source) | RD17AZ24AJ3N | ASPEN |  | D(A,C,E)24D24+TDR | U802VA050317M | 20400 | 18.6 | 8.1 | 22600 | 16900 | 74.78% | 2 | 0 | 9 |  |  |  | No | R-410A | 1.7 | Residential & Commercial | No
214392657 | Central HP <5.4 tons | RUUD | HRCU-A-CB (Split System: Heat Pump with Remote Outdoor Unit-Air-Source) | RD17AZ24AJ3N | ASPEN |  | D(A,C,E)36C24+TDR | U802VA075317Z | 20800 | 18.8 | 8.1 | 22600 | 16800 | 74.34% | 2.1 | 0 | 9.7 |  |  |  | No | R-410A | 1.7333 | Residential & Commercial | No
214392641 | Central HP <5.4 tons | RUUD | HRCU-A-CB (Split System: Heat Pump with Remote Outdoor Unit-Air-Source) | RD17AZ24AJ3N | ASPEN |  | D(A,C,E)36C24+TDR | U802VA075317M | 20800 | 18.8 | 8.1 | 22600 | 16800 | 74.34% | 2.1 | 0 | 9.7 |  |  |  | No | R-410A | 1.7333 | Residential & Commercial | No
214392716 | Central HP <5.4 tons | RUUD | HRCU-A-CB (Split System: Heat Pump with Remote Outdoor Unit-Air-Source) | RD17AZ24AJ3N | ASPEN |  | D(A,C,E)30C24+TDR | U98MV0703A17UPS | 20400 | 18.6 | 8.1 | 22600 | 16900 | 74.78% | 2 | 0 | 9 |  |  |  | No | R-410A | 1.7 | Residential & Commercial | No
214392172 | Central HP <5.4 tons | RUUD | HRCU-A-CB (Split System: Heat Pump with Remote Outdoor Unit-Air-Source) | RD17AZ24AJ3N | ASPEN |  | D(A,C,E)30C24+TDR | R801V0504A17UHS | 20400 | 17.7 | 8.1 | 22600 | 16900 | 74.78% | 2 | 0 | 9 |  |  |  | No | R-410A | 1.7 | Residential & Commercial | No
214392192 | Central HP <5.4 tons | RUUD | HRCU-A-CB (Split System: Heat Pump with Remote Outdoor Unit-Air-Source) | RD17AZ24AJ3N | ASPEN |  | D(A,C,E)36B24+TDR | R801V0504A17UHU | 20200 | 17.7 | 8.1 | 22400 | 17000 | 75.89% | 2 | 0 | 9 |  |  |  | No | R-410A | 1.6833 | Residential & Commercial | No
214392306 | Central HP <5.4 tons | RUUD | HRCU-A-CB (Split System: Heat Pump with Remote Outdoor Unit-Air-Source) | RD17AZ24AJ3N | ASPEN |  | D(A,C,E)36D24+TDR | R802V0503A14UHN | 21000 | 17.9 | 8.1 | 22600 | 16900 | 74.78% | 2 | 0 | 9.8 |  |  |  | No | R-410A | 1.75 | Residential & Commercial | No
214392424 | Central HP <5.4 tons | RUUD | HRCU-A-CB (Split System: Heat Pump with Remote Outdoor Unit-Air-Source) | RD17AZ24AJ3N | ASPEN |  | D(A,C,E)24D24+TDR | R802V1004A17UHS | 20400 | 18.6 | 8.1 | 22600 | 16800 | 74.34% | 2.1 | 0 | 9 |  |  |  | No | R-410A | 1.7 | Residential & Commercial | No
214392481 | Central HP <5.4 tons | RUUD | HRCU-A-CB (Split System: Heat Pump with Remote Outdoor Unit-Air-Source) | RD17AZ24AJ3N | ASPEN |  | D(A,C,E)36C24+TDR | R921V0703A17M4S | 20800 | 17.8 | 8.1 | 22600 | 16900 | 74.78% | 2 | 0 | 9.7 |  |  |  | No | R-410A | 1.7333 | Residential & Commercial | No
214092867 | Central HP <5.4 tons | YORK | HRCU-A-CB (Split System: Heat Pump with Remote Outdoor Unit-Air-Source) | HMH72B341 | ASPEN |  | D(A,C,E)48B36+TDR | Y81E100C20SMPS1 | 32600 | 17.5 | 8.5 | 33400 | 27600 | 82.63% | 2.7 | 0 | 9.5 |  |  |  | No | R-410A | 2.7167 | Residential & Commercial | No
214092917 | Central HP <5.4 tons | YORK | HRCU-A-CB (Split System: Heat Pump with Remote Outdoor Unit-Air-Source) | HMH72B341 | ASPEN |  | D(A,C,E)42A46+TDR | YPLC120C20MP13 | 31800 | 16.5 | 8.5 | 32400 | 27800 | 85.8% | 2.69 | 0 | 8.9 |  |  |  | No | R-410A | 2.65 | Residential & Commercial | No
212989063 | Central HP <5.4 tons | DAY & NIGHT | HRCU-A-CB (Split System: Heat Pump with Remote Outdoor Unit-Air-Source) | DLCURAH30ABK |  |  | EA*4X43L21A* | *95MSU0601716A* | 30600 | 15.2 | 8.5 | 33600 | 26400 | 78.57% | 1.86 | 0 | 9 |  |  |  | No | R-410A | 2.55 | Residential & Commercial | No
214392540 | Central HP <5.4 tons | RUUD | HRCU-A-CB (Split System: Heat Pump with Remote Outdoor Unit-Air-Source) | RD17AZ24AJ3N | ASPEN |  | D(A,C,E)30C24+TDR | R951V0603A17UHU | 20200 | 17.7 | 8.1 | 22400 | 17000 | 75.89% | 2 | 0 | 9 |  |  |  | No | R-410A | 1.6833 | Residential & Commercial | No
214392576 | Central HP <5.4 tons | RUUD | HRCU-A-CB (Split System: Heat Pump with Remote Outdoor Unit-Air-Source) | RD17AZ24AJ3N | ASPEN |  | D(A,C,E)36B24+TDR | R962V0403A17M4S | 20400 | 17.7 | 8.1 | 22600 | 16900 | 74.78% | 2 | 0 | 9 |  |  |  | No | R-410A | 1.7 | Residential & Commercial | No
214392124 | Central HP <5.4 tons | RUUD | HRCU-A-CB (Split System: Heat Pump with Remote Outdoor Unit-Air-Source) | RD17AZ24AJ3N | ASPEN |  | D(A,C,E)30C24+TDR | R801V0503A14DZ | 20400 | 18.6 | 8.1 | 22600 | 16800 | 74.34% | 2 | 0 | 9 |  |  |  | No | R-410A | 1.7 | Residential & Commercial | No
213255514 | Central HP <5.4 tons | KINGHOME | HRCU-A-C (Split System: Heat Pump with Remote Outdoor Unit with No Indoor Fan --Air Source) | KU36UHO | ADP |  | *E36936 |  | 32000 | 15.2 | 8.5 | 32400 | 23600 | 72.84% | 1.8 | 0 | 9.5 |  |  |  | No | R-410A | 2.6667 | Residential & Commercial | No
212383294 | Central HP <5.4 tons | DAY & NIGHT | HRCU-A-CB (Split System: Heat Pump with Remote Outdoor Unit-Air-Source) | DLCURAH36ABK |  |  | EA*4X36L21A* | *80ES(N,L)0901714A* | 35600 | 15.5 | 8.1 | 39500 | 35200 | 89.11% | 1.84 | 0 | 9.5 |  |  |  | No | R-410A | 2.9667 | Residential & Commercial | No
213369605 | Central HP <5.4 tons | KINGHOME | HRCU-A-C (Split System: Heat Pump with Remote Outdoor Unit with No Indoor Fan --Air Source) | KU36UHO | ADP |  | *G34936+TD |  | 31600 | 15.2 | 8.5 | 32400 | 23600 | 72.84% | 1.8 | 0 | 9 |  |  |  | No | R-410A | 2.6333 | Residential & Commercial | No
215792888 | Central HP <5.4 tons | BRYANT HEATING AND COOLING SYSTEMS | HRCU-A-CB (Split System: Heat Pump with Remote Outdoor Unit-Air-Source) | 38MURAQ36AB3* | ADP |  | CDP36C15P | 926TC48060V17*** | 34600 | 15.2 | 8.5 | 36800 | 34600 | 94.02% | 1.94 | 0 | 9.5 |  |  |  | No | R-410A | 2.8833 | Residential & Commercial | No
213296201 | Central HP <5.4 tons | YORK | HRCU-A-CB (Split System: Heat Pump with Remote Outdoor Unit-Air-Source) | HMH72B341 | ASPEN |  | C(A,C,D,E)36A44+TDR | TM8E100B12MP11 | 32200 | 18 | 8.5 | 33800 | 27400 | 81.07% | 2.63 | 0 | 9.9 |  |  |  | No | R-410A | 2.6833 | Residential & Commercial | No
214392140 | Central HP <5.4 tons | RUUD | HRCU-A-CB (Split System: Heat Pump with Remote Outdoor Unit-Air-Source) | RD17AZ24AJ3N | ASPEN |  | D(A,C,E)30C24+TDR | R801V0503A14UH | 20400 | 17.7 | 8.1 | 22600 | 16900 | 74.78% | 2 | 0 | 9 |  |  |  | No | R-410A | 1.7 | Residential & Commercial | No
214392156 | Central HP <5.4 tons | RUUD | HRCU-A-CB (Split System: Heat Pump with Remote Outdoor Unit-Air-Source) | RD17AZ24AJ3N | ASPEN |  | D(A,C,E)30C24+TDR | R801V0504A17UHN | 20400 | 17.7 | 8.1 | 22600 | 16900 | 74.78% | 2 | 0 | 9 |  |  |  | No | R-410A | 1.7 | Residential & Commercial | No
214392141 | Central HP <5.4 tons | RUUD | HRCU-A-CB (Split System: Heat Pump with Remote Outdoor Unit-Air-Source) | RD17AZ24AJ3N | ASPEN |  | D(A,C,E)30D24+TDR | R801V0503A14UH | 20800 | 17.8 | 8.1 | 22600 | 16900 | 74.78% | 2 | 0 | 9.7 |  |  |  | No | R-410A | 1.7333 | Residential & Commercial | No
214392189 | Central HP <5.4 tons | RUUD | HRCU-A-CB (Split System: Heat Pump with Remote Outdoor Unit-Air-Source) | RD17AZ24AJ3N | ASPEN |  | D(A,C,E)30D24+TDR | R801V0504A17UHU | 20600 | 17.8 | 8.1 | 22400 | 17000 | 75.89% | 2 | 0 | 9.7 |  |  |  | No | R-410A | 1.7167 | Residential & Commercial | No
214394639 | Central HP <5.4 tons | RUUD | HRCU-A-CB (Split System: Heat Pump with Remote Outdoor Unit-Air-Source) | RD17AZ60AJ3N | ASPEN |  | D(A,C,E)60D34+TDR | R801V0755A21UHN | 52000 | 17.8 | 8.1 | 54000 | 49500 | 91.67% | 1.75 | 0 | 9.8 |  |  |  | No | R-410A | 4.3333 | Residential & Commercial | No
214394648 | Central HP <5.4 tons | RUUD | HRCU-A-CB (Split System: Heat Pump with Remote Outdoor Unit-Air-Source) | RD17AZ60AJ3N | ASPEN |  | D(A,C,E)60D44+TDR | R801V1005A21DZ | 52000 | 17.9 | 8.1 | 53500 | 49000 | 91.59% | 1.75 | 0 | 9.8 |  |  |  | No | R-410A | 4.3333 | Residential & Commercial | No
214392264 | Central HP <5.4 tons | RUUD | HRCU-A-CB (Split System: Heat Pump with Remote Outdoor Unit-Air-Source) | RD17AZ24AJ3N | ASPEN |  | D(A,C,E)24D24+TDR | R801V1004A17UH | 20400 | 18.6 | 8.1 | 22600 | 16800 | 74.34% | 2.1 | 0 | 9 |  |  |  | No | R-410A | 1.7 | Residential & Commercial | No
214392280 | Central HP <5.4 tons | RUUD | HRCU-A-CB (Split System: Heat Pump with Remote Outdoor Unit-Air-Source) | RD17AZ24AJ3N | ASPEN |  | D(A,C,E)24D24+TDR | R802V0503A14DZ | 20400 | 18.6 | 8.1 | 22600 | 16800 | 74.34% | 2 | 0 | 9 |  |  |  | No | R-410A | 1.7 | Residential & Commercial | No
213311610 | Central HP <5.4 tons | CARRIER | HRCU-A-CB (Split System: Heat Pump with Remote Outdoor Unit-Air-Source) | 38MURAQ36AB3* | ADP |  | C36A***L139+CBPE4B* |  | 36000 | 16 | 8.1 | 36800 | 34400 | 93.48% | 2 | 0 | 9.5 |  |  |  | No | R-410A | 3 | Residential & Commercial | No
213265612 | Central HP <5.4 tons | Cooper&Hunter | HRCU-A-CB (Split System: Heat Pump with Remote Outdoor Unit-Air-Source) | CH-NHPR60LCU-230VO |  |  | CH-60AHU-W |  | 55000 | 15.5 | 9.2 | 60000 | 53500 | 89.17% | 1.96 | 9 | 9 |  |  |  | No | R-410A | 4.5833 | Residential & Commercial | No
214394671 | Central HP <5.4 tons | RUUD | HRCU-A-CB (Split System: Heat Pump with Remote Outdoor Unit-Air-Source) | RD17AZ60AJ3N | ASPEN |  | D(A,C,E)60D34+TDR | R801V1505A24UH | 52000 | 17.8 | 8.1 | 53500 | 49000 | 91.59% | 1.75 | 0 | 9.8 |  |  |  | No | R-410A | 4.3333 | Residential & Commercial | No
214394680 | Central HP <5.4 tons | RUUD | HRCU-A-CB (Split System: Heat Pump with Remote Outdoor Unit-Air-Source) | RD17AZ60AJ3N | ASPEN |  | D(A,C,E)60D44+TDR | R802V0755A21UHN | 52000 | 17.9 | 8.1 | 54000 | 49500 | 91.67% | 1.75 | 0 | 9.8 |  |  |  | No | R-410A | 4.3333 | Residential & Commercial | No
211246029 | Central HP <5.4 tons | Cooper&Hunter | HRCU-A-CB (Split System: Heat Pump with Remote Outdoor Unit-Air-Source) | CH-NHPR60LCU-230VO |  |  | CH-60AHU |  | 55000 | 15.5 | 9.2 | 60000 | 53500 | 89.17% | 1.96 | 9 | 9 |  |  |  | No | R-410A | 4.5833 | Residential & Commercial | No
214392448 | Central HP <5.4 tons | RUUD | HRCU-A-CB (Split System: Heat Pump with Remote Outdoor Unit-Air-Source) | RD17AZ24AJ3N | ASPEN |  | D(A,C,E)36B24+TDR | R921V0403A17M4S | 20400 | 17.7 | 8.1 | 22600 | 16900 | 74.78% | 2 | 0 | 9 |  |  |  | No | R-410A | 1.7 | Residential & Commercial | No
214392482 | Central HP <5.4 tons | RUUD | HRCU-A-CB (Split System: Heat Pump with Remote Outdoor Unit-Air-Source) | RD17AZ24AJ3N | ASPEN |  | D(A,C,E)36D24+TDR | R921V0703A17M4S | 21000 | 17.9 | 8.1 | 22600 | 16900 | 74.78% | 2 | 0 | 9.8 |  |  |  | No | R-410A | 1.75 | Residential & Commercial | No
214392557 | Central HP <5.4 tons | RUUD | HRCU-A-CB (Split System: Heat Pump with Remote Outdoor Unit-Air-Source) | RD17AZ24AJ3N | ASPEN |  | D(A,C,E)30D24+TDR | R951V0703A17M4S | 20800 | 17.8 | 8.1 | 22600 | 16900 | 74.78% | 2 | 0 | 9.7 |  |  |  | No | R-410A | 1.7333 | Residential & Commercial | No
214392632 | Central HP <5.4 tons | RUUD | HRCU-A-CB (Split System: Heat Pump with Remote Outdoor Unit-Air-Source) | RD17AZ24AJ3N | ASPEN |  | D(A,C,E)24D24+TDR | U802VA075317M | 20400 | 18.6 | 8.1 | 22600 | 16800 | 74.34% | 2.1 | 0 | 9 |  |  |  | No | R-410A | 1.7 | Residential & Commercial | No
214392242 | Central HP <5.4 tons | RUUD | HRCU-A-CB (Split System: Heat Pump with Remote Outdoor Unit-Air-Source) | RD17AZ24AJ3N | ASPEN |  | D(A,C,E)36D24+TDR | R801V0754A17UHN | 21000 | 18.9 | 8.1 | 22600 | 16800 | 74.34% | 2.1 | 0 | 9.8 |  |  |  | No | R-410A | 1.75 | Residential & Commercial | No
214392317 | Central HP <5.4 tons | RUUD | HRCU-A-CB (Split System: Heat Pump with Remote Outdoor Unit-Air-Source) | RD17AZ24AJ3N | ASPEN |  | D(A,C,E)30D24+TDR | R802V0503A14UHS | 20800 | 17.8 | 8.1 | 22600 | 16900 | 74.78% | 2 | 0 | 9.7 |  |  |  | No | R-410A | 1.7333 | Residential & Commercial | No
214392322 | Central HP <5.4 tons | RUUD | HRCU-A-CB (Split System: Heat Pump with Remote Outdoor Unit-Air-Source) | RD17AZ24AJ3N | ASPEN |  | D(A,C,E)36D24+TDR | R802V0503A14UHS | 21000 | 17.9 | 8.1 | 22600 | 16900 | 74.78% | 2 | 0 | 9.8 |  |  |  | No | R-410A | 1.75 | Residential & Commercial | No
214392392 | Central HP <5.4 tons | RUUD | HRCU-A-CB (Split System: Heat Pump with Remote Outdoor Unit-Air-Source) | RD17AZ24AJ3N | ASPEN |  | D(A,C,E)24D24+TDR | R802V0754A17UHS | 20400 | 18.6 | 8.1 | 22600 | 16800 | 74.34% | 2.1 | 0 | 9 |  |  |  | No | R-410A | 1.7 | Residential & Commercial | No
214392417 | Central HP <5.4 tons | RUUD | HRCU-A-CB (Split System: Heat Pump with Remote Outdoor Unit-Air-Source) | RD17AZ24AJ3N | ASPEN |  | D(A,C,E)36C24+TDR | R802V1004A17UHN | 20800 | 18.8 | 8.1 | 22600 | 16800 | 74.34% | 2.1 | 0 | 9.7 |  |  |  | No | R-410A | 1.7333 | Residential & Commercial | No
214394038 | Central HP <5.4 tons | RUUD | HRCU-A-CB (Split System: Heat Pump with Remote Outdoor Unit-Air-Source) | RD17AZ36AJ3N | ASPEN |  | D(A,C,E)48D24+TDR | R962V0603A17M4S | 30800 | 17.6 | 8.1 | 34200 | 29800 | 87.13% | 1.9 | 0 | 9.6 |  |  |  | No | R-410A | 2.5667 | Residential & Commercial | No
214392456 | Central HP <5.4 tons | RUUD | HRCU-A-CB (Split System: Heat Pump with Remote Outdoor Unit-Air-Source) | RD17AZ24AJ3N | ASPEN |  | D(A,C,E)24D24+TDR | R921V0603A17M4S | 20400 | 17.7 | 8.1 | 22600 | 17000 | 75.22% | 2 | 0 | 9 |  |  |  | No | R-410A | 1.7 | Residential & Commercial | No
214392476 | Central HP <5.4 tons | RUUD | HRCU-A-CB (Split System: Heat Pump with Remote Outdoor Unit-Air-Source) | RD17AZ24AJ3N | ASPEN |  | D(A,C,E)30C24+TDR | R921V0703A17M4S | 20400 | 17.7 | 8.1 | 22600 | 16900 | 74.78% | 2 | 0 | 9 |  |  |  | No | R-410A | 1.7 | Residential & Commercial | No
214392610 | Central HP <5.4 tons | RUUD | HRCU-A-CB (Split System: Heat Pump with Remote Outdoor Unit-Air-Source) | RD17AZ24AJ3N | ASPEN |  | D(A,C,E)36D24+TDR | R962V0703A17M4S | 21000 | 17.9 | 8.1 | 22600 | 16900 | 74.78% | 2 | 0 | 9.8 |  |  |  | No | R-410A | 1.75 | Residential & Commercial | No
214392624 | Central HP <5.4 tons | RUUD | HRCU-A-CB (Split System: Heat Pump with Remote Outdoor Unit-Air-Source) | RD17AZ24AJ3N | ASPEN |  | D(A,C,E)36B24+TDR | U802VA050317M | 20400 | 18.6 | 8.1 | 22600 | 16900 | 74.78% | 2 | 0 | 9 |  |  |  | No | R-410A | 1.7 | Residential & Commercial | No
214392674 | Central HP <5.4 tons | RUUD | HRCU-A-CB (Split System: Heat Pump with Remote Outdoor Unit-Air-Source) | RD17AZ24AJ3N | ASPEN |  | D(A,C,E)36D24+TDR | U97MV0603A17DHS | 21000 | 18.9 | 8.1 | 22600 | 16900 | 74.78% | 2 | 0 | 9.8 |  |  |  | No | R-410A | 1.75 | Residential & Commercial | No
214394270 | Central HP <5.4 tons | RUUD | HRCU-A-CB (Split System: Heat Pump with Remote Outdoor Unit-Air-Source) | RD17AZ36AJ3N | ASPEN |  | D(A,C,E)48D24+TDR | U802VA075317Z | 30800 | 17.6 | 8.1 | 34200 | 29600 | 86.55% | 1.9 | 0 | 9.6 |  |  |  | No | R-410A | 2.5667 | Residential & Commercial | No
214394707 | Central HP <5.4 tons | RUUD | HRCU-A-CB (Split System: Heat Pump with Remote Outdoor Unit-Air-Source) | RD17AZ60AJ3N | ASPEN |  | D(A,C,E)60D34+TDR | R802V1255A24UHS | 52000 | 17.8 | 8.1 | 53500 | 49000 | 91.59% | 1.75 | 0 | 9.8 |  |  |  | No | R-410A | 4.3333 | Residential & Commercial | No
214394712 | Central HP <5.4 tons | RUUD | HRCU-A-CB (Split System: Heat Pump with Remote Outdoor Unit-Air-Source) | RD17AZ60AJ3N | ASPEN |  | D(A,C,E)60D44+TDR | R802V1505A24UHN | 52000 | 17.9 | 8.1 | 53500 | 49000 | 91.59% | 1.75 | 0 | 9.8 |  |  |  | No | R-410A | 4.3333 | Residential & Commercial | No
214394721 | Central HP <5.4 tons | RUUD | HRCU-A-CB (Split System: Heat Pump with Remote Outdoor Unit-Air-Source) | RD17AZ60AJ3N | ASPEN |  | D(A,C,E)60D34+TDR | R921V0855A21M4S | 51500 | 16.9 | 8.1 | 54000 | 49500 | 91.67% | 1.75 | 0 | 9.8 |  |  |  | No | R-410A | 4.2917 | Residential & Commercial | No
214392810 | Central HP <5.4 tons | RUUD | HRCU-A-CB (Split System: Heat Pump with Remote Outdoor Unit-Air-Source) | RD17AZ36AJ3N | ASPEN |  | D(A,C,E)48D24+TDR | R801V0504A17UHU | 30800 | 17.6 | 8.1 | 34200 | 29800 | 87.13% | 1.9 | 0 | 9.6 |  |  |  | No | R-410A | 2.5667 | Residential & Commercial | No
214392750 | Central HP <5.4 tons | RUUD | HRCU-A-CB (Split System: Heat Pump with Remote Outdoor Unit-Air-Source) | RD17AZ36AJ3N | ASPEN |  | D(A,C,E)48D24+TDR | R801V0504A17UHN | 30800 | 17.6 | 8.1 | 34200 | 29800 | 87.13% | 1.9 | 0 | 9.6 |  |  |  | No | R-410A | 2.5667 | Residential & Commercial | No
214392320 | Central HP <5.4 tons | RUUD | HRCU-A-CB (Split System: Heat Pump with Remote Outdoor Unit-Air-Source) | RD17AZ24AJ3N | ASPEN |  | D(A,C,E)36B24+TDR | R802V0503A14UHS | 20400 | 17.7 | 8.1 | 22600 | 16900 | 74.78% | 2 | 0 | 9 |  |  |  | No | R-410A | 1.7 | Residential & Commercial | No
214392385 | Central HP <5.4 tons | RUUD | HRCU-A-CB (Split System: Heat Pump with Remote Outdoor Unit-Air-Source) | RD17AZ24AJ3N | ASPEN |  | D(A,C,E)36C24+TDR | R802V0754A17UHN | 20800 | 18.8 | 8.1 | 22600 | 16800 | 74.34% | 2.1 | 0 | 9.7 |  |  |  | No | R-410A | 1.7333 | Residential & Commercial | No
214392520 | Central HP <5.4 tons | RUUD | HRCU-A-CB (Split System: Heat Pump with Remote Outdoor Unit-Air-Source) | RD17AZ24AJ3N | ASPEN |  | D(A,C,E)24D24+TDR | R951V0603A17M4S | 20400 | 17.7 | 8.1 | 22600 | 17000 | 75.22% | 2 | 0 | 9 |  |  |  | No | R-410A | 1.7 | Residential & Commercial | No
214392536 | Central HP <5.4 tons | RUUD | HRCU-A-CB (Split System: Heat Pump with Remote Outdoor Unit-Air-Source) | RD17AZ24AJ3N | ASPEN |  | D(A,C,E)24D24+TDR | R951V0603A17UHU | 20200 | 17.7 | 8.1 | 22400 | 17000 | 75.89% | 2 | 0 | 9 |  |  |  | No | R-410A | 1.6833 | Residential & Commercial | No
214392572 | Central HP <5.4 tons | RUUD | HRCU-A-CB (Split System: Heat Pump with Remote Outdoor Unit-Air-Source) | RD17AZ24AJ3N | ASPEN |  | D(A,C,E)30C24+TDR | R962V0403A17M4S | 20400 | 17.7 | 8.1 | 22600 | 16900 | 74.78% | 2 | 0 | 9 |  |  |  | No | R-410A | 1.7 | Residential & Commercial | No
214392589 | Central HP <5.4 tons | RUUD | HRCU-A-CB (Split System: Heat Pump with Remote Outdoor Unit-Air-Source) | RD17AZ24AJ3N | ASPEN |  | D(A,C,E)30D24+TDR | R962V0603A17M4S | 20800 | 17.8 | 8.1 | 22600 | 17000 | 75.22% | 2 | 0 | 9.7 |  |  |  | No | R-410A | 1.7333 | Residential & Commercial | No
214392604 | Central HP <5.4 tons | RUUD | HRCU-A-CB (Split System: Heat Pump with Remote Outdoor Unit-Air-Source) | RD17AZ24AJ3N | ASPEN |  | D(A,C,E)30C24+TDR | R962V0703A17M4S | 20400 | 17.7 | 8.1 | 22600 | 16900 | 74.78% | 2 | 0 | 9 |  |  |  | No | R-410A | 1.7 | Residential & Commercial | No
214392620 | Central HP <5.4 tons | RUUD | HRCU-A-CB (Split System: Heat Pump with Remote Outdoor Unit-Air-Source) | RD17AZ24AJ3N | ASPEN |  | D(A,C,E)30C24+TDR | U802VA050317M | 20400 | 18.6 | 8.1 | 22600 | 16900 | 74.78% | 2 | 0 | 9 |  |  |  | No | R-410A | 1.7 | Residential & Commercial | No
214392672 | Central HP <5.4 tons | RUUD | HRCU-A-CB (Split System: Heat Pump with Remote Outdoor Unit-Air-Source) | RD17AZ24AJ3N | ASPEN |  | D(A,C,E)36B24+TDR | U97MV0603A17DHS | 20400 | 18.6 | 8.1 | 22600 | 16900 | 74.78% | 2 | 0 | 9 |  |  |  | No | R-410A | 1.7 | Residential & Commercial | No
214394640 | Central HP <5.4 tons | RUUD | HRCU-A-CB (Split System: Heat Pump with Remote Outdoor Unit-Air-Source) | RD17AZ60AJ3N | ASPEN |  | D(A,C,E)60D44+TDR | R801V0755A21UHN | 52000 | 17.9 | 8.1 | 54000 | 49500 | 91.67% | 1.75 | 0 | 9.8 |  |  |  | No | R-410A | 4.3333 | Residential & Commercial | No
214394652 | Central HP <5.4 tons | RUUD | HRCU-A-CB (Split System: Heat Pump with Remote Outdoor Unit-Air-Source) | RD17AZ60AJ3N | ASPEN |  | D(A,C,E)60D44+TDR | R801V1005A21UHN | 52000 | 17.9 | 8.1 | 53500 | 49000 | 91.59% | 1.75 | 0 | 9.8 |  |  |  | No | R-410A | 4.3333 | Residential & Commercial | No
214394683 | Central HP <5.4 tons | RUUD | HRCU-A-CB (Split System: Heat Pump with Remote Outdoor Unit-Air-Source) | RD17AZ60AJ3N | ASPEN |  | D(A,C,E)60D34+TDR | R802V0755A21UHS | 52000 | 17.8 | 8.1 | 54000 | 49500 | 91.67% | 1.75 | 0 | 9.8 |  |  |  | No | R-410A | 4.3333 | Residential & Commercial | No
214394684 | Central HP <5.4 tons | RUUD | HRCU-A-CB (Split System: Heat Pump with Remote Outdoor Unit-Air-Source) | RD17AZ60AJ3N | ASPEN |  | D(A,C,E)60D44+TDR | R802V0755A21UHS | 52000 | 17.9 | 8.1 | 54000 | 49500 | 91.67% | 1.75 | 0 | 9.8 |  |  |  | No | R-410A | 4.3333 | Residential & Commercial | No
214394700 | Central HP <5.4 tons | RUUD | HRCU-A-CB (Split System: Heat Pump with Remote Outdoor Unit-Air-Source) | RD17AZ60AJ3N | ASPEN |  | D(A,C,E)60D44+TDR | R802V1255A24DZ | 52000 | 17.9 | 8.1 | 53500 | 49000 | 91.59% | 1.75 | 0 | 9.8 |  |  |  | No | R-410A | 4.3333 | Residential & Commercial | No
214392240 | Central HP <5.4 tons | RUUD | HRCU-A-CB (Split System: Heat Pump with Remote Outdoor Unit-Air-Source) | RD17AZ24AJ3N | ASPEN |  | D(A,C,E)36B24+TDR | R801V0754A17UHN | 20400 | 18.6 | 8.1 | 22600 | 16800 | 74.34% | 2.1 | 0 | 9 |  |  |  | No | R-410A | 1.7 | Residential & Commercial | No
214392449 | Central HP <5.4 tons | RUUD | HRCU-A-CB (Split System: Heat Pump with Remote Outdoor Unit-Air-Source) | RD17AZ24AJ3N | ASPEN |  | D(A,C,E)36C24+TDR | R921V0403A17M4S | 20800 | 17.8 | 8.1 | 22600 | 16900 | 74.78% | 2 | 0 | 9.7 |  |  |  | No | R-410A | 1.7333 | Residential & Commercial | No
214392465 | Central HP <5.4 tons | RUUD | HRCU-A-CB (Split System: Heat Pump with Remote Outdoor Unit-Air-Source) | RD17AZ24AJ3N | ASPEN |  | D(A,C,E)36C24+TDR | R921V0603A17M4S | 20800 | 17.8 | 8.1 | 22600 | 17000 | 75.22% | 2 | 0 | 9.7 |  |  |  | No | R-410A | 1.7333 | Residential & Commercial | No
214392492 | Central HP <5.4 tons | RUUD | HRCU-A-CB (Split System: Heat Pump with Remote Outdoor Unit-Air-Source) | RD17AZ24AJ3N | ASPEN |  | D(A,C,E)30C24+TDR | R951V0403A17M4S | 20400 | 17.7 | 8.1 | 22600 | 16900 | 74.78% | 2 | 0 | 9 |  |  |  | No | R-410A | 1.7 | Residential & Commercial | No
214392608 | Central HP <5.4 tons | RUUD | HRCU-A-CB (Split System: Heat Pump with Remote Outdoor Unit-Air-Source) | RD17AZ24AJ3N | ASPEN |  | D(A,C,E)36B24+TDR | R962V0703A17M4S | 20400 | 17.7 | 8.1 | 22600 | 16900 | 74.78% | 2 | 0 | 9 |  |  |  | No | R-410A | 1.7 | Residential & Commercial | No
214392626 | Central HP <5.4 tons | RUUD | HRCU-A-CB (Split System: Heat Pump with Remote Outdoor Unit-Air-Source) | RD17AZ24AJ3N | ASPEN |  | D(A,C,E)36D24+TDR | U802VA050317M | 21000 | 18.9 | 8.1 | 22600 | 16900 | 74.78% | 2 | 0 | 9.8 |  |  |  | No | R-410A | 1.75 | Residential & Commercial | No
214392252 | Central HP <5.4 tons | RUUD | HRCU-A-CB (Split System: Heat Pump with Remote Outdoor Unit-Air-Source) | RD17AZ24AJ3N | ASPEN |  | D(A,C,E)30C24+TDR | R801V0754A17UHS | 20400 | 18.6 | 8.1 | 22600 | 16800 | 74.34% | 2.1 | 0 | 9 |  |  |  | No | R-410A | 1.7 | Residential & Commercial | No
214392288 | Central HP <5.4 tons | RUUD | HRCU-A-CB (Split System: Heat Pump with Remote Outdoor Unit-Air-Source) | RD17AZ24AJ3N | ASPEN |  | D(A,C,E)36B24+TDR | R802V0503A14DZ | 20400 | 18.6 | 8.1 | 22600 | 16800 | 74.34% | 2 | 0 | 9 |  |  |  | No | R-410A | 1.7 | Residential & Commercial | No
214392304 | Central HP <5.4 tons | RUUD | HRCU-A-CB (Split System: Heat Pump with Remote Outdoor Unit-Air-Source) | RD17AZ24AJ3N | ASPEN |  | D(A,C,E)36B24+TDR | R802V0503A14UHN | 20400 | 17.7 | 8.1 | 22600 | 16900 | 74.78% | 2 | 0 | 9 |  |  |  | No | R-410A | 1.7 | Residential & Commercial | No
214392305 | Central HP <5.4 tons | RUUD | HRCU-A-CB (Split System: Heat Pump with Remote Outdoor Unit-Air-Source) | RD17AZ24AJ3N | ASPEN |  | D(A,C,E)36C24+TDR | R802V0503A14UHN | 20800 | 17.8 | 8.1 | 22600 | 16900 | 74.78% | 2 | 0 | 9.7 |  |  |  | No | R-410A | 1.7333 | Residential & Commercial | No
214392337 | Central HP <5.4 tons | RUUD | HRCU-A-CB (Split System: Heat Pump with Remote Outdoor Unit-Air-Source) | RD17AZ24AJ3N | ASPEN |  | D(A,C,E)36C24+TDR | R802V0504A17UHN | 20800 | 17.8 | 8.1 | 22600 | 16900 | 74.78% | 2 | 0 | 9.7 |  |  |  | No | R-410A | 1.7333 | Residential & Commercial | No
214393620 | Central HP <5.4 tons | RUUD | HRCU-A-CB (Split System: Heat Pump with Remote Outdoor Unit-Air-Source) | RD17AZ36AJ3N | ASPEN |  | D(A,C,E)48D24+TDR | R921V0603A17M4S | 30800 | 17.6 | 8.1 | 34200 | 29800 | 87.13% | 1.9 | 0 | 9.6 |  |  |  | No | R-410A | 2.5667 | Residential & Commercial | No
214630431 | Central HP <5.4 tons | CARRIER | HRCU-A-CB (Split System: Heat Pump with Remote Outdoor Unit-Air-Source) | 25VNA825A*032* | ADP |  | PL36H***P449 | 59TN6C040C14**10 | 23200 | 15.2 | 8.1 | 20000 | 16600 | 83% | 1.96 | 0 | 9.5 |  |  |  | No | R-410A | 1.9333 | Residential & Commercial | No
214394655 | Central HP <5.4 tons | RUUD | HRCU-A-CB (Split System: Heat Pump with Remote Outdoor Unit-Air-Source) | RD17AZ60AJ3N | ASPEN |  | D(A,C,E)60D34+TDR | R801V1005A21UHS | 52000 | 17.8 | 8.1 | 53500 | 49000 | 91.59% | 1.75 | 0 | 9.8 |  |  |  | No | R-410A | 4.3333 | Residential & Commercial | No
214394664 | Central HP <5.4 tons | RUUD | HRCU-A-CB (Split System: Heat Pump with Remote Outdoor Unit-Air-Source) | RD17AZ60AJ3N | ASPEN |  | D(A,C,E)60D44+TDR | R801V1255A24DZ | 52000 | 17.9 | 8.1 | 53500 | 49000 | 91.59% | 1.75 | 0 | 9.8 |  |  |  | No | R-410A | 4.3333 | Residential & Commercial | No
214394696 | Central HP <5.4 tons | RUUD | HRCU-A-CB (Split System: Heat Pump with Remote Outdoor Unit-Air-Source) | RD17AZ60AJ3N | ASPEN |  | D(A,C,E)60D44+TDR | R802V1005A21UHS | 52000 | 17.9 | 8.1 | 53500 | 49000 | 91.59% | 1.75 | 0 | 9.8 |  |  |  | No | R-410A | 4.3333 | Residential & Commercial | No
214392352 | Central HP <5.4 tons | RUUD | HRCU-A-CB (Split System: Heat Pump with Remote Outdoor Unit-Air-Source) | RD17AZ24AJ3N | ASPEN |  | D(A,C,E)36B24+TDR | R802V0504A17UHS | 20400 | 17.7 | 8.1 | 22600 | 16900 | 74.78% | 2 | 0 | 9 |  |  |  | No | R-410A | 1.7 | Residential & Commercial | No
214392368 | Central HP <5.4 tons | RUUD | HRCU-A-CB (Split System: Heat Pump with Remote Outdoor Unit-Air-Source) | RD17AZ24AJ3N | ASPEN |  | D(A,C,E)36B24+TDR | R802V0754A17DZ | 20400 | 18.6 | 8.1 | 22600 | 16800 | 74.34% | 2.1 | 0 | 9 |  |  |  | No | R-410A | 1.7 | Residential & Commercial | No
214392370 | Central HP <5.4 tons | RUUD | HRCU-A-CB (Split System: Heat Pump with Remote Outdoor Unit-Air-Source) | RD17AZ24AJ3N | ASPEN |  | D(A,C,E)36D24+TDR | R802V0754A17DZ | 21000 | 18.9 | 8.1 | 22600 | 16800 | 74.34% | 2.1 | 0 | 9.8 |  |  |  | No | R-410A | 1.75 | Residential & Commercial | No
212982667 | Central HP <5.4 tons | HEIL | HRCU-A-CB (Split System: Heat Pump with Remote Outdoor Unit-Air-Source) | DLCURAH30ABK |  |  | EA*4X43L21A* | *80MSU0601716A* | 30800 | 15.2 | 8.5 | 33000 | 26200 | 79.39% | 1.86 | 0 | 9 |  |  |  | No | R-410A | 2.5667 | Residential & Commercial | No
214392256 | Central HP <5.4 tons | RUUD | HRCU-A-CB (Split System: Heat Pump with Remote Outdoor Unit-Air-Source) | RD17AZ24AJ3N | ASPEN |  | D(A,C,E)36B24+TDR | R801V0754A17UHS | 20400 | 18.6 | 8.1 | 22600 | 16800 | 74.34% | 2.1 | 0 | 9 |  |  |  | No | R-410A | 1.7 | Residential & Commercial | No
214392333 | Central HP <5.4 tons | RUUD | HRCU-A-CB (Split System: Heat Pump with Remote Outdoor Unit-Air-Source) | RD17AZ24AJ3N | ASPEN |  | D(A,C,E)30D24+TDR | R802V0504A17UHN | 20800 | 17.8 | 8.1 | 22600 | 16900 | 74.78% | 2 | 0 | 9.7 |  |  |  | No | R-410A | 1.7333 | Residential & Commercial | No
214392349 | Central HP <5.4 tons | RUUD | HRCU-A-CB (Split System: Heat Pump with Remote Outdoor Unit-Air-Source) | RD17AZ24AJ3N | ASPEN |  | D(A,C,E)30D24+TDR | R802V0504A17UHS | 20800 | 17.8 | 8.1 | 22600 | 16900 | 74.78% | 2 | 0 | 9.7 |  |  |  | No | R-410A | 1.7333 | Residential & Commercial | No
214392376 | Central HP <5.4 tons | RUUD | HRCU-A-CB (Split System: Heat Pump with Remote Outdoor Unit-Air-Source) | RD17AZ24AJ3N | ASPEN |  | D(A,C,E)24D24+TDR | R802V0754A17UHN | 20400 | 18.6 | 8.1 | 22600 | 16800 | 74.34% | 2.1 | 0 | 9 |  |  |  | No | R-410A | 1.7 | Residential & Commercial | No
214392381 | Central HP <5.4 tons | RUUD | HRCU-A-CB (Split System: Heat Pump with Remote Outdoor Unit-Air-Source) | RD17AZ24AJ3N | ASPEN |  | D(A,C,E)30D24+TDR | R802V0754A17UHN | 20800 | 18.8 | 8.1 | 22600 | 16800 | 74.34% | 2.1 | 0 | 9.7 |  |  |  | No | R-410A | 1.7333 | Residential & Commercial | No
214392397 | Central HP <5.4 tons | RUUD | HRCU-A-CB (Split System: Heat Pump with Remote Outdoor Unit-Air-Source) | RD17AZ24AJ3N | ASPEN |  | D(A,C,E)30D24+TDR | R802V0754A17UHS | 20800 | 18.8 | 8.1 | 22600 | 16800 | 74.34% | 2.1 | 0 | 9.7 |  |  |  | No | R-410A | 1.7333 | Residential & Commercial | No
214392508 | Central HP <5.4 tons | RUUD | HRCU-A-CB (Split System: Heat Pump with Remote Outdoor Unit-Air-Source) | RD17AZ24AJ3N | ASPEN |  | D(A,C,E)30C24+TDR | R951V0403A17UHU | 20200 | 17.7 | 8.1 | 22400 | 17100 | 76.34% | 2 | 0 | 9 |  |  |  | No | R-410A | 1.6833 | Residential & Commercial | No
214392556 | Central HP <5.4 tons | RUUD | HRCU-A-CB (Split System: Heat Pump with Remote Outdoor Unit-Air-Source) | RD17AZ24AJ3N | ASPEN |  | D(A,C,E)30C24+TDR | R951V0703A17M4S | 20400 | 17.7 | 8.1 | 22600 | 16900 | 74.78% | 2 | 0 | 9 |  |  |  | No | R-410A | 1.7 | Residential & Commercial | No
212544205 | Central HP <5.4 tons | DAY & NIGHT | HRCU-A-CB (Split System: Heat Pump with Remote Outdoor Unit-Air-Source) | DLCURAH30ABK | ADP |  | FG80936 | *80ESU0401712A* | 30400 | 15.2 | 8.1 | 32600 | 26600 | 81.6% | 1.8 | 0 | 9 |  |  |  | No | R-410A | 2.5333 | Residential & Commercial | No
214392592 | Central HP <5.4 tons | RUUD | HRCU-A-CB (Split System: Heat Pump with Remote Outdoor Unit-Air-Source) | RD17AZ24AJ3N | ASPEN |  | D(A,C,E)36B24+TDR | R962V0603A17M4S | 20400 | 17.7 | 8.1 | 22600 | 17000 | 75.22% | 2 | 0 | 9 |  |  |  | No | R-410A | 1.7 | Residential & Commercial | No
214392640 | Central HP <5.4 tons | RUUD | HRCU-A-CB (Split System: Heat Pump with Remote Outdoor Unit-Air-Source) | RD17AZ24AJ3N | ASPEN |  | D(A,C,E)36B24+TDR | U802VA075317M | 20400 | 18.6 | 8.1 | 22600 | 16800 | 74.34% | 2.1 | 0 | 9 |  |  |  | No | R-410A | 1.7 | Residential & Commercial | No
214392673 | Central HP <5.4 tons | RUUD | HRCU-A-CB (Split System: Heat Pump with Remote Outdoor Unit-Air-Source) | RD17AZ24AJ3N | ASPEN |  | D(A,C,E)36C24+TDR | U97MV0603A17DHS | 20800 | 18.8 | 8.1 | 22600 | 16900 | 74.78% | 2 | 0 | 9.7 |  |  |  | No | R-410A | 1.7333 | Residential & Commercial | No
214392125 | Central HP <5.4 tons | RUUD | HRCU-A-CB (Split System: Heat Pump with Remote Outdoor Unit-Air-Source) | RD17AZ24AJ3N | ASPEN |  | D(A,C,E)30D24+TDR | R801V0503A14DZ | 20800 | 18.8 | 8.1 | 22600 | 16800 | 74.34% | 2 | 0 | 9.7 |  |  |  | No | R-410A | 1.7333 | Residential & Commercial | No
214392205 | Central HP <5.4 tons | RUUD | HRCU-A-CB (Split System: Heat Pump with Remote Outdoor Unit-Air-Source) | RD17AZ24AJ3N | ASPEN |  | D(A,C,E)30D24+TDR | R801V0704A17UHU | 20800 | 17.8 | 8.1 | 22600 | 16900 | 74.78% | 2 | 0 | 9.7 |  |  |  | No | R-410A | 1.7333 | Residential & Commercial | No
214392216 | Central HP <5.4 tons | RUUD | HRCU-A-CB (Split System: Heat Pump with Remote Outdoor Unit-Air-Source) | RD17AZ24AJ3N | ASPEN |  | D(A,C,E)24D24+TDR | R801V0754A17DZ | 20400 | 18.6 | 8.1 | 22600 | 16800 | 74.34% | 2.1 | 0 | 9 |  |  |  | No | R-410A | 1.7 | Residential & Commercial | No
214392284 | Central HP <5.4 tons | RUUD | HRCU-A-CB (Split System: Heat Pump with Remote Outdoor Unit-Air-Source) | RD17AZ24AJ3N | ASPEN |  | D(A,C,E)30C24+TDR | R802V0503A14DZ | 20400 | 18.6 | 8.1 | 22600 | 16800 | 74.34% | 2 | 0 | 9 |  |  |  | No | R-410A | 1.7 | Residential & Commercial | No
214392300 | Central HP <5.4 tons | RUUD | HRCU-A-CB (Split System: Heat Pump with Remote Outdoor Unit-Air-Source) | RD17AZ24AJ3N | ASPEN |  | D(A,C,E)30C24+TDR | R802V0503A14UHN | 20400 | 17.7 | 8.1 | 22600 | 16900 | 74.78% | 2 | 0 | 9 |  |  |  | No | R-410A | 1.7 | Residential & Commercial | No
214392509 | Central HP <5.4 tons | RUUD | HRCU-A-CB (Split System: Heat Pump with Remote Outdoor Unit-Air-Source) | RD17AZ24AJ3N | ASPEN |  | D(A,C,E)30D24+TDR | R951V0403A17UHU | 20600 | 17.8 | 8.1 | 22400 | 17100 | 76.34% | 2 | 0 | 9.7 |  |  |  | No | R-410A | 1.7167 | Residential & Commercial | No
214392514 | Central HP <5.4 tons | RUUD | HRCU-A-CB (Split System: Heat Pump with Remote Outdoor Unit-Air-Source) | RD17AZ24AJ3N | ASPEN |  | D(A,C,E)36D24+TDR | R951V0403A17UHU | 20800 | 17.9 | 8.1 | 22400 | 17100 | 76.34% | 2 | 0 | 9.8 |  |  |  | No | R-410A | 1.7333 | Residential & Commercial | No
214392573 | Central HP <5.4 tons | RUUD | HRCU-A-CB (Split System: Heat Pump with Remote Outdoor Unit-Air-Source) | RD17AZ24AJ3N | ASPEN |  | D(A,C,E)30D24+TDR | R962V0403A17M4S | 20800 | 17.8 | 8.1 | 22600 | 16900 | 74.78% | 2 | 0 | 9.7 |  |  |  | No | R-410A | 1.7333 | Residential & Commercial | No
214392593 | Central HP <5.4 tons | RUUD | HRCU-A-CB (Split System: Heat Pump with Remote Outdoor Unit-Air-Source) | RD17AZ24AJ3N | ASPEN |  | D(A,C,E)36C24+TDR | R962V0603A17M4S | 20800 | 17.8 | 8.1 | 22600 | 17000 | 75.22% | 2 | 0 | 9.7 |  |  |  | No | R-410A | 1.7333 | Residential & Commercial | No
214320257 | Central HP <5.4 tons | RUUD | HRCU-A-CB (Split System: Heat Pump with Remote Outdoor Unit-Air-Source) | RD17AZ36AJ3N | ADP |  | PL36H175P389 | U98MV0603A17UPS | 33200 | 18 | 8.1 | 32600 | 29400 | 90.18% | 1.9 | 0 | 9.5 |  |  |  | No | R-410A | 2.7667 | Residential & Commercial | No
214394748 | Central HP <5.4 tons | RUUD | HRCU-A-CB (Split System: Heat Pump with Remote Outdoor Unit-Air-Source) | RD17AZ60AJ3N | ASPEN |  | D(A,C,E)60D44+TDR | R951V1155A24M4S | 52000 | 17.9 | 8.1 | 54000 | 49000 | 90.74% | 1.75 | 0 | 9.8 |  |  |  | No | R-410A | 4.3333 | Residential & Commercial | No
214394773 | Central HP <5.4 tons | RUUD | HRCU-A-CB (Split System: Heat Pump with Remote Outdoor Unit-Air-Source) | RD17AZ60AJ3N | ASPEN |  | D(A,C,E)60D34+TDR | U802VA125524Z | 52000 | 17.8 | 8.1 | 53500 | 49000 | 91.59% | 1.75 | 0 | 9.8 |  |  |  | No | R-410A | 4.3333 | Residential & Commercial | No
214394644 | Central HP <5.4 tons | RUUD | HRCU-A-CB (Split System: Heat Pump with Remote Outdoor Unit-Air-Source) | RD17AZ60AJ3N | ASPEN |  | D(A,C,E)60D44+TDR | R801V0755A21UHS | 52000 | 17.9 | 8.1 | 54000 | 49500 | 91.67% | 1.75 | 0 | 9.8 |  |  |  | No | R-410A | 4.3333 | Residential & Commercial | No
214394659 | Central HP <5.4 tons | RUUD | HRCU-A-CB (Split System: Heat Pump with Remote Outdoor Unit-Air-Source) | RD17AZ60AJ3N | ASPEN |  | D(A,C,E)60D34+TDR | R801V1005A21UHU | 52000 | 17.8 | 8.1 | 54000 | 49000 | 90.74% | 1.75 | 0 | 9.8 |  |  |  | No | R-410A | 4.3333 | Residential & Commercial | No
214394739 | Central HP <5.4 tons | RUUD | HRCU-A-CB (Split System: Heat Pump with Remote Outdoor Unit-Air-Source) | RD17AZ60AJ3N | ASPEN |  | D(A,C,E)60D34+TDR | R951V1005A21M4S | 51500 | 17.8 | 8.1 | 54000 | 49500 | 91.67% | 1.75 | 0 | 9.8 |  |  |  | No | R-410A | 4.2917 | Residential & Commercial | No
214392690 | Central HP <5.4 tons | RUUD | HRCU-A-CB (Split System: Heat Pump with Remote Outdoor Unit-Air-Source) | RD17AZ24AJ3N | ASPEN |  | D(A,C,E)36D24+TDR | U97MV0703A17DHS | 21000 | 18.9 | 8.1 | 22600 | 16900 | 74.78% | 2 | 0 | 9.8 |  |  |  | No | R-410A | 1.75 | Residential & Commercial | No
214392128 | Central HP <5.4 tons | RUUD | HRCU-A-CB (Split System: Heat Pump with Remote Outdoor Unit-Air-Source) | RD17AZ24AJ3N | ASPEN |  | D(A,C,E)36B24+TDR | R801V0503A14DZ | 20400 | 18.6 | 8.1 | 22600 | 16800 | 74.34% | 2 | 0 | 9 |  |  |  | No | R-410A | 1.7 | Residential & Commercial | No
214392146 | Central HP <5.4 tons | RUUD | HRCU-A-CB (Split System: Heat Pump with Remote Outdoor Unit-Air-Source) | RD17AZ24AJ3N | ASPEN |  | D(A,C,E)36D24+TDR | R801V0503A14UH | 21000 | 17.9 | 8.1 | 22600 | 16900 | 74.78% | 2 | 0 | 9.8 |  |  |  | No | R-410A | 1.75 | Residential & Commercial | No
214392178 | Central HP <5.4 tons | RUUD | HRCU-A-CB (Split System: Heat Pump with Remote Outdoor Unit-Air-Source) | RD17AZ24AJ3N | ASPEN |  | D(A,C,E)36D24+TDR | R801V0504A17UHS | 21000 | 17.9 | 8.1 | 22600 | 16900 | 74.78% | 2 | 0 | 9.8 |  |  |  | No | R-410A | 1.75 | Residential & Commercial | No
214392296 | Central HP <5.4 tons | RUUD | HRCU-A-CB (Split System: Heat Pump with Remote Outdoor Unit-Air-Source) | RD17AZ24AJ3N | ASPEN |  | D(A,C,E)24D24+TDR | R802V0503A14UHN | 20400 | 17.7 | 8.1 | 22600 | 16900 | 74.78% | 2 | 0 | 9 |  |  |  | No | R-410A | 1.7 | Residential & Commercial | No
214392328 | Central HP <5.4 tons | RUUD | HRCU-A-CB (Split System: Heat Pump with Remote Outdoor Unit-Air-Source) | RD17AZ24AJ3N | ASPEN |  | D(A,C,E)24D24+TDR | R802V0504A17UHN | 20400 | 17.7 | 8.1 | 22600 | 16900 | 74.78% | 2 | 0 | 9 |  |  |  | No | R-410A | 1.7 | Residential & Commercial | No
214392344 | Central HP <5.4 tons | RUUD | HRCU-A-CB (Split System: Heat Pump with Remote Outdoor Unit-Air-Source) | RD17AZ24AJ3N | ASPEN |  | D(A,C,E)24D24+TDR | R802V0504A17UHS | 20400 | 17.7 | 8.1 | 22600 | 16900 | 74.78% | 2 | 0 | 9 |  |  |  | No | R-410A | 1.7 | Residential & Commercial | No
214392380 | Central HP <5.4 tons | RUUD | HRCU-A-CB (Split System: Heat Pump with Remote Outdoor Unit-Air-Source) | RD17AZ24AJ3N | ASPEN |  | D(A,C,E)30C24+TDR | R802V0754A17UHN | 20400 | 18.6 | 8.1 | 22600 | 16800 | 74.34% | 2.1 | 0 | 9 |  |  |  | No | R-410A | 1.7 | Residential & Commercial | No
214392429 | Central HP <5.4 tons | RUUD | HRCU-A-CB (Split System: Heat Pump with Remote Outdoor Unit-Air-Source) | RD17AZ24AJ3N | ASPEN |  | D(A,C,E)30D24+TDR | R802V1004A17UHS | 20800 | 18.8 | 8.1 | 22600 | 16800 | 74.34% | 2.1 | 0 | 9.7 |  |  |  | No | R-410A | 1.7333 | Residential & Commercial | No
214392460 | Central HP <5.4 tons | RUUD | HRCU-A-CB (Split System: Heat Pump with Remote Outdoor Unit-Air-Source) | RD17AZ24AJ3N | ASPEN |  | D(A,C,E)30C24+TDR | R921V0603A17M4S | 20400 | 17.7 | 8.1 | 22600 | 17000 | 75.22% | 2 | 0 | 9 |  |  |  | No | R-410A | 1.7 | Residential & Commercial | No
214392577 | Central HP <5.4 tons | RUUD | HRCU-A-CB (Split System: Heat Pump with Remote Outdoor Unit-Air-Source) | RD17AZ24AJ3N | ASPEN |  | D(A,C,E)36C24+TDR | R962V0403A17M4S | 20800 | 17.8 | 8.1 | 22600 | 16900 | 74.78% | 2 | 0 | 9.7 |  |  |  | No | R-410A | 1.7333 | Residential & Commercial | No
214392578 | Central HP <5.4 tons | RUUD | HRCU-A-CB (Split System: Heat Pump with Remote Outdoor Unit-Air-Source) | RD17AZ24AJ3N | ASPEN |  | D(A,C,E)36D24+TDR | R962V0403A17M4S | 21000 | 17.9 | 8.1 | 22600 | 16900 | 74.78% | 2 | 0 | 9.8 |  |  |  | No | R-410A | 1.75 | Residential & Commercial | No
214392594 | Central HP <5.4 tons | RUUD | HRCU-A-CB (Split System: Heat Pump with Remote Outdoor Unit-Air-Source) | RD17AZ24AJ3N | ASPEN |  | D(A,C,E)36D24+TDR | R962V0603A17M4S | 21000 | 17.9 | 8.1 | 22600 | 17000 | 75.22% | 2 | 0 | 9.8 |  |  |  | No | R-410A | 1.75 | Residential & Commercial | No
214392642 | Central HP <5.4 tons | RUUD | HRCU-A-CB (Split System: Heat Pump with Remote Outdoor Unit-Air-Source) | RD17AZ24AJ3N | ASPEN |  | D(A,C,E)36D24+TDR | U802VA075317M | 21000 | 18.9 | 8.1 | 22600 | 16800 | 74.34% | 2.1 | 0 | 9.8 |  |  |  | No | R-410A | 1.75 | Residential & Commercial | No
213738364 | Central HP <5.4 tons | DAY & NIGHT | HRCU-A-CB (Split System: Heat Pump with Remote Outdoor Unit-Air-Source) | DLCURAH30ABK | ADP |  | FG80936 | *80MSU0401712A* | 29800 | 15.2 | 8.1 | 32200 | 27200 | 84.47% | 1.8 | 0 | 9 |  |  |  | No | R-410A | 2.4833 | Residential & Commercial | No
213738523 | Central HP <5.4 tons | DAY & NIGHT | HRCU-A-CB (Split System: Heat Pump with Remote Outdoor Unit-Air-Source) | DLCURAH36ABK | ADP |  | FG32936 | *92MSN0601412A* | 34800 | 15.2 | 8.1 | 36800 | 34800 | 94.57% | 1.82 | 0 | 9.5 |  |  |  | No | R-410A | 2.9 | Residential & Commercial | No
213738550 | Central HP <5.4 tons | DAY & NIGHT | HRCU-A-CB (Split System: Heat Pump with Remote Outdoor Unit-Air-Source) | DLCURAH36ABK | ADP |  | FG35936 | *95MSU0401712A* | 34600 | 15.2 | 8.5 | 36800 | 34600 | 94.02% | 2.04 | 0 | 9.5 |  |  |  | No | R-410A | 2.8833 | Residential & Commercial | No
214394630 | Central HP <5.4 tons | RUUD | HRCU-A-CB (Split System: Heat Pump with Remote Outdoor Unit-Air-Source) | RD17AZ36AJ3N | ASPEN |  | D(A,C,E)48D24+TDR | U98MV1005A21UPS | 30800 | 17.6 | 8.1 | 34200 | 29600 | 86.55% | 1.9 | 0 | 9.6 |  |  |  | No | R-410A | 2.5667 | Residential & Commercial | No
214394540 | Central HP <5.4 tons | RUUD | HRCU-A-CB (Split System: Heat Pump with Remote Outdoor Unit-Air-Source) | RD17AZ36AJ3N | ASPEN |  | D(A,C,E)48D24+TDR | U98MV0603A17UPS | 30800 | 17.6 | 8.1 | 34200 | 29800 | 87.13% | 1.9 | 0 | 9.6 |  |  |  | No | R-410A | 2.5667 | Residential & Commercial | No
214393260 | Central HP <5.4 tons | RUUD | HRCU-A-CB (Split System: Heat Pump with Remote Outdoor Unit-Air-Source) | RD17AZ36AJ3N | ASPEN |  | D(A,C,E)48D24+TDR | R802V0754A17DZ | 30800 | 17.6 | 8.1 | 34200 | 29600 | 86.55% | 1.9 | 0 | 9.6 |  |  |  | No | R-410A | 2.5667 | Residential & Commercial | No
214393754 | Central HP <5.4 tons | RUUD | HRCU-A-CB (Split System: Heat Pump with Remote Outdoor Unit-Air-Source) | RD17AZ36AJ3N | ASPEN |  | D(A,C,E)48D24+TDR | R951V0403A17M4S | 30800 | 17.6 | 8.1 | 34200 | 29600 | 86.55% | 1.9 | 0 | 9.6 |  |  |  | No | R-410A | 2.5667 | Residential & Commercial | No
214092758 | Central HP <5.4 tons | YORK | HRCU-A-CB (Split System: Heat Pump with Remote Outdoor Unit-Air-Source) | HMH72B341 | ASPEN |  | D(A,C,E)42A46+TDR | TM9V060B12MP12 | 32600 | 17.5 | 8.1 | 34000 | 27800 | 81.76% | 2.63 | 0 | 9.5 |  |  |  | No | R-410A | 2.7167 | Residential & Commercial | No
214254928 | Central HP <5.4 tons | NAPOLEON | HRCU-A-CB (Split System: Heat Pump with Remote Outdoor Unit-Air-Source) | WSEHV2436RA1-N | ASPEN |  | C(A,C,D,E)36B44+TDR | WUV070T3AA | 35800 | 17 | 8.5 | 36600 | 32800 | 89.62% | 1.8 | 0 | 9.9 |  |  |  | No | R-410A | 2.9833 | Residential & Commercial | No
214392840 | Central HP <5.4 tons | RUUD | HRCU-A-CB (Split System: Heat Pump with Remote Outdoor Unit-Air-Source) | RD17AZ36AJ3N | ASPEN |  | D(A,C,E)48D24+TDR | R801V0704A17UHU | 30800 | 17.6 | 8.1 | 34200 | 29600 | 86.55% | 1.9 | 0 | 9.6 |  |  |  | No | R-410A | 2.5667 | Residential & Commercial | No
215318900 | Central HP <5.4 tons | ARCOAIRE | HRCU-A-CB (Split System: Heat Pump with Remote Outdoor Unit-Air-Source) | D5CURAH60AAK |  |  | D5FUAAH60XAK |  | 54000 | 15.2 | 8.4 | 54000 | 38000 | 70.37% | 1.8 | 0 | 8.7 |  |  |  | No | R-454B | 4.5 | Residential & Commercial | No
214393650 | Central HP <5.4 tons | RUUD | HRCU-A-CB (Split System: Heat Pump with Remote Outdoor Unit-Air-Source) | RD17AZ36AJ3N | ASPEN |  | D(A,C,E)48D24+TDR | R921V0703A17M4S | 30800 | 17.6 | 8.1 | 34200 | 29600 | 86.55% | 1.9 | 0 | 9.6 |  |  |  | No | R-410A | 2.5667 | Residential & Commercial | No
214393814 | Central HP <5.4 tons | RUUD | HRCU-A-CB (Split System: Heat Pump with Remote Outdoor Unit-Air-Source) | RD17AZ36AJ3N | ASPEN |  | D(A,C,E)48D24+TDR | R951V0603A17M4S | 30800 | 17.6 | 8.1 | 34200 | 29800 | 87.13% | 1.9 | 0 | 9.6 |  |  |  | No | R-410A | 2.5667 | Residential & Commercial | No
214394068 | Central HP <5.4 tons | RUUD | HRCU-A-CB (Split System: Heat Pump with Remote Outdoor Unit-Air-Source) | RD17AZ36AJ3N | ASPEN |  | D(A,C,E)48D24+TDR | R962V0703A17M4S | 30800 | 17.6 | 8.1 | 34200 | 29600 | 86.55% | 1.9 | 0 | 9.6 |  |  |  | No | R-410A | 2.5667 | Residential & Commercial | No
214394210 | Central HP <5.4 tons | RUUD | HRCU-A-CB (Split System: Heat Pump with Remote Outdoor Unit-Air-Source) | RD17AZ36AJ3N | ASPEN |  | D(A,C,E)48D24+TDR | U802VA050317M | 30800 | 17.6 | 8.1 | 34200 | 29600 | 86.55% | 1.9 | 0 | 9.6 |  |  |  | No | R-410A | 2.5667 | Residential & Commercial | No
214394734 | Central HP <5.4 tons | RUUD | HRCU-A-CB (Split System: Heat Pump with Remote Outdoor Unit-Air-Source) | RD17AZ60AJ3N | ASPEN |  | D(A,C,E)60D44+TDR | R951V0705A21M4S | 52000 | 17.9 | 8.1 | 54000 | 49500 | 91.67% | 1.75 | 0 | 9.8 |  |  |  | No | R-410A | 4.3333 | Residential & Commercial | No
214394752 | Central HP <5.4 tons | RUUD | HRCU-A-CB (Split System: Heat Pump with Remote Outdoor Unit-Air-Source) | RD17AZ60AJ3N | ASPEN |  | D(A,C,E)60D44+TDR | R962V0705A21M4S | 52000 | 17.9 | 8.1 | 54000 | 49500 | 91.67% | 1.75 | 0 | 9.8 |  |  |  | No | R-410A | 4.3333 | Residential & Commercial | No
214394766 | Central HP <5.4 tons | RUUD | HRCU-A-CB (Split System: Heat Pump with Remote Outdoor Unit-Air-Source) | RD17AZ60AJ3N | ASPEN |  | D(A,C,E)60D44+TDR | U802VA100521M | 52000 | 18.9 | 8.1 | 53500 | 49000 | 91.59% | 1.75 | 0 | 9.8 |  |  |  | No | R-410A | 4.3333 | Residential & Commercial | No
213738464 | Central HP <5.4 tons | DAY & NIGHT | HRCU-A-CB (Split System: Heat Pump with Remote Outdoor Unit-Air-Source) | DLCURAH36ABK | ADP |  | FG35936 | *80MS(N,L)0701412A* | 35000 | 16 | 8.1 | 36800 | 34600 | 94.02% | 1.94 | 0 | 9.5 |  |  |  | No | R-410A | 2.9167 | Residential & Commercial | No
213738482 | Central HP <5.4 tons | DAY & NIGHT | HRCU-A-CB (Split System: Heat Pump with Remote Outdoor Unit-Air-Source) | DLCURAH36ABK | ADP |  | FG32936 | *80MS(N,L)0901714A* | 34000 | 16 | 8.5 | 36200 | 34200 | 94.48% | 2.02 | 0 | 9.5 |  |  |  | No | R-410A | 2.8333 | Residential & Commercial | No
213088093 | Central HP <5.4 tons | KINGHOME | HRCU-A-C (Split System: Heat Pump with Remote Outdoor Unit with No Indoor Fan --Air Source) | KU36UHO | ADP |  | HE35936 |  | 31800 | 15.2 | 8.5 | 32400 | 23600 | 72.84% | 1.8 | 0 | 9 |  |  |  | No | R-410A | 2.65 | Residential & Commercial | No
214394679 | Central HP <5.4 tons | RUUD | HRCU-A-CB (Split System: Heat Pump with Remote Outdoor Unit-Air-Source) | RD17AZ60AJ3N | ASPEN |  | D(A,C,E)60D34+TDR | R802V0755A21UHN | 52000 | 17.8 | 8.1 | 54000 | 49500 | 91.67% | 1.75 | 0 | 9.8 |  |  |  | No | R-410A | 4.3333 | Residential & Commercial | No
214394715 | Central HP <5.4 tons | RUUD | HRCU-A-CB (Split System: Heat Pump with Remote Outdoor Unit-Air-Source) | RD17AZ60AJ3N | ASPEN |  | D(A,C,E)60D34+TDR | R802V1505A24UHS | 52000 | 17.8 | 8.1 | 53500 | 49000 | 91.59% | 1.75 | 0 | 9.8 |  |  |  | No | R-410A | 4.3333 | Residential & Commercial | No
214392870 | Central HP <5.4 tons | RUUD | HRCU-A-CB (Split System: Heat Pump with Remote Outdoor Unit-Air-Source) | RD17AZ36AJ3N | ASPEN |  | D(A,C,E)48D24+TDR | R801V0754A17DZ | 30800 | 17.6 | 8.1 | 34200 | 29600 | 86.55% | 1.9 | 0 | 9.6 |  |  |  | No | R-410A | 2.5667 | Residential & Commercial | No
216011840 | Central HP <5.4 tons | COLEMAN | HRCU-A-CB (Split System: Heat Pump with Remote Outdoor Unit-Air-Source) | HMH72B341 | ADP |  | H,YE32936 | CP9C080B12MP13 | 32400 | 17 | 8.2 | 31600 | 23000 | 72.78% | 1.98 | 0 | 9.5 |  |  |  | No | R-410A | 2.7 | Residential & Commercial | No
214393590 | Central HP <5.4 tons | RUUD | HRCU-A-CB (Split System: Heat Pump with Remote Outdoor Unit-Air-Source) | RD17AZ36AJ3N | ASPEN |  | D(A,C,E)48D24+TDR | R921V0403A17M4S | 30800 | 17.6 | 8.1 | 34200 | 29600 | 86.55% | 1.9 | 0 | 9.6 |  |  |  | No | R-410A | 2.5667 | Residential & Commercial | No
214394660 | Central HP <5.4 tons | RUUD | HRCU-A-CB (Split System: Heat Pump with Remote Outdoor Unit-Air-Source) | RD17AZ60AJ3N | ASPEN |  | D(A,C,E)60D44+TDR | R801V1005A21UHU | 52000 | 17.9 | 8.1 | 54000 | 49000 | 90.74% | 1.75 | 0 | 9.8 |  |  |  | No | R-410A | 4.3333 | Residential & Commercial | No
214394708 | Central HP <5.4 tons | RUUD | HRCU-A-CB (Split System: Heat Pump with Remote Outdoor Unit-Air-Source) | RD17AZ60AJ3N | ASPEN |  | D(A,C,E)60D44+TDR | R802V1255A24UHS | 52000 | 17.9 | 8.1 | 53500 | 49000 | 91.59% | 1.75 | 0 | 9.8 |  |  |  | No | R-410A | 4.3333 | Residential & Commercial | No
214394726 | Central HP <5.4 tons | RUUD | HRCU-A-CB (Split System: Heat Pump with Remote Outdoor Unit-Air-Source) | RD17AZ60AJ3N | ASPEN |  | D(A,C,E)60D44+TDR | R921V1005A21M4S | 52000 | 17.9 | 8.1 | 54000 | 49500 | 91.67% | 1.75 | 0 | 9.8 |  |  |  | No | R-410A | 4.3333 | Residential & Commercial | No
214394782 | Central HP <5.4 tons | RUUD | HRCU-A-CB (Split System: Heat Pump with Remote Outdoor Unit-Air-Source) | RD17AZ60AJ3N | ASPEN |  | D(A,C,E)60D44+TDR | U97MV1005A21DHS | 52000 | 17.9 | 8.1 | 54000 | 49500 | 91.67% | 1.75 | 0 | 9.8 |  |  |  | No | R-410A | 4.3333 | Residential & Commercial | No
214394789 | Central HP <5.4 tons | RUUD | HRCU-A-CB (Split System: Heat Pump with Remote Outdoor Unit-Air-Source) | RD17AZ60AJ3N | ASPEN |  | D(A,C,E)60D34+TDR | U98MV0855A21UPS | 51500 | 17.8 | 8.1 | 54000 | 49500 | 91.67% | 1.75 | 0 | 9.8 |  |  |  | No | R-410A | 4.2917 | Residential & Commercial | No
214394688 | Central HP <5.4 tons | RUUD | HRCU-A-CB (Split System: Heat Pump with Remote Outdoor Unit-Air-Source) | RD17AZ60AJ3N | ASPEN |  | D(A,C,E)60D44+TDR | R802V1005A21DZ | 52000 | 17.9 | 8.1 | 53500 | 49000 | 91.59% | 1.75 | 0 | 9.8 |  |  |  | No | R-410A | 4.3333 | Residential & Commercial | No
214394704 | Central HP <5.4 tons | RUUD | HRCU-A-CB (Split System: Heat Pump with Remote Outdoor Unit-Air-Source) | RD17AZ60AJ3N | ASPEN |  | D(A,C,E)60D44+TDR | R802V1255A24UHN | 52000 | 17.9 | 8.1 | 53500 | 49000 | 91.59% | 1.75 | 0 | 9.8 |  |  |  | No | R-410A | 4.3333 | Residential & Commercial | No
214394740 | Central HP <5.4 tons | RUUD | HRCU-A-CB (Split System: Heat Pump with Remote Outdoor Unit-Air-Source) | RD17AZ60AJ3N | ASPEN |  | D(A,C,E)60D44+TDR | R951V1005A21M4S | 52000 | 17.9 | 8.1 | 54000 | 49500 | 91.67% | 1.75 | 0 | 9.8 |  |  |  | No | R-410A | 4.3333 | Residential & Commercial | No
214092918 | Central HP <5.4 tons | YORK | HRCU-A-CB (Split System: Heat Pump with Remote Outdoor Unit-Air-Source) | HMH72B341 | ASPEN |  | D(A,C,E)48B36+TDR | YPLC120C20MP13 | 32000 | 16.5 | 8.5 | 32400 | 27800 | 85.8% | 2.69 | 0 | 8.9 |  |  |  | No | R-410A | 2.6667 | Residential & Commercial | No
212396586 | Central HP <5.4 tons | YORK | HRCU-A-CB (Split System: Heat Pump with Remote Outdoor Unit-Air-Source) | HMH72B341 | ADP |  | AD-34(P,U)*****9 | TM8E080B12MP11 | 32800 | 17 | 8.5 | 32400 | 23400 | 72.22% | 2.02 | 0 | 9.5 |  |  |  | No | R-410A | 2.7333 | Residential & Commercial | No
214608728 | Central HP <5.4 tons | COLEMAN | HRCU-A-CB (Split System: Heat Pump with Remote Outdoor Unit-Air-Source) | HMH72B341 | ASPEN |  | CM36B36+TDR | CP9C100C20MP13 | 32000 | 17.5 | 8.1 | 34000 | 24800 | 72.94% | 2.12 | 0 | 9.4 |  |  |  | No | R-410A | 2.6667 | Residential & Commercial | No
214392721 | Central HP <5.4 tons | RUUD | HRCU-A-CB (Split System: Heat Pump with Remote Outdoor Unit-Air-Source) | RD17AZ24AJ3N | ASPEN |  | D(A,C,E)36C24+TDR | U98MV0703A17UPS | 20800 | 18.8 | 8.1 | 22600 | 16900 | 74.78% | 2 | 0 | 9.7 |  |  |  | No | R-410A | 1.7333 | Residential & Commercial | No
214392136 | Central HP <5.4 tons | RUUD | HRCU-A-CB (Split System: Heat Pump with Remote Outdoor Unit-Air-Source) | RD17AZ24AJ3N | ASPEN |  | D(A,C,E)24D24+TDR | R801V0503A14UH | 20400 | 17.7 | 8.1 | 22600 | 16900 | 74.78% | 2 | 0 | 9 |  |  |  | No | R-410A | 1.7 | Residential & Commercial | No
214303092 | Central HP <5.4 tons | RUUD | HRCU-A-CB (Split System: Heat Pump with Remote Outdoor Unit-Air-Source) | RD17AZ24AJ3N | ADP |  | H,RG34936 | R962V0603A17M4S | 22000 | 17 | 8.1 | 21000 | 16600 | 79.05% | 2 | 0 | 9.5 |  |  |  | No | R-410A | 1.8333 | Residential & Commercial | No
215407273 | Central HP <5.4 tons | COMFORTMAKER | HRCU-A-CB (Split System: Heat Pump with Remote Outdoor Unit-Air-Source) | DLCURAH24AAK | ASPEN |  | L(E,F)W30D4 |  | 22800 | 15.5 | 9 | 24400 | 22000 | 90.16% | 2.8 | 0 | 9 |  |  |  | No | R-410A | 1.9 | Residential & Commercial | No
213204110 | Central HP <5.4 tons | TEMPSTAR | HRCU-A-CB (Split System: Heat Pump with Remote Outdoor Unit-Air-Source) | DLCURAH24AAK | ASPEN |  | D(A,C,E)24B44+TDR | *80ES(N,L)1102120A* | 23800 | 15.5 | 8.5 | 26200 | 27600 | 105.3% | 2.7 | 0 | 9 |  |  |  | No | R-410A | 1.9833 | Residential & Commercial | No
213204192 | Central HP <5.4 tons | TEMPSTAR | HRCU-A-CB (Split System: Heat Pump with Remote Outdoor Unit-Air-Source) | DLCURAH24AAK | ASPEN |  | D(A,C,E)24B44+TDR | *92ESN1002120A* | 23800 | 16 | 8.5 | 26000 | 28200 | 108.5% | 2.61 | 0 | 9 |  |  |  | No | R-410A | 1.9833 | Residential & Commercial | No
213204260 | Central HP <5.4 tons | TEMPSTAR | HRCU-A-CB (Split System: Heat Pump with Remote Outdoor Unit-Air-Source) | DLCURAH24AAK | ASPEN |  | D(A,C,E)36C34+TDR | *95ESN0601714A* | 23800 | 15.4 | 8.5 | 25400 | 24400 | 96.06% | 2.55 | 0 | 9.3 |  |  |  | No | R-410A | 1.9833 | Residential & Commercial | No
214392120 | Central HP <5.4 tons | RUUD | HRCU-A-CB (Split System: Heat Pump with Remote Outdoor Unit-Air-Source) | RD17AZ24AJ3N | ASPEN |  | D(A,C,E)24D24+TDR | R801V0503A14DZ | 20400 | 18.6 | 8.1 | 22600 | 16800 | 74.34% | 2 | 0 | 9 |  |  |  | No | R-410A | 1.7 | Residential & Commercial | No
214392152 | Central HP <5.4 tons | RUUD | HRCU-A-CB (Split System: Heat Pump with Remote Outdoor Unit-Air-Source) | RD17AZ24AJ3N | ASPEN |  | D(A,C,E)24D24+TDR | R801V0504A17UHN | 20400 | 17.7 | 8.1 | 22600 | 16900 | 74.78% | 2 | 0 | 9 |  |  |  | No | R-410A | 1.7 | Residential & Commercial | No
214392236 | Central HP <5.4 tons | RUUD | HRCU-A-CB (Split System: Heat Pump with Remote Outdoor Unit-Air-Source) | RD17AZ24AJ3N | ASPEN |  | D(A,C,E)30C24+TDR | R801V0754A17UHN | 20400 | 18.6 | 8.1 | 22600 | 16800 | 74.34% | 2.1 | 0 | 9 |  |  |  | No | R-410A | 1.7 | Residential & Commercial | No
214392269 | Central HP <5.4 tons | RUUD | HRCU-A-CB (Split System: Heat Pump with Remote Outdoor Unit-Air-Source) | RD17AZ24AJ3N | ASPEN |  | D(A,C,E)30D24+TDR | R801V1004A17UH | 20800 | 18.8 | 8.1 | 22600 | 16800 | 74.34% | 2.1 | 0 | 9.7 |  |  |  | No | R-410A | 1.7333 | Residential & Commercial | No
214392285 | Central HP <5.4 tons | RUUD | HRCU-A-CB (Split System: Heat Pump with Remote Outdoor Unit-Air-Source) | RD17AZ24AJ3N | ASPEN |  | D(A,C,E)30D24+TDR | R802V0503A14DZ | 20800 | 18.8 | 8.1 | 22600 | 16800 | 74.34% | 2 | 0 | 9.7 |  |  |  | No | R-410A | 1.7333 | Residential & Commercial | No
214392301 | Central HP <5.4 tons | RUUD | HRCU-A-CB (Split System: Heat Pump with Remote Outdoor Unit-Air-Source) | RD17AZ24AJ3N | ASPEN |  | D(A,C,E)30D24+TDR | R802V0503A14UHN | 20800 | 17.8 | 8.1 | 22600 | 16900 | 74.78% | 2 | 0 | 9.7 |  |  |  | No | R-410A | 1.7333 | Residential & Commercial | No
214394687 | Central HP <5.4 tons | RUUD | HRCU-A-CB (Split System: Heat Pump with Remote Outdoor Unit-Air-Source) | RD17AZ60AJ3N | ASPEN |  | D(A,C,E)60D34+TDR | R802V1005A21DZ | 52000 | 17.8 | 8.1 | 53500 | 49000 | 91.59% | 1.75 | 0 | 9.8 |  |  |  | No | R-410A | 4.3333 | Residential & Commercial | No
214394796 | Central HP <5.4 tons | RUUD | HRCU-A-CB (Split System: Heat Pump with Remote Outdoor Unit-Air-Source) | RD17AZ60AJ3N | ASPEN |  | D(A,C,E)60D44+TDR | U98MV1155A24UPS | 52000 | 17.9 | 8.1 | 54000 | 49500 | 91.67% | 1.75 | 0 | 9.8 |  |  |  | No | R-410A | 4.3333 | Residential & Commercial | No
214394774 | Central HP <5.4 tons | RUUD | HRCU-A-CB (Split System: Heat Pump with Remote Outdoor Unit-Air-Source) | RD17AZ60AJ3N | ASPEN |  | D(A,C,E)60D44+TDR | U802VA125524Z | 52000 | 17.9 | 8.1 | 53500 | 49000 | 91.59% | 1.75 | 0 | 9.8 |  |  |  | No | R-410A | 4.3333 | Residential & Commercial | No
212383212 | Central HP <5.4 tons | DAY & NIGHT | HRCU-A-CB (Split System: Heat Pump with Remote Outdoor Unit-Air-Source) | DLCURAH36ABK |  |  | EA*4X36L21A* | *95ESU1002120A* | 35400 | 16 | 8.1 | 39500 | 35200 | 89.11% | 1.82 | 0 | 9.5 |  |  |  | No | R-410A | 2.95 | Residential & Commercial | No
214392338 | Central HP <5.4 tons | RUUD | HRCU-A-CB (Split System: Heat Pump with Remote Outdoor Unit-Air-Source) | RD17AZ24AJ3N | ASPEN |  | D(A,C,E)36D24+TDR | R802V0504A17UHN | 21000 | 17.9 | 8.1 | 22600 | 16900 | 74.78% | 2 | 0 | 9.8 |  |  |  | No | R-410A | 1.75 | Residential & Commercial | No
214392353 | Central HP <5.4 tons | RUUD | HRCU-A-CB (Split System: Heat Pump with Remote Outdoor Unit-Air-Source) | RD17AZ24AJ3N | ASPEN |  | D(A,C,E)36C24+TDR | R802V0504A17UHS | 20800 | 17.8 | 8.1 | 22600 | 16900 | 74.78% | 2 | 0 | 9.7 |  |  |  | No | R-410A | 1.7333 | Residential & Commercial | No
214392472 | Central HP <5.4 tons | RUUD | HRCU-A-CB (Split System: Heat Pump with Remote Outdoor Unit-Air-Source) | RD17AZ24AJ3N | ASPEN |  | D(A,C,E)24D24+TDR | R921V0703A17M4S | 20400 | 17.7 | 8.1 | 22600 | 16900 | 74.78% | 2 | 0 | 9 |  |  |  | No | R-410A | 1.7 | Residential & Commercial | No
214392504 | Central HP <5.4 tons | RUUD | HRCU-A-CB (Split System: Heat Pump with Remote Outdoor Unit-Air-Source) | RD17AZ24AJ3N | ASPEN |  | D(A,C,E)24D24+TDR | R951V0403A17UHU | 20200 | 17.7 | 8.1 | 22400 | 17100 | 76.34% | 2 | 0 | 9 |  |  |  | No | R-410A | 1.6833 | Residential & Commercial | No
214392621 | Central HP <5.4 tons | RUUD | HRCU-A-CB (Split System: Heat Pump with Remote Outdoor Unit-Air-Source) | RD17AZ24AJ3N | ASPEN |  | D(A,C,E)30D24+TDR | U802VA050317M | 20800 | 18.8 | 8.1 | 22600 | 16900 | 74.78% | 2 | 0 | 9.7 |  |  |  | No | R-410A | 1.7333 | Residential & Commercial | No
214392637 | Central HP <5.4 tons | RUUD | HRCU-A-CB (Split System: Heat Pump with Remote Outdoor Unit-Air-Source) | RD17AZ24AJ3N | ASPEN |  | D(A,C,E)30D24+TDR | U802VA075317M | 20800 | 18.8 | 8.1 | 22600 | 16800 | 74.34% | 2.1 | 0 | 9.7 |  |  |  | No | R-410A | 1.7333 | Residential & Commercial | No
212383015 | Central HP <5.4 tons | DAY & NIGHT | HRCU-A-CB (Split System: Heat Pump with Remote Outdoor Unit-Air-Source) | DLCURAH36ABK |  |  | EA*4X36L17A* | *92ESN0601412A* | 35400 | 15.2 | 8.1 | 39500 | 35400 | 89.62% | 1.82 | 0 | 9.5 |  |  |  | No | R-410A | 2.95 | Residential & Commercial | No
214392680 | Central HP <5.4 tons | RUUD | HRCU-A-CB (Split System: Heat Pump with Remote Outdoor Unit-Air-Source) | RD17AZ24AJ3N | ASPEN |  | D(A,C,E)24D24+TDR | U97MV0703A17DHS | 20400 | 18.6 | 8.1 | 22600 | 16900 | 74.78% | 2 | 0 | 9 |  |  |  | No | R-410A | 1.7 | Residential & Commercial | No
214392588 | Central HP <5.4 tons | RUUD | HRCU-A-CB (Split System: Heat Pump with Remote Outdoor Unit-Air-Source) | RD17AZ24AJ3N | ASPEN |  | D(A,C,E)30C24+TDR | R962V0603A17M4S | 20400 | 17.7 | 8.1 | 22600 | 17000 | 75.22% | 2 | 0 | 9 |  |  |  | No | R-410A | 1.7 | Residential & Commercial | No
214392656 | Central HP <5.4 tons | RUUD | HRCU-A-CB (Split System: Heat Pump with Remote Outdoor Unit-Air-Source) | RD17AZ24AJ3N | ASPEN |  | D(A,C,E)36B24+TDR | U802VA075317Z | 20400 | 18.6 | 8.1 | 22600 | 16800 | 74.34% | 2.1 | 0 | 9 |  |  |  | No | R-410A | 1.7 | Residential & Commercial | No
213204326 | Central HP <5.4 tons | TEMPSTAR | HRCU-A-CB (Split System: Heat Pump with Remote Outdoor Unit-Air-Source) | DLCURAH24AAK | ASPEN |  | D(A,C,E)30B34+TDR | *96VTN0601714A* | 23600 | 15.5 | 8.1 | 25200 | 25800 | 102.4% | 2.67 | 0 | 9 |  |  |  | No | R-410A | 1.9667 | Residential & Commercial | No
214392365 | Central HP <5.4 tons | RUUD | HRCU-A-CB (Split System: Heat Pump with Remote Outdoor Unit-Air-Source) | RD17AZ24AJ3N | ASPEN |  | D(A,C,E)30D24+TDR | R802V0754A17DZ | 20800 | 18.8 | 8.1 | 22600 | 16800 | 74.34% | 2.1 | 0 | 9.7 |  |  |  | No | R-410A | 1.7333 | Residential & Commercial | No
214392401 | Central HP <5.4 tons | RUUD | HRCU-A-CB (Split System: Heat Pump with Remote Outdoor Unit-Air-Source) | RD17AZ24AJ3N | ASPEN |  | D(A,C,E)36C24+TDR | R802V0754A17UHS | 20800 | 18.8 | 8.1 | 22600 | 16800 | 74.34% | 2.1 | 0 | 9.7 |  |  |  | No | R-410A | 1.7333 | Residential & Commercial | No
214392685 | Central HP <5.4 tons | RUUD | HRCU-A-CB (Split System: Heat Pump with Remote Outdoor Unit-Air-Source) | RD17AZ24AJ3N | ASPEN |  | D(A,C,E)30D24+TDR | U97MV0703A17DHS | 20800 | 18.8 | 8.1 | 22600 | 16900 | 74.78% | 2 | 0 | 9.7 |  |  |  | No | R-410A | 1.7333 | Residential & Commercial | No
214392600 | Central HP <5.4 tons | RUUD | HRCU-A-CB (Split System: Heat Pump with Remote Outdoor Unit-Air-Source) | RD17AZ24AJ3N | ASPEN |  | D(A,C,E)24D24+TDR | R962V0703A17M4S | 20400 | 17.7 | 8.1 | 22600 | 16900 | 74.78% | 2 | 0 | 9 |  |  |  | No | R-410A | 1.7 | Residential & Commercial | No
214392668 | Central HP <5.4 tons | RUUD | HRCU-A-CB (Split System: Heat Pump with Remote Outdoor Unit-Air-Source) | RD17AZ24AJ3N | ASPEN |  | D(A,C,E)30C24+TDR | U97MV0603A17DHS | 20400 | 18.6 | 8.1 | 22600 | 16900 | 74.78% | 2 | 0 | 9 |  |  |  | No | R-410A | 1.7 | Residential & Commercial | No
211712909 | Central HP <5.4 tons | AIRQUEST | HRCU-A-CB (Split System: Heat Pump with Remote Outdoor Unit-Air-Source) | DLCURAH30ABK |  |  | EA*4X42L24A* | *92ESN1002120A* | 30600 | 15.2 | 8.1 | 34200 | 27000 | 78.95% | 1.82 | 0 | 9 |  |  |  | No | R-410A | 2.55 | Residential & Commercial | No
211226409 | Central HP <5.4 tons | BRYANT HEATING AND COOLING SYSTEMS | HRCU-A-CB (Split System: Heat Pump with Remote Outdoor Unit-Air-Source) | 38MURAQ36AB3* |  |  | CAP**3621AL* | 926TB60100V21*** | 35600 | 15.5 | 8.1 | 39500 | 35200 | 89.11% | 1.84 | 0 | 9.5 |  |  |  | No | R-410A | 2.9667 | Residential & Commercial | No
213885848 | Central HP <5.4 tons | ECOER | HRCU-A-CB (Split System: Heat Pump with Remote Outdoor Unit-Air-Source) | EODA18H-4860B | ASPEN |  | AE(D,N,U)+CM60B44+TDR |  | 51000 | 17 | 8.8 | 55000 | 46000 | 83.64% | 2.36 | 0 | 9.9 |  |  |  | No | R-410A | 4.25 | Residential & Commercial | No
215792877 | Central HP <5.4 tons | CARRIER | HRCU-A-CB (Split System: Heat Pump with Remote Outdoor Unit-Air-Source) | 38MURAQ36AB3* | ADP |  | H,PE32936 | 59TP6C060V17**16 | 33600 | 15.2 | 8.5 | 36800 | 34600 | 94.02% | 1.94 | 0 | 9.5 |  |  |  | No | R-410A | 2.8 | Residential & Commercial | No
215792879 | Central HP <5.4 tons | CARRIER | HRCU-A-CB (Split System: Heat Pump with Remote Outdoor Unit-Air-Source) | 38MURAQ36AB3* | ADP |  | H,PE33936 | 59TP6C060V17**16 | 34200 | 15.2 | 8.5 | 36800 | 34600 | 94.02% | 1.94 | 0 | 9.5 |  |  |  | No | R-410A | 2.85 | Residential & Commercial | No
213088095 | Central HP <5.4 tons | KINGHOME | HRCU-A-C (Split System: Heat Pump with Remote Outdoor Unit with No Indoor Fan --Air Source) | KU36UHO | ADP |  | HE36936 |  | 32000 | 15.2 | 8.5 | 32400 | 23600 | 72.84% | 1.8 | 0 | 9.5 |  |  |  | No | R-410A | 2.6667 | Residential & Commercial | No
213738354 | Central HP <5.4 tons | DAY & NIGHT | HRCU-A-CB (Split System: Heat Pump with Remote Outdoor Unit-Air-Source) | DLCURAH30ABK | ADP |  | FG82936 | *80MS(N,L)0701712A* | 30200 | 15.2 | 8.1 | 32200 | 26600 | 82.61% | 1.82 | 0 | 9 |  |  |  | No | R-410A | 2.5167 | Residential & Commercial | No
213738402 | Central HP <5.4 tons | DAY & NIGHT | HRCU-A-CB (Split System: Heat Pump with Remote Outdoor Unit-Air-Source) | DLCURAH30ABK | ADP |  | PL36H210P179 | *92MSN0601714A* | 29800 | 15.2 | 8.1 | 31800 | 26000 | 81.76% | 1.84 | 0 | 8.5 |  |  |  | No | R-410A | 2.4833 | Residential & Commercial | No
213738404 | Central HP <5.4 tons | DAY & NIGHT | HRCU-A-CB (Split System: Heat Pump with Remote Outdoor Unit-Air-Source) | DLCURAH30ABK | ADP |  | FG81936 | *92MSN0601714A* | 29400 | 15.2 | 8.1 | 31800 | 26000 | 81.76% | 1.84 | 0 | 8.5 |  |  |  | No | R-410A | 2.45 | Residential & Commercial | No
213204930 | Central HP <5.4 tons | TEMPSTAR | HRCU-A-CB (Split System: Heat Pump with Remote Outdoor Unit-Air-Source) | DLCURAH24ABK | ASPEN |  | D(A,C,E)24B44+TDR | *95ESN0401712A* | 23800 | 15.2 | 8.5 | 26400 | 20400 | 77.27% | 2.82 | 0 | 9.5 |  |  |  | No | R-410A | 1.9833 | Residential & Commercial | No
214394667 | Central HP <5.4 tons | RUUD | HRCU-A-CB (Split System: Heat Pump with Remote Outdoor Unit-Air-Source) | RD17AZ60AJ3N | ASPEN |  | D(A,C,E)60D34+TDR | R801V1255A24UH | 52000 | 17.8 | 8.1 | 53500 | 49000 | 91.59% | 1.75 | 0 | 9.8 |  |  |  | No | R-410A | 4.3333 | Residential & Commercial | No
214394716 | Central HP <5.4 tons | RUUD | HRCU-A-CB (Split System: Heat Pump with Remote Outdoor Unit-Air-Source) | RD17AZ60AJ3N | ASPEN |  | D(A,C,E)60D44+TDR | R802V1505A24UHS | 52000 | 17.9 | 8.1 | 53500 | 49000 | 91.59% | 1.75 | 0 | 9.8 |  |  |  | No | R-410A | 4.3333 | Residential & Commercial | No
214394719 | Central HP <5.4 tons | RUUD | HRCU-A-CB (Split System: Heat Pump with Remote Outdoor Unit-Air-Source) | RD17AZ60AJ3N | ASPEN |  | D(A,C,E)60D34+TDR | R921V0705A21M4S | 51500 | 17.8 | 8.1 | 54000 | 49500 | 91.67% | 1.75 | 0 | 9.8 |  |  |  | No | R-410A | 4.2917 | Residential & Commercial | No
214394733 | Central HP <5.4 tons | RUUD | HRCU-A-CB (Split System: Heat Pump with Remote Outdoor Unit-Air-Source) | RD17AZ60AJ3N | ASPEN |  | D(A,C,E)60D34+TDR | R951V0705A21M4S | 51500 | 17.8 | 8.1 | 54000 | 49500 | 91.67% | 1.75 | 0 | 9.8 |  |  |  | No | R-410A | 4.2917 | Residential & Commercial | No
216056890 | Central HP <5.4 tons | YORK | HRCU-A-CB (Split System: Heat Pump with Remote Outdoor Unit-Air-Source) | HH860E2S11 | ASPEN |  | C(A,C,D,E)60A3K+TDR | YP9C100C16MP13 | 32800 | 17 | 8.5 | 44000 | 33200 | 75.45% | 2 | 0 | 9.8 |  |  |  | No | R-454B | 2.7333 | Residential & Commercial | No
213255512 | Central HP <5.4 tons | KINGHOME | HRCU-A-C (Split System: Heat Pump with Remote Outdoor Unit with No Indoor Fan --Air Source) | KU36UHO | ADP |  | *E35936 |  | 31800 | 15.2 | 8.5 | 32400 | 23600 | 72.84% | 1.8 | 0 | 9 |  |  |  | No | R-410A | 2.65 | Residential & Commercial | No
215792884 | Central HP <5.4 tons | BRYANT HEATING AND COOLING SYSTEMS | HRCU-A-CB (Split System: Heat Pump with Remote Outdoor Unit-Air-Source) | 38MURAQ36AB3* | ADP |  | H,PE32936 | 926TC48060V17*** | 33600 | 15.2 | 8.5 | 36800 | 34600 | 94.02% | 1.94 | 0 | 9.5 |  |  |  | No | R-410A | 2.8 | Residential & Commercial | No
213369607 | Central HP <5.4 tons | KINGHOME | HRCU-A-C (Split System: Heat Pump with Remote Outdoor Unit with No Indoor Fan --Air Source) | KU60UHO | ADP |  | *E50960+TD |  | 50500 | 15.2 | 8.4 | 51000 | 36800 | 72.16% | 1.78 | 0 | 9.5 |  |  |  | No | R-410A | 4.2083 | Residential & Commercial | No
214394790 | Central HP <5.4 tons | RUUD | HRCU-A-CB (Split System: Heat Pump with Remote Outdoor Unit-Air-Source) | RD17AZ60AJ3N | ASPEN |  | D(A,C,E)60D44+TDR | U98MV0855A21UPS | 52000 | 17.9 | 8.1 | 54000 | 49500 | 91.67% | 1.75 | 0 | 9.8 |  |  |  | No | R-410A | 4.3333 | Residential & Commercial | No
216011852 | Central HP <5.4 tons | COLEMAN | HRCU-A-CB (Split System: Heat Pump with Remote Outdoor Unit-Air-Source) | HMH72B341 | ADP |  | H,YE33936 | CP9C100C20MP13 | 33400 | 17 | 8.1 | 32000 | 23200 | 72.5% | 2.06 | 0 | 9.5 |  |  |  | No | R-410A | 2.7833 | Residential & Commercial | No
213738470 | Central HP <5.4 tons | DAY & NIGHT | HRCU-A-CB (Split System: Heat Pump with Remote Outdoor Unit-Air-Source) | DLCURAH36ABK | ADP |  | FG32936 | *80MS(N,L)0701712A* | 34800 | 16 | 8.1 | 36800 | 34800 | 94.57% | 1.82 | 0 | 9.5 |  |  |  | No | R-410A | 2.9 | Residential & Commercial | No
213738471 | Central HP <5.4 tons | DAY & NIGHT | HRCU-A-CB (Split System: Heat Pump with Remote Outdoor Unit-Air-Source) | DLCURAH36ABK | ADP |  | FG33936 | *80MS(N,L)0701712A* | 35000 | 16 | 8.1 | 36800 | 34800 | 94.57% | 1.82 | 0 | 9.5 |  |  |  | No | R-410A | 2.9167 | Residential & Commercial | No
214394647 | Central HP <5.4 tons | RUUD | HRCU-A-CB (Split System: Heat Pump with Remote Outdoor Unit-Air-Source) | RD17AZ60AJ3N | ASPEN |  | D(A,C,E)60D34+TDR | R801V1005A21DZ | 52000 | 17.8 | 8.1 | 53500 | 49000 | 91.59% | 1.75 | 0 | 9.8 |  |  |  | No | R-410A | 4.3333 | Residential & Commercial | No
213885842 | Central HP <5.4 tons | ECOER | HRCU-A-CB (Split System: Heat Pump with Remote Outdoor Unit-Air-Source) | EODA18H-4860B | ASPEN |  | AE(D,N,U)+CM59A44+TDR |  | 50000 | 16.9 | 8.7 | 54500 | 46000 | 84.4% | 2.34 | 0 | 9.8 |  |  |  | No | R-410A | 4.1667 | Residential & Commercial | No
211227633 | Central HP <5.4 tons | DAY & NIGHT | HRCU-A-CB (Split System: Heat Pump with Remote Outdoor Unit-Air-Source) | DLCURAH36ABK |  |  | EA*4X42L21A* | *95ESU0601716A* | 35200 | 16 | 8.1 | 38500 | 35000 | 90.91% | 1.88 | 0 | 9.5 |  |  |  | No | R-410A | 2.9333 | Residential & Commercial | No
214771535 | Central HP <5.4 tons | WABBAN | HRCU-A-CB (Split System: Heat Pump with Remote Outdoor Unit-Air-Source) | BB36-24WADU | ADP |  | F,PE*BB8937 |  | 31600 | 15.2 | 8.35 | 32400 | 23600 | 72.84% | 1.78 | 0 | 9 |  |  |  | No | R-410A | 2.6333 | Residential & Commercial | No
213738505 | Central HP <5.4 tons | DAY & NIGHT | HRCU-A-CB (Split System: Heat Pump with Remote Outdoor Unit-Air-Source) | DLCURAH36ABK | ADP |  | FG32936 | *80VSL0451412B* | 33600 | 15.2 | 8.1 | 36800 | 34600 | 94.02% | 1.94 | 0 | 9.5 |  |  |  | No | R-410A | 2.8 | Residential & Commercial | No
212625827 | Central HP <5.4 tons | COLEMAN | HRCU-A-CB (Split System: Heat Pump with Remote Outdoor Unit-Air-Source) | HMH72B341 | ASPEN |  | D(A,C,E)36D26+TDR | TM9V120D20MP12 | 29800 | 16.4 | 8.5 | 32400 | 27800 | 85.8% | 2.79 | 0 | 9 |  |  |  | No | R-410A | 2.4833 | Residential & Commercial | No
212625928 | Central HP <5.4 tons | COLEMAN | HRCU-A-CB (Split System: Heat Pump with Remote Outdoor Unit-Air-Source) | HMH72B341 | ASPEN |  | D(A,C,E)42D36+TDR | TM9V040A10MP12 | 32600 | 17 | 8.1 | 33200 | 27400 | 82.53% | 2.41 | 0 | 9 |  |  |  | No | R-410A | 2.7167 | Residential & Commercial | No
214394672 | Central HP <5.4 tons | RUUD | HRCU-A-CB (Split System: Heat Pump with Remote Outdoor Unit-Air-Source) | RD17AZ60AJ3N | ASPEN |  | D(A,C,E)60D44+TDR | R801V1505A24UH | 52000 | 17.9 | 8.1 | 53500 | 49000 | 91.59% | 1.75 | 0 | 9.8 |  |  |  | No | R-410A | 4.3333 | Residential & Commercial | No
214394675 | Central HP <5.4 tons | RUUD | HRCU-A-CB (Split System: Heat Pump with Remote Outdoor Unit-Air-Source) | RD17AZ60AJ3N | ASPEN |  | D(A,C,E)60D34+TDR | R802V0755A21DZ | 52000 | 17.8 | 8.1 | 54000 | 49000 | 90.74% | 1.75 | 0 | 9.8 |  |  |  | No | R-410A | 4.3333 | Residential & Commercial | No
214394795 | Central HP <5.4 tons | RUUD | HRCU-A-CB (Split System: Heat Pump with Remote Outdoor Unit-Air-Source) | RD17AZ60AJ3N | ASPEN |  | D(A,C,E)60D34+TDR | U98MV1155A24UPS | 51500 | 17.8 | 8.1 | 54000 | 49500 | 91.67% | 1.75 | 0 | 9.8 |  |  |  | No | R-410A | 4.2917 | Residential & Commercial | No
212625929 | Central HP <5.4 tons | COLEMAN | HRCU-A-CB (Split System: Heat Pump with Remote Outdoor Unit-Air-Source) | HMH72B341 | ASPEN |  | D(A,C,E)48B36+TDR | TM9V040A10MP12 | 32200 | 17 | 8.1 | 33200 | 27400 | 82.53% | 2.41 | 0 | 9.5 |  |  |  | No | R-410A | 2.6833 | Residential & Commercial | No
212626046 | Central HP <5.4 tons | COLEMAN | HRCU-A-CB (Split System: Heat Pump with Remote Outdoor Unit-Air-Source) | HMH72B341 | ASPEN |  | D(A,C,E)48C26+TDR | TM8Y060A12MP11 | 30800 | 17.7 | 8.1 | 33400 | 27400 | 82.04% | 2.42 | 0 | 9 |  |  |  | No | R-410A | 2.5667 | Residential & Commercial | No
212626048 | Central HP <5.4 tons | COLEMAN | HRCU-A-CB (Split System: Heat Pump with Remote Outdoor Unit-Air-Source) | HMH72B341 | ASPEN |  | D(A,C,E)48D26+TDR | TM8Y060A12MP11 | 31200 | 17.8 | 8.1 | 33400 | 27400 | 82.04% | 2.42 | 0 | 9.7 |  |  |  | No | R-410A | 2.6 | Residential & Commercial | No
212626078 | Central HP <5.4 tons | COLEMAN | HRCU-A-CB (Split System: Heat Pump with Remote Outdoor Unit-Air-Source) | HMH72B341 | ASPEN |  | D(A,C,E)42C26+TDR | TM8Y080B12MP11 | 30600 | 17.6 | 8.5 | 33400 | 27400 | 82.04% | 2.65 | 0 | 9 |  |  |  | No | R-410A | 2.55 | Residential & Commercial | No
212626080 | Central HP <5.4 tons | COLEMAN | HRCU-A-CB (Split System: Heat Pump with Remote Outdoor Unit-Air-Source) | HMH72B341 | ASPEN |  | D(A,C,E)42D26+TDR | TM8Y080B12MP11 | 31000 | 17.7 | 8.5 | 33400 | 27400 | 82.04% | 2.65 | 0 | 9 |  |  |  | No | R-410A | 2.5833 | Residential & Commercial | No
212626364 | Central HP <5.4 tons | COLEMAN | HRCU-A-CB (Split System: Heat Pump with Remote Outdoor Unit-Air-Source) | HMH72B341 | ASPEN |  | D(A,C,E)36A36+TDR | TM9E100C16MP12 | 31600 | 17.9 | 8.4 | 33600 | 27200 | 80.95% | 2.64 | 0 | 9.8 |  |  |  | No | R-410A | 2.6333 | Residential & Commercial | No
212626531 | Central HP <5.4 tons | COLEMAN | HRCU-A-CB (Split System: Heat Pump with Remote Outdoor Unit-Air-Source) | HMH72B341 | ASPEN |  | C(A,C,D,E)36A46+TDR | TM9V080B12MP12 | 32800 | 17 | 8.2 | 33800 | 29200 | 86.39% | 2.65 | 0 | 9.5 |  |  |  | No | R-410A | 2.7333 | Residential & Commercial | No
212626532 | Central HP <5.4 tons | COLEMAN | HRCU-A-CB (Split System: Heat Pump with Remote Outdoor Unit-Air-Source) | HMH72B341 | ASPEN |  | C(A,C,D,E)36B36+TDR | TM9V080B12MP12 | 32800 | 17 | 8.2 | 33800 | 29200 | 86.39% | 2.65 | 0 | 9.5 |  |  |  | No | R-410A | 2.7333 | Residential & Commercial | No
212626813 | Central HP <5.4 tons | COLEMAN | HRCU-A-CB (Split System: Heat Pump with Remote Outdoor Unit-Air-Source) | HMH72B341 | ASPEN |  | C(A,C,D,E)36A36+TDR | TM8Y100C16MP11 | 31400 | 18.3 | 8.2 | 33800 | 27200 | 80.47% | 2.61 | 0 | 9.8 |  |  |  | No | R-410A | 2.6167 | Residential & Commercial | No
212626898 | Central HP <5.4 tons | COLEMAN | HRCU-A-CB (Split System: Heat Pump with Remote Outdoor Unit-Air-Source) | HMH72B341 | ASPEN |  | D(A,C,E)42D26+TDR | TM8E060A12MP11 | 30800 | 17.7 | 8.1 | 33800 | 27400 | 81.07% | 2.44 | 0 | 9 |  |  |  | No | R-410A | 2.5667 | Residential & Commercial | No
212626930 | Central HP <5.4 tons | COLEMAN | HRCU-A-CB (Split System: Heat Pump with Remote Outdoor Unit-Air-Source) | HMH72B341 | ASPEN |  | C(A,C,D,E)36B36+TDR | TMLE060A12MP11 | 32200 | 18 | 8.1 | 33800 | 27400 | 81.07% | 2.44 | 0 | 9.9 |  |  |  | No | R-410A | 2.6833 | Residential & Commercial | No
212627000 | Central HP <5.4 tons | COLEMAN | HRCU-A-CB (Split System: Heat Pump with Remote Outdoor Unit-Air-Source) | HMH72B341 | ASPEN |  | C(A,C,D,E)42B36+TDR | TM9V080C16MP12 | 32400 | 17.5 | 8.4 | 33800 | 27400 | 81.07% | 2.64 | 0 | 9.9 |  |  |  | No | R-410A | 2.7 | Residential & Commercial | No
214731159 | Central HP <5.4 tons | BRYANT HEATING AND COOLING SYSTEMS | HRCU-A-CB (Split System: Heat Pump with Remote Outdoor Unit-Air-Source) | 38MURAQ24AB3* | ADP |  | H,PG7J936 | 916SA48060M17*** | 23000 | 17 | 9 | 24200 | 23200 | 95.87% | 1.96 | 0 | 9.5 |  |  |  | No | R-410A | 1.9167 | Residential & Commercial | No
212627148 | Central HP <5.4 tons | COLEMAN | HRCU-A-CB (Split System: Heat Pump with Remote Outdoor Unit-Air-Source) | HMH72B341 | ASPEN |  | D(A,C,E)48C26+TDR | TM8Y100C20MP11 | 32600 | 18 | 8.4 | 33800 | 30000 | 88.76% | 2.83 | 0 | 9 |  |  |  | No | R-410A | 2.7167 | Residential & Commercial | No
212627151 | Central HP <5.4 tons | COLEMAN | HRCU-A-CB (Split System: Heat Pump with Remote Outdoor Unit-Air-Source) | HMH72B341 | ASPEN |  | C(A,C,D,E)42A26+TDR | CP9C100C16MP13 | 29200 | 16.7 | 8.1 | 33800 | 27200 | 80.47% | 2.47 | 0 | 9.4 |  |  |  | No | R-410A | 2.4333 | Residential & Commercial | No
212627251 | Central HP <5.4 tons | COLEMAN | HRCU-A-CB (Split System: Heat Pump with Remote Outdoor Unit-Air-Source) | HMH72B341 | ASPEN |  | D(A,C,E)42B36+TDR | TL9E060B12UH11 | 32400 | 18 | 8.1 | 34000 | 27800 | 81.76% | 2.4 | 0 | 9.5 |  |  |  | No | R-410A | 2.7 | Residential & Commercial | No
212627348 | Central HP <5.4 tons | COLEMAN | HRCU-A-CB (Split System: Heat Pump with Remote Outdoor Unit-Air-Source) | HMH72B341 | ASPEN |  | D(A,C,E)42B36+TDR | TM9V060B12MP12 | 32600 | 17.5 | 8.1 | 34000 | 27800 | 81.76% | 2.42 | 0 | 9.5 |  |  |  | No | R-410A | 2.7167 | Residential & Commercial | No
212627350 | Central HP <5.4 tons | COLEMAN | HRCU-A-CB (Split System: Heat Pump with Remote Outdoor Unit-Air-Source) | HMH72B341 | ASPEN |  | D(A,C,E)42C36+TDR | TM9V060B12MP12 | 32800 | 17.5 | 8.1 | 34000 | 27800 | 81.76% | 2.42 | 0 | 9.5 |  |  |  | No | R-410A | 2.7333 | Residential & Commercial | No
212627433 | Central HP <5.4 tons | COLEMAN | HRCU-A-CB (Split System: Heat Pump with Remote Outdoor Unit-Air-Source) | HMH72B341 | ASPEN |  | D(A,C,E)42D26+TDR | TM8E080B12MP11 | 30600 | 17.7 | 8.5 | 34000 | 28000 | 82.35% | 2.63 | 0 | 9 |  |  |  | No | R-410A | 2.55 | Residential & Commercial | No
212627466 | Central HP <5.4 tons | COLEMAN | HRCU-A-CB (Split System: Heat Pump with Remote Outdoor Unit-Air-Source) | HMH72B341 | ASPEN |  | C(A,C,D,E)36C26+TDR | TMLE080B12MP11 | 29800 | 17.4 | 8.1 | 34000 | 28000 | 82.35% | 2.41 | 0 | 9 |  |  |  | No | R-410A | 2.4833 | Residential & Commercial | No
212627468 | Central HP <5.4 tons | COLEMAN | HRCU-A-CB (Split System: Heat Pump with Remote Outdoor Unit-Air-Source) | HMH72B341 | ASPEN |  | C(A,C,D,E)48C26+TDR | TMLE080B12MP11 | 30600 | 17.7 | 8.1 | 34000 | 28000 | 82.35% | 2.41 | 0 | 9 |  |  |  | No | R-410A | 2.55 | Residential & Commercial | No
212627483 | Central HP <5.4 tons | COLEMAN | HRCU-A-CB (Split System: Heat Pump with Remote Outdoor Unit-Air-Source) | HMH72B341 | ASPEN |  | D(A,C,E)48C36+TDR | TMLE080B12MP11 | 33200 | 18 | 8.1 | 34000 | 28000 | 82.35% | 2.41 | 0 | 9 |  |  |  | No | R-410A | 2.7667 | Residential & Commercial | No
212627517 | Central HP <5.4 tons | COLEMAN | HRCU-A-CB (Split System: Heat Pump with Remote Outdoor Unit-Air-Source) | HMH72B341 | ASPEN |  | C(A,C,D,E)48C26+TDR | CP9C080B12MP13 | 31800 | 17 | 8.1 | 33600 | 29600 | 88.1% | 2.45 | 0 | 9 |  |  |  | No | R-410A | 2.65 | Residential & Commercial | No
212627652 | Central HP <5.4 tons | COLEMAN | HRCU-A-CB (Split System: Heat Pump with Remote Outdoor Unit-Air-Source) | HMH72B341 | ASPEN |  | D(A,C,E)36B46+TDR | TM9Y080C16MP11 | 33000 | 18.5 | 8.5 | 34000 | 28000 | 82.35% | 2.66 | 0 | 9 |  |  |  | No | R-410A | 2.75 | Residential & Commercial | No
214303313 | Central HP <5.4 tons | NAPOLEON | HRCU-A-CB (Split System: Heat Pump with Remote Outdoor Unit-Air-Source) | WSEHV2436RA1-N | ASPEN |  | D(A,C,E)48B34+TDR | WPV070T3AA | 36000 | 17 | 8.3 | 36400 | 32800 | 90.11% | 1.8 | 0 | 9.9 |  |  |  | No | R-410A | 3 | Residential & Commercial | No
212624776 | Central HP <5.4 tons | COLEMAN | HRCU-A-CB (Split System: Heat Pump with Remote Outdoor Unit-Air-Source) | HMH72B341 | ASPEN |  | C(A,C,D,E)42C24+TDR | TL8E080C16UH11 | 30200 | 17 | 8.5 | 34000 | 27800 | 81.76% | 2.68 | 0 | 9 |  |  |  | No | R-410A | 2.5167 | Residential & Commercial | No
212624824 | Central HP <5.4 tons | COLEMAN | HRCU-A-CB (Split System: Heat Pump with Remote Outdoor Unit-Air-Source) | HMH72B341 | ASPEN |  | C(A,C,D,E)36C34+TDR | TL9E080C16UH11 | 32400 | 17.5 | 8.5 | 34000 | 28000 | 82.35% | 2.66 | 0 | 9.5 |  |  |  | No | R-410A | 2.7 | Residential & Commercial | No
212624826 | Central HP <5.4 tons | COLEMAN | HRCU-A-CB (Split System: Heat Pump with Remote Outdoor Unit-Air-Source) | HMH72B341 | ASPEN |  | C(A,C,D,E)42C24+TDR | TL9E080C16UH11 | 30000 | 17 | 8.5 | 34000 | 28000 | 82.35% | 2.66 | 0 | 9 |  |  |  | No | R-410A | 2.5 | Residential & Commercial | No
212624875 | Central HP <5.4 tons | COLEMAN | HRCU-A-CB (Split System: Heat Pump with Remote Outdoor Unit-Air-Source) | HMH72B341 | ASPEN |  | C(A,C,D,E)42C24+TDR | CP9C100C16MP13 | 30200 | 17 | 8.1 | 34000 | 27400 | 80.59% | 2.47 | 0 | 9 |  |  |  | No | R-410A | 2.5167 | Residential & Commercial | No
212624911 | Central HP <5.4 tons | COLEMAN | HRCU-A-CB (Split System: Heat Pump with Remote Outdoor Unit-Air-Source) | HMH72B341 | ASPEN |  | C(A,C,D,E)42D24+TDR | TM8Y080C16MP11 | 30600 | 18.1 | 8.5 | 34000 | 27400 | 80.59% | 2.67 | 0 | 9.6 |  |  |  | No | R-410A | 2.55 | Residential & Commercial | No
212624958 | Central HP <5.4 tons | COLEMAN | HRCU-A-CB (Split System: Heat Pump with Remote Outdoor Unit-Air-Source) | HMH72B341 | ASPEN |  | D(A,C,E)48D24+TDR | TM8Y080C16MP11 | 31000 | 18.2 | 8.5 | 34000 | 27400 | 80.59% | 2.67 | 0 | 9.7 |  |  |  | No | R-410A | 2.5833 | Residential & Commercial | No
212624978 | Central HP <5.4 tons | COLEMAN | HRCU-A-CB (Split System: Heat Pump with Remote Outdoor Unit-Air-Source) | HMH72B341 | ASPEN |  | C(A,C,D,E)42C24+TDR | TM8Y100C16MP11 | 30200 | 17.9 | 8.5 | 34000 | 27400 | 80.59% | 2.67 | 0 | 9 |  |  |  | No | R-410A | 2.5167 | Residential & Commercial | No
212625078 | Central HP <5.4 tons | COLEMAN | HRCU-A-CB (Split System: Heat Pump with Remote Outdoor Unit-Air-Source) | HMH72B341 | ASPEN |  | D(A,C,E)48C24+TDR | TM9V100C16MP12 | 30600 | 17.2 | 8.5 | 34000 | 27400 | 80.59% | 2.67 | 0 | 9.6 |  |  |  | No | R-410A | 2.55 | Residential & Commercial | No
212625195 | Central HP <5.4 tons | COLEMAN | HRCU-A-CB (Split System: Heat Pump with Remote Outdoor Unit-Air-Source) | HMH72B341 | ASPEN |  | C(A,C,D,E)48C24+TDR | TM8Y100C20MP11 | 32600 | 18 | 8.5 | 34000 | 30200 | 88.82% | 2.85 | 0 | 9 |  |  |  | No | R-410A | 2.7167 | Residential & Commercial | No
212625209 | Central HP <5.4 tons | COLEMAN | HRCU-A-CB (Split System: Heat Pump with Remote Outdoor Unit-Air-Source) | HMH72B341 | ASPEN |  | C(A,C,D,E)36D24+TDR | TM8Y120C20MP11 | 32200 | 18 | 8.5 | 34000 | 30200 | 88.82% | 2.85 | 0 | 9.5 |  |  |  | No | R-410A | 2.6833 | Residential & Commercial | No
212625226 | Central HP <5.4 tons | COLEMAN | HRCU-A-CB (Split System: Heat Pump with Remote Outdoor Unit-Air-Source) | HMH72B341 | ASPEN |  | D(A,C,E)48D34+TDR | TM8Y120C20MP11 | 33600 | 18 | 8.5 | 34000 | 30200 | 88.82% | 2.85 | 0 | 9.5 |  |  |  | No | R-410A | 2.8 | Residential & Commercial | No
212625359 | Central HP <5.4 tons | COLEMAN | HRCU-A-CB (Split System: Heat Pump with Remote Outdoor Unit-Air-Source) | HMH72B341 | ASPEN |  | D(A,C,E)48C24+TDR | CP9C100C20MP13 | 30400 | 17.1 | 8.1 | 34000 | 28400 | 83.53% | 2.46 | 0 | 9 |  |  |  | No | R-410A | 2.5333 | Residential & Commercial | No
212625394 | Central HP <5.4 tons | COLEMAN | HRCU-A-CB (Split System: Heat Pump with Remote Outdoor Unit-Air-Source) | HMH72B341 | ASPEN |  | D(A,C,E)36B34+TDR | TM9V100C20MP12 | 32000 | 17.5 | 8.5 | 34000 | 28400 | 83.53% | 2.7 | 0 | 9.4 |  |  |  | No | R-410A | 2.6667 | Residential & Commercial | No
212625409 | Central HP <5.4 tons | COLEMAN | HRCU-A-CB (Split System: Heat Pump with Remote Outdoor Unit-Air-Source) | HMH72B341 | ASPEN |  | D(A,C,E)42C34+TDR | TM9V100C20MP12 | 32800 | 17.5 | 8.5 | 34000 | 28400 | 83.53% | 2.7 | 0 | 9.5 |  |  |  | No | R-410A | 2.7333 | Residential & Commercial | No
212625426 | Central HP <5.4 tons | COLEMAN | HRCU-A-CB (Split System: Heat Pump with Remote Outdoor Unit-Air-Source) | HMH72B341 | ASPEN |  | D(A,C,E)48D34+TDR | TM9V100C20MP12 | 33400 | 17.5 | 8.5 | 34000 | 28400 | 83.53% | 2.7 | 0 | 9.5 |  |  |  | No | R-410A | 2.7833 | Residential & Commercial | No
212625443 | Central HP <5.4 tons | COLEMAN | HRCU-A-CB (Split System: Heat Pump with Remote Outdoor Unit-Air-Source) | HMH72B341 | ASPEN |  | C(A,C,D,E)48D24+TDR | TP9C100C20MP13 | 30800 | 17.3 | 8.1 | 34000 | 28400 | 83.53% | 2.46 | 0 | 9.2 |  |  |  | No | R-410A | 2.5667 | Residential & Commercial | No
212625526 | Central HP <5.4 tons | COLEMAN | HRCU-A-CB (Split System: Heat Pump with Remote Outdoor Unit-Air-Source) | HMH72B341 | ASPEN |  | C(A,C,D,E)48A26+TDR | TM9V120D20MP12 | 29400 | 16.3 | 8.4 | 32000 | 28000 | 87.5% | 2.77 | 0 | 9 |  |  |  | No | R-410A | 2.45 | Residential & Commercial | No
212625561 | Central HP <5.4 tons | COLEMAN | HRCU-A-CB (Split System: Heat Pump with Remote Outdoor Unit-Air-Source) | HMH72B341 | ASPEN |  | D(A,C,E)48A36+TDR | CPLC120C20MP13 | 31600 | 16.5 | 8.1 | 32200 | 27600 | 85.71% | 2.44 | 0 | 8.9 |  |  |  | No | R-410A | 2.6333 | Residential & Commercial | No
212625611 | Central HP <5.4 tons | COLEMAN | HRCU-A-CB (Split System: Heat Pump with Remote Outdoor Unit-Air-Source) | HMH72B341 | ASPEN |  | C(A,C,D,E)42A36+TDR | TM9V120D20MP12 | 31400 | 16.9 | 8.4 | 32200 | 28000 | 86.96% | 2.77 | 0 | 9.3 |  |  |  | No | R-410A | 2.6167 | Residential & Commercial | No
212625629 | Central HP <5.4 tons | COLEMAN | HRCU-A-CB (Split System: Heat Pump with Remote Outdoor Unit-Air-Source) | HMH72B341 | ASPEN |  | C(A,C,D,E)42B36+TDR | TM9V120D20MP12 | 31800 | 17 | 8.5 | 32200 | 28200 | 87.58% | 2.8 | 0 | 9.4 |  |  |  | No | R-410A | 2.65 | Residential & Commercial | No
213312024 | Central HP <5.4 tons | BRYANT HEATING AND COOLING SYSTEMS | HRCU-A-CB (Split System: Heat Pump with Remote Outdoor Unit-Air-Source) | 38MURAQ36AB3* | ADP |  | C36A***L129+CBPE4B* |  | 35600 | 16 | 8.1 | 36800 | 34400 | 93.48% | 2 | 0 | 9.5 |  |  |  | No | R-410A | 2.9667 | Residential & Commercial | No
215877117 | Central HP <5.4 tons | COMFORTMAKER | HRCU-A-CB (Split System: Heat Pump with Remote Outdoor Unit-Air-Source) | DLCURAH24ABK | ASPEN |  | L(E,F)W30B4 |  | 22600 | 15.2 | 8.1 | 25400 | 19800 | 77.95% | 2.8 | 0 | 9.5 |  |  |  | No | R-410A | 1.8833 | Residential & Commercial | No
213204972 | Central HP <5.4 tons | TEMPSTAR | HRCU-A-CB (Split System: Heat Pump with Remote Outdoor Unit-Air-Source) | DLCURAH24ABK | ASPEN |  | D(A,C,E)36B34+TDR | *95ESN0801716A* | 23600 | 15.8 | 8.4 | 26200 | 20200 | 77.1% | 2.92 | 0 | 9.8 |  |  |  | No | R-410A | 1.9667 | Residential & Commercial | No
215407275 | Central HP <5.4 tons | COMFORTMAKER | HRCU-A-CB (Split System: Heat Pump with Remote Outdoor Unit-Air-Source) | DLCURAH24ABK | ASPEN |  | L(E,F)W30D4 |  | 22800 | 16 | 8.5 | 25400 | 19800 | 77.95% | 2.8 | 0 | 9.8 |  |  |  | No | R-410A | 1.9 | Residential & Commercial | No
211226289 | Central HP <5.4 tons | HEIL | HRCU-A-CB (Split System: Heat Pump with Remote Outdoor Unit-Air-Source) | DLCURAH36ABK |  |  | EA*4X36L21A* | *80ES(N,L)1102120A* | 35200 | 16 | 8.1 | 38500 | 35200 | 91.43% | 1.82 | 0 | 9.5 |  |  |  | No | R-410A | 2.9333 | Residential & Commercial | No
211226332 | Central HP <5.4 tons | HEIL | HRCU-A-CB (Split System: Heat Pump with Remote Outdoor Unit-Air-Source) | DLCURAH36ABK |  |  | EA*4X36L21A* | *92ESN0601714A* | 35200 | 16 | 8.1 | 38500 | 35200 | 91.43% | 1.82 | 0 | 9.5 |  |  |  | No | R-410A | 2.9333 | Residential & Commercial | No
212625693 | Central HP <5.4 tons | COLEMAN | HRCU-A-CB (Split System: Heat Pump with Remote Outdoor Unit-Air-Source) | HMH72B341 | ASPEN |  | D(A,C,E)42C36+TDR | CPLC120C20MP13 | 32200 | 16.5 | 8.1 | 32400 | 27800 | 85.8% | 2.44 | 0 | 9 |  |  |  | No | R-410A | 2.6833 | Residential & Commercial | No
212625696 | Central HP <5.4 tons | COLEMAN | HRCU-A-CB (Split System: Heat Pump with Remote Outdoor Unit-Air-Source) | HMH72B341 | ASPEN |  | D(A,C,E)48B36+TDR | CPLC120C20MP13 | 32000 | 16.5 | 8.1 | 32400 | 27800 | 85.8% | 2.44 | 0 | 8.9 |  |  |  | No | R-410A | 2.6667 | Residential & Commercial | No
212625746 | Central HP <5.4 tons | COLEMAN | HRCU-A-CB (Split System: Heat Pump with Remote Outdoor Unit-Air-Source) | HMH72B341 | ASPEN |  | D(A,C,E)36C36+TDR | TMLV120C20MP12 | 31800 | 16.5 | 8.1 | 32400 | 27800 | 85.8% | 2.44 | 0 | 8.9 |  |  |  | No | R-410A | 2.65 | Residential & Commercial | No
212625762 | Central HP <5.4 tons | COLEMAN | HRCU-A-CB (Split System: Heat Pump with Remote Outdoor Unit-Air-Source) | HMH72B341 | ASPEN |  | D(A,C,E)36A46+TDR | TPLC100C20MP13 | 31400 | 16.5 | 8.1 | 32400 | 27800 | 85.8% | 2.44 | 0 | 8.9 |  |  |  | No | R-410A | 2.6167 | Residential & Commercial | No
212625795 | Central HP <5.4 tons | COLEMAN | HRCU-A-CB (Split System: Heat Pump with Remote Outdoor Unit-Air-Source) | HMH72B341 | ASPEN |  | D(A,C,E)48D36+TDR | TPLC120C20MP13 | 32800 | 16.5 | 8.1 | 32400 | 27800 | 85.8% | 2.44 | 0 | 9 |  |  |  | No | R-410A | 2.7333 | Residential & Commercial | No
216011844 | Central HP <5.4 tons | COLEMAN | HRCU-A-CB (Split System: Heat Pump with Remote Outdoor Unit-Air-Source) | HMH72B341 | ADP |  | H,YE32936 | CP9C080C16MP13 | 32800 | 17 | 8.1 | 31800 | 23000 | 72.33% | 2.04 | 0 | 9.5 |  |  |  | No | R-410A | 2.7333 | Residential & Commercial | No
212625812 | Central HP <5.4 tons | COLEMAN | HRCU-A-CB (Split System: Heat Pump with Remote Outdoor Unit-Air-Source) | HMH72B341 | ASPEN |  | D(A,C,E)42B36+TDR | TM9Y120D20MP11 | 32000 | 16.5 | 8.5 | 32400 | 28200 | 87.04% | 2.77 | 0 | 9.4 |  |  |  | No | R-410A | 2.6667 | Residential & Commercial | No
212625813 | Central HP <5.4 tons | COLEMAN | HRCU-A-CB (Split System: Heat Pump with Remote Outdoor Unit-Air-Source) | HMH72B341 | ASPEN |  | D(A,C,E)42C26+TDR | TM9Y120D20MP11 | 29800 | 15.9 | 8.5 | 32400 | 28200 | 87.04% | 2.77 | 0 | 9 |  |  |  | No | R-410A | 2.4833 | Residential & Commercial | No
212624024 | Central HP <5.4 tons | COLEMAN | HRCU-A-CB (Split System: Heat Pump with Remote Outdoor Unit-Air-Source) | HMH72B341 | ASPEN |  | D(A,C,E)36B44+TDR | TMLE080B12MP11 | 33000 | 18 | 8.1 | 34000 | 28000 | 82.35% | 2.41 | 0 | 9 |  |  |  | No | R-410A | 2.75 | Residential & Commercial | No
212624041 | Central HP <5.4 tons | COLEMAN | HRCU-A-CB (Split System: Heat Pump with Remote Outdoor Unit-Air-Source) | HMH72B341 | ASPEN |  | D(A,C,E)42D24+TDR | TMLE080B12MP11 | 30600 | 17.7 | 8.1 | 34000 | 28000 | 82.35% | 2.41 | 0 | 9 |  |  |  | No | R-410A | 2.55 | Residential & Commercial | No
212624057 | Central HP <5.4 tons | COLEMAN | HRCU-A-CB (Split System: Heat Pump with Remote Outdoor Unit-Air-Source) | HMH72B341 | ASPEN |  | C(A,C,D,E)42D24+TDR | CPLC060A12MP13 | 32000 | 17.5 | 8.1 | 33400 | 28800 | 86.23% | 2.49 | 0 | 9 |  |  |  | No | R-410A | 2.6667 | Residential & Commercial | No
212624059 | Central HP <5.4 tons | COLEMAN | HRCU-A-CB (Split System: Heat Pump with Remote Outdoor Unit-Air-Source) | HMH72B341 | ASPEN |  | C(A,C,D,E)48C24+TDR | CPLC060A12MP13 | 32000 | 17.5 | 8.1 | 33400 | 28800 | 86.23% | 2.49 | 0 | 9 |  |  |  | No | R-410A | 2.6667 | Residential & Commercial | No
212624072 | Central HP <5.4 tons | COLEMAN | HRCU-A-CB (Split System: Heat Pump with Remote Outdoor Unit-Air-Source) | HMH72B341 | ASPEN |  | C(A,C,D,E)36C24+TDR | TM8E080C16MP11 | 31400 | 18 | 8.4 | 34000 | 28400 | 83.53% | 2.75 | 0 | 9.9 |  |  |  | No | R-410A | 2.6167 | Residential & Commercial | No
212624158 | Central HP <5.4 tons | COLEMAN | HRCU-A-CB (Split System: Heat Pump with Remote Outdoor Unit-Air-Source) | HMH72B341 | ASPEN |  | C(A,C,D,E)48C24+TDR | TP9C080B12MP13 | 31800 | 17 | 8.1 | 33600 | 29600 | 88.1% | 2.45 | 0 | 9 |  |  |  | No | R-410A | 2.65 | Residential & Commercial | No
212624392 | Central HP <5.4 tons | COLEMAN | HRCU-A-CB (Split System: Heat Pump with Remote Outdoor Unit-Air-Source) | HMH72B341 | ASPEN |  | C(A,C,D,E)48C24+TDR | TM9Y080C16MP11 | 30600 | 18.1 | 8.5 | 34000 | 28000 | 82.35% | 2.66 | 0 | 9 |  |  |  | No | R-410A | 2.55 | Residential & Commercial | No
212396761 | Central HP <5.4 tons | American Standard | HRCU-A-CB (Split System: Heat Pump with Remote Outdoor Unit-Air-Source) | 4TXD2060A10NU** | ADP |  | BV**C9(1,2)60+TXV |  | 46500 | 15.2 | 8.5 | 46000 | 33200 | 72.17% | 1.8 | 0 | 9.5 |  |  |  | No | R-410A | 3.875 | Residential & Commercial | No
214731172 | Central HP <5.4 tons | BRYANT HEATING AND COOLING SYSTEMS | HRCU-A-CB (Split System: Heat Pump with Remote Outdoor Unit-Air-Source) | 38MURAQ24AB3* | ADP |  | H,PG31930 | 926TC36060V14*** | 22800 | 16 | 8.5 | 25200 | 26600 | 105.6% | 2.3 | 0 | 9.5 |  |  |  | No | R-410A | 1.9 | Residential & Commercial | No
211226374 | Central HP <5.4 tons | HEIL | HRCU-A-CB (Split System: Heat Pump with Remote Outdoor Unit-Air-Source) | DLCURAH36ABK |  |  | EA*4X36L21A* | *95ESN1002120A* | 35600 | 15.5 | 8.1 | 39500 | 35200 | 89.11% | 1.84 | 0 | 9.5 |  |  |  | No | R-410A | 2.9667 | Residential & Commercial | No
214394781 | Central HP <5.4 tons | RUUD | HRCU-A-CB (Split System: Heat Pump with Remote Outdoor Unit-Air-Source) | RD17AZ60AJ3N | ASPEN |  | D(A,C,E)60D34+TDR | U97MV1005A21DHS | 51500 | 17.8 | 8.1 | 54000 | 49500 | 91.67% | 1.75 | 0 | 9.8 |  |  |  | No | R-410A | 4.2917 | Residential & Commercial | No
213738519 | Central HP <5.4 tons | DAY & NIGHT | HRCU-A-CB (Split System: Heat Pump with Remote Outdoor Unit-Air-Source) | DLCURAH36ABK | ADP |  | V,G36H***P449 | *80VTL0451412B* | 35000 | 16 | 8.1 | 36800 | 34600 | 94.02% | 1.94 | 0 | 9.5 |  |  |  | No | R-410A | 2.9167 | Residential & Commercial | No
212396762 | Central HP <5.4 tons | American Standard | HRCU-A-CB (Split System: Heat Pump with Remote Outdoor Unit-Air-Source) | 4TXD2060A10NU** | ADP |  | BV**C9960 |  | 46500 | 15.2 | 8.5 | 46000 | 33200 | 72.17% | 1.8 | 0 | 9.5 |  |  |  | No | R-410A | 3.875 | Residential & Commercial | No
214731209 | Central HP <5.4 tons | BRYANT HEATING AND COOLING SYSTEMS | HRCU-A-CB (Split System: Heat Pump with Remote Outdoor Unit-Air-Source) | 38MURAQ36AB3* | ADP |  | H,PG7J936 | 926TC48080V17*** | 34200 | 15.2 | 8.5 | 36800 | 34800 | 94.57% | 2 | 0 | 9.5 |  |  |  | No | R-410A | 2.85 | Residential & Commercial | No
213273405 | Central HP <5.4 tons | COLEMAN | HRCU-A-CB (Split System: Heat Pump with Remote Outdoor Unit-Air-Source) | HMH72B361 | ASPEN |  | D(A,C,E)36A46+TDR | Z8ES100C20LMPS1 | 34000 | 16.5 | 8.1 | 36000 | 26800 | 74.44% | 2.83 | 0 | 8.9 |  |  |  | No | R-410A | 2.8333 | Residential & Commercial | No
213307345 | Central HP <5.4 tons | YORK | HRCU-A-CB (Split System: Heat Pump with Remote Outdoor Unit-Air-Source) | HMH72B341 | ASPEN |  | DM36A36+TDR | TM8E100B12MP11 | 31400 | 17.8 | 8.1 | 33600 | 27200 | 80.95% | 2.55 | 0 | 9.8 |  |  |  | No | R-410A | 2.6167 | Residential & Commercial | No
213366558 | Central HP <5.4 tons | COLEMAN | HRCU-A-CB (Split System: Heat Pump with Remote Outdoor Unit-Air-Source) | HMH72B341 | ADP |  | A36VDA+TXV | Z8ET080B12LMPS1 | 33200 | 18 | 8.5 | 31400 | 23000 | 73.25% | 2.04 | 0 | 9.5 |  |  |  | No | R-410A | 2.7667 | Residential & Commercial | No
213366559 | Central HP <5.4 tons | COLEMAN | HRCU-A-CB (Split System: Heat Pump with Remote Outdoor Unit-Air-Source) | HMH72B341 | ADP |  | V,Y36H175P159 | Z8ET080B12LMPS1 | 33200 | 18 | 8.5 | 31400 | 23000 | 73.25% | 2.04 | 0 | 9.5 |  |  |  | No | R-410A | 2.7667 | Residential & Commercial | No
212396769 | Central HP <5.4 tons | American Standard | HRCU-A-C (Split System: Heat Pump with Remote Outdoor Unit with No Indoor Fan --Air Source) | 4TXD2060A10NU** | ADP |  | H,TE86960+TD |  | 53000 | 15.2 | 8.5 | 51000 | 37200 | 72.94% | 1.8 | 0 | 9.5 |  |  |  | No | R-410A | 4.4167 | Residential & Commercial | No
212970382 | Central HP <5.4 tons | HEIL | HRCU-A-CB (Split System: Heat Pump with Remote Outdoor Unit-Air-Source) | DLCURAH36ABK |  |  | EA*4X36L21A* | *80VSL0701716B* | 35200 | 15.5 | 8.1 | 38500 | 35200 | 91.43% | 1.84 | 0 | 9.5 |  |  |  | No | R-410A | 2.9333 | Residential & Commercial | No
210025741 | Central HP <5.4 tons | ARCOAIRE | HRCU-A-CB (Split System: Heat Pump with Remote Outdoor Unit-Air-Source) | DLCURAH60ABK |  |  | DLFUAAH60XAK |  | 55000 | 15.3 | 9.4 | 59000 | 48500 | 82.2% | 1.91 | 9 | 8.8 |  |  |  | No | R-410A | 4.5833 | Residential & Commercial | No
211226512 | Central HP <5.4 tons | HEIL | HRCU-A-CB (Split System: Heat Pump with Remote Outdoor Unit-Air-Source) | DLCURAH36ABK |  |  | EA*4X37L17A* | *80ES(N,L)0701712A* | 36000 | 15.2 | 8.1 | 38500 | 35000 | 90.91% | 2 | 0 | 9.5 |  |  |  | No | R-410A | 3 | Residential & Commercial | No
212396767 | Central HP <5.4 tons | American Standard | HRCU-A-C (Split System: Heat Pump with Remote Outdoor Unit with No Indoor Fan --Air Source) | 4TXD2036A10NU** | ADP |  | H,TG34936+TD |  | 33400 | 15.2 | 8.5 | 32400 | 24000 | 74.07% | 1.8 | 0 | 9 |  |  |  | No | R-410A | 2.7833 | Residential & Commercial | No
214394743 | Central HP <5.4 tons | RUUD | HRCU-A-CB (Split System: Heat Pump with Remote Outdoor Unit-Air-Source) | RD17AZ60AJ3N | ASPEN |  | D(A,C,E)60D34+TDR | R951V1005A21UHU | 51500 | 17.8 | 8.1 | 54000 | 49500 | 91.67% | 1.75 | 0 | 9.8 |  |  |  | No | R-410A | 4.2917 | Residential & Commercial | No
214394792 | Central HP <5.4 tons | RUUD | HRCU-A-CB (Split System: Heat Pump with Remote Outdoor Unit-Air-Source) | RD17AZ60AJ3N | ASPEN |  | D(A,C,E)60D44+TDR | U98MV1005A21UPS | 52000 | 17 | 8.1 | 54500 | 49500 | 90.83% | 1.75 | 0 | 9.8 |  |  |  | No | R-410A | 4.3333 | Residential & Commercial | No
215375365 | Central HP <5.4 tons | RUUD | HRCU-A-CB (Split System: Heat Pump with Remote Outdoor Unit-Air-Source) | RD17AZ60AJ3N | ASPEN |  | D(A,C,E)60D36+TDR | R802V1505A24UHN | 52000 | 17.8 | 8.1 | 53500 | 50500 | 94.39% | 1.75 | 0 | 9.8 |  |  |  | No | R-410A | 4.3333 | Residential & Commercial | No
213088097 | Central HP <5.4 tons | KINGHOME | HRCU-A-C (Split System: Heat Pump with Remote Outdoor Unit with No Indoor Fan --Air Source) | KU60UHO | ADP |  | HG52960 |  | 50500 | 15.2 | 8.5 | 51000 | 36800 | 72.16% | 1.8 | 0 | 9.5 |  |  |  | No | R-410A | 4.2083 | Residential & Commercial | No
213312026 | Central HP <5.4 tons | BRYANT HEATING AND COOLING SYSTEMS | HRCU-A-CB (Split System: Heat Pump with Remote Outdoor Unit-Air-Source) | 38MURAQ36AB3* | ADP |  | C36A***L139+CBPE4B* |  | 36000 | 16 | 8.1 | 36800 | 34400 | 93.48% | 2 | 0 | 9.5 |  |  |  | No | R-410A | 3 | Residential & Commercial | No
213312025 | Central HP <5.4 tons | BRYANT HEATING AND COOLING SYSTEMS | HRCU-A-CB (Split System: Heat Pump with Remote Outdoor Unit-Air-Source) | 38MURAQ36AB3* | ADP |  | C36A***L129+CBPE3A* |  | 35400 | 15.2 | 8.1 | 36800 | 34400 | 93.48% | 2 | 0 | 9.5 |  |  |  | No | R-410A | 2.95 | Residential & Commercial | No
214394722 | Central HP <5.4 tons | RUUD | HRCU-A-CB (Split System: Heat Pump with Remote Outdoor Unit-Air-Source) | RD17AZ60AJ3N | ASPEN |  | D(A,C,E)60D44+TDR | R921V0855A21M4S | 52000 | 17 | 8.1 | 54000 | 49500 | 91.67% | 1.75 | 0 | 9.8 |  |  |  | No | R-410A | 4.3333 | Residential & Commercial | No
214629320 | Central HP <5.4 tons | CARRIER | HRCU-A-CB (Split System: Heat Pump with Remote Outdoor Unit-Air-Source) | 38MURAQ36AB3* | ADP |  | C36A***L159 | 59SU5B060M17**16 | 35000 | 16 | 8.1 | 36800 | 34600 | 94.02% | 1.86 | 0 | 9.5 |  |  |  | No | R-410A | 2.9167 | Residential & Commercial | No
211227685 | Central HP <5.4 tons | DAY & NIGHT | HRCU-A-CB (Split System: Heat Pump with Remote Outdoor Unit-Air-Source) | DLCURAH36ABK |  |  | EA*4X42L21A* | *96VTN0801716A* | 35200 | 15.5 | 8.1 | 38500 | 35000 | 90.91% | 1.86 | 0 | 9.5 |  |  |  | No | R-410A | 2.9333 | Residential & Commercial | No
214628334 | Central HP <5.4 tons | CARRIER | HRCU-A-CB (Split System: Heat Pump with Remote Outdoor Unit-Air-Source) | 38MURAQ24AB3* | ADP |  | V,C36H***P039 | 59SC6A040M14**10 | 22400 | 15.2 | 8.5 | 25400 | 24800 | 97.64% | 2.1 | 0 | 9.5 |  |  |  | No | R-410A | 1.8667 | Residential & Commercial | No
212621565 | Central HP <5.4 tons | COLEMAN | HRCU-A-CB (Split System: Heat Pump with Remote Outdoor Unit-Air-Source) | HMH72B341 | ASPEN |  | D(A,C,E)48B24+TDR | TPLC100C20MP13 | 29600 | 15.9 | 8.1 | 32200 | 27600 | 85.71% | 2.44 | 0 | 8 |  |  |  | No | R-410A | 2.4667 | Residential & Commercial | No
212621618 | Central HP <5.4 tons | COLEMAN | HRCU-A-CB (Split System: Heat Pump with Remote Outdoor Unit-Air-Source) | HMH72B341 | ASPEN |  | D(A,C,E)42C24+TDR | TM8V100C20MP12 | 29600 | 15.9 | 8.1 | 32400 | 27400 | 84.57% | 2.45 | 0 | 8 |  |  |  | No | R-410A | 2.4667 | Residential & Commercial | No
212621619 | Central HP <5.4 tons | COLEMAN | HRCU-A-CB (Split System: Heat Pump with Remote Outdoor Unit-Air-Source) | HMH72B341 | ASPEN |  | C(A,C,D,E)36B24+TDR | TM8V120C20MP12 | 28600 | 15.6 | 8.5 | 32400 | 27400 | 84.57% | 2.7 | 0 | 8.4 |  |  |  | No | R-410A | 2.3833 | Residential & Commercial | No
212621632 | Central HP <5.4 tons | COLEMAN | HRCU-A-CB (Split System: Heat Pump with Remote Outdoor Unit-Air-Source) | HMH72B341 | ASPEN |  | D(A,C,E)36D24+TDR | TPLC100C20MP13 | 29600 | 15.9 | 8.1 | 32400 | 27400 | 84.57% | 2.45 | 0 | 8 |  |  |  | No | R-410A | 2.4667 | Residential & Commercial | No
212621650 | Central HP <5.4 tons | COLEMAN | HRCU-A-CB (Split System: Heat Pump with Remote Outdoor Unit-Air-Source) | HMH72B341 | ASPEN |  | D(A,C,E)36C34+TDR | CPLC100C20MP13 | 31800 | 16.5 | 8.1 | 32400 | 27800 | 85.8% | 2.44 | 0 | 8.9 |  |  |  | No | R-410A | 2.65 | Residential & Commercial | No
212621652 | Central HP <5.4 tons | COLEMAN | HRCU-A-CB (Split System: Heat Pump with Remote Outdoor Unit-Air-Source) | HMH72B341 | ASPEN |  | D(A,C,E)42A44+TDR | CPLC100C20MP13 | 31800 | 16.5 | 8.1 | 32400 | 27800 | 85.8% | 2.44 | 0 | 8.9 |  |  |  | No | R-410A | 2.65 | Residential & Commercial | No
212621685 | Central HP <5.4 tons | COLEMAN | HRCU-A-CB (Split System: Heat Pump with Remote Outdoor Unit-Air-Source) | HMH72B341 | ASPEN |  | C(A,C,D,E)36A44+TDR | TM8V100C20MP12 | 31400 | 16.5 | 8.1 | 32400 | 27800 | 85.8% | 2.44 | 0 | 8.9 |  |  |  | No | R-410A | 2.6167 | Residential & Commercial | No
213885844 | Central HP <5.4 tons | ECOER | HRCU-A-CB (Split System: Heat Pump with Remote Outdoor Unit-Air-Source) | EODA18H-4860B | ASPEN |  | AE(D,N,U)+CM60A34+TDR |  | 49500 | 16.8 | 8.4 | 54000 | 45500 | 84.26% | 2.26 | 0 | 9.7 |  |  |  | No | R-410A | 4.125 | Residential & Commercial | No
213885846 | Central HP <5.4 tons | ECOER | HRCU-A-CB (Split System: Heat Pump with Remote Outdoor Unit-Air-Source) | EODA18H-4860B | ASPEN |  | AE(D,N,U)+CM60B34+TDR |  | 50000 | 16.9 | 8.5 | 54500 | 46000 | 84.4% | 2.28 | 0 | 9.8 |  |  |  | No | R-410A | 4.1667 | Residential & Commercial | No
213311608 | Central HP <5.4 tons | CARRIER | HRCU-A-CB (Split System: Heat Pump with Remote Outdoor Unit-Air-Source) | 38MURAQ36AB3* | ADP |  | C36A***L129+CBPE4B* |  | 35600 | 16 | 8.1 | 36800 | 34400 | 93.48% | 2 | 0 | 9.5 |  |  |  | No | R-410A | 2.9667 | Residential & Commercial | No
212396770 | Central HP <5.4 tons | American Standard | HRCU-A-C (Split System: Heat Pump with Remote Outdoor Unit with No Indoor Fan --Air Source) | 4TXD2060A10NU** | ADP |  | H,TE88960+TD |  | 53000 | 15.2 | 8.5 | 51000 | 37200 | 72.94% | 1.8 | 0 | 9.5 |  |  |  | No | R-410A | 4.4167 | Residential & Commercial | No
212621701 | Central HP <5.4 tons | COLEMAN | HRCU-A-CB (Split System: Heat Pump with Remote Outdoor Unit-Air-Source) | HMH72B341 | ASPEN |  | D(A,C,E)42D24+TDR | TM8V100C20MP12 | 30000 | 16 | 8.1 | 32400 | 27800 | 85.8% | 2.44 | 0 | 8.6 |  |  |  | No | R-410A | 2.5 | Residential & Commercial | No
216011836 | Central HP <5.4 tons | COLEMAN | HRCU-A-CB (Split System: Heat Pump with Remote Outdoor Unit-Air-Source) | HMH72B341 | ADP |  | H,YE32936 | CP9C060B12MP13 | 32600 | 17 | 8.1 | 32000 | 23200 | 72.5% | 2.02 | 0 | 9.5 |  |  |  | No | R-410A | 2.7167 | Residential & Commercial | No
216011854 | Central HP <5.4 tons | COLEMAN | HRCU-A-CB (Split System: Heat Pump with Remote Outdoor Unit-Air-Source) | HMH72B341 | ADP |  | H,YE35936 | CP9C100C20MP13 | 34000 | 17 | 8.1 | 32400 | 24400 | 75.31% | 2.12 | 0 | 9.5 |  |  |  | No | R-410A | 2.8333 | Residential & Commercial | No
213204935 | Central HP <5.4 tons | TEMPSTAR | HRCU-A-CB (Split System: Heat Pump with Remote Outdoor Unit-Air-Source) | DLCURAH24ABK | ASPEN |  | D(A,C,E)30C44+TDR | *95ESN0401712A* | 23800 | 15.2 | 8.5 | 26400 | 20400 | 77.27% | 2.82 | 0 | 9.5 |  |  |  | No | R-410A | 1.9833 | Residential & Commercial | No
213204946 | Central HP <5.4 tons | TEMPSTAR | HRCU-A-CB (Split System: Heat Pump with Remote Outdoor Unit-Air-Source) | DLCURAH24ABK | ASPEN |  | D(A,C,E)30C44+TDR | *95ESN0601412A* | 23800 | 16 | 8.5 | 26000 | 20400 | 78.46% | 2.97 | 0 | 9.9 |  |  |  | No | R-410A | 1.9833 | Residential & Commercial | No
215792886 | Central HP <5.4 tons | BRYANT HEATING AND COOLING SYSTEMS | HRCU-A-CB (Split System: Heat Pump with Remote Outdoor Unit-Air-Source) | 38MURAQ36AB3* | ADP |  | H,PE33936 | 926TC48060V17*** | 34200 | 15.2 | 8.5 | 36800 | 34600 | 94.02% | 1.94 | 0 | 9.5 |  |  |  | No | R-410A | 2.85 | Residential & Commercial | No
214731207 | Central HP <5.4 tons | BRYANT HEATING AND COOLING SYSTEMS | HRCU-A-CB (Split System: Heat Pump with Remote Outdoor Unit-Air-Source) | 38MURAQ36AB3* | ADP |  | H,PG35936 | 926TC48080V17*** | 34800 | 16 | 8.1 | 36200 | 34400 | 95.03% | 2 | 0 | 9.5 |  |  |  | No | R-410A | 2.9 | Residential & Commercial | No
214392701 | Central HP <5.4 tons | RUUD | HRCU-A-CB (Split System: Heat Pump with Remote Outdoor Unit-Air-Source) | RD17AZ24AJ3N | ASPEN |  | D(A,C,E)30D24+TDR | U98MV0603A17UPS | 20800 | 18.8 | 8.1 | 22600 | 16900 | 74.78% | 2 | 0 | 9.7 |  |  |  | No | R-410A | 1.7333 | Residential & Commercial | No
214392717 | Central HP <5.4 tons | RUUD | HRCU-A-CB (Split System: Heat Pump with Remote Outdoor Unit-Air-Source) | RD17AZ24AJ3N | ASPEN |  | D(A,C,E)30D24+TDR | U98MV0703A17UPS | 20800 | 18.8 | 8.1 | 22600 | 16900 | 74.78% | 2 | 0 | 9.7 |  |  |  | No | R-410A | 1.7333 | Residential & Commercial | No
213204834 | Central HP <5.4 tons | TEMPSTAR | HRCU-A-CB (Split System: Heat Pump with Remote Outdoor Unit-Air-Source) | DLCURAH24ABK | ASPEN |  | D(A,C,E)36C34+TDR | *92ESN0401410A* | 23600 | 15.5 | 8.5 | 26000 | 20400 | 78.46% | 2.94 | 0 | 9.9 |  |  |  | No | R-410A | 1.9667 | Residential & Commercial | No
213204932 | Central HP <5.4 tons | TEMPSTAR | HRCU-A-CB (Split System: Heat Pump with Remote Outdoor Unit-Air-Source) | DLCURAH24ABK | ASPEN |  | D(A,C,E)30B34+TDR | *95ESN0401712A* | 23800 | 15.2 | 8.5 | 26400 | 20400 | 77.27% | 2.82 | 0 | 9 |  |  |  | No | R-410A | 1.9833 | Residential & Commercial | No
213367376 | Central HP <5.4 tons | CARRIER | HRCU-A-CB (Split System: Heat Pump with Remote Outdoor Unit-Air-Source) | 38MURAQ24AB3* | ADP |  | H,PG31930 | 59TP6C080V17**16 | 23200 | 16 | 8.5 | 25400 | 25200 | 99.21% | 2.14 | 0 | 9.5 |  |  |  | No | R-410A | 1.9333 | Residential & Commercial | No
213738337 | Central HP <5.4 tons | DAY & NIGHT | HRCU-A-CB (Split System: Heat Pump with Remote Outdoor Unit-Air-Source) | DLCURAH30ABK | ADP |  | PL36H175P159 | *80MS(N,L)0701412A* | 29200 | 15.2 | 8.1 | 32400 | 26800 | 82.72% | 1.82 | 0 | 8.5 |  |  |  | No | R-410A | 2.4333 | Residential & Commercial | No
213204951 | Central HP <5.4 tons | TEMPSTAR | HRCU-A-CB (Split System: Heat Pump with Remote Outdoor Unit-Air-Source) | DLCURAH24ABK | ASPEN |  | D(A,C,E)36C34+TDR | *95ESN0601412A* | 23800 | 16 | 8.5 | 26000 | 20400 | 78.46% | 2.97 | 0 | 9.9 |  |  |  | No | R-410A | 1.9833 | Residential & Commercial | No
213204965 | Central HP <5.4 tons | TEMPSTAR | HRCU-A-CB (Split System: Heat Pump with Remote Outdoor Unit-Air-Source) | DLCURAH24ABK | ASPEN |  | D(A,C,E)24B44+TDR | *95ESN0801716A* | 23600 | 15.8 | 8.4 | 26200 | 20200 | 77.1% | 2.92 | 0 | 9.7 |  |  |  | No | R-410A | 1.9667 | Residential & Commercial | No
213204967 | Central HP <5.4 tons | TEMPSTAR | HRCU-A-CB (Split System: Heat Pump with Remote Outdoor Unit-Air-Source) | DLCURAH24ABK | ASPEN |  | D(A,C,E)30B34+TDR | *95ESN0801716A* | 23400 | 15.7 | 8.3 | 26000 | 20200 | 77.69% | 2.89 | 0 | 9 |  |  |  | No | R-410A | 1.95 | Residential & Commercial | No
213204937 | Central HP <5.4 tons | TEMPSTAR | HRCU-A-CB (Split System: Heat Pump with Remote Outdoor Unit-Air-Source) | DLCURAH24ABK | ASPEN |  | D(A,C,E)36B34+TDR | *95ESN0401712A* | 23800 | 15.2 | 8.5 | 26400 | 20400 | 77.27% | 2.82 | 0 | 9 |  |  |  | No | R-410A | 1.9833 | Residential & Commercial | No
212628083 | Central HP <5.4 tons | COLEMAN | HRCU-A-CB (Split System: Heat Pump with Remote Outdoor Unit-Air-Source) | HMH72B341 | ASPEN |  | D(A,C,E)36B46+TDR | CP9C100C20MP13 | 33000 | 17.5 | 8.1 | 34000 | 28400 | 83.53% | 2.46 | 0 | 9 |  |  |  | No | R-410A | 2.75 | Residential & Commercial | No
212628085 | Central HP <5.4 tons | COLEMAN | HRCU-A-CB (Split System: Heat Pump with Remote Outdoor Unit-Air-Source) | HMH72B341 | ASPEN |  | D(A,C,E)36D36+TDR | CP9C100C20MP13 | 32800 | 17.5 | 8.1 | 34000 | 28400 | 83.53% | 2.46 | 0 | 9.5 |  |  |  | No | R-410A | 2.7333 | Residential & Commercial | No
212628101 | Central HP <5.4 tons | COLEMAN | HRCU-A-CB (Split System: Heat Pump with Remote Outdoor Unit-Air-Source) | HMH72B341 | ASPEN |  | D(A,C,E)36A46+TDR | TM9V100C20MP12 | 32000 | 17.5 | 8.5 | 34000 | 28400 | 83.53% | 2.7 | 0 | 9.4 |  |  |  | No | R-410A | 2.6667 | Residential & Commercial | No
212628117 | Central HP <5.4 tons | COLEMAN | HRCU-A-CB (Split System: Heat Pump with Remote Outdoor Unit-Air-Source) | HMH72B341 | ASPEN |  | C(A,C,D,E)36B36+TDR | TP9C100C20MP13 | 32000 | 17.5 | 8.1 | 34000 | 28400 | 83.53% | 2.46 | 0 | 9.4 |  |  |  | No | R-410A | 2.6667 | Residential & Commercial | No
212627684 | Central HP <5.4 tons | COLEMAN | HRCU-A-CB (Split System: Heat Pump with Remote Outdoor Unit-Air-Source) | HMH72B341 | ASPEN |  | C(A,C,D,E)48A36+TDR | TM8Y100C16MP11 | 32200 | 18.5 | 8.4 | 34000 | 27400 | 80.59% | 2.65 | 0 | 9.9 |  |  |  | No | R-410A | 2.6833 | Residential & Commercial | No
212544206 | Central HP <5.4 tons | DAY & NIGHT | HRCU-A-CB (Split System: Heat Pump with Remote Outdoor Unit-Air-Source) | DLCURAH30ABK | ADP |  | FG80936 | *80ESU0601716A | 30200 | 15.2 | 8.5 | 31800 | 25600 | 80.5% | 1.86 | 0 | 8.5 |  |  |  | No | R-410A | 2.5167 | Residential & Commercial | No
213204077 | Central HP <5.4 tons | TEMPSTAR | HRCU-A-CB (Split System: Heat Pump with Remote Outdoor Unit-Air-Source) | DLCURAH24AAK | ASPEN |  | D(A,C,E)30B34+TDR | *80ES(N,L)0702116A* | 23800 | 16 | 8.1 | 25400 | 27800 | 109.4% | 2.58 | 0 | 9 |  |  |  | No | R-410A | 1.9833 | Residential & Commercial | No
213204143 | Central HP <5.4 tons | TEMPSTAR | HRCU-A-CB (Split System: Heat Pump with Remote Outdoor Unit-Air-Source) | DLCURAH24AAK | ASPEN |  | D(A,C,E)36C34+TDR | *92ESN0401712A* | 23800 | 15.2 | 8.1 | 25200 | 27000 | 107.1% | 2.63 | 0 | 9 |  |  |  | No | R-410A | 1.9833 | Residential & Commercial | No
211228669 | Central HP <5.4 tons | DAY & NIGHT | HRCU-A-CB (Split System: Heat Pump with Remote Outdoor Unit-Air-Source) | DLCURAH36ABK |  |  | EA*4X43L21A* | OLV098A12* | 36200 | 15.2 | 8.5 | 38500 | 35000 | 90.91% | 2.06 | 0 | 9.5 |  |  |  | No | R-410A | 3.0167 | Residential & Commercial | No
211229205 | Central HP <5.4 tons | DAY & NIGHT | HRCU-A-CB (Split System: Heat Pump with Remote Outdoor Unit-Air-Source) | DLCURAH36ABK |  |  | EA*4X48L21A* | OLV112A16A | 35800 | 15.5 | 8.5 | 38500 | 34800 | 90.39% | 2.04 | 0 | 9.5 |  |  |  | No | R-410A | 2.9833 | Residential & Commercial | No
211229214 | Central HP <5.4 tons | DAY & NIGHT | HRCU-A-CB (Split System: Heat Pump with Remote Outdoor Unit-Air-Source) | DLCURAH36ABK |  |  | EA*4X48L21A* | OMV098J12* | 35600 | 15.2 | 8.1 | 38500 | 34800 | 90.39% | 2.04 | 0 | 9.5 |  |  |  | No | R-410A | 2.9667 | Residential & Commercial | No
213204333 | Central HP <5.4 tons | TEMPSTAR | HRCU-A-CB (Split System: Heat Pump with Remote Outdoor Unit-Air-Source) | DLCURAH24AAK | ASPEN |  | D(A,C,E)36C34+TDR | *96VTN0601714A* | 23800 | 15.5 | 8.1 | 25200 | 27000 | 107.1% | 2.74 | 0 | 9.5 |  |  |  | No | R-410A | 1.9833 | Residential & Commercial | No
213738352 | Central HP <5.4 tons | DAY & NIGHT | HRCU-A-CB (Split System: Heat Pump with Remote Outdoor Unit-Air-Source) | DLCURAH30ABK | ADP |  | FG80936 | *80MS(N,L)0701712A* | 29800 | 15.2 | 8.1 | 32600 | 27200 | 83.44% | 1.8 | 0 | 9 |  |  |  | No | R-410A | 2.4833 | Residential & Commercial | No
212498606 | Central HP <5.4 tons | BRYANT HEATING AND COOLING SYSTEMS | HRCU-A-CB (Split System: Heat Pump with Remote Outdoor Unit-Air-Source) | 38MURAQ30AB3* | ADP |  | CE2903A+TXV |  | 29400 | 15.2 | 8.15 | 33200 | 27000 | 81.33% | 1.76 | 0 | 8.5 |  |  |  | No | R-410A | 2.45 | Residential & Commercial | No
213147032 | Central HP <5.4 tons | CARRIER | HRCU-A-CB (Split System: Heat Pump with Remote Outdoor Unit-Air-Source) | 38MURAQ30AB3* | ADP |  | V,C36H***P429+AEFE3A* |  | 29600 | 15.2 | 8.2 | 33200 | 27000 | 81.33% | 1.78 | 0 | 8.5 |  |  |  | No | R-410A | 2.4667 | Residential & Commercial | No
214392648 | Central HP <5.4 tons | RUUD | HRCU-A-CB (Split System: Heat Pump with Remote Outdoor Unit-Air-Source) | RD17AZ24AJ3N | ASPEN |  | D(A,C,E)24D24+TDR | U802VA075317Z | 20400 | 18.6 | 8.1 | 22600 | 16800 | 74.34% | 2.1 | 0 | 9 |  |  |  | No | R-410A | 1.7 | Residential & Commercial | No
214392700 | Central HP <5.4 tons | RUUD | HRCU-A-CB (Split System: Heat Pump with Remote Outdoor Unit-Air-Source) | RD17AZ24AJ3N | ASPEN |  | D(A,C,E)30C24+TDR | U98MV0603A17UPS | 20400 | 18.6 | 8.1 | 22600 | 16900 | 74.78% | 2 | 0 | 9 |  |  |  | No | R-410A | 1.7 | Residential & Commercial | No
213204185 | Central HP <5.4 tons | TEMPSTAR | HRCU-A-CB (Split System: Heat Pump with Remote Outdoor Unit-Air-Source) | DLCURAH24AAK | ASPEN |  | D(A,C,E)30C44+TDR | *92ESN0802120A* | 23800 | 16 | 8.5 | 26000 | 27400 | 105.4% | 2.61 | 0 | 9.5 |  |  |  | No | R-410A | 1.9833 | Residential & Commercial | No
212627716 | Central HP <5.4 tons | COLEMAN | HRCU-A-CB (Split System: Heat Pump with Remote Outdoor Unit-Air-Source) | HMH72B341 | ASPEN |  | C(A,C,D,E)36A46+TDR | CPLC100C16MP13 | 32000 | 17.5 | 8.1 | 33800 | 27400 | 81.07% | 2.47 | 0 | 9.9 |  |  |  | No | R-410A | 2.6667 | Residential & Commercial | No
212627784 | Central HP <5.4 tons | COLEMAN | HRCU-A-CB (Split System: Heat Pump with Remote Outdoor Unit-Air-Source) | HMH72B341 | ASPEN |  | D(A,C,E)48D26+TDR | TM8V100C16MP12 | 31000 | 17.3 | 8.5 | 34000 | 27400 | 80.59% | 2.67 | 0 | 9.7 |  |  |  | No | R-410A | 2.5833 | Residential & Commercial | No
212627786 | Central HP <5.4 tons | COLEMAN | HRCU-A-CB (Split System: Heat Pump with Remote Outdoor Unit-Air-Source) | HMH72B341 | ASPEN |  | D(A,C,E)36A36+TDR | TM8Y080C16MP11 | 31600 | 18.4 | 8.4 | 34000 | 27400 | 80.59% | 2.67 | 0 | 9.8 |  |  |  | No | R-410A | 2.6333 | Residential & Commercial | No
212627816 | Central HP <5.4 tons | COLEMAN | HRCU-A-CB (Split System: Heat Pump with Remote Outdoor Unit-Air-Source) | HMH72B341 | ASPEN |  | C(A,C,D,E)36C26+TDR | TPLC080C16MP13 | 29800 | 16.9 | 8.1 | 33800 | 27400 | 81.07% | 2.47 | 0 | 9.5 |  |  |  | No | R-410A | 2.4833 | Residential & Commercial | No
212984474 | Central HP <5.4 tons | COMFORTMAKER | HRCU-A-CB (Split System: Heat Pump with Remote Outdoor Unit-Air-Source) | DLCURAH30ABK |  |  | EA*4X37L21A* | *92MSN0801716A* | 31000 | 15.2 | 8.5 | 33400 | 26200 | 78.44% | 1.86 | 0 | 9 |  |  |  | No | R-410A | 2.5833 | Residential & Commercial | No
212617036 | Central HP <5.4 tons | BRYANT HEATING AND COOLING SYSTEMS | HRCU-A-CB (Split System: Heat Pump with Remote Outdoor Unit-Air-Source) | 38MURAQ30AB3* | ADP |  | CFC36XG32 |  | 29400 | 15.2 | 8.15 | 33200 | 27000 | 81.33% | 1.76 | 0 | 8.5 |  |  |  | No | R-410A | 2.45 | Residential & Commercial | No
214628584 | Central HP <5.4 tons | CARRIER | HRCU-A-CB (Split System: Heat Pump with Remote Outdoor Unit-Air-Source) | 38MURAQ30AB3* | ADP |  | PL36H210P299 | 58S(B,C)*B070M17**12 | 30600 | 15.2 | 8.1 | 31800 | 26000 | 81.76% | 1.86 | 0 | 9 |  |  |  | No | R-410A | 2.55 | Residential & Commercial | No
214628635 | Central HP <5.4 tons | CARRIER | HRCU-A-CB (Split System: Heat Pump with Remote Outdoor Unit-Air-Source) | 38MURAQ30AB3* | ADP |  | C36A***L159 | 58S(B,C)*B070M21**16 | 29800 | 15.2 | 8.1 | 32600 | 27200 | 83.44% | 1.8 | 0 | 9 |  |  |  | No | R-410A | 2.4833 | Residential & Commercial | No
215792885 | Central HP <5.4 tons | BRYANT HEATING AND COOLING SYSTEMS | HRCU-A-CB (Split System: Heat Pump with Remote Outdoor Unit-Air-Source) | 38MURAQ36AB3* | ADP |  | CDP36B15P | 926TC48060V17*** | 34200 | 15.2 | 8.5 | 36800 | 34600 | 94.02% | 1.94 | 0 | 9.5 |  |  |  | No | R-410A | 2.85 | Residential & Commercial | No
215792887 | Central HP <5.4 tons | BRYANT HEATING AND COOLING SYSTEMS | HRCU-A-CB (Split System: Heat Pump with Remote Outdoor Unit-Air-Source) | 38MURAQ36AB3* | ADP |  | CDP36A20P | 926TC48060V17*** | 34600 | 15.2 | 8.5 | 36800 | 34600 | 94.02% | 1.94 | 0 | 9.5 |  |  |  | No | R-410A | 2.8833 | Residential & Commercial | No
213311609 | Central HP <5.4 tons | CARRIER | HRCU-A-CB (Split System: Heat Pump with Remote Outdoor Unit-Air-Source) | 38MURAQ36AB3* | ADP |  | C36A***L129+CBPE3A* |  | 35400 | 15.2 | 8.1 | 36800 | 34400 | 93.48% | 2 | 0 | 9.5 |  |  |  | No | R-410A | 2.95 | Residential & Commercial | No
213204830 | Central HP <5.4 tons | TEMPSTAR | HRCU-A-CB (Split System: Heat Pump with Remote Outdoor Unit-Air-Source) | DLCURAH24ABK | ASPEN |  | D(A,C,E)30C44+TDR | *92ESN0401410A* | 23600 | 15.5 | 8.5 | 26000 | 20400 | 78.46% | 2.94 | 0 | 9.9 |  |  |  | No | R-410A | 1.9667 | Residential & Commercial | No
213204832 | Central HP <5.4 tons | TEMPSTAR | HRCU-A-CB (Split System: Heat Pump with Remote Outdoor Unit-Air-Source) | DLCURAH24ABK | ASPEN |  | D(A,C,E)36B34+TDR | *92ESN0401410A* | 23200 | 15.4 | 8.5 | 26000 | 20400 | 78.46% | 2.94 | 0 | 9.8 |  |  |  | No | R-410A | 1.9333 | Residential & Commercial | No
212627918 | Central HP <5.4 tons | COLEMAN | HRCU-A-CB (Split System: Heat Pump with Remote Outdoor Unit-Air-Source) | HMH72B341 | ASPEN |  | D(A,C,E)36D26+TDR | CP9C100C16MP13 | 30200 | 17 | 8.1 | 34000 | 27400 | 80.59% | 2.47 | 0 | 9 |  |  |  | No | R-410A | 2.5167 | Residential & Commercial | No
212627934 | Central HP <5.4 tons | COLEMAN | HRCU-A-CB (Split System: Heat Pump with Remote Outdoor Unit-Air-Source) | HMH72B341 | ASPEN |  | C(A,C,D,E)36C26+TDR | TM8Y080C16MP11 | 29800 | 17.8 | 8.5 | 34000 | 27400 | 80.59% | 2.67 | 0 | 9.5 |  |  |  | No | R-410A | 2.4833 | Residential & Commercial | No
212627936 | Central HP <5.4 tons | COLEMAN | HRCU-A-CB (Split System: Heat Pump with Remote Outdoor Unit-Air-Source) | HMH72B341 | ASPEN |  | C(A,C,D,E)48C26+TDR | TM8Y080C16MP11 | 30600 | 18.1 | 8.5 | 34000 | 27400 | 80.59% | 2.67 | 0 | 9.6 |  |  |  | No | R-410A | 2.55 | Residential & Commercial | No
212627983 | Central HP <5.4 tons | COLEMAN | HRCU-A-CB (Split System: Heat Pump with Remote Outdoor Unit-Air-Source) | HMH72B341 | ASPEN |  | D(A,C,E)36A46+TDR | TM9V100C16MP12 | 32000 | 17.5 | 8.5 | 34000 | 27400 | 80.59% | 2.67 | 0 | 9.9 |  |  |  | No | R-410A | 2.6667 | Residential & Commercial | No
212628068 | Central HP <5.4 tons | COLEMAN | HRCU-A-CB (Split System: Heat Pump with Remote Outdoor Unit-Air-Source) | HMH72B341 | ASPEN |  | D(A,C,E)36D26+TDR | CP9C100C20MP13 | 30000 | 17 | 8.1 | 34000 | 28000 | 82.35% | 2.47 | 0 | 9 |  |  |  | No | R-410A | 2.5 | Residential & Commercial | No
214731167 | Central HP <5.4 tons | BRYANT HEATING AND COOLING SYSTEMS | HRCU-A-CB (Split System: Heat Pump with Remote Outdoor Unit-Air-Source) | 38MURAQ24AB3* | ADP |  | H,PG31930 | 926TC36040V17*** | 22200 | 16 | 8.5 | 24600 | 24000 | 97.56% | 2.02 | 0 | 9.5 |  |  |  | No | R-410A | 1.85 | Residential & Commercial | No
214092889 | Central HP <5.4 tons | YORK | HRCU-A-CB (Split System: Heat Pump with Remote Outdoor Unit-Air-Source) | HMH72B341 | ASPEN |  | D(A,C,E)36A36+TDR | Y82E100C20LMPS1 | 31600 | 18.4 | 8.5 | 33200 | 27400 | 82.53% | 2.71 | 0 | 9.3 |  |  |  | No | R-410A | 2.6333 | Residential & Commercial | No
214092906 | Central HP <5.4 tons | YORK | HRCU-A-CB (Split System: Heat Pump with Remote Outdoor Unit-Air-Source) | HMH72B341 | ASPEN |  | D(A,C,E)48B36+TDR | YP9C120D20MP13 | 32200 | 17 | 8.5 | 32400 | 28200 | 87.04% | 2.79 | 0 | 9.4 |  |  |  | No | R-410A | 2.6833 | Residential & Commercial | No
213204098 | Central HP <5.4 tons | TEMPSTAR | HRCU-A-CB (Split System: Heat Pump with Remote Outdoor Unit-Air-Source) | DLCURAH24AAK | ASPEN |  | D(A,C,E)24B44+TDR | *80ES(N,L)0902120A* | 23800 | 16 | 8.5 | 25800 | 28600 | 110.9% | 2.66 | 0 | 9 |  |  |  | No | R-410A | 1.9833 | Residential & Commercial | No
213204182 | Central HP <5.4 tons | TEMPSTAR | HRCU-A-CB (Split System: Heat Pump with Remote Outdoor Unit-Air-Source) | DLCURAH24AAK | ASPEN |  | D(A,C,E)30B34+TDR | *92ESN0802120A* | 23800 | 16 | 8.5 | 26000 | 28200 | 108.5% | 2.63 | 0 | 9.5 |  |  |  | No | R-410A | 1.9833 | Residential & Commercial | No
213204176 | Central HP <5.4 tons | TEMPSTAR | HRCU-A-CB (Split System: Heat Pump with Remote Outdoor Unit-Air-Source) | DLCURAH24AAK | ASPEN |  | D(A,C,E)36B34+TDR | *92ESN0801716A* | 23800 | 16.5 | 8.1 | 25400 | 28600 | 112.6% | 2.61 | 0 | 9 |  |  |  | No | R-410A | 1.9833 | Residential & Commercial | No
213204194 | Central HP <5.4 tons | TEMPSTAR | HRCU-A-CB (Split System: Heat Pump with Remote Outdoor Unit-Air-Source) | DLCURAH24AAK | ASPEN |  | D(A,C,E)30B34+TDR | *92ESN1002120A* | 23800 | 16 | 8.5 | 26000 | 27400 | 105.4% | 2.68 | 0 | 9.5 |  |  |  | No | R-410A | 1.9833 | Residential & Commercial | No
213204253 | Central HP <5.4 tons | TEMPSTAR | HRCU-A-CB (Split System: Heat Pump with Remote Outdoor Unit-Air-Source) | DLCURAH24AAK | ASPEN |  | D(A,C,E)30B34+TDR | *95ESN0601714A* | 23200 | 15.2 | 8.3 | 25200 | 27600 | 109.5% | 2.7 | 0 | 9.2 |  |  |  | No | R-410A | 1.9333 | Residential & Commercial | No
213204084 | Central HP <5.4 tons | TEMPSTAR | HRCU-A-CB (Split System: Heat Pump with Remote Outdoor Unit-Air-Source) | DLCURAH24AAK | ASPEN |  | D(A,C,E)36C34+TDR | *80ES(N,L)0702116A* | 23800 | 16 | 8.1 | 25400 | 28600 | 112.6% | 2.61 | 0 | 9.5 |  |  |  | No | R-410A | 1.9833 | Residential & Commercial | No
213204166 | Central HP <5.4 tons | TEMPSTAR | HRCU-A-CB (Split System: Heat Pump with Remote Outdoor Unit-Air-Source) | DLCURAH24AAK | ASPEN |  | D(A,C,E)36C34+TDR | *92ESN0601714A* | 23800 | 16 | 8.1 | 25400 | 27800 | 109.4% | 2.65 | 0 | 9.5 |  |  |  | No | R-410A | 1.9833 | Residential & Commercial | No
213204168 | Central HP <5.4 tons | TEMPSTAR | HRCU-A-CB (Split System: Heat Pump with Remote Outdoor Unit-Air-Source) | DLCURAH24AAK | ASPEN |  | D(A,C,E)24B44+TDR | *92ESN0801716A* | 23800 | 16.5 | 8.1 | 25400 | 28200 | 111% | 2.61 | 0 | 9.5 |  |  |  | No | R-410A | 1.9833 | Residential & Commercial | No
213204345 | Central HP <5.4 tons | TEMPSTAR | HRCU-A-CB (Split System: Heat Pump with Remote Outdoor Unit-Air-Source) | DLCURAH24AAK | ASPEN |  | D(A,C,E)36C34+TDR | *96VTN0801716A* | 23800 | 16 | 8.1 | 25400 | 26000 | 102.4% | 2.72 | 0 | 9.5 |  |  |  | No | R-410A | 1.9833 | Residential & Commercial | No
213204949 | Central HP <5.4 tons | TEMPSTAR | HRCU-A-CB (Split System: Heat Pump with Remote Outdoor Unit-Air-Source) | DLCURAH24ABK | ASPEN |  | D(A,C,E)36B34+TDR | *95ESN0601412A* | 23400 | 15.9 | 8.5 | 26000 | 20400 | 78.46% | 2.97 | 0 | 9.8 |  |  |  | No | R-410A | 1.95 | Residential & Commercial | No
215407274 | Central HP <5.4 tons | COMFORTMAKER | HRCU-A-CB (Split System: Heat Pump with Remote Outdoor Unit-Air-Source) | DLCURAH24ABK | ASPEN |  | L(E,F)W30C4 |  | 23200 | 16 | 8.5 | 25600 | 19900 | 77.73% | 2.9 | 0 | 9.8 |  |  |  | No | R-410A | 1.9333 | Residential & Commercial | No
213204942 | Central HP <5.4 tons | TEMPSTAR | HRCU-A-CB (Split System: Heat Pump with Remote Outdoor Unit-Air-Source) | DLCURAH24ABK | ASPEN |  | D(A,C,E)24B44+TDR | *95ESN0601412A* | 23200 | 15.9 | 8.5 | 26000 | 20400 | 78.46% | 2.97 | 0 | 9.8 |  |  |  | No | R-410A | 1.9333 | Residential & Commercial | No
213305977 | Central HP <5.4 tons | TEMPSTAR | HRCU-A-CB (Split System: Heat Pump with Remote Outdoor Unit-Air-Source) | DLCURAH24ABK | ADP |  | CE2301C+TXV |  | 23400 | 17 | 8.75 | 25600 | 25400 | 99.22% | 2.12 | 0 | 9.5 |  |  |  | No | R-410A | 1.95 | Residential & Commercial | No
214810783 | Central HP <5.4 tons | ECOER | HRCU-A-CB (Split System: Heat Pump with Remote Outdoor Unit-Air-Source) | EODA18H-4860BAA | ADP |  | HG88960+AEFE5* |  | 53000 | 17 | 9 | 53000 | 38000 | 71.7% | 1.9 | 0 | 9.8 |  |  |  | No | R-410A | 4.4167 | Residential & Commercial | No
212396768 | Central HP <5.4 tons | American Standard | HRCU-A-C (Split System: Heat Pump with Remote Outdoor Unit with No Indoor Fan --Air Source) | 4TXD2060A10NU** | ADP |  | H,TG52960+TD |  | 53000 | 15.2 | 8.5 | 51000 | 37200 | 72.94% | 1.8 | 0 | 9.5 |  |  |  | No | R-410A | 4.4167 | Residential & Commercial | No
214394699 | Central HP <5.4 tons | RUUD | HRCU-A-CB (Split System: Heat Pump with Remote Outdoor Unit-Air-Source) | RD17AZ60AJ3N | ASPEN |  | D(A,C,E)60D34+TDR | R802V1255A24DZ | 52000 | 17.8 | 8.1 | 53500 | 49000 | 91.59% | 1.75 | 0 | 9.8 |  |  |  | No | R-410A | 4.3333 | Residential & Commercial | No
214394729 | Central HP <5.4 tons | RUUD | HRCU-A-CB (Split System: Heat Pump with Remote Outdoor Unit-Air-Source) | RD17AZ60AJ3N | ASPEN |  | D(A,C,E)60D34+TDR | R921V1155A24M4S | 52000 | 17.8 | 8.1 | 54000 | 49000 | 90.74% | 1.75 | 0 | 9.8 |  |  |  | No | R-410A | 4.3333 | Residential & Commercial | No
213204368 | Central HP <5.4 tons | TEMPSTAR | HRCU-A-CB (Split System: Heat Pump with Remote Outdoor Unit-Air-Source) | DLCURAH24AAK | ASPEN |  | D(A,C,E)36C34+TDR | *96VTN1002120A* | 23800 | 16 | 8.1 | 25000 | 26000 | 104% | 2.76 | 0 | 9.5 |  |  |  | No | R-410A | 1.9833 | Residential & Commercial | No
213204079 | Central HP <5.4 tons | TEMPSTAR | HRCU-A-CB (Split System: Heat Pump with Remote Outdoor Unit-Air-Source) | DLCURAH24AAK | ASPEN |  | D(A,C,E)30C44+TDR | *80ES(N,L)0702116A* | 23800 | 16 | 8.1 | 25400 | 27800 | 109.4% | 2.65 | 0 | 9.5 |  |  |  | No | R-410A | 1.9833 | Residential & Commercial | No
213204196 | Central HP <5.4 tons | TEMPSTAR | HRCU-A-CB (Split System: Heat Pump with Remote Outdoor Unit-Air-Source) | DLCURAH24AAK | ASPEN |  | D(A,C,E)30C44+TDR | *92ESN1002120A* | 23800 | 16 | 8.5 | 26000 | 27600 | 106.2% | 2.7 | 0 | 9.5 |  |  |  | No | R-410A | 1.9833 | Residential & Commercial | No
213204281 | Central HP <5.4 tons | TEMPSTAR | HRCU-A-CB (Split System: Heat Pump with Remote Outdoor Unit-Air-Source) | DLCURAH24AAK | ASPEN |  | D(A,C,E)36B34+TDR | *95ESN0802120A* | 23800 | 15.5 | 8.5 | 26000 | 26000 | 100% | 2.74 | 0 | 9 |  |  |  | No | R-410A | 1.9833 | Residential & Commercial | No
213204363 | Central HP <5.4 tons | TEMPSTAR | HRCU-A-CB (Split System: Heat Pump with Remote Outdoor Unit-Air-Source) | DLCURAH24AAK | ASPEN |  | D(A,C,E)30C44+TDR | *96VTN1002120A* | 23800 | 16 | 8.1 | 25000 | 26000 | 104% | 2.77 | 0 | 9.5 |  |  |  | No | R-410A | 1.9833 | Residential & Commercial | No
212988041 | Central HP <5.4 tons | DAY & NIGHT | HRCU-A-CB (Split System: Heat Pump with Remote Outdoor Unit-Air-Source) | DLCURAH30ABK |  |  | EA*4X37L21A* | *96MSN1002120A* | 30800 | 15.2 | 8.5 | 33200 | 26200 | 78.92% | 1.84 | 0 | 9 |  |  |  | No | R-410A | 2.5667 | Residential & Commercial | No
214392408 | Central HP <5.4 tons | RUUD | HRCU-A-CB (Split System: Heat Pump with Remote Outdoor Unit-Air-Source) | RD17AZ24AJ3N | ASPEN |  | D(A,C,E)24D24+TDR | R802V1004A17UHN | 20400 | 18.6 | 8.1 | 22600 | 16800 | 74.34% | 2.1 | 0 | 9 |  |  |  | No | R-410A | 1.7 | Residential & Commercial | No
212621734 | Central HP <5.4 tons | COLEMAN | HRCU-A-CB (Split System: Heat Pump with Remote Outdoor Unit-Air-Source) | HMH72B341 | ASPEN |  | C(A,C,D,E)36D24+TDR | TMLV120C20MP12 | 29600 | 15.9 | 8.1 | 32400 | 27800 | 85.8% | 2.44 | 0 | 8 |  |  |  | No | R-410A | 2.4667 | Residential & Commercial | No
212621751 | Central HP <5.4 tons | COLEMAN | HRCU-A-CB (Split System: Heat Pump with Remote Outdoor Unit-Air-Source) | HMH72B341 | ASPEN |  | D(A,C,E)48C34+TDR | TMLV120C20MP12 | 32600 | 16.5 | 8.1 | 32400 | 27800 | 85.8% | 2.44 | 0 | 9 |  |  |  | No | R-410A | 2.7167 | Residential & Commercial | No
212621783 | Central HP <5.4 tons | COLEMAN | HRCU-A-CB (Split System: Heat Pump with Remote Outdoor Unit-Air-Source) | HMH72B341 | ASPEN |  | C(A,C,D,E)48C24+TDR | TPLC120C20MP13 | 30000 | 16 | 8.1 | 32400 | 27800 | 85.8% | 2.44 | 0 | 8.6 |  |  |  | No | R-410A | 2.5 | Residential & Commercial | No
215291867 | Central HP <5.4 tons | AIRQUEST | HRCU-A-CB (Split System: Heat Pump with Remote Outdoor Unit-Air-Source) | DLCURAH24ABK | ADP |  | HG32936 | *92MSN0401712A* | 23000 | 16 | 8.5 | 24800 | 23600 | 95.16% | 1.96 | 0 | 9.5 |  |  |  | No | R-410A | 1.9167 | Residential & Commercial | No
215291887 | Central HP <5.4 tons | AIRQUEST | HRCU-A-CB (Split System: Heat Pump with Remote Outdoor Unit-Air-Source) | DLCURAH24ABK | ADP |  | HE30924 | *92MSN0401712A* | 22200 | 15.2 | 8.5 | 25400 | 25200 | 99.21% | 2.12 | 0 | 9.5 |  |  |  | No | R-410A | 1.85 | Residential & Commercial | No
212989554 | Central HP <5.4 tons | COMFORTMAKER | HRCU-A-CB (Split System: Heat Pump with Remote Outdoor Unit-Air-Source) | DLCURAH30ABK |  |  | EA*4X42L24A* | *95MSU0802120A* | 30000 | 15.2 | 8.1 | 34200 | 27600 | 80.7% | 1.8 | 0 | 9 |  |  |  | No | R-410A | 2.5 | Residential & Commercial | No
212984974 | Central HP <5.4 tons | COMFORTMAKER | HRCU-A-CB (Split System: Heat Pump with Remote Outdoor Unit-Air-Source) | DLCURAH30ABK |  |  | EA*4X37L21A* | *92MSN0802120A* | 30600 | 15.2 | 8.1 | 33200 | 26200 | 78.92% | 1.86 | 0 | 9 |  |  |  | No | R-410A | 2.55 | Residential & Commercial | No
212985328 | Central HP <5.4 tons | COMFORTMAKER | HRCU-A-CB (Split System: Heat Pump with Remote Outdoor Unit-Air-Source) | DLCURAH30ABK |  |  | EN(A,D,W)4X42L21** | *92MSN1002120A* | 30000 | 15.2 | 8.1 | 34400 | 27600 | 80.23% | 1.8 | 0 | 9 |  |  |  | No | R-410A | 2.5 | Residential & Commercial | No
212985617 | Central HP <5.4 tons | COMFORTMAKER | HRCU-A-CB (Split System: Heat Pump with Remote Outdoor Unit-Air-Source) | DLCURAH30ABK |  |  | EA*4X42L24A* | *92MSN1202420A* | 30000 | 15.2 | 8.1 | 34200 | 27600 | 80.7% | 1.8 | 0 | 9 |  |  |  | No | R-410A | 2.5 | Residential & Commercial | No
213204107 | Central HP <5.4 tons | TEMPSTAR | HRCU-A-CB (Split System: Heat Pump with Remote Outdoor Unit-Air-Source) | DLCURAH24AAK | ASPEN |  | D(A,C,E)36C34+TDR | *80ES(N,L)0902120A* | 23800 | 16 | 8.5 | 25800 | 27400 | 106.2% | 2.68 | 0 | 9.5 |  |  |  | No | R-410A | 1.9833 | Residential & Commercial | No
213204138 | Central HP <5.4 tons | TEMPSTAR | HRCU-A-CB (Split System: Heat Pump with Remote Outdoor Unit-Air-Source) | DLCURAH24AAK | ASPEN |  | D(A,C,E)30C44+TDR | *92ESN0401712A* | 23800 | 15.2 | 8.1 | 25200 | 28600 | 113.5% | 2.64 | 0 | 9 |  |  |  | No | R-410A | 1.9833 | Residential & Commercial | No
213204140 | Central HP <5.4 tons | TEMPSTAR | HRCU-A-CB (Split System: Heat Pump with Remote Outdoor Unit-Air-Source) | DLCURAH24AAK | ASPEN |  | D(A,C,E)36B34+TDR | *92ESN0401712A* | 23800 | 15.2 | 8.1 | 25200 | 27200 | 107.9% | 2.63 | 0 | 9 |  |  |  | No | R-410A | 1.9833 | Residential & Commercial | No
215407272 | Central HP <5.4 tons | COMFORTMAKER | HRCU-A-CB (Split System: Heat Pump with Remote Outdoor Unit-Air-Source) | DLCURAH24AAK | ASPEN |  | L(E,F)W30B4 |  | 22600 | 15.2 | 8.5 | 24400 | 22000 | 90.16% | 2.8 | 0 | 9 |  |  |  | No | R-410A | 1.8833 | Residential & Commercial | No
214628667 | Central HP <5.4 tons | CARRIER | HRCU-A-CB (Split System: Heat Pump with Remote Outdoor Unit-Air-Source) | 38MURAQ30AB3* | ADP |  | V,C36H175P139 | 58S(B,C)*B090M17**14 | 29600 | 15.2 | 8.1 | 32600 | 27200 | 83.44% | 1.8 | 0 | 8.5 |  |  |  | No | R-410A | 2.4667 | Residential & Commercial | No
214628733 | Central HP <5.4 tons | CARRIER | HRCU-A-CB (Split System: Heat Pump with Remote Outdoor Unit-Air-Source) | 38MURAQ30AB3* | ADP |  | PL36H***P449 | 58TP*B070V14**12 | 29400 | 15.2 | 8.1 | 32400 | 26800 | 82.72% | 1.82 | 0 | 8.5 |  |  |  | No | R-410A | 2.45 | Residential & Commercial | No
215293523 | Central HP <5.4 tons | AIRQUEST | HRCU-A-CB (Split System: Heat Pump with Remote Outdoor Unit-Air-Source) | DLCURAH30ABK | ADP |  | H,GG35936 | *92MSN0801716A* | 29800 | 15.2 | 8.1 | 32400 | 27200 | 83.95% | 1.8 | 0 | 9 |  |  |  | No | R-410A | 2.4833 | Residential & Commercial | No
215293540 | Central HP <5.4 tons | AIRQUEST | HRCU-A-CB (Split System: Heat Pump with Remote Outdoor Unit-Air-Source) | DLCURAH30ABK | ADP |  | HG9J936 | *92MSN0801716A* | 29800 | 15.2 | 8.1 | 32400 | 27200 | 83.95% | 1.8 | 0 | 9 |  |  |  | No | R-410A | 2.4833 | Residential & Commercial | No
215293558 | Central HP <5.4 tons | AIRQUEST | HRCU-A-CB (Split System: Heat Pump with Remote Outdoor Unit-Air-Source) | DLCURAH30ABK | ADP |  | H,GG32930 | *92MSN0802120A* | 29600 | 15.2 | 8.1 | 32800 | 27600 | 84.15% | 1.78 | 0 | 8.5 |  |  |  | No | R-410A | 2.4667 | Residential & Commercial | No
215293573 | Central HP <5.4 tons | AIRQUEST | HRCU-A-CB (Split System: Heat Pump with Remote Outdoor Unit-Air-Source) | DLCURAH30ABK | ADP |  | HG35936 | *92MSN0802120A* | 30200 | 15.2 | 8.1 | 32600 | 27000 | 82.82% | 1.8 | 0 | 9 |  |  |  | No | R-410A | 2.5167 | Residential & Commercial | No
215293591 | Central HP <5.4 tons | AIRQUEST | HRCU-A-CB (Split System: Heat Pump with Remote Outdoor Unit-Air-Source) | DLCURAH30ABK | ADP |  | H,GG1K936 | *92MSN0802120A* | 30200 | 15.2 | 8.1 | 32600 | 27000 | 82.82% | 1.8 | 0 | 9 |  |  |  | No | R-410A | 2.5167 | Residential & Commercial | No
215293621 | Central HP <5.4 tons | AIRQUEST | HRCU-A-CB (Split System: Heat Pump with Remote Outdoor Unit-Air-Source) | DLCURAH30ABK | ADP |  | HG35936 | *92MSN1002120A* | 30200 | 15.2 | 8.1 | 32600 | 27000 | 82.82% | 1.8 | 0 | 9 |  |  |  | No | R-410A | 2.5167 | Residential & Commercial | No
215293624 | Central HP <5.4 tons | AIRQUEST | HRCU-A-CB (Split System: Heat Pump with Remote Outdoor Unit-Air-Source) | DLCURAH30ABK | ADP |  | H,GG36936 | *92MSN1002120A* | 30200 | 15.2 | 8.1 | 32600 | 27000 | 82.82% | 1.8 | 0 | 9 |  |  |  | No | R-410A | 2.5167 | Residential & Commercial | No
215293640 | Central HP <5.4 tons | AIRQUEST | HRCU-A-CB (Split System: Heat Pump with Remote Outdoor Unit-Air-Source) | DLCURAH30ABK | ADP |  | H,GE1K936 | *92MSN1002120A* | 30200 | 15.2 | 8.1 | 32600 | 27000 | 82.82% | 1.8 | 0 | 9 |  |  |  | No | R-410A | 2.5167 | Residential & Commercial | No
215293657 | Central HP <5.4 tons | AIRQUEST | HRCU-A-CB (Split System: Heat Pump with Remote Outdoor Unit-Air-Source) | DLCURAH30ABK | ADP |  | HG32936 | *92MSN1202420A* | 29200 | 15.2 | 8.1 | 32600 | 27200 | 83.44% | 1.8 | 0 | 8.5 |  |  |  | No | R-410A | 2.4333 | Residential & Commercial | No
213204096 | Central HP <5.4 tons | TEMPSTAR | HRCU-A-CB (Split System: Heat Pump with Remote Outdoor Unit-Air-Source) | DLCURAH24AAK | ASPEN |  | D(A,C,E)36C34+TDR | *80ES(N,L)0901714A* | 23800 | 16 | 8.1 | 25600 | 28200 | 110.2% | 2.62 | 0 | 9.5 |  |  |  | No | R-410A | 1.9833 | Residential & Commercial | No
213204248 | Central HP <5.4 tons | TEMPSTAR | HRCU-A-CB (Split System: Heat Pump with Remote Outdoor Unit-Air-Source) | DLCURAH24AAK | ASPEN |  | D(A,C,E)36C34+TDR | *95ESN0601412A* | 23800 | 15.2 | 8.1 | 25400 | 27400 | 107.9% | 2.68 | 0 | 9.4 |  |  |  | No | R-410A | 1.9833 | Residential & Commercial | No
213204316 | Central HP <5.4 tons | TEMPSTAR | HRCU-A-CB (Split System: Heat Pump with Remote Outdoor Unit-Air-Source) | DLCURAH24AAK | ASPEN |  | D(A,C,E)30C44+TDR | *96VTN0601412A* | 23200 | 16 | 8.1 | 24400 | 26800 | 109.8% | 2.7 | 0 | 9.4 |  |  |  | No | R-410A | 1.9333 | Residential & Commercial | No
213204330 | Central HP <5.4 tons | TEMPSTAR | HRCU-A-CB (Split System: Heat Pump with Remote Outdoor Unit-Air-Source) | DLCURAH24AAK | ASPEN |  | D(A,C,E)36B34+TDR | *96VTN0601714A* | 23800 | 15.5 | 8.1 | 25200 | 27000 | 107.1% | 2.69 | 0 | 9.5 |  |  |  | No | R-410A | 1.9833 | Residential & Commercial | No
213204349 | Central HP <5.4 tons | TEMPSTAR | HRCU-A-CB (Split System: Heat Pump with Remote Outdoor Unit-Air-Source) | DLCURAH24AAK | ASPEN |  | D(A,C,E)30B34+TDR | *96VTN0802120A* | 23400 | 16 | 8.1 | 24800 | 26200 | 105.6% | 2.75 | 0 | 9.5 |  |  |  | No | R-410A | 1.95 | Residential & Commercial | No
215293673 | Central HP <5.4 tons | AIRQUEST | HRCU-A-CB (Split System: Heat Pump with Remote Outdoor Unit-Air-Source) | DLCURAH30ABK | ADP |  | H,GG36936 | *92MSN1202420A* | 30000 | 15.2 | 8.1 | 32600 | 27200 | 83.44% | 1.8 | 0 | 9 |  |  |  | No | R-410A | 2.5 | Residential & Commercial | No
215293889 | Central HP <5.4 tons | AIRQUEST | HRCU-A-CB (Split System: Heat Pump with Remote Outdoor Unit-Air-Source) | DLCURAH30ABK | ADP |  | H,GG36936 | *96MSN0802120A* | 29800 | 15.2 | 8.1 | 32600 | 27200 | 83.44% | 1.8 | 0 | 9 |  |  |  | No | R-410A | 2.4833 | Residential & Commercial | No
215293906 | Central HP <5.4 tons | AIRQUEST | HRCU-A-CB (Split System: Heat Pump with Remote Outdoor Unit-Air-Source) | DLCURAH30ABK | ADP |  | H,GG80936 | *96MSN0802120A* | 29800 | 15.2 | 8.1 | 32600 | 27200 | 83.44% | 1.8 | 0 | 9 |  |  |  | No | R-410A | 2.4833 | Residential & Commercial | No
215293924 | Central HP <5.4 tons | AIRQUEST | HRCU-A-CB (Split System: Heat Pump with Remote Outdoor Unit-Air-Source) | DLCURAH30ABK | ADP |  | H,GE32936 | *96MSN1002120A* | 29400 | 15.2 | 8.5 | 32400 | 27000 | 83.33% | 1.8 | 0 | 8.5 |  |  |  | No | R-410A | 2.45 | Residential & Commercial | No
215293925 | Central HP <5.4 tons | AIRQUEST | HRCU-A-CB (Split System: Heat Pump with Remote Outdoor Unit-Air-Source) | DLCURAH30ABK | ADP |  | HE32936 | *96MSN1002120A* | 29400 | 15.2 | 8.5 | 32400 | 27000 | 83.33% | 1.8 | 0 | 8.5 |  |  |  | No | R-410A | 2.45 | Residential & Commercial | No
215293939 | Central HP <5.4 tons | AIRQUEST | HRCU-A-CB (Split System: Heat Pump with Remote Outdoor Unit-Air-Source) | DLCURAH30ABK | ADP |  | H,GE36936 | *96MSN1002120A* | 30200 | 15.2 | 8.5 | 32400 | 27000 | 83.33% | 1.8 | 0 | 9 |  |  |  | No | R-410A | 2.5167 | Residential & Commercial | No
215293940 | Central HP <5.4 tons | AIRQUEST | HRCU-A-CB (Split System: Heat Pump with Remote Outdoor Unit-Air-Source) | DLCURAH30ABK | ADP |  | HE36936 | *96MSN1002120A* | 30200 | 15.2 | 8.5 | 32400 | 27000 | 83.33% | 1.8 | 0 | 9 |  |  |  | No | R-410A | 2.5167 | Residential & Commercial | No
215293959 | Central HP <5.4 tons | AIRQUEST | HRCU-A-CB (Split System: Heat Pump with Remote Outdoor Unit-Air-Source) | DLCURAH30ABK | ADP |  | HG81936 | *96MSN1002120A* | 30200 | 15.2 | 8.5 | 32400 | 27000 | 83.33% | 1.8 | 0 | 9 |  |  |  | No | R-410A | 2.5167 | Residential & Commercial | No
215293989 | Central HP <5.4 tons | AIRQUEST | HRCU-A-CB (Split System: Heat Pump with Remote Outdoor Unit-Air-Source) | DLCURAH30ABK | ADP |  | HE36936 | *96MSN1202422A* | 30000 | 15.2 | 8.1 | 32600 | 27200 | 83.44% | 1.8 | 0 | 9 |  |  |  | No | R-410A | 2.5 | Residential & Commercial | No
215293990 | Central HP <5.4 tons | AIRQUEST | HRCU-A-CB (Split System: Heat Pump with Remote Outdoor Unit-Air-Source) | DLCURAH30ABK | ADP |  | H,GG37936 | *96MSN1202422A* | 30000 | 15.2 | 8.1 | 32600 | 27200 | 83.44% | 1.8 | 0 | 9 |  |  |  | No | R-410A | 2.5 | Residential & Commercial | No
215294007 | Central HP <5.4 tons | AIRQUEST | HRCU-A-CB (Split System: Heat Pump with Remote Outdoor Unit-Air-Source) | DLCURAH30ABK | ADP |  | H,GG81936 | *96MSN1202422A* | 30000 | 15.2 | 8.1 | 32600 | 27200 | 83.44% | 1.8 | 0 | 9 |  |  |  | No | R-410A | 2.5 | Residential & Commercial | No
215294008 | Central HP <5.4 tons | AIRQUEST | HRCU-A-CB (Split System: Heat Pump with Remote Outdoor Unit-Air-Source) | DLCURAH30ABK | ADP |  | HG81936 | *96MSN1202422A* | 30000 | 15.2 | 8.1 | 32600 | 27200 | 83.44% | 1.8 | 0 | 9 |  |  |  | No | R-410A | 2.5 | Residential & Commercial | No
215294208 | Central HP <5.4 tons | AIRQUEST | HRCU-A-CB (Split System: Heat Pump with Remote Outdoor Unit-Air-Source) | DLCURAH30ABK | ADP |  | HG34936 | *96VTN0802120A* | 29400 | 15.2 | 8.1 | 32000 | 27000 | 84.38% | 1.78 | 0 | 9 |  |  |  | No | R-410A | 2.45 | Residential & Commercial | No
215294209 | Central HP <5.4 tons | AIRQUEST | HRCU-A-CB (Split System: Heat Pump with Remote Outdoor Unit-Air-Source) | DLCURAH30ABK | ADP |  | H,GE34936 | *96VTN0802120A* | 29400 | 15.2 | 8.1 | 32000 | 27000 | 84.38% | 1.78 | 0 | 9 |  |  |  | No | R-410A | 2.45 | Residential & Commercial | No
215294223 | Central HP <5.4 tons | AIRQUEST | HRCU-A-CB (Split System: Heat Pump with Remote Outdoor Unit-Air-Source) | DLCURAH30ABK | ADP |  | HE7J936 | *96VTN0802120A* | 28800 | 15.2 | 8.1 | 32000 | 27000 | 84.38% | 1.78 | 0 | 8.5 |  |  |  | No | R-410A | 2.4 | Residential & Commercial | No
215294407 | Central HP <5.4 tons | AIRQUEST | HRCU-A-CB (Split System: Heat Pump with Remote Outdoor Unit-Air-Source) | DLCURAH30ABK | ADP |  | H,GG35936 | *96VTN1002122A* | 30000 | 15.2 | 8.1 | 32400 | 26800 | 82.72% | 1.8 | 0 | 9 |  |  |  | No | R-410A | 2.5 | Residential & Commercial | No
215292068 | Central HP <5.4 tons | AIRQUEST | HRCU-A-CB (Split System: Heat Pump with Remote Outdoor Unit-Air-Source) | DLCURAH24ABK | ADP |  | H,GE31924 | *92MSN0802120A* | 22400 | 17 | 8.5 | 24400 | 23600 | 96.72% | 2.02 | 0 | 9.5 |  |  |  | No | R-410A | 1.8667 | Residential & Commercial | No
215292171 | Central HP <5.4 tons | AIRQUEST | HRCU-A-CB (Split System: Heat Pump with Remote Outdoor Unit-Air-Source) | DLCURAH24ABK | ADP |  | HG31930 | *96MSN0261410A* | 23000 | 16 | 8.5 | 25400 | 25800 | 101.6% | 2.2 | 0 | 9.5 |  |  |  | No | R-410A | 1.9167 | Residential & Commercial | No
215292271 | Central HP <5.4 tons | AIRQUEST | HRCU-A-CB (Split System: Heat Pump with Remote Outdoor Unit-Air-Source) | DLCURAH24ABK | ADP |  | H,GG24936 | *96MSN0401712A* | 22800 | 16 | 8.5 | 24600 | 23800 | 96.75% | 2 | 0 | 9 |  |  |  | No | R-410A | 1.9 | Residential & Commercial | No
215292285 | Central HP <5.4 tons | AIRQUEST | HRCU-A-CB (Split System: Heat Pump with Remote Outdoor Unit-Air-Source) | DLCURAH24ABK | ADP |  | H,GE32936 | *96MSN0401712A* | 22600 | 16 | 8.5 | 24800 | 24600 | 99.19% | 2.08 | 0 | 9 |  |  |  | No | R-410A | 1.8833 | Residential & Commercial | No
215292353 | Central HP <5.4 tons | AIRQUEST | HRCU-A-CB (Split System: Heat Pump with Remote Outdoor Unit-Air-Source) | DLCURAH24ABK | ADP |  | H,GG30924 | *96MSN0601412A* | 22600 | 16 | 8.5 | 25400 | 26000 | 102.4% | 2.22 | 0 | 9.5 |  |  |  | No | R-410A | 1.8833 | Residential & Commercial | No
215292686 | Central HP <5.4 tons | AIRQUEST | HRCU-A-CB (Split System: Heat Pump with Remote Outdoor Unit-Air-Source) | DLCURAH24ABK | ADP |  | H,GG32930 | *96VTN0401712B* | 23400 | 16 | 8.5 | 25400 | 25800 | 101.6% | 2.18 | 0 | 9.5 |  |  |  | No | R-410A | 1.95 | Residential & Commercial | No
215292687 | Central HP <5.4 tons | AIRQUEST | HRCU-A-CB (Split System: Heat Pump with Remote Outdoor Unit-Air-Source) | DLCURAH24ABK | ADP |  | H,GG32936 | *96VTN0401712B* | 23400 | 16 | 8.5 | 25400 | 25800 | 101.6% | 2.18 | 0 | 9.5 |  |  |  | No | R-410A | 1.95 | Residential & Commercial | No
215292689 | Central HP <5.4 tons | AIRQUEST | HRCU-A-CB (Split System: Heat Pump with Remote Outdoor Unit-Air-Source) | DLCURAH24ABK | ADP |  | HG32936 | *96VTN0401712B* | 23400 | 16 | 8.5 | 25400 | 25800 | 101.6% | 2.18 | 0 | 9.5 |  |  |  | No | R-410A | 1.95 | Residential & Commercial | No
213205550 | Central HP <5.4 tons | TEMPSTAR | HRCU-A-CB (Split System: Heat Pump with Remote Outdoor Unit-Air-Source) | DLCURAH36ABK | ASPEN |  | D(A,C,E)36C34+TDR | *80ES(N,L)1102120A* | 34200 | 16.5 | 8.5 | 38500 | 31400 | 81.56% | 2.72 | 0 | 9.9 |  |  |  | No | R-410A | 2.85 | Residential & Commercial | No
213205683 | Central HP <5.4 tons | TEMPSTAR | HRCU-A-CB (Split System: Heat Pump with Remote Outdoor Unit-Air-Source) | DLCURAH36ABK | ASPEN |  | D(A,C,E)42B34+TDR | *96VTN0801716A* | 35200 | 15.5 | 8.1 | 38500 | 32200 | 83.64% | 2.57 | 0 | 9 |  |  |  | No | R-410A | 2.9333 | Residential & Commercial | No
215294607 | Central HP <5.4 tons | AIRQUEST | HRCU-A-CB (Split System: Heat Pump with Remote Outdoor Unit-Air-Source) | DLCURAH36ABK | ADP |  | HG7J936 | *92MSN0601412A* | 35000 | 15.2 | 8.1 | 36800 | 34800 | 94.57% | 1.82 | 0 | 9.5 |  |  |  | No | R-410A | 2.9167 | Residential & Commercial | No
215292972 | Central HP <5.4 tons | AIRQUEST | HRCU-A-CB (Split System: Heat Pump with Remote Outdoor Unit-Air-Source) | DLCURAH24ABK | ADP |  | H,GE22936 | *96VTN0801716B* | 22800 | 16 | 8.5 | 25400 | 25200 | 99.21% | 2.14 | 0 | 9.5 |  |  |  | No | R-410A | 1.9 | Residential & Commercial | No
215292973 | Central HP <5.4 tons | AIRQUEST | HRCU-A-CB (Split System: Heat Pump with Remote Outdoor Unit-Air-Source) | DLCURAH24ABK | ADP |  | H,GE23936 | *96VTN0801716B* | 23200 | 16 | 8.5 | 25400 | 25200 | 99.21% | 2.14 | 0 | 9.5 |  |  |  | No | R-410A | 1.9333 | Residential & Commercial | No
215292988 | Central HP <5.4 tons | AIRQUEST | HRCU-A-CB (Split System: Heat Pump with Remote Outdoor Unit-Air-Source) | DLCURAH24ABK | ADP |  | H,GE32936 | *96VTN0801716B* | 22800 | 17 | 8.5 | 24600 | 24600 | 100% | 2.08 | 0 | 9.5 |  |  |  | No | R-410A | 1.9 | Residential & Commercial | No
215293103 | Central HP <5.4 tons | AIRQUEST | HRCU-A-CB (Split System: Heat Pump with Remote Outdoor Unit-Air-Source) | DLCURAH24ABK | ADP |  | H,GG30924 | *96VTN0802120B* | 22600 | 16 | 8.5 | 24800 | 23000 | 92.74% | 1.94 | 0 | 9.5 |  |  |  | No | R-410A | 1.8833 | Residential & Commercial | No
215293104 | Central HP <5.4 tons | AIRQUEST | HRCU-A-CB (Split System: Heat Pump with Remote Outdoor Unit-Air-Source) | DLCURAH24ABK | ADP |  | H,GE30924 | *96VTN0802120B* | 22600 | 16 | 8.5 | 24800 | 23000 | 92.74% | 1.94 | 0 | 9.5 |  |  |  | No | R-410A | 1.8833 | Residential & Commercial | No
215294876 | Central HP <5.4 tons | AIRQUEST | HRCU-A-CB (Split System: Heat Pump with Remote Outdoor Unit-Air-Source) | DLCURAH36ABK | ADP |  | H,GG32936 | *92MSN1202420A* | 35200 | 16 | 8.1 | 36800 | 34800 | 94.57% | 1.9 | 0 | 9.5 |  |  |  | No | R-410A | 2.9333 | Residential & Commercial | No
215294959 | Central HP <5.4 tons | AIRQUEST | HRCU-A-CB (Split System: Heat Pump with Remote Outdoor Unit-Air-Source) | DLCURAH36ABK | ADP |  | H,GG24936 | *96MSN0601716A* | 33800 | 15.2 | 8.5 | 36800 | 34800 | 94.57% | 1.88 | 0 | 9 |  |  |  | No | R-410A | 2.8167 | Residential & Commercial | No
215294993 | Central HP <5.4 tons | AIRQUEST | HRCU-A-CB (Split System: Heat Pump with Remote Outdoor Unit-Air-Source) | DLCURAH36ABK | ADP |  | H,GE1K936 | *96MSN0601716A* | 35200 | 15.2 | 8.5 | 36800 | 34800 | 94.57% | 1.88 | 0 | 9.5 |  |  |  | No | R-410A | 2.9333 | Residential & Commercial | No
215294995 | Central HP <5.4 tons | AIRQUEST | HRCU-A-CB (Split System: Heat Pump with Remote Outdoor Unit-Air-Source) | DLCURAH36ABK | ADP |  | HG80936 | *96MSN0601716A* | 35600 | 15.2 | 8.5 | 36400 | 34400 | 94.51% | 2.04 | 0 | 9.5 |  |  |  | No | R-410A | 2.9667 | Residential & Commercial | No
215295010 | Central HP <5.4 tons | AIRQUEST | HRCU-A-CB (Split System: Heat Pump with Remote Outdoor Unit-Air-Source) | DLCURAH36ABK | ADP |  | H,GE33936 | *96MSN0801716A* | 34400 | 15.2 | 8.5 | 36400 | 34400 | 94.51% | 2.02 | 0 | 9.5 |  |  |  | No | R-410A | 2.8667 | Residential & Commercial | No
215295011 | Central HP <5.4 tons | AIRQUEST | HRCU-A-CB (Split System: Heat Pump with Remote Outdoor Unit-Air-Source) | DLCURAH36ABK | ADP |  | HE33936 | *96MSN0801716A* | 34400 | 15.2 | 8.5 | 36400 | 34400 | 94.51% | 2.02 | 0 | 9.5 |  |  |  | No | R-410A | 2.8667 | Residential & Commercial | No
215295092 | Central HP <5.4 tons | AIRQUEST | HRCU-A-CB (Split System: Heat Pump with Remote Outdoor Unit-Air-Source) | DLCURAH36ABK | ADP |  | H,GE32936 | *96MSN1002120A* | 34200 | 16 | 8.5 | 36200 | 34200 | 94.48% | 2.04 | 0 | 9.5 |  |  |  | No | R-410A | 2.85 | Residential & Commercial | No
215293105 | Central HP <5.4 tons | AIRQUEST | HRCU-A-CB (Split System: Heat Pump with Remote Outdoor Unit-Air-Source) | DLCURAH24ABK | ADP |  | HE30924 | *96VTN0802120B* | 22600 | 16 | 8.5 | 24800 | 23000 | 92.74% | 1.94 | 0 | 9.5 |  |  |  | No | R-410A | 1.8833 | Residential & Commercial | No
215293138 | Central HP <5.4 tons | AIRQUEST | HRCU-A-CB (Split System: Heat Pump with Remote Outdoor Unit-Air-Source) | DLCURAH24ABK | ADP |  | H,GE32936 | *96VTN1002120A* | 23400 | 17 | 8.5 | 24400 | 22400 | 91.8% | 1.9 | 0 | 9.5 |  |  |  | No | R-410A | 1.95 | Residential & Commercial | No
215293274 | Central HP <5.4 tons | AIRQUEST | HRCU-A-CB (Split System: Heat Pump with Remote Outdoor Unit-Air-Source) | DLCURAH24ABK | ADP |  | H,GG31930 | *96VTN1002122B* | 23200 | 17 | 8.5 | 24800 | 22800 | 91.94% | 1.92 | 0 | 9.5 |  |  |  | No | R-410A | 1.9333 | Residential & Commercial | No
214394786 | Central HP <5.4 tons | RUUD | HRCU-A-CB (Split System: Heat Pump with Remote Outdoor Unit-Air-Source) | RD17AZ60AJ3N | ASPEN |  | D(A,C,E)60D44+TDR | U97MV1155A24DHS | 52000 | 17.9 | 8.1 | 54000 | 49500 | 91.67% | 1.75 | 0 | 9.8 |  |  |  | No | R-410A | 4.3333 | Residential & Commercial | No
215295112 | Central HP <5.4 tons | AIRQUEST | HRCU-A-CB (Split System: Heat Pump with Remote Outdoor Unit-Air-Source) | DLCURAH36ABK | ADP |  | HG7J936 | *96MSN1002120A* | 34400 | 16 | 8.5 | 36200 | 34200 | 94.48% | 2.04 | 0 | 9.5 |  |  |  | No | R-410A | 2.8667 | Residential & Commercial | No
215295129 | Central HP <5.4 tons | AIRQUEST | HRCU-A-CB (Split System: Heat Pump with Remote Outdoor Unit-Air-Source) | DLCURAH36ABK | ADP |  | H,GE22936 | *96MSN1002122A* | 32400 | 15.2 | 8.35 | 36800 | 34600 | 94.02% | 1.86 | 0 | 9 |  |  |  | No | R-410A | 2.7 | Residential & Commercial | No
215295176 | Central HP <5.4 tons | AIRQUEST | HRCU-A-CB (Split System: Heat Pump with Remote Outdoor Unit-Air-Source) | DLCURAH36ABK | ADP |  | H,GG32936 | *96MSN1202422A* | 33800 | 16 | 8.5 | 36200 | 34200 | 94.48% | 2.02 | 0 | 9.5 |  |  |  | No | R-410A | 2.8167 | Residential & Commercial | No
211240397 | Central HP <5.4 tons | HEIL | HRCU-A-CB (Split System: Heat Pump with Remote Outdoor Unit-Air-Source) | DLCURAH24ABK |  |  | EA*4X24L17A* | *96VSN0401410A* | 23400 | 15.5 | 8.5 | 26800 | 24800 | 92.54% | 2.04 | 0 | 9.5 |  |  |  | No | R-410A | 1.95 | Residential & Commercial | No
215294410 | Central HP <5.4 tons | AIRQUEST | HRCU-A-CB (Split System: Heat Pump with Remote Outdoor Unit-Air-Source) | DLCURAH30ABK | ADP |  | HE35936 | *96VTN1002122A* | 30000 | 15.2 | 8.1 | 32400 | 26800 | 82.72% | 1.8 | 0 | 9 |  |  |  | No | R-410A | 2.5 | Residential & Commercial | No
213738355 | Central HP <5.4 tons | DAY & NIGHT | HRCU-A-CB (Split System: Heat Pump with Remote Outdoor Unit-Air-Source) | DLCURAH30ABK | ADP |  | PL36H175P069 | *80MSU0401712A* | 29600 | 15.2 | 8.1 | 32400 | 27600 | 85.19% | 1.76 | 0 | 9 |  |  |  | No | R-410A | 2.4667 | Residential & Commercial | No
213738405 | Central HP <5.4 tons | DAY & NIGHT | HRCU-A-CB (Split System: Heat Pump with Remote Outdoor Unit-Air-Source) | DLCURAH30ABK | ADP |  | FG82936 | *92MSN0601714A* | 29600 | 15.2 | 8.1 | 31800 | 26000 | 81.76% | 1.84 | 0 | 8.5 |  |  |  | No | R-410A | 2.4667 | Residential & Commercial | No
211227605 | Central HP <5.4 tons | DAY & NIGHT | HRCU-A-CB (Split System: Heat Pump with Remote Outdoor Unit-Air-Source) | DLCURAH36ABK |  |  | EA*4X42L21A* | *96VSN0801716A* | 35200 | 15.5 | 8.1 | 38500 | 35000 | 90.91% | 1.86 | 0 | 9.5 |  |  |  | No | R-410A | 2.9333 | Residential & Commercial | No
213205276 | Central HP <5.4 tons | TEMPSTAR | HRCU-A-CB (Split System: Heat Pump with Remote Outdoor Unit-Air-Source) | DLCURAH30ABK | ASPEN |  | D(A,C,E)36B34+TDR | *80ES(N,L)1552420A* | 29600 | 15.2 | 8.1 | 33800 | 24000 | 71.01% | 2.7 | 0 | 9 |  |  |  | No | R-410A | 2.4667 | Residential & Commercial | No
213078392 | Central HP <5.4 tons | COMFORTMAKER | HRCU-A-CB (Split System: Heat Pump with Remote Outdoor Unit-Air-Source) | DLCURAH36ABK |  |  | EA*4X36L21A* | *80MS(N,L)0902116A* | 34800 | 16.5 | 8.1 | 38500 | 35200 | 91.43% | 1.82 | 0 | 9.5 |  |  |  | No | R-410A | 2.9 | Residential & Commercial | No
213079512 | Central HP <5.4 tons | COMFORTMAKER | HRCU-A-CB (Split System: Heat Pump with Remote Outdoor Unit-Air-Source) | DLCURAH36ABK |  |  | EA*4X36L17A* | *92MSN0801716A* | 35000 | 16 | 8.1 | 38500 | 35200 | 91.43% | 1.82 | 0 | 9.5 |  |  |  | No | R-410A | 2.9167 | Residential & Commercial | No
213205642 | Central HP <5.4 tons | TEMPSTAR | HRCU-A-CB (Split System: Heat Pump with Remote Outdoor Unit-Air-Source) | DLCURAH36ABK | ASPEN |  | D(A,C,E)36C34+TDR | *95ESN0802120A* | 35400 | 15.5 | 8.1 | 39500 | 32000 | 81.01% | 2.52 | 0 | 9.5 |  |  |  | No | R-410A | 2.95 | Residential & Commercial | No
214061436 | Central HP <5.4 tons | YORK | HRCU-A-CB (Split System: Heat Pump with Remote Outdoor Unit-Air-Source) | HMH72B341 | ADP |  | AD-35(P,U)*****9 | Y82E100C16LMPS1 | 33400 | 18 | 8.5 | 31400 | 23000 | 73.25% | 2.06 | 0 | 9.5 |  |  |  | No | R-410A | 2.7833 | Residential & Commercial | No
214061455 | Central HP <5.4 tons | YORK | HRCU-A-CB (Split System: Heat Pump with Remote Outdoor Unit-Air-Source) | HMH72B341 | ADP |  | AD-35(P,U)*****1+TXV | Y82E120C20LMPS1 | 33600 | 18 | 8.5 | 31400 | 23000 | 73.25% | 2.06 | 0 | 9.5 |  |  |  | No | R-410A | 2.8 | Residential & Commercial | No
213078260 | Central HP <5.4 tons | COMFORTMAKER | HRCU-A-CB (Split System: Heat Pump with Remote Outdoor Unit-Air-Source) | DLCURAH36ABK |  |  | EA*4X36L17A* | *80MS(N,L)0901714A* | 35000 | 16 | 8.1 | 38500 | 35200 | 91.43% | 1.82 | 0 | 9.5 |  |  |  | No | R-410A | 2.9167 | Residential & Commercial | No
212972489 | Central HP <5.4 tons | HEIL | HRCU-A-CB (Split System: Heat Pump with Remote Outdoor Unit-Air-Source) | DLCURAH30ABK |  |  | EA*4X43L21A* | *80VTL1102122B* | 30400 | 15.2 | 8.1 | 33400 | 26400 | 79.04% | 1.84 | 0 | 9 |  |  |  | No | R-410A | 2.5333 | Residential & Commercial | No
213205459 | Central HP <5.4 tons | TEMPSTAR | HRCU-A-CB (Split System: Heat Pump with Remote Outdoor Unit-Air-Source) | DLCURAH30ABK | ASPEN |  | D(A,C,E)36B34+TDR | *96VTN1002122A* | 29600 | 15.2 | 8.1 | 33800 | 24000 | 71.01% | 2.63 | 0 | 9 |  |  |  | No | R-410A | 2.4667 | Residential & Commercial | No
212978605 | Central HP <5.4 tons | HEIL | HRCU-A-CB (Split System: Heat Pump with Remote Outdoor Unit-Air-Source) | DLCURAH30ABK |  |  | END4X42L17** | *80MS(N,L)0701712A* | 30000 | 15.2 | 8.1 | 34000 | 27200 | 80% | 1.82 | 0 | 9 |  |  |  | No | R-410A | 2.5 | Residential & Commercial | No
213738509 | Central HP <5.4 tons | DAY & NIGHT | HRCU-A-CB (Split System: Heat Pump with Remote Outdoor Unit-Air-Source) | DLCURAH36ABK | ADP |  | FG35936 | *80VSL0451412B* | 35000 | 16 | 8.1 | 36800 | 34600 | 94.02% | 1.94 | 0 | 9.5 |  |  |  | No | R-410A | 2.9167 | Residential & Commercial | No
209852039 | Central HP <5.4 tons | ARCOAIRE | HRCU-A-CB (Split System: Heat Pump with Remote Outdoor Unit-Air-Source) | DLCURAH48ABK |  |  | DLFUAAH48XAK |  | 47000 | 15.6 | 9.4 | 50000 | 46000 | 92% | 1.9 | 8.5 | 8.2 |  |  |  | No | R-410A | 3.9167 | Residential & Commercial | No
212628069 | Central HP <5.4 tons | COLEMAN | HRCU-A-CB (Split System: Heat Pump with Remote Outdoor Unit-Air-Source) | HMH72B341 | ASPEN |  | D(A,C,E)42C26+TDR | CP9C100C20MP13 | 30000 | 17 | 8.1 | 34000 | 28000 | 82.35% | 2.47 | 0 | 9 |  |  |  | No | R-410A | 2.5 | Residential & Commercial | No
213147363 | Central HP <5.4 tons | BRYANT HEATING AND COOLING SYSTEMS | HRCU-A-CB (Split System: Heat Pump with Remote Outdoor Unit-Air-Source) | 38MURAQ36AB3* | ADP |  | C36A***L129+AEFE4B* |  | 35600 | 16 | 8.1 | 36800 | 34400 | 93.48% | 2 | 0 | 9.5 |  |  |  | No | R-410A | 2.9667 | Residential & Commercial | No
213821647 | Central HP <5.4 tons | TEMPSTAR | HRCU-A-CB (Split System: Heat Pump with Remote Outdoor Unit-Air-Source) | DLCURAH36ABK | ASPEN |  | D(A,C,E)36C34+TDR | *96MSN1002122A* | 34000 | 16.5 | 8.5 | 37800 | 31800 | 84.13% | 2.71 | 0 | 9.9 |  |  |  | No | R-410A | 2.8333 | Residential & Commercial | No
213821648 | Central HP <5.4 tons | TEMPSTAR | HRCU-A-CB (Split System: Heat Pump with Remote Outdoor Unit-Air-Source) | DLCURAH36ABK | ASPEN |  | D(A,C,E)42B34+TDR | *96MSN1002122A* | 34000 | 16.5 | 8.5 | 37800 | 31800 | 84.13% | 2.71 | 0 | 9.9 |  |  |  | No | R-410A | 2.8333 | Residential & Commercial | No
214392221 | Central HP <5.4 tons | RUUD | HRCU-A-CB (Split System: Heat Pump with Remote Outdoor Unit-Air-Source) | RD17AZ24AJ3N | ASPEN |  | D(A,C,E)30D24+TDR | R801V0754A17DZ | 20800 | 18.8 | 8.1 | 22600 | 16800 | 74.34% | 2.1 | 0 | 9.7 |  |  |  | No | R-410A | 1.7333 | Residential & Commercial | No
214392268 | Central HP <5.4 tons | RUUD | HRCU-A-CB (Split System: Heat Pump with Remote Outdoor Unit-Air-Source) | RD17AZ24AJ3N | ASPEN |  | D(A,C,E)30C24+TDR | R801V1004A17UH | 20400 | 18.6 | 8.1 | 22600 | 16800 | 74.34% | 2.1 | 0 | 9 |  |  |  | No | R-410A | 1.7 | Residential & Commercial | No
213738366 | Central HP <5.4 tons | DAY & NIGHT | HRCU-A-CB (Split System: Heat Pump with Remote Outdoor Unit-Air-Source) | DLCURAH30ABK | ADP |  | FG82936 | *80MSU0401712A* | 29800 | 15.2 | 8.1 | 32200 | 27200 | 84.47% | 1.8 | 0 | 9 |  |  |  | No | R-410A | 2.4833 | Residential & Commercial | No
212979720 | Central HP <5.4 tons | HEIL | HRCU-A-CB (Split System: Heat Pump with Remote Outdoor Unit-Air-Source) | DLCURAH30ABK |  |  | EA*4X37L21A* | *80MS(N,L)0901714A* | 30400 | 15.2 | 8.1 | 33200 | 26400 | 79.52% | 1.84 | 0 | 9 |  |  |  | No | R-410A | 2.5333 | Residential & Commercial | No
212988334 | Central HP <5.4 tons | COMFORTMAKER | HRCU-A-CB (Split System: Heat Pump with Remote Outdoor Unit-Air-Source) | DLCURAH30ABK |  |  | EA*4X42L24A* | *96MSN1202422A* | 30000 | 15.2 | 8.1 | 34200 | 27600 | 80.7% | 1.8 | 0 | 9 |  |  |  | No | R-410A | 2.5 | Residential & Commercial | No
211194209 | Central HP <5.4 tons | CARRIER | HRCU-A-CB (Split System: Heat Pump with Remote Outdoor Unit-Air-Source) | 38MURAQ30AB3* |  |  | CAP**3621AL* | 59SC2D080E17**16 | 29600 | 15.2 | 8.1 | 33800 | 27800 | 82.25% | 1.76 | 0 | 9 |  |  |  | No | R-410A | 2.4667 | Residential & Commercial | No
214229424 | Central HP <5.4 tons | AIRQUEST | HRCU-A-CB (Split System: Heat Pump with Remote Outdoor Unit-Air-Source) | DLCURAH36ABK |  |  | EA*4X42L24A* | *80MSU1002120A* | 35200 | 16 | 8.5 | 38500 | 35000 | 90.91% | 1.88 | 0 | 9.5 |  |  |  | No | R-410A | 2.9333 | Residential & Commercial | No
212980229 | Central HP <5.4 tons | HEIL | HRCU-A-CB (Split System: Heat Pump with Remote Outdoor Unit-Air-Source) | DLCURAH30ABK |  |  | EA*4X43L21A* | *80MS(N,L)0902116A* | 30600 | 15.2 | 8.1 | 33400 | 26400 | 79.04% | 1.86 | 0 | 9 |  |  |  | No | R-410A | 2.55 | Residential & Commercial | No
212980515 | Central HP <5.4 tons | HEIL | HRCU-A-CB (Split System: Heat Pump with Remote Outdoor Unit-Air-Source) | DLCURAH30ABK |  |  | EA*4X37L21A* | *80MS(N,L)0902120A* | 30800 | 15.2 | 8.5 | 33600 | 26400 | 78.57% | 1.86 | 0 | 9 |  |  |  | No | R-410A | 2.5667 | Residential & Commercial | No
214624822 | Central HP <5.4 tons | CARRIER | HRCU-A-CB (Split System: Heat Pump with Remote Outdoor Unit-Air-Source) | 38MURAQ30AB3* | ADP |  | V,C36H175P159 | 58SU*B040M17**12 | 30000 | 15.2 | 8.5 | 32200 | 27000 | 83.85% | 1.78 | 0 | 9 |  |  |  | No | R-410A | 2.5 | Residential & Commercial | No
215294426 | Central HP <5.4 tons | AIRQUEST | HRCU-A-CB (Split System: Heat Pump with Remote Outdoor Unit-Air-Source) | DLCURAH30ABK | ADP |  | H,GG1K936 | *96VTN1002122A* | 30000 | 15.2 | 8.1 | 32400 | 26800 | 82.72% | 1.8 | 0 | 9 |  |  |  | No | R-410A | 2.5 | Residential & Commercial | No
215294442 | Central HP <5.4 tons | AIRQUEST | HRCU-A-CB (Split System: Heat Pump with Remote Outdoor Unit-Air-Source) | DLCURAH30ABK | ADP |  | H,GG32930 | *96VTN1002122B* | 29400 | 15.2 | 8.1 | 32600 | 27600 | 84.66% | 1.78 | 0 | 8.5 |  |  |  | No | R-410A | 2.45 | Residential & Commercial | No
213204086 | Central HP <5.4 tons | TEMPSTAR | HRCU-A-CB (Split System: Heat Pump with Remote Outdoor Unit-Air-Source) | DLCURAH24AAK | ASPEN |  | D(A,C,E)24B44+TDR | *80ES(N,L)0901714A* | 23800 | 16 | 8.1 | 25600 | 27400 | 107% | 2.61 | 0 | 9.5 |  |  |  | No | R-410A | 1.9833 | Residential & Commercial | No
213204159 | Central HP <5.4 tons | TEMPSTAR | HRCU-A-CB (Split System: Heat Pump with Remote Outdoor Unit-Air-Source) | DLCURAH24AAK | ASPEN |  | D(A,C,E)30B34+TDR | *92ESN0601714A* | 23800 | 16 | 8.1 | 25400 | 28000 | 110.2% | 2.79 | 0 | 9 |  |  |  | No | R-410A | 1.9833 | Residential & Commercial | No
214624813 | Central HP <5.4 tons | CARRIER | HRCU-A-CB (Split System: Heat Pump with Remote Outdoor Unit-Air-Source) | 38MURAQ30AB3* | ADP |  | PL36H175P149 | 58SU*B040M17**12 | 29800 | 15.2 | 8.5 | 32200 | 27000 | 83.85% | 1.78 | 0 | 9 |  |  |  | No | R-410A | 2.4833 | Residential & Commercial | No
213204284 | Central HP <5.4 tons | TEMPSTAR | HRCU-A-CB (Split System: Heat Pump with Remote Outdoor Unit-Air-Source) | DLCURAH24AAK | ASPEN |  | D(A,C,E)36C34+TDR | *95ESN0802120A* | 23800 | 15.5 | 8.5 | 26000 | 26000 | 100% | 2.77 | 0 | 9.5 |  |  |  | No | R-410A | 1.9833 | Residential & Commercial | No
213204318 | Central HP <5.4 tons | TEMPSTAR | HRCU-A-CB (Split System: Heat Pump with Remote Outdoor Unit-Air-Source) | DLCURAH24AAK | ASPEN |  | D(A,C,E)36B34+TDR | *96VTN0601412A* | 22800 | 15.9 | 8.1 | 24400 | 27000 | 110.7% | 2.7 | 0 | 9.3 |  |  |  | No | R-410A | 1.9 | Residential & Commercial | No
213204082 | Central HP <5.4 tons | TEMPSTAR | HRCU-A-CB (Split System: Heat Pump with Remote Outdoor Unit-Air-Source) | DLCURAH24AAK | ASPEN |  | D(A,C,E)36B34+TDR | *80ES(N,L)0702116A* | 23800 | 16 | 8.1 | 25400 | 29000 | 114.2% | 2.71 | 0 | 9 |  |  |  | No | R-410A | 1.9833 | Residential & Commercial | No
213204114 | Central HP <5.4 tons | TEMPSTAR | HRCU-A-CB (Split System: Heat Pump with Remote Outdoor Unit-Air-Source) | DLCURAH24AAK | ASPEN |  | D(A,C,E)30C44+TDR | *80ES(N,L)1102120A* | 23800 | 15.5 | 8.5 | 26200 | 27400 | 104.6% | 2.61 | 0 | 9.5 |  |  |  | No | R-410A | 1.9833 | Residential & Commercial | No
213204970 | Central HP <5.4 tons | TEMPSTAR | HRCU-A-CB (Split System: Heat Pump with Remote Outdoor Unit-Air-Source) | DLCURAH24ABK | ASPEN |  | D(A,C,E)30C44+TDR | *95ESN0801716A* | 23800 | 16 | 8.5 | 26200 | 20200 | 77.1% | 2.94 | 0 | 9.9 |  |  |  | No | R-410A | 1.9833 | Residential & Commercial | No
212989062 | Central HP <5.4 tons | COMFORTMAKER | HRCU-A-CB (Split System: Heat Pump with Remote Outdoor Unit-Air-Source) | DLCURAH30ABK |  |  | EA*4X43L21A* | *95MSU0601716A* | 30600 | 15.2 | 8.5 | 33600 | 26400 | 78.57% | 1.86 | 0 | 9 |  |  |  | No | R-410A | 2.55 | Residential & Commercial | No
213205429 | Central HP <5.4 tons | TEMPSTAR | HRCU-A-CB (Split System: Heat Pump with Remote Outdoor Unit-Air-Source) | DLCURAH30ABK | ASPEN |  | D(A,C,E)30D44+TDR | *96VTN0802120A* | 29600 | 15.2 | 8.1 | 33600 | 23800 | 70.83% | 2.67 | 0 | 9 |  |  |  | No | R-410A | 2.4667 | Residential & Commercial | No
213205581 | Central HP <5.4 tons | TEMPSTAR | HRCU-A-CB (Split System: Heat Pump with Remote Outdoor Unit-Air-Source) | DLCURAH36ABK | ASPEN |  | D(A,C,E)42B34+TDR | *92ESN0601412A* | 35400 | 15.2 | 8.1 | 39500 | 32000 | 81.01% | 2.52 | 0 | 9.5 |  |  |  | No | R-410A | 2.95 | Residential & Commercial | No
213205588 | Central HP <5.4 tons | TEMPSTAR | HRCU-A-CB (Split System: Heat Pump with Remote Outdoor Unit-Air-Source) | DLCURAH36ABK | ASPEN |  | D(A,C,E)42B34+TDR | *92ESN0601714A* | 35200 | 16 | 8.1 | 38500 | 32200 | 83.64% | 2.53 | 0 | 9.5 |  |  |  | No | R-410A | 2.9333 | Residential & Commercial | No
213205681 | Central HP <5.4 tons | TEMPSTAR | HRCU-A-CB (Split System: Heat Pump with Remote Outdoor Unit-Air-Source) | DLCURAH36ABK | ASPEN |  | D(A,C,E)36B34+TDR | *96VTN0801716A* | 35000 | 15.5 | 8.1 | 38500 | 32200 | 83.64% | 2.57 | 0 | 9.5 |  |  |  | No | R-410A | 2.9167 | Residential & Commercial | No
214280317 | Central HP <5.4 tons | TEMPSTAR | HRCU-A-CB (Split System: Heat Pump with Remote Outdoor Unit-Air-Source) | DLCURAH36ABK |  |  | EA*4X48L21A* | *96MSN0601716A* | 35600 | 15.5 | 8.5 | 38000 | 34800 | 91.58% | 2.04 | 0 | 9.5 |  |  |  | No | R-410A | 2.9667 | Residential & Commercial | No
214779010 | Central HP <5.4 tons | ECOER | HRCU-A-CB (Split System: Heat Pump with Remote Outdoor Unit-Air-Source) | EODA18H-4860B | ADP |  | HG88960+AEFE5* |  | 53000 | 17 | 9 | 53000 | 38000 | 71.7% | 1.9 | 0 | 9.5 |  |  |  | No | R-410A | 4.4167 | Residential & Commercial | No
215428297 | Central HP <5.4 tons | ECO AC | HRCU-A-C (Split System: Heat Pump with Remote Outdoor Unit with No Indoor Fan --Air Source) | EHI-O60KBA |  |  | EKCA60*I |  | 50500 | 15.2 | 8.5 | 53000 | 37200 | 70.19% | 1.8 | 0 | 9.5 |  |  |  | No | R-410A | 4.2083 | Residential & Commercial | No
213205436 | Central HP <5.4 tons | TEMPSTAR | HRCU-A-CB (Split System: Heat Pump with Remote Outdoor Unit-Air-Source) | DLCURAH30ABK | ASPEN |  | D(A,C,E)42B34+TDR | *96VTN0802120A* | 29600 | 15.2 | 8.1 | 33600 | 23800 | 70.83% | 2.67 | 0 | 9 |  |  |  | No | R-410A | 2.4667 | Residential & Commercial | No
212980929 | Central HP <5.4 tons | HEIL | HRCU-A-CB (Split System: Heat Pump with Remote Outdoor Unit-Air-Source) | DLCURAH30ABK |  |  | EA*4X42L21A* | *80MS(N,L)1102120A* | 30400 | 15.2 | 8.1 | 34400 | 27400 | 79.65% | 1.82 | 0 | 9 |  |  |  | No | R-410A | 2.5333 | Residential & Commercial | No
211240787 | Central HP <5.4 tons | DAY & NIGHT | HRCU-A-CB (Split System: Heat Pump with Remote Outdoor Unit-Air-Source) | DLCURAH24ABK |  |  | EA*4X24L17A* | OLV098A12* | 23000 | 16 | 8.5 | 26400 | 26000 | 98.48% | 2.18 | 0 | 9.5 |  |  |  | No | R-410A | 1.9167 | Residential & Commercial | No
214385797 | Central HP <5.4 tons | COMFORTMAKER | HRCU-A-CB (Split System: Heat Pump with Remote Outdoor Unit-Air-Source) | DLCURAH24ABK | ADP |  | H,YA10936 | *95MSU0401712A* | 23000 | 16 | 8.5 | 25400 | 25800 | 101.6% | 2.2 | 0 | 9.5 |  |  |  | No | R-410A | 1.9167 | Residential & Commercial | No
213204336 | Central HP <5.4 tons | TEMPSTAR | HRCU-A-CB (Split System: Heat Pump with Remote Outdoor Unit-Air-Source) | DLCURAH24AAK | ASPEN |  | D(A,C,E)24B44+TDR | *96VTN0801716A* | 23800 | 16 | 8.1 | 25400 | 26400 | 103.9% | 2.77 | 0 | 9.5 |  |  |  | No | R-410A | 1.9833 | Residential & Commercial | No
215428295 | Central HP <5.4 tons | ECO AC | HRCU-A-C (Split System: Heat Pump with Remote Outdoor Unit with No Indoor Fan --Air Source) | EHI-O36KBA |  |  | EKCA36*I |  | 32000 | 15.2 | 8.5 | 34000 | 24000 | 70.59% | 1.8 | 0 | 9.5 |  |  |  | No | R-410A | 2.6667 | Residential & Commercial | No
211229223 | Central HP <5.4 tons | DAY & NIGHT | HRCU-A-CB (Split System: Heat Pump with Remote Outdoor Unit-Air-Source) | DLCURAH36ABK |  |  | EA*4X48L21A* | OMV112K14A | 35600 | 15.5 | 8.1 | 38500 | 34800 | 90.39% | 2.04 | 0 | 9.5 |  |  |  | No | R-410A | 2.9667 | Residential & Commercial | No
211227300 | Central HP <5.4 tons | DAY & NIGHT | HRCU-A-CB (Split System: Heat Pump with Remote Outdoor Unit-Air-Source) | DLCURAH36ABK |  |  | EA*4X42L21A* | *80ES(N,L)0701712A* | 35600 | 15.2 | 8.1 | 39500 | 35200 | 89.11% | 1.88 | 0 | 9.5 |  |  |  | No | R-410A | 2.9667 | Residential & Commercial | No
211227382 | Central HP <5.4 tons | DAY & NIGHT | HRCU-A-CB (Split System: Heat Pump with Remote Outdoor Unit-Air-Source) | DLCURAH36ABK |  |  | EA*4X42L21A* | *80VSL0451716A* | 35200 | 15.5 | 8.1 | 38500 | 35200 | 91.43% | 1.88 | 0 | 9.5 |  |  |  | No | R-410A | 2.9333 | Residential & Commercial | No
211227409 | Central HP <5.4 tons | DAY & NIGHT | HRCU-A-CB (Split System: Heat Pump with Remote Outdoor Unit-Air-Source) | DLCURAH36ABK |  |  | EA*4X42L21A* | *80VSL0902120A* | 35000 | 16 | 8.1 | 38500 | 35000 | 90.91% | 1.86 | 0 | 9.5 |  |  |  | No | R-410A | 2.9167 | Residential & Commercial | No
211227741 | Central HP <5.4 tons | DAY & NIGHT | HRCU-A-CB (Split System: Heat Pump with Remote Outdoor Unit-Air-Source) | DLCURAH36ABK |  |  | EA*4X42L21A* | OMV112K14A | 35200 | 15.5 | 8.1 | 38500 | 35200 | 91.43% | 1.86 | 0 | 9.5 |  |  |  | No | R-410A | 2.9333 | Residential & Commercial | No
212498157 | Central HP <5.4 tons | TEMPSTAR | HRCU-A-CB (Split System: Heat Pump with Remote Outdoor Unit-Air-Source) | DLCURAH24ABK | ADP |  | CP2301A+TXV+TD |  | 22600 | 16 | 8.5 | 24200 | 22600 | 93.39% | 1.92 | 0 | 9.5 |  |  |  | No | R-410A | 1.8833 | Residential & Commercial | No
213147367 | Central HP <5.4 tons | BRYANT HEATING AND COOLING SYSTEMS | HRCU-A-CB (Split System: Heat Pump with Remote Outdoor Unit-Air-Source) | 38MURAQ36AB3* | ADP |  | V,C36H175P139+AEFE4B* |  | 36200 | 16 | 8.1 | 36800 | 34400 | 93.48% | 2 | 0 | 9.5 |  |  |  | No | R-410A | 3.0167 | Residential & Commercial | No
215295229 | Central HP <5.4 tons | AIRQUEST | HRCU-A-CB (Split System: Heat Pump with Remote Outdoor Unit-Air-Source) | DLCURAH36ABK | ADP |  | H,GE34936 | *96MSN1402422A* | 34600 | 16 | 8.5 | 36200 | 34200 | 94.48% | 2.02 | 0 | 9.5 |  |  |  | No | R-410A | 2.8833 | Residential & Commercial | No
213205907 | Central HP <5.4 tons | CARRIER | HRCU-A-CB (Split System: Heat Pump with Remote Outdoor Unit-Air-Source) | 38MURAQ24AA3* | ASPEN |  | D(A,C,E)36C34+TDR | 58S(B,C)*A110E21**20 | 23800 | 15.5 | 8.5 | 26200 | 22800 | 87.02% | 2.85 | 0 | 9.5 |  |  |  | No | R-410A | 1.9833 | Residential & Commercial | No
212984486 | Central HP <5.4 tons | COMFORTMAKER | HRCU-A-CB (Split System: Heat Pump with Remote Outdoor Unit-Air-Source) | DLCURAH30ABK |  |  | EA*4X42L21A* | *92MSN0801716A* | 29800 | 15.2 | 8.1 | 34000 | 27600 | 81.18% | 1.8 | 0 | 9 |  |  |  | No | R-410A | 2.4833 | Residential & Commercial | No
212985256 | Central HP <5.4 tons | COMFORTMAKER | HRCU-A-CB (Split System: Heat Pump with Remote Outdoor Unit-Air-Source) | DLCURAH30ABK |  |  | EA*4X36L21A* | *92MSN1002120A* | 30000 | 15.2 | 8.1 | 34400 | 28000 | 81.4% | 1.78 | 0 | 9 |  |  |  | No | R-410A | 2.5 | Residential & Commercial | No
213278579 | Central HP <5.4 tons | COLEMAN | HRCU-A-CB (Split System: Heat Pump with Remote Outdoor Unit-Air-Source) | HMH72B361 | ASPEN |  | D(A,C,E)36A44+JMET12BS2N1+TDR |  | 34000 | 18 | 8.1 | 36000 | 26000 | 72.22% | 2.8 | 0 | 8.9 |  |  |  | No | R-410A | 2.8333 | Residential & Commercial | No
213204323 | Central HP <5.4 tons | TEMPSTAR | HRCU-A-CB (Split System: Heat Pump with Remote Outdoor Unit-Air-Source) | DLCURAH24AAK | ASPEN |  | D(A,C,E)24B44+TDR | *96VTN0601714A* | 23600 | 15.5 | 8.1 | 25200 | 26000 | 103.2% | 2.76 | 0 | 9 |  |  |  | No | R-410A | 1.9667 | Residential & Commercial | No
213204356 | Central HP <5.4 tons | TEMPSTAR | HRCU-A-CB (Split System: Heat Pump with Remote Outdoor Unit-Air-Source) | DLCURAH24AAK | ASPEN |  | D(A,C,E)36C34+TDR | *96VTN0802120A* | 23800 | 16 | 8.1 | 24800 | 25800 | 104% | 2.76 | 0 | 9 |  |  |  | No | R-410A | 1.9833 | Residential & Commercial | No
213204328 | Central HP <5.4 tons | TEMPSTAR | HRCU-A-CB (Split System: Heat Pump with Remote Outdoor Unit-Air-Source) | DLCURAH24AAK | ASPEN |  | D(A,C,E)30C44+TDR | *96VTN0601714A* | 23800 | 15.5 | 8.1 | 25200 | 26800 | 106.3% | 2.7 | 0 | 9.5 |  |  |  | No | R-410A | 1.9833 | Residential & Commercial | No
212980977 | Central HP <5.4 tons | HEIL | HRCU-A-CB (Split System: Heat Pump with Remote Outdoor Unit-Air-Source) | DLCURAH30ABK |  |  | EN(A,D,W)4X42L21** | *80MS(N,L)1102120A* | 30200 | 15.2 | 8.1 | 34400 | 27600 | 80.23% | 1.8 | 0 | 9 |  |  |  | No | R-410A | 2.5167 | Residential & Commercial | No
211222791 | Central HP <5.4 tons | HEIL | HRCU-A-CB (Split System: Heat Pump with Remote Outdoor Unit-Air-Source) | DLCURAH30ABK |  |  | FXM4X36**AL |  | 31000 | 15.2 | 8.1 | 33600 | 26400 | 78.57% | 1.82 | 0 | 9 |  |  |  | No | R-410A | 2.5833 | Residential & Commercial | No
211222743 | Central HP <5.4 tons | HEIL | HRCU-A-CB (Split System: Heat Pump with Remote Outdoor Unit-Air-Source) | DLCURAH30ABK |  |  | FM(C,U)4Z30**AL* |  | 30400 | 15.5 | 8.5 | 35000 | 27400 | 78.29% | 1.82 | 0 | 9 |  |  |  | No | R-410A | 2.5333 | Residential & Commercial | No
213205271 | Central HP <5.4 tons | TEMPSTAR | HRCU-A-CB (Split System: Heat Pump with Remote Outdoor Unit-Air-Source) | DLCURAH30ABK | ASPEN |  | D(A,C,E)30C44+TDR | *80ES(N,L)1552420A* | 29600 | 15.2 | 8.1 | 33800 | 24000 | 71.01% | 2.7 | 0 | 9 |  |  |  | No | R-410A | 2.4667 | Residential & Commercial | No
213205321 | Central HP <5.4 tons | TEMPSTAR | HRCU-A-CB (Split System: Heat Pump with Remote Outdoor Unit-Air-Source) | DLCURAH30ABK | ASPEN |  | D(A,C,E)36C34+TDR | *92ESN0801716A* | 29600 | 15.2 | 8.1 | 33800 | 24000 | 71.01% | 2.67 | 0 | 9 |  |  |  | No | R-410A | 2.4667 | Residential & Commercial | No
212520310 | Central HP <5.4 tons | CARRIER | HRCU-A-CB (Split System: Heat Pump with Remote Outdoor Unit-Air-Source) | 38MURAQ30AB3* | ADP |  | H,PG34936 | 58S(B,C)*A070E21**16 | 29400 | 15.2 | 8.1 | 32000 | 27000 | 84.38% | 1.78 | 0 | 9 |  |  |  | No | R-410A | 2.45 | Residential & Commercial | No
212520403 | Central HP <5.4 tons | CARRIER | HRCU-A-CB (Split System: Heat Pump with Remote Outdoor Unit-Air-Source) | 38MURAQ30AB3* | ADP |  | H,PG9J936 | 58TP*A090V17**16 | 29000 | 15.2 | 8.1 | 32000 | 26600 | 83.12% | 1.8 | 0 | 8.5 |  |  |  | No | R-410A | 2.4167 | Residential & Commercial | No
214624855 | Central HP <5.4 tons | CARRIER | HRCU-A-CB (Split System: Heat Pump with Remote Outdoor Unit-Air-Source) | 38MURAQ30AB3* | ADP |  | PL36H210P749 | 58SU*B060M17**16 | 29600 | 15.2 | 8.1 | 32400 | 27400 | 84.57% | 1.78 | 0 | 9 |  |  |  | No | R-410A | 2.4667 | Residential & Commercial | No
213147357 | Central HP <5.4 tons | BRYANT HEATING AND COOLING SYSTEMS | HRCU-A-CB (Split System: Heat Pump with Remote Outdoor Unit-Air-Source) | 38MURAQ30AB3* | ADP |  | C36A***L159+AEFE4B* |  | 31000 | 15.2 | 8.5 | 33800 | 26400 | 78.11% | 1.86 | 0 | 9 |  |  |  | No | R-410A | 2.5833 | Residential & Commercial | No
213147359 | Central HP <5.4 tons | BRYANT HEATING AND COOLING SYSTEMS | HRCU-A-CB (Split System: Heat Pump with Remote Outdoor Unit-Air-Source) | 38MURAQ30AB3* | ADP |  | V,C36H175P139+AEFE4B* |  | 30400 | 15.2 | 8.4 | 33800 | 26400 | 78.11% | 1.84 | 0 | 8.5 |  |  |  | No | R-410A | 2.5333 | Residential & Commercial | No
212544243 | Central HP <5.4 tons | DAY & NIGHT | HRCU-A-CB (Split System: Heat Pump with Remote Outdoor Unit-Air-Source) | DLCURAH30ABK | ADP |  | PL36H210P299 | *96VTN0802120A* | 30400 | 15.2 | 8.1 | 31400 | 25800 | 82.17% | 1.84 | 0 | 9 |  |  |  | No | R-410A | 2.5333 | Residential & Commercial | No
214624860 | Central HP <5.4 tons | CARRIER | HRCU-A-CB (Split System: Heat Pump with Remote Outdoor Unit-Air-Source) | 38MURAQ30AB3* | ADP |  | V,C36H175P139 | 58SU*B060M17**16 | 29600 | 15.2 | 8.1 | 32400 | 27400 | 84.57% | 1.78 | 0 | 9 |  |  |  | No | R-410A | 2.4667 | Residential & Commercial | No
213147342 | Central HP <5.4 tons | BRYANT HEATING AND COOLING SYSTEMS | HRCU-A-CB (Split System: Heat Pump with Remote Outdoor Unit-Air-Source) | 38MURAQ24AB3* | ADP |  | V,C36H***P039+AEFE3A* |  | 22800 | 17 | 8.6 | 25400 | 25400 | 100% | 2.1 | 0 | 9.5 |  |  |  | No | R-410A | 1.9 | Residential & Commercial | No
211227391 | Central HP <5.4 tons | DAY & NIGHT | HRCU-A-CB (Split System: Heat Pump with Remote Outdoor Unit-Air-Source) | DLCURAH36ABK |  |  | EA*4X42L21A* | *80VSL0701716A* | 35200 | 16 | 8.1 | 38500 | 35000 | 90.91% | 1.86 | 0 | 9.5 |  |  |  | No | R-410A | 2.9333 | Residential & Commercial | No
211227475 | Central HP <5.4 tons | DAY & NIGHT | HRCU-A-CB (Split System: Heat Pump with Remote Outdoor Unit-Air-Source) | DLCURAH36ABK |  |  | EA*4X42L21A* | *80VTL0902120A* | 35000 | 16 | 8.1 | 38500 | 35000 | 90.91% | 1.86 | 0 | 9.5 |  |  |  | No | R-410A | 2.9167 | Residential & Commercial | No
213204250 | Central HP <5.4 tons | TEMPSTAR | HRCU-A-CB (Split System: Heat Pump with Remote Outdoor Unit-Air-Source) | DLCURAH24AAK | ASPEN |  | D(A,C,E)24B44+TDR | *95ESN0601714A* | 23400 | 15.3 | 8.4 | 25400 | 27600 | 108.7% | 2.7 | 0 | 9.3 |  |  |  | No | R-410A | 1.95 | Residential & Commercial | No
213077331 | Central HP <5.4 tons | CARRIER | HRCU-A-CB (Split System: Heat Pump with Remote Outdoor Unit-Air-Source) | 38MURAQ36AB3* |  |  | CAP**3617AL* | 59TP6C080V17**16 | 35200 | 15.2 | 8.1 | 39000 | 35400 | 90.77% | 1.82 | 0 | 9.5 |  |  |  | No | R-410A | 2.9333 | Residential & Commercial | No
213078387 | Central HP <5.4 tons | CARRIER | HRCU-A-CB (Split System: Heat Pump with Remote Outdoor Unit-Air-Source) | 38MURAQ36AB3* |  |  | CAP**3621AL* | 58S(B,C)*B090M21**16 | 34800 | 16.5 | 8.1 | 38500 | 35200 | 91.43% | 1.82 | 0 | 9.5 |  |  |  | No | R-410A | 2.9 | Residential & Commercial | No
216453752 | Central HP <5.4 tons | RUUD | HRCU-A-CB (Split System: Heat Pump with Remote Outdoor Unit-Air-Source) | RD17AZ36AJ3N | ASPEN |  | D(A,C,E)37A44+TDR | R962V0603A17M4 | 33400 | 17 | 8.5 | 34200 | 25000 | 73.1% | 2.77 | 0 | 9.8 |  |  |  | No | R-410A | 2.7833 | Residential & Commercial | No
216453756 | Central HP <5.4 tons | RUUD | HRCU-A-CB (Split System: Heat Pump with Remote Outdoor Unit-Air-Source) | RD17AZ36AJ3N | ASPEN |  | D(A,C,E)37A44+TDR | U98MV0603A17UPS | 33400 | 17 | 8.5 | 34200 | 25000 | 73.1% | 2.77 | 0 | 9.8 |  |  |  | No | R-410A | 2.7833 | Residential & Commercial | No
211227566 | Central HP <5.4 tons | DAY & NIGHT | HRCU-A-CB (Split System: Heat Pump with Remote Outdoor Unit-Air-Source) | DLCURAH36ABK |  |  | EA*4X42L21A* | *95ESN0601714A* | 35000 | 15.5 | 8.1 | 38500 | 35000 | 90.91% | 1.86 | 0 | 9.5 |  |  |  | No | R-410A | 2.9167 | Residential & Commercial | No
211241416 | Central HP <5.4 tons | HEIL | HRCU-A-CB (Split System: Heat Pump with Remote Outdoor Unit-Air-Source) | DLCURAH24ABK |  |  | EA*4X30L17A* | *96VSN0401712A* | 23200 | 16 | 8.5 | 25800 | 24200 | 93.8% | 2 | 0 | 9.5 |  |  |  | No | R-410A | 1.9333 | Residential & Commercial | No
211627556 | Central HP <5.4 tons | YORK | HRCU-A-CB (Split System: Heat Pump with Remote Outdoor Unit-Air-Source) | HMH72B341 | ASPEN |  | CM36A36+TDR | TL8E080C16UH11 | 31200 | 17.4 | 8.3 | 25400 | 32000 | 126% | 2.81 | 0 | 9.8 |  |  |  | No | R-410A | 2.6 | Residential & Commercial | No
211627649 | Central HP <5.4 tons | YORK | HRCU-A-CB (Split System: Heat Pump with Remote Outdoor Unit-Air-Source) | HMH72B341 | ASPEN |  | CM36B36+TDR | TM8E080B12MP11 | 32000 | 18 | 8.5 | 25800 | 32200 | 124.8% | 2.81 | 0 | 9.4 |  |  |  | No | R-410A | 2.6667 | Residential & Commercial | No
211627740 | Central HP <5.4 tons | YORK | HRCU-A-CB (Split System: Heat Pump with Remote Outdoor Unit-Air-Source) | HMH72B341 | ASPEN |  | CM36B36+TDR | TM8V080C16MP12 | 32000 | 17.5 | 8.5 | 25400 | 31600 | 124.4% | 2.87 | 0 | 9.9 |  |  |  | No | R-410A | 2.6667 | Residential & Commercial | No
213821287 | Central HP <5.4 tons | TEMPSTAR | HRCU-A-CB (Split System: Heat Pump with Remote Outdoor Unit-Air-Source) | DLCURAH24ABK | ASPEN |  | D(A,C,E)30B34+TDR | *96MSN0601412A* | 22600 | 16.8 | 8.4 | 25200 | 20000 | 79.37% | 2.92 | 0 | 9.8 |  |  |  | No | R-410A | 1.8833 | Residential & Commercial | No
213821289 | Central HP <5.4 tons | TEMPSTAR | HRCU-A-CB (Split System: Heat Pump with Remote Outdoor Unit-Air-Source) | DLCURAH24ABK | ASPEN |  | D(A,C,E)36B34+TDR | *96MSN0601412A* | 22800 | 17 | 8.5 | 25200 | 20000 | 79.37% | 2.95 | 0 | 9.8 |  |  |  | No | R-410A | 1.9 | Residential & Commercial | No
213821279 | Central HP <5.4 tons | TEMPSTAR | HRCU-A-CB (Split System: Heat Pump with Remote Outdoor Unit-Air-Source) | DLCURAH24ABK | ASPEN |  | D(A,C,E)36B34+TDR | *96MSN0401410A* | 22600 | 16.4 | 8.5 | 25400 | 20200 | 79.53% | 2.94 | 0 | 9.8 |  |  |  | No | R-410A | 1.8833 | Residential & Commercial | No
213821280 | Central HP <5.4 tons | TEMPSTAR | HRCU-A-CB (Split System: Heat Pump with Remote Outdoor Unit-Air-Source) | DLCURAH24ABK | ASPEN |  | D(A,C,E)36C34+TDR | *96MSN0401410A* | 23000 | 16.5 | 8.5 | 25400 | 20200 | 79.53% | 2.94 | 0 | 9.9 |  |  |  | No | R-410A | 1.9167 | Residential & Commercial | No
213821281 | Central HP <5.4 tons | TEMPSTAR | HRCU-A-CB (Split System: Heat Pump with Remote Outdoor Unit-Air-Source) | DLCURAH24ABK | ASPEN |  | D(A,C,E)24B44+TDR | *96MSN0401712A* | 23000 | 16 | 8.5 | 26200 | 20400 | 77.86% | 2.86 | 0 | 9.5 |  |  |  | No | R-410A | 1.9167 | Residential & Commercial | No
213821282 | Central HP <5.4 tons | TEMPSTAR | HRCU-A-CB (Split System: Heat Pump with Remote Outdoor Unit-Air-Source) | DLCURAH24ABK | ASPEN |  | D(A,C,E)30B34+TDR | *96MSN0401712A* | 23000 | 16 | 8.5 | 26200 | 20400 | 77.86% | 2.86 | 0 | 9.5 |  |  |  | No | R-410A | 1.9167 | Residential & Commercial | No
213206515 | Central HP <5.4 tons | CARRIER | HRCU-A-CB (Split System: Heat Pump with Remote Outdoor Unit-Air-Source) | 38MURAQ24AB3* | ASPEN |  | D(A,C,E)24B44+TDR | 59SC5B060E14**12 | 23200 | 15.9 | 8.1 | 26000 | 20400 | 78.46% | 2.72 | 0 | 9.8 |  |  |  | No | R-410A | 1.9333 | Residential & Commercial | No
213367364 | Central HP <5.4 tons | CARRIER | HRCU-A-CB (Split System: Heat Pump with Remote Outdoor Unit-Air-Source) | 38MURAQ24AB3* | ADP |  | H,PG31930 | 59TP6B040V14**10 | 23000 | 15.2 | 8.5 | 25000 | 23600 | 94.4% | 1.96 | 0 | 9.5 |  |  |  | No | R-410A | 1.9167 | Residential & Commercial | No
211627771 | Central HP <5.4 tons | YORK | HRCU-A-CB (Split System: Heat Pump with Remote Outdoor Unit-Air-Source) | HMH72B341 | ASPEN |  | D(A,C,E)48A36+TDR | TM8V100C20MP12 | 31600 | 16.5 | 8.1 | 32400 | 27400 | 84.57% | 2.49 | 0 | 8.9 |  |  |  | No | R-410A | 2.6333 | Residential & Commercial | No
213312772 | Central HP <5.4 tons | CARRIER | HRCU-A-CB (Split System: Heat Pump with Remote Outdoor Unit-Air-Source) | 38MURAQ24AB3* | ADP |  | V36H***P039+CBPE3A* |  | 22800 | 17 | 8.6 | 25400 | 25400 | 100% | 2.1 | 0 | 9.5 |  |  |  | No | R-410A | 1.9 | Residential & Commercial | No
213204347 | Central HP <5.4 tons | TEMPSTAR | HRCU-A-CB (Split System: Heat Pump with Remote Outdoor Unit-Air-Source) | DLCURAH24AAK | ASPEN |  | D(A,C,E)24B44+TDR | *96VTN0802120A* | 23400 | 16 | 8.1 | 24800 | 23600 | 95.16% | 2.47 | 0 | 9 |  |  |  | No | R-410A | 1.95 | Residential & Commercial | No
213204939 | Central HP <5.4 tons | TEMPSTAR | HRCU-A-CB (Split System: Heat Pump with Remote Outdoor Unit-Air-Source) | DLCURAH24ABK | ASPEN |  | D(A,C,E)36C34+TDR | *95ESN0401712A* | 23800 | 15.2 | 8.5 | 26400 | 20400 | 77.27% | 2.82 | 0 | 9.5 |  |  |  | No | R-410A | 1.9833 | Residential & Commercial | No
213147354 | Central HP <5.4 tons | BRYANT HEATING AND COOLING SYSTEMS | HRCU-A-CB (Split System: Heat Pump with Remote Outdoor Unit-Air-Source) | 38MURAQ30AB3* | ADP |  | V,C36H***P429+AEFE3A* |  | 29600 | 15.2 | 8.2 | 33200 | 27000 | 81.33% | 1.78 | 0 | 8.5 |  |  |  | No | R-410A | 2.4667 | Residential & Commercial | No
213205822 | Central HP <5.4 tons | CARRIER | HRCU-A-CB (Split System: Heat Pump with Remote Outdoor Unit-Air-Source) | 38MURAQ24AA3* | ASPEN |  | D(A,C,E)36C34+TDR | 58S(B,C)*A045E17**12 | 23800 | 16 | 8.1 | 25400 | 22600 | 88.98% | 2.86 | 0 | 9.5 |  |  |  | No | R-410A | 1.9833 | Residential & Commercial | No
213205829 | Central HP <5.4 tons | CARRIER | HRCU-A-CB (Split System: Heat Pump with Remote Outdoor Unit-Air-Source) | 38MURAQ24AA3* | ASPEN |  | D(A,C,E)30C44+TDR | 58S(B,C)*A070E14**12 | 23800 | 16 | 8.1 | 25600 | 22400 | 87.5% | 2.94 | 0 | 9.5 |  |  |  | No | R-410A | 1.9833 | Residential & Commercial | No
213205897 | Central HP <5.4 tons | CARRIER | HRCU-A-CB (Split System: Heat Pump with Remote Outdoor Unit-Air-Source) | 38MURAQ24AA3* | ASPEN |  | D(A,C,E)24B44+TDR | 58S(B,C)*A110E21**20 | 23800 | 15.5 | 8.5 | 26200 | 22800 | 87.02% | 2.86 | 0 | 9 |  |  |  | No | R-410A | 1.9833 | Residential & Commercial | No
213205904 | Central HP <5.4 tons | CARRIER | HRCU-A-CB (Split System: Heat Pump with Remote Outdoor Unit-Air-Source) | 38MURAQ24AA3* | ASPEN |  | D(A,C,E)36B34+TDR | 58S(B,C)*A110E21**20 | 23800 | 15.5 | 8.5 | 26200 | 22800 | 87.02% | 2.85 | 0 | 9 |  |  |  | No | R-410A | 1.9833 | Residential & Commercial | No
213206099 | Central HP <5.4 tons | CARRIER | HRCU-A-CB (Split System: Heat Pump with Remote Outdoor Unit-Air-Source) | 38MURAQ24AA3* | ASPEN |  | D(A,C,E)30B34+TDR | 59SC5B060E17**14 | 23200 | 15.2 | 8.3 | 25200 | 22600 | 89.68% | 2.89 | 0 | 9.2 |  |  |  | No | R-410A | 1.9333 | Residential & Commercial | No
213206199 | Central HP <5.4 tons | CARRIER | HRCU-A-CB (Split System: Heat Pump with Remote Outdoor Unit-Air-Source) | 38MURAQ24AA3* | ASPEN |  | D(A,C,E)36C34+TDR | 59TP6B080V21**20 | 23800 | 16 | 8.1 | 24800 | 22200 | 89.52% | 2.96 | 0 | 9 |  |  |  | No | R-410A | 1.9833 | Residential & Commercial | No
213821625 | Central HP <5.4 tons | TEMPSTAR | HRCU-A-CB (Split System: Heat Pump with Remote Outdoor Unit-Air-Source) | DLCURAH36ABK | ASPEN |  | D(A,C,E)36B34+TDR | *92MSN1002120A* | 35000 | 16.5 | 8.1 | 38500 | 32200 | 83.64% | 2.54 | 0 | 9 |  |  |  | No | R-410A | 2.9167 | Residential & Commercial | No
213821643 | Central HP <5.4 tons | TEMPSTAR | HRCU-A-CB (Split System: Heat Pump with Remote Outdoor Unit-Air-Source) | DLCURAH36ABK | ASPEN |  | D(A,C,E)36B34+TDR | *96MSN1002120A* | 33800 | 16.4 | 8.5 | 37800 | 31800 | 84.13% | 2.75 | 0 | 9.8 |  |  |  | No | R-410A | 2.8167 | Residential & Commercial | No
213821645 | Central HP <5.4 tons | TEMPSTAR | HRCU-A-CB (Split System: Heat Pump with Remote Outdoor Unit-Air-Source) | DLCURAH36ABK | ASPEN |  | D(A,C,E)42B34+TDR | *96MSN1002120A* | 34200 | 16.5 | 8.5 | 37800 | 31800 | 84.13% | 2.75 | 0 | 9.9 |  |  |  | No | R-410A | 2.85 | Residential & Commercial | No
213821036 | Central HP <5.4 tons | TEMPSTAR | HRCU-A-CB (Split System: Heat Pump with Remote Outdoor Unit-Air-Source) | DLCURAH24AAK | ASPEN |  | D(A,C,E)24B44+TDR | *80MS(N,L)0702116A* | 23600 | 16.5 | 8.5 | 25000 | 22400 | 89.6% | 2.92 | 0 | 9 |  |  |  | No | R-410A | 1.9667 | Residential & Commercial | No
213821037 | Central HP <5.4 tons | TEMPSTAR | HRCU-A-CB (Split System: Heat Pump with Remote Outdoor Unit-Air-Source) | DLCURAH24AAK | ASPEN |  | D(A,C,E)30B34+TDR | *80MS(N,L)0702116A* | 23600 | 16.5 | 8.5 | 25000 | 22400 | 89.6% | 2.92 | 0 | 9 |  |  |  | No | R-410A | 1.9667 | Residential & Commercial | No
213821039 | Central HP <5.4 tons | TEMPSTAR | HRCU-A-CB (Split System: Heat Pump with Remote Outdoor Unit-Air-Source) | DLCURAH24AAK | ASPEN |  | D(A,C,E)36B34+TDR | *80MS(N,L)0702116A* | 23800 | 16.5 | 8.5 | 25000 | 22400 | 89.6% | 2.92 | 0 | 9.5 |  |  |  | No | R-410A | 1.9833 | Residential & Commercial | No
213821055 | Central HP <5.4 tons | TEMPSTAR | HRCU-A-CB (Split System: Heat Pump with Remote Outdoor Unit-Air-Source) | DLCURAH24AAK | ASPEN |  | D(A,C,E)36C34+TDR | *80MS(N,L)0902120A* | 23800 | 16.5 | 8.1 | 24800 | 22400 | 90.32% | 2.89 | 0 | 9 |  |  |  | No | R-410A | 1.9833 | Residential & Commercial | No
213821070 | Central HP <5.4 tons | TEMPSTAR | HRCU-A-CB (Split System: Heat Pump with Remote Outdoor Unit-Air-Source) | DLCURAH24AAK | ASPEN |  | D(A,C,E)36C34+TDR | *80VTL0701716B* | 23800 | 16 | 8.1 | 24800 | 22400 | 90.32% | 2.89 | 0 | 9 |  |  |  | No | R-410A | 1.9833 | Residential & Commercial | No
213821072 | Central HP <5.4 tons | TEMPSTAR | HRCU-A-CB (Split System: Heat Pump with Remote Outdoor Unit-Air-Source) | DLCURAH24AAK | ASPEN |  | D(A,C,E)30B34+TDR | *80VTL0902120B* | 23400 | 16 | 8.1 | 24800 | 22400 | 90.32% | 2.9 | 0 | 9.5 |  |  |  | No | R-410A | 1.95 | Residential & Commercial | No
213821089 | Central HP <5.4 tons | TEMPSTAR | HRCU-A-CB (Split System: Heat Pump with Remote Outdoor Unit-Air-Source) | DLCURAH24AAK | ASPEN |  | D(A,C,E)36B34+TDR | *92MSN0601412A* | 23800 | 16 | 8.5 | 25000 | 22400 | 89.6% | 2.88 | 0 | 9.5 |  |  |  | No | R-410A | 1.9833 | Residential & Commercial | No
213821104 | Central HP <5.4 tons | TEMPSTAR | HRCU-A-CB (Split System: Heat Pump with Remote Outdoor Unit-Air-Source) | DLCURAH24AAK | ASPEN |  | D(A,C,E)36B34+TDR | *92MSN0802120A* | 23600 | 16.5 | 8.1 | 24600 | 22200 | 90.24% | 2.88 | 0 | 9.5 |  |  |  | No | R-410A | 1.9667 | Residential & Commercial | No
213821106 | Central HP <5.4 tons | TEMPSTAR | HRCU-A-CB (Split System: Heat Pump with Remote Outdoor Unit-Air-Source) | DLCURAH24AAK | ASPEN |  | D(A,C,E)24B44+TDR | *92MSN1002120A* | 23600 | 16.5 | 8.1 | 24800 | 22400 | 90.32% | 2.91 | 0 | 9 |  |  |  | No | R-410A | 1.9667 | Residential & Commercial | No
213821123 | Central HP <5.4 tons | TEMPSTAR | HRCU-A-CB (Split System: Heat Pump with Remote Outdoor Unit-Air-Source) | DLCURAH24AAK | ASPEN |  | D(A,C,E)30C44+TDR | *96MSN0401712A* | 23600 | 15.2 | 8.1 | 24800 | 22600 | 91.13% | 2.85 | 0 | 9 |  |  |  | No | R-410A | 1.9667 | Residential & Commercial | No
213821138 | Central HP <5.4 tons | TEMPSTAR | HRCU-A-CB (Split System: Heat Pump with Remote Outdoor Unit-Air-Source) | DLCURAH24AAK | ASPEN |  | D(A,C,E)30C44+TDR | *96MSN0802120A* | 23800 | 16 | 8.1 | 25000 | 22200 | 88.8% | 2.9 | 0 | 9.5 |  |  |  | No | R-410A | 1.9833 | Residential & Commercial | No
211627857 | Central HP <5.4 tons | YORK | HRCU-A-CB (Split System: Heat Pump with Remote Outdoor Unit-Air-Source) | HMH72B341 | ASPEN |  | CM36B36+TDR | TM8Y120C20MP11 | 33600 | 18 | 8.2 | 26800 | 33800 | 126.1% | 2.92 | 0 | 9.5 |  |  |  | No | R-410A | 2.8 | Residential & Commercial | No
211627948 | Central HP <5.4 tons | YORK | HRCU-A-CB (Split System: Heat Pump with Remote Outdoor Unit-Air-Source) | HMH72B341 | ASPEN |  | CM36B36+TDR | TM9E100C20MP12 | 32000 | 15.5 | 8.1 | 25000 | 31200 | 124.8% | 2.83 | 0 | 9.9 |  |  |  | No | R-410A | 2.6667 | Residential & Commercial | No
213821574 | Central HP <5.4 tons | TEMPSTAR | HRCU-A-CB (Split System: Heat Pump with Remote Outdoor Unit-Air-Source) | DLCURAH36ABK | ASPEN |  | D(A,C,E)36B34+TDR | *80MS(N,L)0702116A* | 34800 | 16.5 | 8.1 | 38500 | 32200 | 83.64% | 2.6 | 0 | 9.5 |  |  |  | No | R-410A | 2.9 | Residential & Commercial | No
213821623 | Central HP <5.4 tons | TEMPSTAR | HRCU-A-CB (Split System: Heat Pump with Remote Outdoor Unit-Air-Source) | DLCURAH36ABK | ASPEN |  | D(A,C,E)36C34+TDR | *92MSN0802120A* | 35000 | 16.5 | 8.1 | 38500 | 32200 | 83.64% | 2.55 | 0 | 9.5 |  |  |  | No | R-410A | 2.9167 | Residential & Commercial | No
213205957 | Central HP <5.4 tons | CARRIER | HRCU-A-CB (Split System: Heat Pump with Remote Outdoor Unit-Air-Source) | 38MURAQ24AA3* | ASPEN |  | D(A,C,E)24B44+TDR | 58TP*A110V21**22 | 23600 | 16.5 | 8.1 | 25000 | 22200 | 88.8% | 2.98 | 0 | 9 |  |  |  | No | R-410A | 1.9667 | Residential & Commercial | No
213147355 | Central HP <5.4 tons | BRYANT HEATING AND COOLING SYSTEMS | HRCU-A-CB (Split System: Heat Pump with Remote Outdoor Unit-Air-Source) | 38MURAQ30AB3* | ADP |  | C36A***L129+AEFE4B* |  | 29600 | 15.2 | 8.15 | 33200 | 27000 | 81.33% | 1.76 | 0 | 8.5 |  |  |  | No | R-410A | 2.4667 | Residential & Commercial | No
213296189 | Central HP <5.4 tons | YORK | HRCU-A-CB (Split System: Heat Pump with Remote Outdoor Unit-Air-Source) | HMH72B341 | ASPEN |  | C(A,C,D,E)36A44+TDR | TM8E080B12MP11 | 32000 | 18 | 8.5 | 34000 | 28000 | 82.35% | 2.61 | 0 | 9.4 |  |  |  | No | R-410A | 2.6667 | Residential & Commercial | No
213296089 | Central HP <5.4 tons | YORK | HRCU-A-CB (Split System: Heat Pump with Remote Outdoor Unit-Air-Source) | HMH72B341 | ASPEN |  | D(A,C,E)36A3G+TXV+TDR | YPLC120C20MP13 | 31000 | 16.3 | 8.1 | 32200 | 27600 | 85.71% | 2.44 | 0 | 8.8 |  |  |  | No | R-410A | 2.5833 | Residential & Commercial | No
213145918 | Central HP <5.4 tons | CARRIER | HRCU-A-CB (Split System: Heat Pump with Remote Outdoor Unit-Air-Source) | 38MURAQ30AB3* | ADP |  | C36A***L129+AEFE3A* |  | 29400 | 15.2 | 8.15 | 33200 | 27000 | 81.33% | 1.76 | 0 | 8.5 |  |  |  | No | R-410A | 2.45 | Residential & Commercial | No
213204974 | Central HP <5.4 tons | TEMPSTAR | HRCU-A-CB (Split System: Heat Pump with Remote Outdoor Unit-Air-Source) | DLCURAH24ABK | ASPEN |  | D(A,C,E)36C34+TDR | *95ESN0801716A* | 23800 | 16 | 8.5 | 26200 | 20200 | 77.1% | 2.94 | 0 | 9.8 |  |  |  | No | R-410A | 1.9833 | Residential & Commercial | No
212983160 | Central HP <5.4 tons | TEMPSTAR | HRCU-A-CB (Split System: Heat Pump with Remote Outdoor Unit-Air-Source) | DLCURAH24ABK |  |  | EA*4X30L17A* | *92MSN0401712A* | 23400 | 16 | 8.5 | 26400 | 24800 | 93.94% | 2.04 | 0 | 9.5 |  |  |  | No | R-410A | 1.95 | Residential & Commercial | No
212520209 | Central HP <5.4 tons | CARRIER | HRCU-A-CB (Split System: Heat Pump with Remote Outdoor Unit-Air-Source) | 38MURAQ24AB3* | ADP |  | H,PG32936 | 58S(B,C)*A070E14**12 | 24000 | 17 | 8.5 | 24600 | 22000 | 89.43% | 1.86 | 0 | 9.5 |  |  |  | No | R-410A | 2 | Residential & Commercial | No
213613383 | Central HP <5.4 tons | CARRIER | HRCU-A-CB (Split System: Heat Pump with Remote Outdoor Unit-Air-Source) | 38MURAQ24AB3* | ASPEN |  | L(E,G)M24F4 |  | 22800 | 15.2 | 8.5 | 26400 | 23400 | 88.64% | 1.92 | 0 | 9.8 |  |  |  | No | R-410A | 1.9 | Residential & Commercial | No
212520224 | Central HP <5.4 tons | CARRIER | HRCU-A-CB (Split System: Heat Pump with Remote Outdoor Unit-Air-Source) | 38MURAQ24AB3* | ADP |  | H,PG24936 | 58S(B,C)*A090E17**14 | 24200 | 17 | 8.5 | 24800 | 21600 | 87.1% | 1.84 | 0 | 9.5 |  |  |  | No | R-410A | 2.0167 | Residential & Commercial | No
216472811 | Central HP <5.4 tons | AC PRO.COM | HRCU-A-CB (Split System: Heat Pump with Remote Outdoor Unit-Air-Source) | SPHP-Y-V060BB |  |  | AIRH-Y-V06020CB |  | 54000 | 15.2 | 8.4 | 54000 | 38000 | 70.37% | 1.8 | 0 | 8.6 |  |  |  | No | R-454B | 4.5 | Residential & Commercial | No
214629066 | Central HP <5.4 tons | CARRIER | HRCU-A-CB (Split System: Heat Pump with Remote Outdoor Unit-Air-Source) | 38MURAQ36AB3* | ADP |  | V,C36H175P139 | 58S(B,C)*B070M17**16 | 34800 | 16 | 8.1 | 36800 | 34800 | 94.57% | 1.82 | 0 | 9.5 |  |  |  | No | R-410A | 2.9 | Residential & Commercial | No
214630425 | Central HP <5.4 tons | CARRIER | HRCU-A-CB (Split System: Heat Pump with Remote Outdoor Unit-Air-Source) | 25VNA825A*032* | ADP |  | PL36H175P159 | 59TN6C040C14**10 | 23200 | 15.2 | 8.1 | 20000 | 16600 | 83% | 1.96 | 0 | 9.5 |  |  |  | No | R-410A | 1.9333 | Residential & Commercial | No
213821155 | Central HP <5.4 tons | TEMPSTAR | HRCU-A-CB (Split System: Heat Pump with Remote Outdoor Unit-Air-Source) | DLCURAH24AAK | ASPEN |  | D(A,C,E)36C34+TDR | *96VTN0601412B* | 23600 | 16 | 8.1 | 24800 | 22400 | 90.32% | 2.87 | 0 | 9 |  |  |  | No | R-410A | 1.9667 | Residential & Commercial | No
213821171 | Central HP <5.4 tons | TEMPSTAR | HRCU-A-CB (Split System: Heat Pump with Remote Outdoor Unit-Air-Source) | DLCURAH24AAK | ASPEN |  | D(A,C,E)24B44+TDR | *96VTN1002122B* | 23800 | 16.5 | 8.5 | 25200 | 22400 | 88.89% | 2.91 | 0 | 9 |  |  |  | No | R-410A | 1.9833 | Residential & Commercial | No
213821030 | Central HP <5.4 tons | TEMPSTAR | HRCU-A-CB (Split System: Heat Pump with Remote Outdoor Unit-Air-Source) | DLCURAH24AAK | ASPEN |  | D(A,C,E)36C34+TDR | *80MS(N,L)0701712A* | 23600 | 16.5 | 8.1 | 24600 | 22200 | 90.24% | 2.86 | 0 | 9 |  |  |  | No | R-410A | 1.9667 | Residential & Commercial | No
213821031 | Central HP <5.4 tons | TEMPSTAR | HRCU-A-CB (Split System: Heat Pump with Remote Outdoor Unit-Air-Source) | DLCURAH24AAK | ASPEN |  | D(A,C,E)24B44+TDR | *80MS(N,L)0701716A* | 23600 | 16.5 | 8.1 | 24800 | 22400 | 90.32% | 2.91 | 0 | 9 |  |  |  | No | R-410A | 1.9667 | Residential & Commercial | No
213821078 | Central HP <5.4 tons | TEMPSTAR | HRCU-A-CB (Split System: Heat Pump with Remote Outdoor Unit-Air-Source) | DLCURAH24AAK | ASPEN |  | D(A,C,E)30C44+TDR | *80VTL1102122B* | 23800 | 16 | 8.5 | 25200 | 22400 | 88.89% | 2.92 | 0 | 9.5 |  |  |  | No | R-410A | 1.9833 | Residential & Commercial | No
213821627 | Central HP <5.4 tons | TEMPSTAR | HRCU-A-CB (Split System: Heat Pump with Remote Outdoor Unit-Air-Source) | DLCURAH36ABK | ASPEN |  | D(A,C,E)42B34+TDR | *92MSN1002120A* | 35000 | 16.5 | 8.1 | 38500 | 32200 | 83.64% | 2.54 | 0 | 9.5 |  |  |  | No | R-410A | 2.9167 | Residential & Commercial | No
213145922 | Central HP <5.4 tons | CARRIER | HRCU-A-CB (Split System: Heat Pump with Remote Outdoor Unit-Air-Source) | 38MURAQ30AB3* | ADP |  | PL36H175P159+AEFE4B* |  | 31200 | 15.2 | 8.5 | 33800 | 26400 | 78.11% | 1.86 | 0 | 9 |  |  |  | No | R-410A | 2.6 | Residential & Commercial | No
213821355 | Central HP <5.4 tons | TEMPSTAR | HRCU-A-CB (Split System: Heat Pump with Remote Outdoor Unit-Air-Source) | DLCURAH30ABK | ASPEN |  | D(A,C,E)36B34+TDR | *80MS(N,L)0701412A* | 29000 | 15.2 | 8.1 | 34000 | 23800 | 70% | 2.72 | 0 | 9 |  |  |  | No | R-410A | 2.4167 | Residential & Commercial | No
213821455 | Central HP <5.4 tons | TEMPSTAR | HRCU-A-CB (Split System: Heat Pump with Remote Outdoor Unit-Air-Source) | DLCURAH30ABK | ASPEN |  | D(A,C,E)30C44+TDR | *92MSN0601714A* | 29000 | 15.2 | 8.1 | 33400 | 23800 | 71.26% | 2.77 | 0 | 8.9 |  |  |  | No | R-410A | 2.4167 | Residential & Commercial | No
213821365 | Central HP <5.4 tons | TEMPSTAR | HRCU-A-CB (Split System: Heat Pump with Remote Outdoor Unit-Air-Source) | DLCURAH30ABK | ASPEN |  | D(A,C,E)30C44+TDR | *80MS(N,L)0701716A* | 29000 | 15.2 | 8.5 | 33600 | 23800 | 70.83% | 2.79 | 0 | 8.9 |  |  |  | No | R-410A | 2.4167 | Residential & Commercial | No
213821366 | Central HP <5.4 tons | TEMPSTAR | HRCU-A-CB (Split System: Heat Pump with Remote Outdoor Unit-Air-Source) | DLCURAH30ABK | ASPEN |  | D(A,C,E)30D44+TDR | *80MS(N,L)0701716A* | 29400 | 15.2 | 8.5 | 33600 | 23800 | 70.83% | 2.79 | 0 | 8.9 |  |  |  | No | R-410A | 2.45 | Residential & Commercial | No
213205159 | Central HP <5.4 tons | TEMPSTAR | HRCU-A-CB (Split System: Heat Pump with Remote Outdoor Unit-Air-Source) | DLCURAH30ABK | ASPEN |  | D(A,C,E)30C44+TDR | *80ES(N,L)0702116A* | 29600 | 15.2 | 8.1 | 33600 | 23800 | 70.83% | 2.69 | 0 | 9 |  |  |  | No | R-410A | 2.4667 | Residential & Commercial | No
212520402 | Central HP <5.4 tons | CARRIER | HRCU-A-CB (Split System: Heat Pump with Remote Outdoor Unit-Air-Source) | 38MURAQ30AB3* | ADP |  | H,PG34936 | 58TP*A090V17**16 | 28800 | 15.2 | 8.1 | 32000 | 26600 | 83.12% | 1.8 | 0 | 8.5 |  |  |  | No | R-410A | 2.4 | Residential & Commercial | No
213821461 | Central HP <5.4 tons | TEMPSTAR | HRCU-A-CB (Split System: Heat Pump with Remote Outdoor Unit-Air-Source) | DLCURAH30ABK | ASPEN |  | D(A,C,E)30C44+TDR | *92MSN0801716A* | 29000 | 15.5 | 8.1 | 33200 | 24000 | 72.29% | 2.79 | 0 | 8.9 |  |  |  | No | R-410A | 2.4167 | Residential & Commercial | No
213205274 | Central HP <5.4 tons | TEMPSTAR | HRCU-A-CB (Split System: Heat Pump with Remote Outdoor Unit-Air-Source) | DLCURAH30ABK | ASPEN |  | D(A,C,E)30D44+TDR | *80ES(N,L)1552420A* | 29600 | 15.2 | 8.1 | 33800 | 24000 | 71.01% | 2.7 | 0 | 9 |  |  |  | No | R-410A | 2.4667 | Residential & Commercial | No
214628577 | Central HP <5.4 tons | CARRIER | HRCU-A-CB (Split System: Heat Pump with Remote Outdoor Unit-Air-Source) | 38MURAQ30AB3* | ADP |  | PL36H175P159 | 58S(B,C)*B070M14**12 | 29200 | 15.2 | 8.1 | 32400 | 26800 | 82.72% | 1.82 | 0 | 8.5 |  |  |  | No | R-410A | 2.4333 | Residential & Commercial | No
214628607 | Central HP <5.4 tons | CARRIER | HRCU-A-CB (Split System: Heat Pump with Remote Outdoor Unit-Air-Source) | 38MURAQ30AB3* | ADP |  | V,C36H175P139 | 58S(B,C)*B070M17**12 | 29400 | 15.2 | 8.1 | 32600 | 27200 | 83.44% | 1.8 | 0 | 8.5 |  |  |  | No | R-410A | 2.45 | Residential & Commercial | No
214628610 | Central HP <5.4 tons | CARRIER | HRCU-A-CB (Split System: Heat Pump with Remote Outdoor Unit-Air-Source) | 38MURAQ30AB3* | ADP |  | PL36H210P299 | 58S(B,C)*B070M17**16 | 30600 | 15.2 | 8.5 | 32000 | 26000 | 81.25% | 1.86 | 0 | 9 |  |  |  | No | R-410A | 2.55 | Residential & Commercial | No
214628605 | Central HP <5.4 tons | CARRIER | HRCU-A-CB (Split System: Heat Pump with Remote Outdoor Unit-Air-Source) | 38MURAQ30AB3* | ADP |  | C36A***L159 | 58S(B,C)*B070M17**12 | 29800 | 15.2 | 8.1 | 32600 | 27200 | 83.44% | 1.8 | 0 | 9 |  |  |  | No | R-410A | 2.4833 | Residential & Commercial | No
214628664 | Central HP <5.4 tons | CARRIER | HRCU-A-CB (Split System: Heat Pump with Remote Outdoor Unit-Air-Source) | 38MURAQ30AB3* | ADP |  | C36A***L159 | 58S(B,C)*B090M17**14 | 30000 | 15.2 | 8.1 | 32600 | 27200 | 83.44% | 1.8 | 0 | 9 |  |  |  | No | R-410A | 2.5 | Residential & Commercial | No
214628678 | Central HP <5.4 tons | CARRIER | HRCU-A-CB (Split System: Heat Pump with Remote Outdoor Unit-Air-Source) | 38MURAQ30AB3* | ADP |  | PL36H210P299 | 58S(B,C)*B090M21**20 | 30800 | 15.2 | 8.5 | 32000 | 26000 | 81.25% | 1.86 | 0 | 9 |  |  |  | No | R-410A | 2.5667 | Residential & Commercial | No
212520225 | Central HP <5.4 tons | CARRIER | HRCU-A-CB (Split System: Heat Pump with Remote Outdoor Unit-Air-Source) | 38MURAQ24AB3* | ADP |  | H,PG32936 | 58S(B,C)*A090E17**14 | 24400 | 17 | 8.5 | 24800 | 21600 | 87.1% | 1.84 | 0 | 9.5 |  |  |  | No | R-410A | 2.0333 | Residential & Commercial | No
212520252 | Central HP <5.4 tons | CARRIER | HRCU-A-CB (Split System: Heat Pump with Remote Outdoor Unit-Air-Source) | 38MURAQ24AB3* | ADP |  | H,PG24936 | 58SP*A090V21**20 | 23600 | 17 | 8.5 | 24400 | 22400 | 91.8% | 1.88 | 0 | 9.5 |  |  |  | No | R-410A | 1.9667 | Residential & Commercial | No
214628237 | Central HP <5.4 tons | CARRIER | HRCU-A-CB (Split System: Heat Pump with Remote Outdoor Unit-Air-Source) | 38MURAQ24AB3* | ADP |  | V,C36H***P039 | 58TP*B045V14**12 | 22400 | 16 | 9.5 | 36800 | 26800 | 72.83% | 2.32 | 0 | 9.5 |  |  |  | No | R-410A | 1.8667 | Residential & Commercial | No
214628314 | Central HP <5.4 tons | CARRIER | HRCU-A-CB (Split System: Heat Pump with Remote Outdoor Unit-Air-Source) | 38MURAQ24AB3* | ADP |  | V,C36H***P039 | 59SC6A026M14**10 | 22600 | 16 | 8.5 | 25400 | 25800 | 101.6% | 2.2 | 0 | 9.5 |  |  |  | No | R-410A | 1.8833 | Residential & Commercial | No
214628369 | Central HP <5.4 tons | CARRIER | HRCU-A-CB (Split System: Heat Pump with Remote Outdoor Unit-Air-Source) | 38MURAQ24AB3* | ADP |  | V,C36H175P149 | 59SC6A040M17**12 | 23200 | 16 | 8.5 | 24800 | 24600 | 99.19% | 2.08 | 0 | 9.5 |  |  |  | No | R-410A | 1.9333 | Residential & Commercial | No
212520272 | Central HP <5.4 tons | CARRIER | HRCU-A-CB (Split System: Heat Pump with Remote Outdoor Unit-Air-Source) | 38MURAQ24AB3* | ADP |  | H,PG24936 | 58TP*A070V14**12 | 23800 | 17 | 8.5 | 24600 | 22000 | 89.43% | 1.86 | 0 | 9.5 |  |  |  | No | R-410A | 1.9833 | Residential & Commercial | No
213821095 | Central HP <5.4 tons | TEMPSTAR | HRCU-A-CB (Split System: Heat Pump with Remote Outdoor Unit-Air-Source) | DLCURAH24AAK | ASPEN |  | D(A,C,E)36C34+TDR | *92MSN0601714A* | 23800 | 16.5 | 8.1 | 24800 | 22400 | 90.32% | 2.91 | 0 | 9 |  |  |  | No | R-410A | 1.9833 | Residential & Commercial | No
213821096 | Central HP <5.4 tons | TEMPSTAR | HRCU-A-CB (Split System: Heat Pump with Remote Outdoor Unit-Air-Source) | DLCURAH24AAK | ASPEN |  | D(A,C,E)24B44+TDR | *92MSN0801716A* | 23400 | 16.5 | 8.1 | 24600 | 22200 | 90.24% | 2.88 | 0 | 9 |  |  |  | No | R-410A | 1.95 | Residential & Commercial | No
213821098 | Central HP <5.4 tons | TEMPSTAR | HRCU-A-CB (Split System: Heat Pump with Remote Outdoor Unit-Air-Source) | DLCURAH24AAK | ASPEN |  | D(A,C,E)30C44+TDR | *92MSN0801716A* | 23800 | 16.5 | 8.1 | 24600 | 22200 | 90.24% | 2.88 | 0 | 9 |  |  |  | No | R-410A | 1.9833 | Residential & Commercial | No
213821130 | Central HP <5.4 tons | TEMPSTAR | HRCU-A-CB (Split System: Heat Pump with Remote Outdoor Unit-Air-Source) | DLCURAH24AAK | ASPEN |  | D(A,C,E)36C34+TDR | *96MSN0601412A* | 23200 | 16 | 8.1 | 24400 | 22200 | 90.98% | 2.9 | 0 | 9.4 |  |  |  | No | R-410A | 1.9333 | Residential & Commercial | No
213821131 | Central HP <5.4 tons | TEMPSTAR | HRCU-A-CB (Split System: Heat Pump with Remote Outdoor Unit-Air-Source) | DLCURAH24AAK | ASPEN |  | D(A,C,E)24B44+TDR | *96MSN0801716A* | 23600 | 16 | 8.1 | 25000 | 22400 | 89.6% | 2.9 | 0 | 9 |  |  |  | No | R-410A | 1.9667 | Residential & Commercial | No
213821146 | Central HP <5.4 tons | TEMPSTAR | HRCU-A-CB (Split System: Heat Pump with Remote Outdoor Unit-Air-Source) | DLCURAH24AAK | ASPEN |  | D(A,C,E)24B44+TDR | *96VTN0401712B* | 23200 | 15.5 | 8.1 | 24600 | 22400 | 91.06% | 2.85 | 0 | 9.5 |  |  |  | No | R-410A | 1.9333 | Residential & Commercial | No
213821048 | Central HP <5.4 tons | TEMPSTAR | HRCU-A-CB (Split System: Heat Pump with Remote Outdoor Unit-Air-Source) | DLCURAH24AAK | ASPEN |  | D(A,C,E)30C44+TDR | *80MS(N,L)0902116A* | 23600 | 16.5 | 8.1 | 24600 | 22000 | 89.43% | 2.86 | 0 | 9 |  |  |  | No | R-410A | 1.9667 | Residential & Commercial | No
213821057 | Central HP <5.4 tons | TEMPSTAR | HRCU-A-CB (Split System: Heat Pump with Remote Outdoor Unit-Air-Source) | DLCURAH24AAK | ASPEN |  | D(A,C,E)30B34+TDR | *80MS(N,L)1102120A* | 23400 | 16.5 | 8.1 | 24800 | 22200 | 89.52% | 2.88 | 0 | 9.5 |  |  |  | No | R-410A | 1.95 | Residential & Commercial | No
213821059 | Central HP <5.4 tons | TEMPSTAR | HRCU-A-CB (Split System: Heat Pump with Remote Outdoor Unit-Air-Source) | DLCURAH24AAK | ASPEN |  | D(A,C,E)36B34+TDR | *80MS(N,L)1102120A* | 23600 | 16.5 | 8.1 | 24800 | 22200 | 89.52% | 2.88 | 0 | 9.5 |  |  |  | No | R-410A | 1.9667 | Residential & Commercial | No
213821077 | Central HP <5.4 tons | TEMPSTAR | HRCU-A-CB (Split System: Heat Pump with Remote Outdoor Unit-Air-Source) | DLCURAH24AAK | ASPEN |  | D(A,C,E)30B34+TDR | *80VTL1102122B* | 23800 | 16 | 8.5 | 25200 | 22400 | 88.89% | 2.92 | 0 | 9 |  |  |  | No | R-410A | 1.9833 | Residential & Commercial | No
213821093 | Central HP <5.4 tons | TEMPSTAR | HRCU-A-CB (Split System: Heat Pump with Remote Outdoor Unit-Air-Source) | DLCURAH24AAK | ASPEN |  | D(A,C,E)30C44+TDR | *92MSN0601714A* | 23800 | 16.5 | 8.1 | 24800 | 22400 | 90.32% | 2.91 | 0 | 9 |  |  |  | No | R-410A | 1.9833 | Residential & Commercial | No
213821100 | Central HP <5.4 tons | TEMPSTAR | HRCU-A-CB (Split System: Heat Pump with Remote Outdoor Unit-Air-Source) | DLCURAH24AAK | ASPEN |  | D(A,C,E)36C34+TDR | *92MSN0801716A* | 23800 | 16.5 | 8.1 | 24600 | 22200 | 90.24% | 2.88 | 0 | 9 |  |  |  | No | R-410A | 1.9833 | Residential & Commercial | No
212980705 | Central HP <5.4 tons | TEMPSTAR | HRCU-A-CB (Split System: Heat Pump with Remote Outdoor Unit-Air-Source) | DLCURAH30ABK |  |  | EA*4X42L24A* | *80MS(N,L)0902420A* | 30200 | 15.2 | 8.1 | 34400 | 28400 | 82.56% | 1.96 | 0 | 9 |  |  |  | No | R-410A | 2.5167 | Residential & Commercial | No
213204075 | Central HP <5.4 tons | TEMPSTAR | HRCU-A-CB (Split System: Heat Pump with Remote Outdoor Unit-Air-Source) | DLCURAH24AAK | ASPEN |  | D(A,C,E)24B44+TDR | *80ES(N,L)0702116A* | 23800 | 16 | 8.1 | 25400 | 27400 | 107.9% | 2.68 | 0 | 9.5 |  |  |  | No | R-410A | 1.9833 | Residential & Commercial | No
213204091 | Central HP <5.4 tons | TEMPSTAR | HRCU-A-CB (Split System: Heat Pump with Remote Outdoor Unit-Air-Source) | DLCURAH24AAK | ASPEN |  | D(A,C,E)30C44+TDR | *80ES(N,L)0901714A* | 23800 | 16 | 8.1 | 25600 | 28200 | 110.2% | 2.63 | 0 | 9.5 |  |  |  | No | R-410A | 1.9833 | Residential & Commercial | No
213204100 | Central HP <5.4 tons | TEMPSTAR | HRCU-A-CB (Split System: Heat Pump with Remote Outdoor Unit-Air-Source) | DLCURAH24AAK | ASPEN |  | D(A,C,E)30B34+TDR | *80ES(N,L)0902120A* | 23800 | 16 | 8.5 | 25800 | 28200 | 109.3% | 2.61 | 0 | 9.5 |  |  |  | No | R-410A | 1.9833 | Residential & Commercial | No
213204161 | Central HP <5.4 tons | TEMPSTAR | HRCU-A-CB (Split System: Heat Pump with Remote Outdoor Unit-Air-Source) | DLCURAH24AAK | ASPEN |  | D(A,C,E)30C44+TDR | *92ESN0601714A* | 23800 | 16 | 8.1 | 25400 | 29400 | 115.7% | 2.6 | 0 | 9.5 |  |  |  | No | R-410A | 1.9833 | Residential & Commercial | No
213204243 | Central HP <5.4 tons | TEMPSTAR | HRCU-A-CB (Split System: Heat Pump with Remote Outdoor Unit-Air-Source) | DLCURAH24AAK | ASPEN |  | D(A,C,E)30C44+TDR | *95ESN0601412A* | 23800 | 15.2 | 8.1 | 25400 | 29000 | 114.2% | 2.59 | 0 | 9.4 |  |  |  | No | R-410A | 1.9833 | Residential & Commercial | No
213204072 | Central HP <5.4 tons | TEMPSTAR | HRCU-A-CB (Split System: Heat Pump with Remote Outdoor Unit-Air-Source) | DLCURAH24AAK | ASPEN |  | D(A,C,E)36C34+TDR | *80ES(N,L)0701716A* | 23800 | 15.5 | 8.5 | 26200 | 27800 | 106.1% | 2.67 | 0 | 9.5 |  |  |  | No | R-410A | 1.9833 | Residential & Commercial | No
213204105 | Central HP <5.4 tons | TEMPSTAR | HRCU-A-CB (Split System: Heat Pump with Remote Outdoor Unit-Air-Source) | DLCURAH24AAK | ASPEN |  | D(A,C,E)36B34+TDR | *80ES(N,L)0902120A* | 23800 | 16 | 8.5 | 25800 | 27400 | 106.2% | 2.68 | 0 | 9 |  |  |  | No | R-410A | 1.9833 | Residential & Commercial | No
213204171 | Central HP <5.4 tons | TEMPSTAR | HRCU-A-CB (Split System: Heat Pump with Remote Outdoor Unit-Air-Source) | DLCURAH24AAK | ASPEN |  | D(A,C,E)30B34+TDR | *92ESN0801716A* | 23800 | 16.5 | 8.1 | 25400 | 27400 | 107.9% | 2.57 | 0 | 9 |  |  |  | No | R-410A | 1.9833 | Residential & Commercial | No
213204173 | Central HP <5.4 tons | TEMPSTAR | HRCU-A-CB (Split System: Heat Pump with Remote Outdoor Unit-Air-Source) | DLCURAH24AAK | ASPEN |  | D(A,C,E)30C44+TDR | *92ESN0801716A* | 23800 | 16.5 | 8.1 | 25400 | 28200 | 111% | 2.76 | 0 | 9.5 |  |  |  | No | R-410A | 1.9833 | Residential & Commercial | No
213204190 | Central HP <5.4 tons | TEMPSTAR | HRCU-A-CB (Split System: Heat Pump with Remote Outdoor Unit-Air-Source) | DLCURAH24AAK | ASPEN |  | D(A,C,E)36C34+TDR | *92ESN0802120A* | 23800 | 16 | 8.5 | 26000 | 28600 | 110% | 2.66 | 0 | 9.5 |  |  |  | No | R-410A | 1.9833 | Residential & Commercial | No
213821624 | Central HP <5.4 tons | TEMPSTAR | HRCU-A-CB (Split System: Heat Pump with Remote Outdoor Unit-Air-Source) | DLCURAH36ABK | ASPEN |  | D(A,C,E)42B34+TDR | *92MSN0802120A* | 35000 | 16.5 | 8.1 | 38500 | 32200 | 83.64% | 2.55 | 0 | 9.5 |  |  |  | No | R-410A | 2.9167 | Residential & Commercial | No
211755778 | Central HP <5.4 tons | YORK | HRCU-A-CB (Split System: Heat Pump with Remote Outdoor Unit-Air-Source) | HMH72B341 | ASPEN |  | C(A,C,D,E)48D24+TDR | TM8V080B12MP12 | 32000 | 17 | 8.1 | 33600 | 29400 | 87.5% | 2.49 | 0 | 9.5 |  |  |  | No | R-410A | 2.6667 | Residential & Commercial | No
213204354 | Central HP <5.4 tons | TEMPSTAR | HRCU-A-CB (Split System: Heat Pump with Remote Outdoor Unit-Air-Source) | DLCURAH24AAK | ASPEN |  | D(A,C,E)36B34+TDR | *96VTN0802120A* | 23600 | 16 | 8.1 | 24800 | 27000 | 108.9% | 2.7 | 0 | 9.5 |  |  |  | No | R-410A | 1.9667 | Residential & Commercial | No
211755910 | Central HP <5.4 tons | YORK | HRCU-A-CB (Split System: Heat Pump with Remote Outdoor Unit-Air-Source) | HMH72B341 | ASPEN |  | C(A,C,D,E)48D24+TDR | TP9C100C16MP13 | 31000 | 17.3 | 8.1 | 34000 | 27400 | 80.59% | 2.54 | 0 | 9.7 |  |  |  | No | R-410A | 2.5833 | Residential & Commercial | No
211755913 | Central HP <5.4 tons | YORK | HRCU-A-CB (Split System: Heat Pump with Remote Outdoor Unit-Air-Source) | HMH72B341 | ASPEN |  | C(A,C,D,E)48D24+TDR | TP9C100C20MP13 | 30800 | 17.3 | 8.1 | 34000 | 28400 | 83.53% | 2.52 | 0 | 9.2 |  |  |  | No | R-410A | 2.5667 | Residential & Commercial | No
211755929 | Central HP <5.4 tons | YORK | HRCU-A-CB (Split System: Heat Pump with Remote Outdoor Unit-Air-Source) | HMH72B341 | ASPEN |  | D(A,C,E)36A44+TDR | TPLC100C16MP13 | 32000 | 17.5 | 8.1 | 33800 | 27400 | 81.07% | 2.54 | 0 | 9.9 |  |  |  | No | R-410A | 2.6667 | Residential & Commercial | No
211755943 | Central HP <5.4 tons | YORK | HRCU-A-CB (Split System: Heat Pump with Remote Outdoor Unit-Air-Source) | HMH72B341 | ASPEN |  | C(A,C,D,E)48D24+TDR | YP9C080C16MP13 | 31200 | 17.3 | 8.1 | 33800 | 27400 | 81.07% | 2.53 | 0 | 9.7 |  |  |  | No | R-410A | 2.6 | Residential & Commercial | No
211755944 | Central HP <5.4 tons | YORK | HRCU-A-CB (Split System: Heat Pump with Remote Outdoor Unit-Air-Source) | HMH72B341 | ASPEN |  | D(A,C,E)36A44+TDR | YP9C080C16MP13 | 32000 | 17.5 | 8.1 | 33800 | 27400 | 81.07% | 2.53 | 0 | 9.9 |  |  |  | No | R-410A | 2.6667 | Residential & Commercial | No
211755945 | Central HP <5.4 tons | YORK | HRCU-A-CB (Split System: Heat Pump with Remote Outdoor Unit-Air-Source) | HMH72B341 | ASPEN |  | D(A,C,E)36B34+TDR | YP9C080C16MP13 | 32200 | 17.5 | 8.1 | 33800 | 27400 | 81.07% | 2.53 | 0 | 9.9 |  |  |  | No | R-410A | 2.6833 | Residential & Commercial | No
211755946 | Central HP <5.4 tons | YORK | HRCU-A-CB (Split System: Heat Pump with Remote Outdoor Unit-Air-Source) | HMH72B341 | ASPEN |  | C(A,C,D,E)48D24+TDR | YP9C100C16MP13 | 31000 | 17.3 | 8.1 | 34000 | 27400 | 80.59% | 2.54 | 0 | 9.7 |  |  |  | No | R-410A | 2.5833 | Residential & Commercial | No
211755961 | Central HP <5.4 tons | YORK | HRCU-A-CB (Split System: Heat Pump with Remote Outdoor Unit-Air-Source) | HMH72B341 | ASPEN |  | C(A,C,D,E)48D24+TDR | YPLC080C16MP13 | 31000 | 17.3 | 8.1 | 33800 | 27400 | 81.07% | 2.54 | 0 | 9.7 |  |  |  | No | R-410A | 2.5833 | Residential & Commercial | No
215295245 | Central HP <5.4 tons | AIRQUEST | HRCU-A-CB (Split System: Heat Pump with Remote Outdoor Unit-Air-Source) | DLCURAH36ABK | ADP |  | H,GE8J936 | *96MSN1402422A* | 34400 | 16 | 8.5 | 36200 | 34200 | 94.48% | 2.02 | 0 | 9.5 |  |  |  | No | R-410A | 2.8667 | Residential & Commercial | No
215295246 | Central HP <5.4 tons | AIRQUEST | HRCU-A-CB (Split System: Heat Pump with Remote Outdoor Unit-Air-Source) | DLCURAH36ABK | ADP |  | HE8J936 | *96MSN1402422A* | 34400 | 16 | 8.5 | 36200 | 34200 | 94.48% | 2.02 | 0 | 9.5 |  |  |  | No | R-410A | 2.8667 | Residential & Commercial | No
212544191 | Central HP <5.4 tons | DAY & NIGHT | HRCU-A-CB (Split System: Heat Pump with Remote Outdoor Unit-Air-Source) | DLCURAH24ABK | ADP |  | FG80936 | *95ESN0401712A* | 24200 | 15.2 | 8.5 | 24800 | 22200 | 89.52% | 1.84 | 0 | 9.5 |  |  |  | No | R-410A | 2.0167 | Residential & Commercial | No
211756012 | Central HP <5.4 tons | YORK | HRCU-A-CB (Split System: Heat Pump with Remote Outdoor Unit-Air-Source) | HMH72B341 | ASPEN |  | D(A,C,E)36B36+TDR | TM8Y060A12MP11 | 32000 | 18 | 8.1 | 33400 | 27400 | 82.04% | 2.5 | 0 | 9.9 |  |  |  | No | R-410A | 2.6667 | Residential & Commercial | No
211756027 | Central HP <5.4 tons | YORK | HRCU-A-CB (Split System: Heat Pump with Remote Outdoor Unit-Air-Source) | HMH72B341 | ASPEN |  | D(A,C,E)36A46+TDR | TM9E060B12MP12 | 32000 | 17.5 | 8.1 | 34000 | 28000 | 82.35% | 2.46 | 0 | 9.4 |  |  |  | No | R-410A | 2.6667 | Residential & Commercial | No
213752366 | Central HP <5.4 tons | CARRIER | HRCU-A-CB (Split System: Heat Pump with Remote Outdoor Unit-Air-Source) | 38MURAQ24AA3* | ASPEN |  | D(A,C,E)24B44+TDR | 59SC2E060M14**12 | 23600 | 16 | 8.5 | 25400 | 22600 | 88.98% | 2.9 | 0 | 9.5 |  |  |  | No | R-410A | 1.9667 | Residential & Commercial | No
213752418 | Central HP <5.4 tons | CARRIER | HRCU-A-CB (Split System: Heat Pump with Remote Outdoor Unit-Air-Source) | 38MURAQ24AA3* | ASPEN |  | D(A,C,E)30B34+TDR | 59SC2E100M21**20 | 23600 | 16.5 | 8.1 | 24800 | 22400 | 90.32% | 2.91 | 0 | 9 |  |  |  | No | R-410A | 1.9667 | Residential & Commercial | No
213752482 | Central HP <5.4 tons | CARRIER | HRCU-A-CB (Split System: Heat Pump with Remote Outdoor Unit-Air-Source) | 38MURAQ24AA3* | ASPEN |  | D(A,C,E)30C44+TDR | 59SC6A080M21**20 | 23800 | 16 | 8.1 | 25000 | 22200 | 88.8% | 2.9 | 0 | 9.5 |  |  |  | No | R-410A | 1.9833 | Residential & Commercial | No
213752534 | Central HP <5.4 tons | CARRIER | HRCU-A-CB (Split System: Heat Pump with Remote Outdoor Unit-Air-Source) | 38MURAQ24AA3* | ASPEN |  | D(A,C,E)30C44+TDR | 59SP6A080V17**16 | 23800 | 16 | 8.1 | 25400 | 22600 | 88.98% | 2.89 | 0 | 9.5 |  |  |  | No | R-410A | 1.9833 | Residential & Commercial | No
211222767 | Central HP <5.4 tons | HEIL | HRCU-A-CB (Split System: Heat Pump with Remote Outdoor Unit-Air-Source) | DLCURAH30ABK |  |  | FMA4X36**AL* |  | 31200 | 15.5 | 8.5 | 35400 | 26800 | 75.71% | 1.86 | 0 | 9 |  |  |  | No | R-410A | 2.6 | Residential & Commercial | No
213752751 | Central HP <5.4 tons | CARRIER | HRCU-A-CB (Split System: Heat Pump with Remote Outdoor Unit-Air-Source) | 38MURAQ24AB3* | ASPEN |  | D(A,C,E)36B34+TDR | 58TP*B070V17**16 | 22600 | 17.4 | 8.5 | 25200 | 20000 | 79.37% | 3 | 0 | 9.8 |  |  |  | No | R-410A | 1.8833 | Residential & Commercial | No
213753268 | Central HP <5.4 tons | CARRIER | HRCU-A-CB (Split System: Heat Pump with Remote Outdoor Unit-Air-Source) | 38MURAQ30AB3* | ASPEN |  | D(A,C,E)36B34+TDR | 58TP*B070V14**12 | 29200 | 15.2 | 8.1 | 34000 | 23800 | 70% | 2.7 | 0 | 9 |  |  |  | No | R-410A | 2.4333 | Residential & Commercial | No
213753384 | Central HP <5.4 tons | CARRIER | HRCU-A-CB (Split System: Heat Pump with Remote Outdoor Unit-Air-Source) | 38MURAQ30AB3* | ASPEN |  | D(A,C,E)30D44+TDR | 59SC2E080M21**20 | 29400 | 15.5 | 8.5 | 33400 | 23800 | 71.26% | 2.79 | 0 | 8.9 |  |  |  | No | R-410A | 2.45 | Residential & Commercial | No
213752867 | Central HP <5.4 tons | CARRIER | HRCU-A-CB (Split System: Heat Pump with Remote Outdoor Unit-Air-Source) | 38MURAQ24AB3* | ASPEN |  | D(A,C,E)30B34+TDR | 59SC6A040M17**12 | 23000 | 16 | 8.5 | 26400 | 20400 | 77.27% | 2.84 | 0 | 9.5 |  |  |  | No | R-410A | 1.9167 | Residential & Commercial | No
213752902 | Central HP <5.4 tons | CARRIER | HRCU-A-CB (Split System: Heat Pump with Remote Outdoor Unit-Air-Source) | 38MURAQ24AB3* | ASPEN |  | D(A,C,E)36B34+TDR | 59SC6A080M21**20 | 22600 | 17.4 | 8.5 | 25200 | 20000 | 79.37% | 2.97 | 0 | 9.8 |  |  |  | No | R-410A | 1.8833 | Residential & Commercial | No
213204352 | Central HP <5.4 tons | TEMPSTAR | HRCU-A-CB (Split System: Heat Pump with Remote Outdoor Unit-Air-Source) | DLCURAH24AAK | ASPEN |  | D(A,C,E)30C44+TDR | *96VTN0802120A* | 23800 | 16 | 8.1 | 24800 | 26400 | 106.5% | 2.71 | 0 | 9 |  |  |  | No | R-410A | 1.9833 | Residential & Commercial | No
213821160 | Central HP <5.4 tons | TEMPSTAR | HRCU-A-CB (Split System: Heat Pump with Remote Outdoor Unit-Air-Source) | DLCURAH24AAK | ASPEN |  | D(A,C,E)36C34+TDR | *96VTN0801716B* | 23600 | 16 | 8.1 | 24600 | 22200 | 90.24% | 2.86 | 0 | 9 |  |  |  | No | R-410A | 1.9667 | Residential & Commercial | No
213821035 | Central HP <5.4 tons | TEMPSTAR | HRCU-A-CB (Split System: Heat Pump with Remote Outdoor Unit-Air-Source) | DLCURAH24AAK | ASPEN |  | D(A,C,E)36C34+TDR | *80MS(N,L)0701716A* | 23800 | 16.5 | 8.1 | 24800 | 22400 | 90.32% | 2.91 | 0 | 9 |  |  |  | No | R-410A | 1.9833 | Residential & Commercial | No
213821040 | Central HP <5.4 tons | TEMPSTAR | HRCU-A-CB (Split System: Heat Pump with Remote Outdoor Unit-Air-Source) | DLCURAH24AAK | ASPEN |  | D(A,C,E)36C34+TDR | *80MS(N,L)0702116A* | 23800 | 16.5 | 8.5 | 25000 | 22400 | 89.6% | 2.92 | 0 | 9 |  |  |  | No | R-410A | 1.9833 | Residential & Commercial | No
213821051 | Central HP <5.4 tons | TEMPSTAR | HRCU-A-CB (Split System: Heat Pump with Remote Outdoor Unit-Air-Source) | DLCURAH24AAK | ASPEN |  | D(A,C,E)24B44+TDR | *80MS(N,L)0902120A* | 23400 | 16.5 | 8.1 | 24800 | 22400 | 90.32% | 2.89 | 0 | 9 |  |  |  | No | R-410A | 1.95 | Residential & Commercial | No
213821112 | Central HP <5.4 tons | TEMPSTAR | HRCU-A-CB (Split System: Heat Pump with Remote Outdoor Unit-Air-Source) | DLCURAH24AAK | ASPEN |  | D(A,C,E)30B34+TDR | *96MSN0261410A* | 23200 | 15.5 | 8.1 | 24600 | 22200 | 90.24% | 2.83 | 0 | 9.5 |  |  |  | No | R-410A | 1.9333 | Residential & Commercial | No
215065617 | Central HP <5.4 tons | YORK | HRCU-A-CB (Split System: Heat Pump with Remote Outdoor Unit-Air-Source) | HMH72B341 | ASPEN |  | CH36A34+TDR | Y81E080C20LMPS1 | 30800 | 17.8 | 8.1 | 32800 | 24400 | 74.39% | 2.12 | 0 | 9 |  |  |  | No | R-410A | 2.5667 | Residential & Commercial | No
215065735 | Central HP <5.4 tons | YORK | HRCU-A-CB (Split System: Heat Pump with Remote Outdoor Unit-Air-Source) | HMH72B341 | ASPEN |  | CH48A34+TDR | TM8V100C20MP12 | 31200 | 16.4 | 8.4 | 32000 | 23800 | 74.38% | 2.06 | 0 | 8.8 |  |  |  | No | R-410A | 2.6 | Residential & Commercial | No
213296046 | Central HP <5.4 tons | YORK | HRCU-A-CB (Split System: Heat Pump with Remote Outdoor Unit-Air-Source) | HMH72B341 | ASPEN |  | D(A,C,E)36A3G+TXV+TDR | TM9V080C16MP12 | 31600 | 17.5 | 8.4 | 33800 | 27400 | 81.07% | 2.62 | 0 | 9.8 |  |  |  | No | R-410A | 2.6333 | Residential & Commercial | No
214628376 | Central HP <5.4 tons | CARRIER | HRCU-A-CB (Split System: Heat Pump with Remote Outdoor Unit-Air-Source) | 38MURAQ24AB3* | ADP |  | V,C36H175P159 | 59SC6A040M17**12 | 23400 | 16 | 8.5 | 24600 | 24000 | 97.56% | 2 | 0 | 9.5 |  |  |  | No | R-410A | 1.95 | Residential & Commercial | No
214628976 | Central HP <5.4 tons | CARRIER | HRCU-A-CB (Split System: Heat Pump with Remote Outdoor Unit-Air-Source) | 38MURAQ36AB3* | ADP |  | V,C36H***P219 | 58S(B,C)*B045M14**12 | 34800 | 15.2 | 8.5 | 36800 | 34800 | 94.57% | 2 | 0 | 9.5 |  |  |  | No | R-410A | 2.9 | Residential & Commercial | No
214628995 | Central HP <5.4 tons | CARRIER | HRCU-A-CB (Split System: Heat Pump with Remote Outdoor Unit-Air-Source) | 38MURAQ36AB3* | ADP |  | C36A***L159 | 58S(B,C)*B070M14**12 | 35000 | 16 | 8.1 | 36800 | 34600 | 94.02% | 1.94 | 0 | 9.5 |  |  |  | No | R-410A | 2.9167 | Residential & Commercial | No
213205522 | Central HP <5.4 tons | TEMPSTAR | HRCU-A-CB (Split System: Heat Pump with Remote Outdoor Unit-Air-Source) | DLCURAH36ABK | ASPEN |  | D(A,C,E)36C34+TDR | *80ES(N,L)0901714A* | 34600 | 16 | 8.5 | 38500 | 31400 | 81.56% | 2.75 | 0 | 9.9 |  |  |  | No | R-410A | 2.8833 | Residential & Commercial | No
213205670 | Central HP <5.4 tons | TEMPSTAR | HRCU-A-CB (Split System: Heat Pump with Remote Outdoor Unit-Air-Source) | DLCURAH36ABK | ASPEN |  | D(A,C,E)36C34+TDR | *95ESN1402422A* | 35400 | 15.2 | 8.5 | 39500 | 31200 | 78.99% | 2.74 | 0 | 9.9 |  |  |  | No | R-410A | 2.95 | Residential & Commercial | No
214629060 | Central HP <5.4 tons | CARRIER | HRCU-A-CB (Split System: Heat Pump with Remote Outdoor Unit-Air-Source) | 38MURAQ36AB3* | ADP |  | PL36H210P749 | 58S(B,C)*B070M17**16 | 35000 | 16 | 8.1 | 36800 | 34600 | 94.02% | 1.88 | 0 | 9.5 |  |  |  | No | R-410A | 2.9167 | Residential & Commercial | No
214629064 | Central HP <5.4 tons | CARRIER | HRCU-A-CB (Split System: Heat Pump with Remote Outdoor Unit-Air-Source) | 38MURAQ36AB3* | ADP |  | C36A***L159 | 58S(B,C)*B070M17**16 | 35000 | 16 | 8.1 | 36800 | 34600 | 94.02% | 1.88 | 0 | 9.5 |  |  |  | No | R-410A | 2.9167 | Residential & Commercial | No
214629173 | Central HP <5.4 tons | CARRIER | HRCU-A-CB (Split System: Heat Pump with Remote Outdoor Unit-Air-Source) | 38MURAQ36AB3* | ADP |  | PL36H***P449 | 58TP*B070V14**12 | 35000 | 16 | 8.1 | 36800 | 34600 | 94.02% | 1.94 | 0 | 9.5 |  |  |  | No | R-410A | 2.9167 | Residential & Commercial | No
213821113 | Central HP <5.4 tons | TEMPSTAR | HRCU-A-CB (Split System: Heat Pump with Remote Outdoor Unit-Air-Source) | DLCURAH24AAK | ASPEN |  | D(A,C,E)30C44+TDR | *96MSN0261410A* | 23600 | 15.5 | 8.1 | 24600 | 22200 | 90.24% | 2.83 | 0 | 9 |  |  |  | No | R-410A | 1.9667 | Residential & Commercial | No
213821144 | Central HP <5.4 tons | TEMPSTAR | HRCU-A-CB (Split System: Heat Pump with Remote Outdoor Unit-Air-Source) | DLCURAH24AAK | ASPEN |  | D(A,C,E)36B34+TDR | *96VTN0401410B* | 22600 | 15.4 | 8.1 | 24400 | 22200 | 90.98% | 2.86 | 0 | 9.3 |  |  |  | No | R-410A | 1.8833 | Residential & Commercial | No
213205461 | Central HP <5.4 tons | TEMPSTAR | HRCU-A-CB (Split System: Heat Pump with Remote Outdoor Unit-Air-Source) | DLCURAH30ABK | ASPEN |  | D(A,C,E)36C34+TDR | *96VTN1002122A* | 29600 | 15.2 | 8.1 | 33800 | 24000 | 71.01% | 2.63 | 0 | 9 |  |  |  | No | R-410A | 2.4667 | Residential & Commercial | No
214628592 | Central HP <5.4 tons | CARRIER | HRCU-A-CB (Split System: Heat Pump with Remote Outdoor Unit-Air-Source) | 38MURAQ30AB3* | ADP |  | C36A***L139 | 58S(B,C)*B070M17**12 | 29200 | 15.2 | 8.1 | 32600 | 27200 | 83.44% | 1.8 | 0 | 8.5 |  |  |  | No | R-410A | 2.4333 | Residential & Commercial | No
213821141 | Central HP <5.4 tons | TEMPSTAR | HRCU-A-CB (Split System: Heat Pump with Remote Outdoor Unit-Air-Source) | DLCURAH24AAK | ASPEN |  | D(A,C,E)24B44+TDR | *96VTN0401410B* | 22400 | 15.3 | 8.1 | 24400 | 22200 | 90.98% | 2.86 | 0 | 9.3 |  |  |  | No | R-410A | 1.8667 | Residential & Commercial | No
213296205 | Central HP <5.4 tons | YORK | HRCU-A-CB (Split System: Heat Pump with Remote Outdoor Unit-Air-Source) | HMH72B341 | ASPEN |  | C(A,C,D,E)48C24+TDR | TM8E100B12MP11 | 30800 | 17.7 | 8.5 | 33800 | 27400 | 81.07% | 2.63 | 0 | 9 |  |  |  | No | R-410A | 2.5667 | Residential & Commercial | No
213307171 | Central HP <5.4 tons | YORK | HRCU-A-CB (Split System: Heat Pump with Remote Outdoor Unit-Air-Source) | HMH72B341 | ASPEN |  | DM36A34+TDR | TL9E080C16UH11 | 31200 | 17.4 | 8.1 | 33600 | 28000 | 83.33% | 2.62 | 0 | 9.3 |  |  |  | No | R-410A | 2.6 | Residential & Commercial | No
214628459 | Central HP <5.4 tons | CARRIER | HRCU-A-CB (Split System: Heat Pump with Remote Outdoor Unit-Air-Source) | 38MURAQ24AB3* | ADP |  | C36A***L139 | 59SU5B040M17**12 | 23000 | 17 | 8.5 | 24400 | 24000 | 98.36% | 2.02 | 0 | 9.5 |  |  |  | No | R-410A | 1.9167 | Residential & Commercial | No
214629210 | Central HP <5.4 tons | CARRIER | HRCU-A-CB (Split System: Heat Pump with Remote Outdoor Unit-Air-Source) | 38MURAQ36AB3* | ADP |  | V,C36H175P139 | 59SC6A060M17**16 | 35000 | 15.2 | 8.5 | 36800 | 34800 | 94.57% | 1.88 | 0 | 9.5 |  |  |  | No | R-410A | 2.9167 | Residential & Commercial | No
214629293 | Central HP <5.4 tons | CARRIER | HRCU-A-CB (Split System: Heat Pump with Remote Outdoor Unit-Air-Source) | 38MURAQ36AB3* | ADP |  | C36A***L159 | 59SU5B040M17**12 | 34600 | 15.2 | 8.5 | 36800 | 34600 | 94.02% | 2.04 | 0 | 9.5 |  |  |  | No | R-410A | 2.8833 | Residential & Commercial | No
213205525 | Central HP <5.4 tons | TEMPSTAR | HRCU-A-CB (Split System: Heat Pump with Remote Outdoor Unit-Air-Source) | DLCURAH36ABK | ASPEN |  | D(A,C,E)42B34+TDR | *80ES(N,L)0901714A* | 34600 | 16 | 8.5 | 38500 | 31400 | 81.56% | 2.75 | 0 | 9.9 |  |  |  | No | R-410A | 2.8833 | Residential & Commercial | No
213205576 | Central HP <5.4 tons | TEMPSTAR | HRCU-A-CB (Split System: Heat Pump with Remote Outdoor Unit-Air-Source) | DLCURAH36ABK | ASPEN |  | D(A,C,E)36B34+TDR | *92ESN0601412A* | 35400 | 15.2 | 8.1 | 39500 | 32000 | 81.01% | 2.52 | 0 | 9.5 |  |  |  | No | R-410A | 2.95 | Residential & Commercial | No
214056975 | Central HP <5.4 tons | American Standard | HRCU-A-C (Split System: Heat Pump with Remote Outdoor Unit with No Indoor Fan --Air Source) | 4TXD2036A10NU** | ASPEN |  | D(A,C,E)36B34+TDR |  | 32000 | 15.2 | 8.5 | 34000 | 24000 | 70.59% | 1.8 | 0 | 9.5 |  |  |  | No | R-410A | 2.6667 | Residential & Commercial | No
213821152 | Central HP <5.4 tons | TEMPSTAR | HRCU-A-CB (Split System: Heat Pump with Remote Outdoor Unit-Air-Source) | DLCURAH24AAK | ASPEN |  | D(A,C,E)30B34+TDR | *96VTN0601412B* | 23200 | 16 | 8.1 | 24800 | 22400 | 90.32% | 2.87 | 0 | 9.5 |  |  |  | No | R-410A | 1.9333 | Residential & Commercial | No
213821166 | Central HP <5.4 tons | TEMPSTAR | HRCU-A-CB (Split System: Heat Pump with Remote Outdoor Unit-Air-Source) | DLCURAH24AAK | ASPEN |  | D(A,C,E)24B44+TDR | *96VTN1002120B* | 23400 | 16.5 | 8.1 | 24800 | 22200 | 89.52% | 2.88 | 0 | 9 |  |  |  | No | R-410A | 1.95 | Residential & Commercial | No
213076628 | Central HP <5.4 tons | CARRIER | HRCU-A-CB (Split System: Heat Pump with Remote Outdoor Unit-Air-Source) | 38MURAQ36AB3* |  |  | CAP**3621AL* | 58TP*B090V21**20 | 35000 | 16 | 8.1 | 38500 | 35200 | 91.43% | 1.82 | 0 | 9.5 |  |  |  | No | R-410A | 2.9167 | Residential & Commercial | No
214629198 | Central HP <5.4 tons | CARRIER | HRCU-A-CB (Split System: Heat Pump with Remote Outdoor Unit-Air-Source) | 38MURAQ36AB3* | ADP |  | A36VCA+TXV | 59SC6A060M17**16 | 35200 | 15.2 | 8.5 | 36800 | 34800 | 94.57% | 1.88 | 0 | 9.5 |  |  |  | No | R-410A | 2.9333 | Residential & Commercial | No
214629232 | Central HP <5.4 tons | CARRIER | HRCU-A-CB (Split System: Heat Pump with Remote Outdoor Unit-Air-Source) | 38MURAQ36AB3* | ADP |  | C36A***L159 | 59SC6A080M17**16 | 34600 | 16 | 8.1 | 36800 | 34600 | 94.02% | 1.98 | 0 | 9.5 |  |  |  | No | R-410A | 2.8833 | Residential & Commercial | No
214624869 | Central HP <5.4 tons | CARRIER | HRCU-A-CB (Split System: Heat Pump with Remote Outdoor Unit-Air-Source) | 38MURAQ36AB3* | ADP |  | C36A***L129 | 58SU*B040M17**12 | 34600 | 16 | 8.1 | 36800 | 34800 | 94.57% | 1.8 | 0 | 9 |  |  |  | No | R-410A | 2.8833 | Residential & Commercial | No
213281582 | Central HP <5.4 tons | YORK | HRCU-A-CB (Split System: Heat Pump with Remote Outdoor Unit-Air-Source) | HMH72B361 | ASPEN |  | D(A,C,E)48B44+TDR | Y81E120C16LMPS1 | 34000 | 17.5 | 8.1 | 36000 | 25400 | 70.56% | 2.65 | 0 | 8.5 |  |  |  | No | R-410A | 2.8333 | Residential & Commercial | No
213077140 | Central HP <5.4 tons | DAY & NIGHT | HRCU-A-CB (Split System: Heat Pump with Remote Outdoor Unit-Air-Source) | DLCURAH36ABK |  |  | EA*4X36L21A* | *96VSN1002120B* | 35200 | 16 | 8.1 | 38500 | 35200 | 91.43% | 1.82 | 0 | 9.5 |  |  |  | No | R-410A | 2.9333 | Residential & Commercial | No
213821615 | Central HP <5.4 tons | TEMPSTAR | HRCU-A-CB (Split System: Heat Pump with Remote Outdoor Unit-Air-Source) | DLCURAH36ABK | ASPEN |  | D(A,C,E)42B34+TDR | *92MSN0601412A* | 35000 | 15.5 | 8.1 | 38500 | 32400 | 84.16% | 2.51 | 0 | 9.5 |  |  |  | No | R-410A | 2.9167 | Residential & Commercial | No
213821148 | Central HP <5.4 tons | TEMPSTAR | HRCU-A-CB (Split System: Heat Pump with Remote Outdoor Unit-Air-Source) | DLCURAH24AAK | ASPEN |  | D(A,C,E)30C44+TDR | *96VTN0401712B* | 23600 | 15.5 | 8.1 | 24600 | 22400 | 91.06% | 2.85 | 0 | 9 |  |  |  | No | R-410A | 1.9667 | Residential & Commercial | No
213821229 | Central HP <5.4 tons | TEMPSTAR | HRCU-A-CB (Split System: Heat Pump with Remote Outdoor Unit-Air-Source) | DLCURAH24ABK | ASPEN |  | D(A,C,E)36B34+TDR | *80VTL0701716B* | 22600 | 17.4 | 8.5 | 25200 | 20000 | 79.37% | 3 | 0 | 9.8 |  |  |  | No | R-410A | 1.8833 | Residential & Commercial | No
214628266 | Central HP <5.4 tons | CARRIER | HRCU-A-CB (Split System: Heat Pump with Remote Outdoor Unit-Air-Source) | 38MURAQ24AB3* | ADP |  | V,C36H***P039 | 58TP*B070V14**12 | 22400 | 17 | 8.5 | 24600 | 23200 | 94.31% | 1.96 | 0 | 9.5 |  |  |  | No | R-410A | 1.8667 | Residential & Commercial | No
214628382 | Central HP <5.4 tons | CARRIER | HRCU-A-CB (Split System: Heat Pump with Remote Outdoor Unit-Air-Source) | 38MURAQ24AB3* | ADP |  | C36A***L159 | 59SC6A040M17**12 | 23400 | 16 | 8.5 | 24600 | 23800 | 96.75% | 2 | 0 | 9.5 |  |  |  | No | R-410A | 1.95 | Residential & Commercial | No
213821173 | Central HP <5.4 tons | TEMPSTAR | HRCU-A-CB (Split System: Heat Pump with Remote Outdoor Unit-Air-Source) | DLCURAH24AAK | ASPEN |  | D(A,C,E)30C44+TDR | *96VTN1002122B* | 23800 | 16.5 | 8.5 | 25200 | 22400 | 88.89% | 2.91 | 0 | 9.5 |  |  |  | No | R-410A | 1.9833 | Residential & Commercial | No
213821060 | Central HP <5.4 tons | TEMPSTAR | HRCU-A-CB (Split System: Heat Pump with Remote Outdoor Unit-Air-Source) | DLCURAH24AAK | ASPEN |  | D(A,C,E)36C34+TDR | *80MS(N,L)1102120A* | 23800 | 16.5 | 8.1 | 24800 | 22200 | 89.52% | 2.88 | 0 | 9 |  |  |  | No | R-410A | 1.9833 | Residential & Commercial | No
213147362 | Central HP <5.4 tons | BRYANT HEATING AND COOLING SYSTEMS | HRCU-A-CB (Split System: Heat Pump with Remote Outdoor Unit-Air-Source) | 38MURAQ36AB3* | ADP |  | V,C36H***P429+AEFE3A* |  | 35600 | 15.2 | 8.1 | 36800 | 34400 | 93.48% | 2 | 0 | 9.5 |  |  |  | No | R-410A | 2.9667 | Residential & Commercial | No
213147364 | Central HP <5.4 tons | BRYANT HEATING AND COOLING SYSTEMS | HRCU-A-CB (Split System: Heat Pump with Remote Outdoor Unit-Air-Source) | 38MURAQ36AB3* | ADP |  | C36A***L139+AEFE4B* |  | 36000 | 16 | 8.1 | 36800 | 34400 | 93.48% | 2 | 0 | 9.5 |  |  |  | No | R-410A | 3 | Residential & Commercial | No
213881426 | Central HP <5.4 tons | CARRIER | HRCU-A-CB (Split System: Heat Pump with Remote Outdoor Unit-Air-Source) | 38MURAQ36AB3* | ADP |  | PL36H210P749 | 58TP*B070V17**16 | 34600 | 16 | 8.5 | 36200 | 34400 | 95.03% | 2.02 | 0 | 9.5 |  |  |  | No | R-410A | 2.8833 | Residential & Commercial | No
213881428 | Central HP <5.4 tons | CARRIER | HRCU-A-CB (Split System: Heat Pump with Remote Outdoor Unit-Air-Source) | 38MURAQ36AB3* | ADP |  | V,C36H175P139 | 58TP*B070V17**16 | 34800 | 16 | 8.1 | 36800 | 34600 | 94.02% | 1.86 | 0 | 9.5 |  |  |  | No | R-410A | 2.9 | Residential & Commercial | No
213307187 | Central HP <5.4 tons | YORK | HRCU-A-CB (Split System: Heat Pump with Remote Outdoor Unit-Air-Source) | HMH72B341 | ASPEN |  | DM36A34+TDR | TM8Y080B12MP11 | 31600 | 17.8 | 8.2 | 33200 | 27000 | 81.33% | 2.55 | 0 | 9.8 |  |  |  | No | R-410A | 2.6333 | Residential & Commercial | No
214629050 | Central HP <5.4 tons | CARRIER | HRCU-A-CB (Split System: Heat Pump with Remote Outdoor Unit-Air-Source) | 38MURAQ36AB3* | ADP |  | V,C36H175P149 | 58S(B,C)*B070M17**16 | 35000 | 16 | 8.1 | 36800 | 34600 | 94.02% | 1.88 | 0 | 9.5 |  |  |  | No | R-410A | 2.9167 | Residential & Commercial | No
214629153 | Central HP <5.4 tons | CARRIER | HRCU-A-CB (Split System: Heat Pump with Remote Outdoor Unit-Air-Source) | 38MURAQ36AB3* | ADP |  | PL36H***P449 | 58TP*B045V14**12 | 35000 | 16 | 8.1 | 36800 | 34600 | 94.02% | 1.94 | 0 | 9.5 |  |  |  | No | R-410A | 2.9167 | Residential & Commercial | No
213881422 | Central HP <5.4 tons | CARRIER | HRCU-A-CB (Split System: Heat Pump with Remote Outdoor Unit-Air-Source) | 38MURAQ36AB3* | ADP |  | PL36H175P149 | 58TP*B070V17**16 | 34600 | 16 | 8.5 | 36200 | 34400 | 95.03% | 2.02 | 0 | 9.5 |  |  |  | No | R-410A | 2.8833 | Residential & Commercial | No
214628725 | Central HP <5.4 tons | CARRIER | HRCU-A-CB (Split System: Heat Pump with Remote Outdoor Unit-Air-Source) | 38MURAQ30AB3* | ADP |  | PL36H175P159 | 58TP*B070V14**12 | 29600 | 15.2 | 8.1 | 32400 | 26800 | 82.72% | 1.82 | 0 | 8.5 |  |  |  | No | R-410A | 2.4667 | Residential & Commercial | No
214628727 | Central HP <5.4 tons | CARRIER | HRCU-A-CB (Split System: Heat Pump with Remote Outdoor Unit-Air-Source) | 38MURAQ30AB3* | ADP |  | C36A***L159 | 58TP*B070V14**12 | 29400 | 15.2 | 8.1 | 32400 | 26800 | 82.72% | 1.82 | 0 | 8.5 |  |  |  | No | R-410A | 2.45 | Residential & Commercial | No
214628893 | Central HP <5.4 tons | CARRIER | HRCU-A-CB (Split System: Heat Pump with Remote Outdoor Unit-Air-Source) | 38MURAQ30AB3* | ADP |  | PL36H210P749 | 59SU5B080M21**20 | 29800 | 15.2 | 8.1 | 32600 | 27200 | 83.44% | 1.8 | 0 | 9 |  |  |  | No | R-410A | 2.4833 | Residential & Commercial | No
214629200 | Central HP <5.4 tons | CARRIER | HRCU-A-CB (Split System: Heat Pump with Remote Outdoor Unit-Air-Source) | 38MURAQ36AB3* | ADP |  | C36A***L139 | 59SC6A060M17**16 | 35000 | 15.2 | 8.5 | 36800 | 34800 | 94.57% | 1.88 | 0 | 9.5 |  |  |  | No | R-410A | 2.9167 | Residential & Commercial | No
214629216 | Central HP <5.4 tons | CARRIER | HRCU-A-CB (Split System: Heat Pump with Remote Outdoor Unit-Air-Source) | 38MURAQ36AB3* | ADP |  | C36A***L139 | 59SC6A080M17**16 | 34400 | 15.2 | 8.5 | 36400 | 34400 | 94.51% | 2.02 | 0 | 9.5 |  |  |  | No | R-410A | 2.8667 | Residential & Commercial | No
213821666 | Central HP <5.4 tons | TEMPSTAR | HRCU-A-CB (Split System: Heat Pump with Remote Outdoor Unit-Air-Source) | DLCURAH36ABK | ASPEN |  | D(A,C,E)42B34+TDR | *96VTN0802120B* | 33800 | 16.5 | 8.1 | 37800 | 31400 | 83.07% | 2.72 | 0 | 9.9 |  |  |  | No | R-410A | 2.8167 | Residential & Commercial | No
213281547 | Central HP <5.4 tons | YORK | HRCU-A-CB (Split System: Heat Pump with Remote Outdoor Unit-Air-Source) | HMH72B361 | ASPEN |  | C(A,C,D,E)42D24+TDR | Y81E080C20LMPS1 | 32400 | 16.6 | 8.1 | 36000 | 26400 | 73.33% | 2.83 | 0 | 8 |  |  |  | No | R-410A | 2.7 | Residential & Commercial | No
213160931 | Central HP <5.4 tons | DAY & NIGHT | HRCU-A-CB (Split System: Heat Pump with Remote Outdoor Unit-Air-Source) | DLCURAH24ABK | ADP |  | PL36H***P039+AEFE3A* |  | 22800 | 17 | 8.6 | 25400 | 25400 | 100% | 2.1 | 0 | 9.5 |  |  |  | No | R-410A | 1.9 | Residential & Commercial | No
214629167 | Central HP <5.4 tons | CARRIER | HRCU-A-CB (Split System: Heat Pump with Remote Outdoor Unit-Air-Source) | 38MURAQ36AB3* | ADP |  | C36A***L159 | 58TP*B070V14**12 | 35000 | 16 | 8.1 | 36800 | 34600 | 94.02% | 1.94 | 0 | 9.5 |  |  |  | No | R-410A | 2.9167 | Residential & Commercial | No
214629307 | Central HP <5.4 tons | CARRIER | HRCU-A-CB (Split System: Heat Pump with Remote Outdoor Unit-Air-Source) | 38MURAQ36AB3* | ADP |  | PL36H175P149 | 59SU5B060M17**16 | 35000 | 16 | 8.1 | 36800 | 34600 | 94.02% | 1.86 | 0 | 9.5 |  |  |  | No | R-410A | 2.9167 | Residential & Commercial | No
214629314 | Central HP <5.4 tons | CARRIER | HRCU-A-CB (Split System: Heat Pump with Remote Outdoor Unit-Air-Source) | 38MURAQ36AB3* | ADP |  | V,C36H175P159 | 59SU5B060M17**16 | 35000 | 16 | 8.1 | 36200 | 34200 | 94.48% | 2 | 0 | 9.5 |  |  |  | No | R-410A | 2.9167 | Residential & Commercial | No
214628596 | Central HP <5.4 tons | CARRIER | HRCU-A-CB (Split System: Heat Pump with Remote Outdoor Unit-Air-Source) | 38MURAQ30AB3* | ADP |  | PL36H175P159 | 58S(B,C)*B070M17**12 | 29800 | 15.2 | 8.1 | 32600 | 27200 | 83.44% | 1.8 | 0 | 9 |  |  |  | No | R-410A | 2.4833 | Residential & Commercial | No
214628673 | Central HP <5.4 tons | CARRIER | HRCU-A-CB (Split System: Heat Pump with Remote Outdoor Unit-Air-Source) | 38MURAQ30AB3* | ADP |  | PL36H210P749 | 58S(B,C)*B090M21**16 | 29400 | 15.2 | 8.1 | 32400 | 27600 | 85.19% | 1.76 | 0 | 9 |  |  |  | No | R-410A | 2.45 | Residential & Commercial | No
213821382 | Central HP <5.4 tons | TEMPSTAR | HRCU-A-CB (Split System: Heat Pump with Remote Outdoor Unit-Air-Source) | DLCURAH30ABK | ASPEN |  | D(A,C,E)30B34+TDR | *80MS(N,L)0902116A* | 29000 | 15.2 | 8.1 | 34000 | 23800 | 70% | 2.63 | 0 | 9 |  |  |  | No | R-410A | 2.4167 | Residential & Commercial | No
213821539 | Central HP <5.4 tons | TEMPSTAR | HRCU-A-CB (Split System: Heat Pump with Remote Outdoor Unit-Air-Source) | DLCURAH30ABK | ASPEN |  | D(A,C,E)30C44+TDR | *96VTN0802120B* | 29000 | 15.2 | 8.1 | 33400 | 23800 | 71.26% | 2.8 | 0 | 8.9 |  |  |  | No | R-410A | 2.4167 | Residential & Commercial | No
214628633 | Central HP <5.4 tons | CARRIER | HRCU-A-CB (Split System: Heat Pump with Remote Outdoor Unit-Air-Source) | 38MURAQ30AB3* | ADP |  | PL36H210P299 | 58S(B,C)*B070M21**16 | 30400 | 15.2 | 8.1 | 31800 | 26000 | 81.76% | 1.84 | 0 | 9 |  |  |  | No | R-410A | 2.5333 | Residential & Commercial | No
214628896 | Central HP <5.4 tons | CARRIER | HRCU-A-CB (Split System: Heat Pump with Remote Outdoor Unit-Air-Source) | 38MURAQ30AB3* | ADP |  | C36A***L159 | 59SU5B080M21**20 | 30000 | 15.2 | 8.1 | 32600 | 27200 | 83.44% | 1.8 | 0 | 9 |  |  |  | No | R-410A | 2.5 | Residential & Commercial | No
214630427 | Central HP <5.4 tons | CARRIER | HRCU-A-CB (Split System: Heat Pump with Remote Outdoor Unit-Air-Source) | 25VNA825A*032* | ADP |  | C36A***L159 | 59TN6C040C14**10 | 23200 | 15.2 | 8.1 | 20000 | 16600 | 83% | 1.96 | 0 | 9.5 |  |  |  | No | R-410A | 1.9333 | Residential & Commercial | No
211242503 | Central HP <5.4 tons | HEIL | HRCU-A-CB (Split System: Heat Pump with Remote Outdoor Unit-Air-Source) | DLCURAH24ABK |  |  | EA*4X36L21A* | *95ESN0401712A* | 24200 | 15.2 | 8.5 | 26400 | 22600 | 85.61% | 1.84 | 0 | 9.5 |  |  |  | No | R-410A | 2.0167 | Residential & Commercial | No
213367796 | Central HP <5.4 tons | YORK | HRCU-A-CB (Split System: Heat Pump with Remote Outdoor Unit-Air-Source) | HMH72B361 | ASPEN |  | C(A,C,D,E)48C24+TDR | Y81E100B12LMPS1 | 32600 | 17.5 | 8.1 | 36000 | 25600 | 71.11% | 2.6 | 0 | 8 |  |  |  | No | R-410A | 2.7167 | Residential & Commercial | No
211226342 | Central HP <5.4 tons | HEIL | HRCU-A-CB (Split System: Heat Pump with Remote Outdoor Unit-Air-Source) | DLCURAH36ABK |  |  | EA*4X36L21A* | *92ESN1002122A* | 36400 | 15.2 | 8.1 | 40000 | 35400 | 88.5% | 1.86 | 0 | 9.5 |  |  |  | No | R-410A | 3.0333 | Residential & Commercial | No
211229029 | Central HP <5.4 tons | DAY & NIGHT | HRCU-A-CB (Split System: Heat Pump with Remote Outdoor Unit-Air-Source) | DLCURAH36ABK |  |  | EA*4X48L21A* | *95ESN0801716A* | 35400 | 15.5 | 8.1 | 37800 | 34800 | 92.06% | 2.02 | 0 | 9.5 |  |  |  | No | R-410A | 2.95 | Residential & Commercial | No
213881423 | Central HP <5.4 tons | CARRIER | HRCU-A-CB (Split System: Heat Pump with Remote Outdoor Unit-Air-Source) | 38MURAQ36AB3* | ADP |  | V,C36H175P149 | 58TP*B070V17**16 | 34600 | 16 | 8.5 | 36200 | 34400 | 95.03% | 2.02 | 0 | 9.5 |  |  |  | No | R-410A | 2.8833 | Residential & Commercial | No
207706567 | Central HP <5.4 tons | DIRECT AIR | HRCU-A-CB (Split System: Heat Pump with Remote Outdoor Unit-Air-Source) | DIRM-48MAGICPRO20-OU |  |  | DIRM-48MAGICPRO20-AH |  | 47000 | 15.6 | 9.4 | 50000 | 46000 | 92% | 1.9 | 8.5 | 8.2 |  |  |  | No | R-410A | 3.9167 | Residential & Commercial | No
213367718 | Central HP <5.4 tons | YORK | HRCU-A-CB (Split System: Heat Pump with Remote Outdoor Unit-Air-Source) | HMH72B341 | ASPEN |  | C(A,C,D,E)36C24+TDR | YP9C100C20MP13 | 29600 | 16.9 | 8.1 | 34000 | 28400 | 83.53% | 2.69 | 0 | 9 |  |  |  | No | R-410A | 2.4667 | Residential & Commercial | No
212980980 | Central HP <5.4 tons | TEMPSTAR | HRCU-A-CB (Split System: Heat Pump with Remote Outdoor Unit-Air-Source) | DLCURAH30ABK |  |  | EN(A,D,W)4X42L21** | *80MS(N,L)1102120A* | 30200 | 15.2 | 8.1 | 34400 | 27600 | 80.23% | 1.8 | 0 | 9 |  |  |  | No | R-410A | 2.5167 | Residential & Commercial | No
215285714 | Central HP <5.4 tons | YORK | HRCU-A-CB (Split System: Heat Pump with Remote Outdoor Unit-Air-Source) | HMH72B361 | ASPEN |  | D(A,C,E)36A44+TDR | Y91E080C16SMPS1 | 34000 | 17 | 8.5 | 36000 | 25200 | 70% | 2.06 | 0 | 8.4 |  |  |  | No | R-410A | 2.8333 | Residential & Commercial | No
212982178 | Central HP <5.4 tons | TEMPSTAR | HRCU-A-CB (Split System: Heat Pump with Remote Outdoor Unit-Air-Source) | DLCURAH30ABK |  |  | EA*4X43L21A* | *80MSU0401712A* | 30600 | 15.2 | 8.1 | 33200 | 26200 | 78.92% | 1.86 | 0 | 9 |  |  |  | No | R-410A | 2.55 | Residential & Commercial | No
212982646 | Central HP <5.4 tons | TEMPSTAR | HRCU-A-CB (Split System: Heat Pump with Remote Outdoor Unit-Air-Source) | DLCURAH30ABK |  |  | EA*4X42L21A* | *80MSU0601716A* | 29800 | 15.2 | 8.1 | 33800 | 27400 | 81.07% | 1.8 | 0 | 9 |  |  |  | No | R-410A | 2.4833 | Residential & Commercial | No
214628650 | Central HP <5.4 tons | CARRIER | HRCU-A-CB (Split System: Heat Pump with Remote Outdoor Unit-Air-Source) | 38MURAQ30AB3* | ADP |  | PL36H175P149 | 58S(B,C)*B090M17**14 | 29800 | 15.2 | 8.1 | 32600 | 27200 | 83.44% | 1.8 | 0 | 9 |  |  |  | No | R-410A | 2.4833 | Residential & Commercial | No
212544207 | Central HP <5.4 tons | DAY & NIGHT | HRCU-A-CB (Split System: Heat Pump with Remote Outdoor Unit-Air-Source) | DLCURAH30ABK | ADP |  | PL36H210P299 | *80ESU0802120A | 29800 | 15.2 | 8.1 | 32200 | 26800 | 83.23% | 1.78 | 0 | 9 |  |  |  | No | R-410A | 2.4833 | Residential & Commercial | No
214056977 | Central HP <5.4 tons | American Standard | HRCU-A-C (Split System: Heat Pump with Remote Outdoor Unit with No Indoor Fan --Air Source) | 4TXD2060A10NU** | ASPEN |  | C(A,C,D,E)60B44+TDR |  | 50500 | 15.2 | 8.5 | 53000 | 37200 | 70.19% | 1.8 | 0 | 9.5 |  |  |  | No | R-410A | 4.2083 | Residential & Commercial | No
213821297 | Central HP <5.4 tons | TEMPSTAR | HRCU-A-CB (Split System: Heat Pump with Remote Outdoor Unit-Air-Source) | DLCURAH24ABK | ASPEN |  | D(A,C,E)30B34+TDR | *96MSN0802120A* | 22400 | 17.2 | 8.4 | 25200 | 20000 | 79.37% | 2.96 | 0 | 9 |  |  |  | No | R-410A | 1.8667 | Residential & Commercial | No
213367837 | Central HP <5.4 tons | YORK | HRCU-A-CB (Split System: Heat Pump with Remote Outdoor Unit-Air-Source) | HMH72B361 | ASPEN |  | C(A,C,D,E)36A44+TDR | Y81E080C20SMPS1 | 34000 | 17 | 8.1 | 36000 | 26400 | 73.33% | 2.83 | 0 | 8.9 |  |  |  | No | R-410A | 2.8333 | Residential & Commercial | No
213145932 | Central HP <5.4 tons | CARRIER | HRCU-A-CB (Split System: Heat Pump with Remote Outdoor Unit-Air-Source) | 38MURAQ36AB3* | ADP |  | C36A***L129+AEFE3A* |  | 35400 | 15.2 | 8.1 | 36800 | 34400 | 93.48% | 2 | 0 | 9.5 |  |  |  | No | R-410A | 2.95 | Residential & Commercial | No
211229018 | Central HP <5.4 tons | DAY & NIGHT | HRCU-A-CB (Split System: Heat Pump with Remote Outdoor Unit-Air-Source) | DLCURAH36ABK |  |  | EA*4X48L21A* | *95ESN0601714A* | 35400 | 15.5 | 8.1 | 38500 | 34800 | 90.39% | 2.02 | 0 | 9.5 |  |  |  | No | R-410A | 2.95 | Residential & Commercial | No
213205693 | Central HP <5.4 tons | TEMPSTAR | HRCU-A-CB (Split System: Heat Pump with Remote Outdoor Unit-Air-Source) | DLCURAH36ABK | ASPEN |  | D(A,C,E)36B34+TDR | *96VTN1202422A* | 33800 | 15.9 | 8.5 | 38500 | 31400 | 81.56% | 2.74 | 0 | 9.8 |  |  |  | No | R-410A | 2.8167 | Residential & Commercial | No
213752918 | Central HP <5.4 tons | CARRIER | HRCU-A-CB (Split System: Heat Pump with Remote Outdoor Unit-Air-Source) | 38MURAQ24AB3* | ASPEN |  | D(A,C,E)30B34+TDR | 59SP6A040V17**12 | 23000 | 16 | 8.5 | 25800 | 20200 | 78.29% | 2.83 | 0 | 9.5 |  |  |  | No | R-410A | 1.9167 | Residential & Commercial | No
213367819 | Central HP <5.4 tons | YORK | HRCU-A-CB (Split System: Heat Pump with Remote Outdoor Unit-Air-Source) | HMH72B341 | ASPEN |  | C(A,C,D,E)36A44+TDR | YP9C080B12MP13 | 32800 | 17 | 8.1 | 33600 | 29200 | 86.9% | 2.64 | 0 | 9.5 |  |  |  | No | R-410A | 2.7333 | Residential & Commercial | No
214624878 | Central HP <5.4 tons | CARRIER | HRCU-A-CB (Split System: Heat Pump with Remote Outdoor Unit-Air-Source) | 38MURAQ36AB3* | ADP |  | PL36H175P159 | 58SU*B040M17**12 | 35200 | 16 | 8.5 | 36200 | 34200 | 94.48% | 2.04 | 0 | 9.5 |  |  |  | No | R-410A | 2.9333 | Residential & Commercial | No
213613499 | Central HP <5.4 tons | PAYNE HEATING AND COOLING | HRCU-A-CB (Split System: Heat Pump with Remote Outdoor Unit-Air-Source) | 38MURAQ24AB3* | ASPEN |  | L(E,G)M36B4 |  | 23400 | 15.2 | 8.5 | 26400 | 23400 | 88.64% | 1.92 | 0 | 9.8 |  |  |  | No | R-410A | 1.95 | Residential & Commercial | No
214625004 | Central HP <5.4 tons | CARRIER | HRCU-A-CB (Split System: Heat Pump with Remote Outdoor Unit-Air-Source) | 38MURAQ48AB3* | ADP |  | PL60H210P299 | 58SU*B100M21**20 | 46500 | 15.2 | 8.1 | 48000 | 34000 | 70.83% | 1.92 | 0 | 9.5 |  |  |  | No | R-410A | 3.875 | Residential & Commercial | No
215350404 | Central HP <5.4 tons | HISENSE | HRCU-A-CB (Split System: Heat Pump with Remote Outdoor Unit-Air-Source) | AUWR-24U3SF2 | ADP |  | F,PE*G32924 |  | 21000 | 15.2 | 8.75 | 21400 | 16500 | 77.1% | 2 | 0 | 9.5 |  |  |  | No | R-410A | 1.75 | Residential & Commercial | No
214296100 | Central HP <5.4 tons | BOREAL | HRCU-A-C (Split System: Heat Pump with Remote Outdoor Unit with No Indoor Fan --Air Source) | ENVBR60HPJ1OA | ADP |  | *G52960+TD |  | 50500 | 15.2 | 8.5 | 51000 | 36800 | 72.16% | 1.8 | 0 | 9.5 |  |  |  | No | R-410A | 4.2083 | Residential & Commercial | No
214624894 | Central HP <5.4 tons | CARRIER | HRCU-A-CB (Split System: Heat Pump with Remote Outdoor Unit-Air-Source) | 38MURAQ36AB3* | ADP |  | C36A***L129 | 58SU*B060M17**16 | 33800 | 16 | 8.5 | 36200 | 34200 | 94.48% | 2.06 | 0 | 9.5 |  |  |  | No | R-410A | 2.8167 | Residential & Commercial | No
214296101 | Central HP <5.4 tons | BOREAL | HRCU-A-C (Split System: Heat Pump with Remote Outdoor Unit with No Indoor Fan --Air Source) | ENVBR60HPJ1OA | ADP |  | *E86960+TD |  | 50500 | 15.2 | 8.5 | 51000 | 36800 | 72.16% | 1.8 | 0 | 9.5 |  |  |  | No | R-410A | 4.2083 | Residential & Commercial | No
214296112 | Central HP <5.4 tons | BOREAL | HRCU-A-C (Split System: Heat Pump with Remote Outdoor Unit with No Indoor Fan --Air Source) | ENVBR60HPJ1OA | ADP |  | HE88960+TD |  | 50500 | 15.2 | 8.5 | 51000 | 36800 | 72.16% | 1.8 | 0 | 9.5 |  |  |  | No | R-410A | 4.2083 | Residential & Commercial | No
214296098 | Central HP <5.4 tons | BOREAL | HRCU-A-C (Split System: Heat Pump with Remote Outdoor Unit with No Indoor Fan --Air Source) | ENVBR60HPJ1OA | ADP |  | *E50960+TD |  | 50500 | 15.2 | 8.4 | 51000 | 36800 | 72.16% | 1.78 | 0 | 9.5 |  |  |  | No | R-410A | 4.2083 | Residential & Commercial | No
213205672 | Central HP <5.4 tons | TEMPSTAR | HRCU-A-CB (Split System: Heat Pump with Remote Outdoor Unit-Air-Source) | DLCURAH36ABK | ASPEN |  | D(A,C,E)42B34+TDR | *95ESN1402422A* | 35400 | 15.2 | 8.5 | 39500 | 31200 | 78.99% | 2.74 | 0 | 9.9 |  |  |  | No | R-410A | 2.95 | Residential & Commercial | No
213205695 | Central HP <5.4 tons | TEMPSTAR | HRCU-A-CB (Split System: Heat Pump with Remote Outdoor Unit-Air-Source) | DLCURAH36ABK | ASPEN |  | D(A,C,E)42B34+TDR | *96VTN1202422A* | 34400 | 16 | 8.5 | 38500 | 31400 | 81.56% | 2.74 | 0 | 9.9 |  |  |  | No | R-410A | 2.8667 | Residential & Commercial | No
213752583 | Central HP <5.4 tons | CARRIER | HRCU-A-CB (Split System: Heat Pump with Remote Outdoor Unit-Air-Source) | 38MURAQ24AA3* | ASPEN |  | D(A,C,E)30C44+TDR | 59TP6C060V14**12 | 23600 | 16 | 8.1 | 24800 | 22400 | 90.32% | 2.87 | 0 | 9 |  |  |  | No | R-410A | 1.9667 | Residential & Commercial | No
213752617 | Central HP <5.4 tons | CARRIER | HRCU-A-CB (Split System: Heat Pump with Remote Outdoor Unit-Air-Source) | 38MURAQ24AA3* | ASPEN |  | D(A,C,E)36B34+TDR | 59TP6C100V21**20 | 23600 | 16.5 | 8.1 | 24800 | 22200 | 89.52% | 2.88 | 0 | 9.5 |  |  |  | No | R-410A | 1.9667 | Residential & Commercial | No
215350412 | Central HP <5.4 tons | HISENSE | HRCU-A-CB (Split System: Heat Pump with Remote Outdoor Unit-Air-Source) | AUWR-48U3SP2 | ADP |  | BV**C6948 |  | 45000 | 16 | 8.1 | 44500 | 32600 | 73.26% | 1.82 | 0 | 9.5 |  |  |  | No | R-410A | 3.75 | Residential & Commercial | No
215350405 | Central HP <5.4 tons | HISENSE | HRCU-A-CB (Split System: Heat Pump with Remote Outdoor Unit-Air-Source) | AUWR-24U3SF2 | ADP |  | SK3925 |  | 20200 | 16 | 8.7 | 21400 | 16500 | 77.1% | 2 | 0 | 9.5 |  |  |  | No | R-410A | 1.6833 | Residential & Commercial | No
214296092 | Central HP <5.4 tons | BOREAL | HRCU-A-C (Split System: Heat Pump with Remote Outdoor Unit with No Indoor Fan --Air Source) | ENVBR60HPJ1OA | ADP |  | HE51960+TD |  | 50500 | 15.2 | 8.45 | 51000 | 36800 | 72.16% | 1.78 | 0 | 9.5 |  |  |  | No | R-410A | 4.2083 | Residential & Commercial | No
212434808 | Central HP <5.4 tons | YORK | HRCU-A-CB (Split System: Heat Pump with Remote Outdoor Unit-Air-Source) | HMH72B341 | ADP |  | AD-35(P,U)*****9 | TM9V080B12MP12 | 32800 | 17 | 8.5 | 32400 | 23200 | 71.6% | 2.02 | 0 | 9.5 |  |  |  | No | R-410A | 2.7333 | Residential & Commercial | No
212396587 | Central HP <5.4 tons | YORK | HRCU-A-CB (Split System: Heat Pump with Remote Outdoor Unit-Air-Source) | HMH72B341 | ADP |  | AD-34(P,U)*****9 | TM9E080B12MP12 | 32800 | 17 | 8.5 | 32400 | 23000 | 70.99% | 2.02 | 0 | 9.5 |  |  |  | No | R-410A | 2.7333 | Residential & Commercial | No
213307355 | Central HP <5.4 tons | YORK | HRCU-A-CB (Split System: Heat Pump with Remote Outdoor Unit-Air-Source) | HMH72B341 | ASPEN |  | DM36A36+TDR | TM8Y080B12MP11 | 31600 | 17.8 | 8.2 | 33200 | 27000 | 81.33% | 2.55 | 0 | 9.8 |  |  |  | No | R-410A | 2.6333 | Residential & Commercial | No
214296117 | Central HP <5.4 tons | BOREAL | HRCU-A-C (Split System: Heat Pump with Remote Outdoor Unit with No Indoor Fan --Air Source) | ENVBR60HPJ1OA | ADP |  | V,R60H210P529+TD |  | 50500 | 15.2 | 8.5 | 51000 | 36800 | 72.16% | 1.8 | 0 | 9.5 |  |  |  | No | R-410A | 4.2083 | Residential & Commercial | No
214296094 | Central HP <5.4 tons | BOREAL | HRCU-A-C (Split System: Heat Pump with Remote Outdoor Unit with No Indoor Fan --Air Source) | ENVBR36HPJ1OA | ADP |  | *G34936+TD |  | 31600 | 15.2 | 8.5 | 32400 | 23600 | 72.84% | 1.8 | 0 | 9 |  |  |  | No | R-410A | 2.6333 | Residential & Commercial | No
215350420 | Central HP <5.4 tons | HISENSE | HRCU-A-C (Split System: Heat Pump with Remote Outdoor Unit with No Indoor Fan --Air Source) | AUWR-48U3SP2 | ADP |  | HG50960+TD |  | 44500 | 15.2 | 8.3 | 42000 | 32600 | 77.62% | 1.91 | 0 | 9.5 |  |  |  | No | R-410A | 3.7083 | Residential & Commercial | No
213821083 | Central HP <5.4 tons | TEMPSTAR | HRCU-A-CB (Split System: Heat Pump with Remote Outdoor Unit-Air-Source) | DLCURAH24AAK | ASPEN |  | D(A,C,E)30C44+TDR | *92MSN0401712A* | 23600 | 15.2 | 8.1 | 24800 | 22600 | 91.13% | 2.84 | 0 | 9 |  |  |  | No | R-410A | 1.9667 | Residential & Commercial | No
215866298 | Central HP <5.4 tons | PAYNE HEATING AND COOLING | HRCU-A-CB (Split System: Heat Pump with Remote Outdoor Unit-Air-Source) | 38MURAQ24AB3* | ASPEN |  | D(A,C,E)36A34+TDR | PG96VTAB30040A** | 23000 | 16 | 8.5 | 27000 | 20600 | 76.3% | 2.88 | 0 | 9 |  |  |  | No | R-410A | 1.9167 | Residential & Commercial | No
213613492 | Central HP <5.4 tons | PAYNE HEATING AND COOLING | HRCU-A-CB (Split System: Heat Pump with Remote Outdoor Unit-Air-Source) | 38MURAQ24AB3* | ASPEN |  | L(E,G)M24F4 |  | 22800 | 15.2 | 8.5 | 26400 | 23400 | 88.64% | 1.92 | 0 | 9.8 |  |  |  | No | R-410A | 1.9 | Residential & Commercial | No
213613493 | Central HP <5.4 tons | PAYNE HEATING AND COOLING | HRCU-A-CB (Split System: Heat Pump with Remote Outdoor Unit-Air-Source) | 38MURAQ24AB3* | ASPEN |  | L(E,G)M24G4 |  | 23400 | 15.2 | 8.5 | 26400 | 23400 | 88.64% | 1.92 | 0 | 9.8 |  |  |  | No | R-410A | 1.95 | Residential & Commercial | No
215350406 | Central HP <5.4 tons | HISENSE | HRCU-A-CB (Split System: Heat Pump with Remote Outdoor Unit-Air-Source) | AUWR-24U3SF2 | ADP |  | SK7931 |  | 20400 | 16 | 8.75 | 21400 | 16500 | 77.1% | 2 | 0 | 9.5 |  |  |  | No | R-410A | 1.7 | Residential & Commercial | No
211226415 | Central HP <5.4 tons | HEIL | HRCU-A-CB (Split System: Heat Pump with Remote Outdoor Unit-Air-Source) | DLCURAH36ABK |  |  | EA*4X36L21A* | *96VTN1002120A* | 35600 | 15.5 | 8.1 | 39500 | 35200 | 89.11% | 1.84 | 0 | 9.5 |  |  |  | No | R-410A | 2.9667 | Residential & Commercial | No
213613494 | Central HP <5.4 tons | PAYNE HEATING AND COOLING | HRCU-A-CB (Split System: Heat Pump with Remote Outdoor Unit-Air-Source) | 38MURAQ24AB3* | ASPEN |  | L(E,G)M24H4 |  | 23800 | 15.2 | 8.5 | 26400 | 23400 | 88.64% | 1.92 | 0 | 9.8 |  |  |  | No | R-410A | 1.9833 | Residential & Commercial | No
214624827 | Central HP <5.4 tons | CARRIER | HRCU-A-CB (Split System: Heat Pump with Remote Outdoor Unit-Air-Source) | 38MURAQ30AB3* | ADP |  | C36A***L159 | 58SU*B040M17**12 | 30000 | 15.2 | 8.5 | 32200 | 27000 | 83.85% | 1.78 | 0 | 9 |  |  |  | No | R-410A | 2.5 | Residential & Commercial | No
214628594 | Central HP <5.4 tons | CARRIER | HRCU-A-CB (Split System: Heat Pump with Remote Outdoor Unit-Air-Source) | 38MURAQ30AB3* | ADP |  | PL36H175P149 | 58S(B,C)*B070M17**12 | 29600 | 15.2 | 8.1 | 32600 | 27200 | 83.44% | 1.8 | 0 | 9 |  |  |  | No | R-410A | 2.4667 | Residential & Commercial | No
214296090 | Central HP <5.4 tons | BOREAL | HRCU-A-C (Split System: Heat Pump with Remote Outdoor Unit with No Indoor Fan --Air Source) | ENVBR60HPJ1OA | ADP |  | HE49960+TD |  | 50500 | 15.2 | 8.35 | 51000 | 36800 | 72.16% | 1.78 | 0 | 9.5 |  |  |  | No | R-410A | 4.2083 | Residential & Commercial | No
213821161 | Central HP <5.4 tons | TEMPSTAR | HRCU-A-CB (Split System: Heat Pump with Remote Outdoor Unit-Air-Source) | DLCURAH24AAK | ASPEN |  | D(A,C,E)24B44+TDR | *96VTN0802120B* | 23800 | 16 | 8.5 | 25000 | 22400 | 89.6% | 2.92 | 0 | 9 |  |  |  | No | R-410A | 1.9833 | Residential & Commercial | No
214296110 | Central HP <5.4 tons | BOREAL | HRCU-A-C (Split System: Heat Pump with Remote Outdoor Unit with No Indoor Fan --Air Source) | ENVBR36HPJ1OA | ADP |  | HG34936+TD |  | 31600 | 15.2 | 8.5 | 32400 | 24000 | 74.07% | 1.8 | 0 | 9 |  |  |  | No | R-410A | 2.6333 | Residential & Commercial | No
213613463 | Central HP <5.4 tons | PAYNE HEATING AND COOLING | HRCU-A-CB (Split System: Heat Pump with Remote Outdoor Unit-Air-Source) | 38MURAQ18AB3* | ASPEN |  | L(E,G)M36B4 |  | 18000 | 15.2 | 8.5 | 19300 | 18300 | 94.82% | 2.2 | 0 | 9.8 |  |  |  | No | R-410A | 1.5 | Residential & Commercial | No
214628641 | Central HP <5.4 tons | CARRIER | HRCU-A-CB (Split System: Heat Pump with Remote Outdoor Unit-Air-Source) | 38MURAQ30AB3* | ADP |  | A36VCA+TXV | 58S(B,C)*B090M17**14 | 29800 | 15.2 | 8.1 | 32600 | 27200 | 83.44% | 1.8 | 0 | 9 |  |  |  | No | R-410A | 2.4833 | Residential & Commercial | No
214628843 | Central HP <5.4 tons | CARRIER | HRCU-A-CB (Split System: Heat Pump with Remote Outdoor Unit-Air-Source) | 38MURAQ30AB3* | ADP |  | C36A***L159 | 59SC6A080M21**20 | 29800 | 15.2 | 8.1 | 32600 | 27200 | 83.44% | 1.8 | 0 | 9 |  |  |  | No | R-410A | 2.4833 | Residential & Commercial | No
212982166 | Central HP <5.4 tons | TEMPSTAR | HRCU-A-CB (Split System: Heat Pump with Remote Outdoor Unit-Air-Source) | DLCURAH30ABK |  |  | EA*4X42L21A* | *80MSU0401712A* | 30000 | 15.2 | 8.5 | 33800 | 27400 | 81.07% | 1.78 | 0 | 9 |  |  |  | No | R-410A | 2.5 | Residential & Commercial | No
212982970 | Central HP <5.4 tons | TEMPSTAR | HRCU-A-CB (Split System: Heat Pump with Remote Outdoor Unit-Air-Source) | DLCURAH30ABK |  |  | EA*4X42L24A* | *80MSU0802120A* | 29600 | 15.5 | 8.5 | 33600 | 27400 | 81.55% | 1.78 | 0 | 9 |  |  |  | No | R-410A | 2.4667 | Residential & Commercial | No
214296102 | Central HP <5.4 tons | BOREAL | HRCU-A-C (Split System: Heat Pump with Remote Outdoor Unit with No Indoor Fan --Air Source) | ENVBR60HPJ1OA | ADP |  | *E88960+TD |  | 50500 | 15.2 | 8.5 | 51000 | 36800 | 72.16% | 1.8 | 0 | 9.5 |  |  |  | No | R-410A | 4.2083 | Residential & Commercial | No
214296118 | Central HP <5.4 tons | BOREAL | HRCU-A-C (Split System: Heat Pump with Remote Outdoor Unit with No Indoor Fan --Air Source) | ENVBR60HPJ1OA | ADP |  | H,RG52960+TD |  | 50500 | 15.2 | 8.5 | 51000 | 36800 | 72.16% | 1.8 | 0 | 9.5 |  |  |  | No | R-410A | 4.2083 | Residential & Commercial | No
214624852 | Central HP <5.4 tons | CARRIER | HRCU-A-CB (Split System: Heat Pump with Remote Outdoor Unit-Air-Source) | 38MURAQ30AB3* | ADP |  | V,C36H175P159 | 58SU*B060M17**16 | 29800 | 15.2 | 8.1 | 32200 | 27000 | 83.85% | 1.8 | 0 | 9 |  |  |  | No | R-410A | 2.4833 | Residential & Commercial | No
212544225 | Central HP <5.4 tons | DAY & NIGHT | HRCU-A-CB (Split System: Heat Pump with Remote Outdoor Unit-Air-Source) | DLCURAH30ABK | ADP |  | PL36H210P299 | *92ESN0802120A* | 31200 | 15.2 | 8.5 | 32000 | 25600 | 80% | 1.88 | 0 | 9 |  |  |  | No | R-410A | 2.6 | Residential & Commercial | No
214624858 | Central HP <5.4 tons | CARRIER | HRCU-A-CB (Split System: Heat Pump with Remote Outdoor Unit-Air-Source) | 38MURAQ30AB3* | ADP |  | C36A***L159 | 58SU*B060M17**16 | 29800 | 15.2 | 8.1 | 32200 | 27000 | 83.85% | 1.8 | 0 | 9 |  |  |  | No | R-410A | 2.4833 | Residential & Commercial | No
214296096 | Central HP <5.4 tons | BOREAL | HRCU-A-C (Split System: Heat Pump with Remote Outdoor Unit with No Indoor Fan --Air Source) | ENVBR36HPJ1OA | ADP |  | *G9J936+TD |  | 31800 | 15.2 | 8.5 | 32400 | 23600 | 72.84% | 1.8 | 0 | 9 |  |  |  | No | R-410A | 2.65 | Residential & Commercial | No
214296099 | Central HP <5.4 tons | BOREAL | HRCU-A-C (Split System: Heat Pump with Remote Outdoor Unit with No Indoor Fan --Air Source) | ENVBR60HPJ1OA | ADP |  | *E51960+TD |  | 50500 | 15.2 | 8.45 | 51000 | 36800 | 72.16% | 1.78 | 0 | 9.5 |  |  |  | No | R-410A | 4.2083 | Residential & Commercial | No
215866316 | Central HP <5.4 tons | PAYNE HEATING AND COOLING | HRCU-A-CB (Split System: Heat Pump with Remote Outdoor Unit-Air-Source) | 38MURAQ36AB3* | ASPEN |  | D(A,C,E)36B34+TDR | PG96MSAA48080B** | 34600 | 15.2 | 8.1 | 39000 | 32400 | 83.08% | 2.62 | 0 | 9 |  |  |  | No | R-410A | 2.8833 | Residential & Commercial | No
212982622 | Central HP <5.4 tons | TEMPSTAR | HRCU-A-CB (Split System: Heat Pump with Remote Outdoor Unit-Air-Source) | DLCURAH30ABK |  |  | EA*4X36L21A* | *80MSU0601716A* | 29600 | 15.2 | 8.1 | 34000 | 27800 | 81.76% | 1.78 | 0 | 9 |  |  |  | No | R-410A | 2.4667 | Residential & Commercial | No
211253514 | Central HP <5.4 tons | NOVAIR | HRCU-A-CB (Split System: Heat Pump with Remote Outdoor Unit-Air-Source) | LEA48-EVOX-30-O |  |  | LEA48-EVOX-30-I |  | 47000 | 15.6 | 9.4 | 50000 | 46000 | 92% | 1.9 | 8.5 | 8.2 |  |  |  | No | R-410A | 3.9167 | Residential & Commercial | No
208101265 | Central HP <5.4 tons | AURORA | HRCU-A-CB (Split System: Heat Pump with Remote Outdoor Unit-Air-Source) | AU-LXU48-2A-O |  |  | AU-LCU48-2A-I |  | 47000 | 15.6 | 9.4 | 50000 | 46000 | 92% | 1.9 | 8.5 | 8.2 |  |  |  | No | R-410A | 3.9167 | Residential & Commercial | No
215866304 | Central HP <5.4 tons | PAYNE HEATING AND COOLING | HRCU-A-CB (Split System: Heat Pump with Remote Outdoor Unit-Air-Source) | 38MURAQ24AB3* | ASPEN |  | D(A,C,E)36B34+TDR | PG96MSAA60080C** | 23200 | 17 | 8.5 | 26200 | 20400 | 77.86% | 3.03 | 0 | 9.8 |  |  |  | No | R-410A | 1.9333 | Residential & Commercial | No
214608801 | Central HP <5.4 tons | COLEMAN | HRCU-A-CB (Split System: Heat Pump with Remote Outdoor Unit-Air-Source) | HMH72B361 | ASPEN |  | D(A,C,E)36C46+JMET12BS2N1+TDR |  | 35400 | 18 | 8.1 | 36000 | 26000 | 72.22% | 2.8 | 0 | 9 |  |  |  | No | R-410A | 2.95 | Residential & Commercial | No
215866310 | Central HP <5.4 tons | PAYNE HEATING AND COOLING | HRCU-A-CB (Split System: Heat Pump with Remote Outdoor Unit-Air-Source) | 38MURAQ36AB3* | ASPEN |  | D(A,C,E)36A34+TDR | PG96MSAA60080C** | 34400 | 16 | 8.1 | 39000 | 32600 | 83.59% | 2.58 | 0 | 9 |  |  |  | No | R-410A | 2.8667 | Residential & Commercial | No
214296091 | Central HP <5.4 tons | BOREAL | HRCU-A-C (Split System: Heat Pump with Remote Outdoor Unit with No Indoor Fan --Air Source) | ENVBR60HPJ1OA | ADP |  | HE50960+TD |  | 50500 | 15.2 | 8.4 | 51000 | 36800 | 72.16% | 1.78 | 0 | 9.5 |  |  |  | No | R-410A | 4.2083 | Residential & Commercial | No
214296107 | Central HP <5.4 tons | BOREAL | HRCU-A-C (Split System: Heat Pump with Remote Outdoor Unit with No Indoor Fan --Air Source) | ENVBR60HPJ1OA | ADP |  | V60H210P529+TD |  | 50500 | 15.2 | 8.5 | 51000 | 36800 | 72.16% | 1.8 | 0 | 9.5 |  |  |  | No | R-410A | 4.2083 | Residential & Commercial | No
212601811 | Central HP <5.4 tons | CARRIER | HRCU-A-CB (Split System: Heat Pump with Remote Outdoor Unit-Air-Source) | 38MURAQ24AB3* | ADP |  | C24A***L039 | 59TP6B040V17**12 | 22400 | 15.2 | 8.5 | 24200 | 23800 | 98.35% | 2 | 0 | 9.5 |  |  |  | No | R-410A | 1.8667 | Residential & Commercial | No
214232451 | Central HP <5.4 tons | AURORA | HRCU-A-CB (Split System: Heat Pump with Remote Outdoor Unit-Air-Source) | AU-LXU60-2A-OI |  |  | AU-LCU60-2A-I |  | 55000 | 15.3 | 9.4 | 59000 | 48500 | 82.2% | 1.91 | 9 | 8.8 |  |  |  | No | R-410A | 4.5833 | Residential & Commercial | No
215866288 | Central HP <5.4 tons | PAYNE HEATING AND COOLING | HRCU-A-CB (Split System: Heat Pump with Remote Outdoor Unit-Air-Source) | 38MURAQ24AB3* | ASPEN |  | D(A,C,E)30B34+TDR | PG96MSAA48060B** | 23600 | 16.5 | 9.5 | 26600 | 20600 | 77.44% | 3.02 | 0 | 9.8 |  |  |  | No | R-410A | 1.9667 | Residential & Commercial | No
215866295 | Central HP <5.4 tons | PAYNE HEATING AND COOLING | HRCU-A-CB (Split System: Heat Pump with Remote Outdoor Unit-Air-Source) | 38MURAQ24AB3* | ASPEN |  | D(A,C,E)36A34+TDR | PG96MSAA48060B** | 23600 | 16.5 | 9 | 26600 | 20600 | 77.44% | 2.97 | 0 | 9.8 |  |  |  | No | R-410A | 1.9667 | Residential & Commercial | No
215866278 | Central HP <5.4 tons | PAYNE HEATING AND COOLING | HRCU-A-CB (Split System: Heat Pump with Remote Outdoor Unit-Air-Source) | 38MURAQ24AB3* | ASPEN |  | D(A,C,E)24B44+TDR | PG96VTAB48060B** | 23200 | 16.5 | 8.5 | 26800 | 20600 | 76.87% | 3.02 | 0 | 9.8 |  |  |  | No | R-410A | 1.9333 | Residential & Commercial | No
215866276 | Central HP <5.4 tons | PAYNE HEATING AND COOLING | HRCU-A-CB (Split System: Heat Pump with Remote Outdoor Unit-Air-Source) | 38MURAQ24AB3* | ASPEN |  | D(A,C,E)24B44+TDR | PG96MSAA60080C** | 23000 | 17 | 8.5 | 26200 | 20400 | 77.86% | 3 | 0 | 9.8 |  |  |  | No | R-410A | 1.9167 | Residential & Commercial | No
215866279 | Central HP <5.4 tons | PAYNE HEATING AND COOLING | HRCU-A-CB (Split System: Heat Pump with Remote Outdoor Unit-Air-Source) | 38MURAQ24AB3* | ASPEN |  | D(A,C,E)24B44+TDR | PG96VTAB60100C** | 22800 | 17.5 | 8.5 | 26200 | 20200 | 77.1% | 3.02 | 0 | 9.8 |  |  |  | No | R-410A | 1.9 | Residential & Commercial | No
215350410 | Central HP <5.4 tons | HISENSE | HRCU-A-CB (Split System: Heat Pump with Remote Outdoor Unit-Air-Source) | AUWR-36U3SA2 | ADP |  | SM6937 |  | 32200 | 16 | 9.35 | 33400 | 25600 | 76.65% | 2.02 | 0 | 9.5 |  |  |  | No | R-410A | 2.6833 | Residential & Commercial | No
211253512 | Central HP <5.4 tons | NOVAIR | HRCU-A-CB (Split System: Heat Pump with Remote Outdoor Unit-Air-Source) | LEA60-EVOX-30-O |  |  | LEA60-EVOX-30-I |  | 55000 | 15.3 | 9.4 | 59000 | 48500 | 82.2% | 1.91 | 9 | 8.8 |  |  |  | No | R-410A | 4.5833 | Residential & Commercial | No
215866272 | Central HP <5.4 tons | PAYNE HEATING AND COOLING | HRCU-A-CB (Split System: Heat Pump with Remote Outdoor Unit-Air-Source) | 38MURAQ24AB3* | ASPEN |  | D(A,C,E)24A34+TDR | PG96VTAB60100C** | 22000 | 17.5 | 8.1 | 26200 | 20000 | 76.34% | 2.88 | 0 | 9.8 |  |  |  | No | R-410A | 1.8333 | Residential & Commercial | No
215866281 | Central HP <5.4 tons | PAYNE HEATING AND COOLING | HRCU-A-CB (Split System: Heat Pump with Remote Outdoor Unit-Air-Source) | 38MURAQ24AB3* | ASPEN |  | D(A,C,E)30A34+TDR | PG96MSAA48060B** | 23400 | 16.5 | 9.5 | 26600 | 20600 | 77.44% | 2.93 | 0 | 9.8 |  |  |  | No | R-410A | 1.95 | Residential & Commercial | No
215866303 | Central HP <5.4 tons | PAYNE HEATING AND COOLING | HRCU-A-CB (Split System: Heat Pump with Remote Outdoor Unit-Air-Source) | 38MURAQ24AB3* | ASPEN |  | D(A,C,E)36B34+TDR | PG96MSAA48080B** | 23400 | 16.5 | 8.5 | 27000 | 20600 | 76.3% | 3.08 | 0 | 9.8 |  |  |  | No | R-410A | 1.95 | Residential & Commercial | No
214595221 | Central HP <5.4 tons | PAYNE HEATING AND COOLING | HRCU-A-CB (Split System: Heat Pump with Remote Outdoor Unit-Air-Source) | 38MURAQ24AB3* | ASPEN |  | A(E,F)M254+TDR |  | 22200 | 15.2 | 8.5 | 26200 | 23400 | 89.31% | 1.92 | 0 | 9.8 |  |  |  | No | R-410A | 1.85 | Residential & Commercial | No
214630424 | Central HP <5.4 tons | CARRIER | HRCU-A-CB (Split System: Heat Pump with Remote Outdoor Unit-Air-Source) | 25VNA825A*032* | ADP |  | PL36H175P149 | 59TN6C040C14**10 | 23000 | 15.2 | 8.1 | 20000 | 16600 | 83% | 1.96 | 0 | 9.5 |  |  |  | No | R-410A | 1.9167 | Residential & Commercial | No
214595212 | Central HP <5.4 tons | PAYNE HEATING AND COOLING | HRCU-A-CB (Split System: Heat Pump with Remote Outdoor Unit-Air-Source) | 38MURAQ18AB3* | ASPEN |  | A(E,F)M194+TDR |  | 17500 | 15.2 | 8.2 | 19300 | 18300 | 94.82% | 2.2 | 0 | 9.8 |  |  |  | No | R-410A | 1.4583 | Residential & Commercial | No
215866297 | Central HP <5.4 tons | PAYNE HEATING AND COOLING | HRCU-A-CB (Split System: Heat Pump with Remote Outdoor Unit-Air-Source) | 38MURAQ24AB3* | ASPEN |  | D(A,C,E)36A34+TDR | PG96MSAA60080C** | 22800 | 17 | 8.5 | 26200 | 20200 | 77.1% | 2.9 | 0 | 9.8 |  |  |  | No | R-410A | 1.9 | Residential & Commercial | No
215866313 | Central HP <5.4 tons | PAYNE HEATING AND COOLING | HRCU-A-CB (Split System: Heat Pump with Remote Outdoor Unit-Air-Source) | 38MURAQ36AB3* | ASPEN |  | D(A,C,E)36A34+TDR | PG96VTAB60100C** | 34400 | 16 | 8.1 | 38500 | 32200 | 83.64% | 2.59 | 0 | 9.8 |  |  |  | No | R-410A | 2.8667 | Residential & Commercial | No
215866320 | Central HP <5.4 tons | PAYNE HEATING AND COOLING | HRCU-A-CB (Split System: Heat Pump with Remote Outdoor Unit-Air-Source) | 38MURAQ36AB3* | ASPEN |  | D(A,C,E)36B34+TDR | PG96VTAB60100C** | 34800 | 16 | 8.1 | 38500 | 32200 | 83.64% | 2.64 | 0 | 9.8 |  |  |  | No | R-410A | 2.9 | Residential & Commercial | No
213613488 | Central HP <5.4 tons | PAYNE HEATING AND COOLING | HRCU-A-CB (Split System: Heat Pump with Remote Outdoor Unit-Air-Source) | 38MURAQ24AB3* | ASPEN |  | L(E,G)M24B4 |  | 22800 | 16 | 8.8 | 26400 | 20400 | 77.27% | 2.84 | 0 | 9.9 |  |  |  | No | R-410A | 1.9 | Residential & Commercial | No
215866280 | Central HP <5.4 tons | PAYNE HEATING AND COOLING | HRCU-A-CB (Split System: Heat Pump with Remote Outdoor Unit-Air-Source) | 38MURAQ24AB3* | ASPEN |  | D(A,C,E)30A34+TDR | PG96MSAA30040A** | 23000 | 16 | 8.5 | 27000 | 20600 | 76.3% | 2.89 | 0 | 9 |  |  |  | No | R-410A | 1.9167 | Residential & Commercial | No
215866287 | Central HP <5.4 tons | PAYNE HEATING AND COOLING | HRCU-A-CB (Split System: Heat Pump with Remote Outdoor Unit-Air-Source) | 38MURAQ24AB3* | ASPEN |  | D(A,C,E)30B34+TDR | PG96MSAA30040A** | 23200 | 16 | 8.5 | 27000 | 20600 | 76.3% | 2.99 | 0 | 9 |  |  |  | No | R-410A | 1.9333 | Residential & Commercial | No
212593481 | Central HP <5.4 tons | SAMSUNG | HRCU-A-CB (Split System: Heat Pump with Remote Outdoor Unit-Air-Source) | AC036BXUDCH | ASPEN |  | L(E,G)M36G4 |  | 35800 | 17 | 8.1 | 34600 | 36800 | 106.4% | 2.2 | 0 | 9 |  |  |  | No | R-410A | 2.9833 | Residential & Commercial | No
214608692 | Central HP <5.4 tons | COLEMAN | HRCU-A-CB (Split System: Heat Pump with Remote Outdoor Unit-Air-Source) | HMH72B341 | ASPEN |  | CM36B34+TDR | CP9C100C20MP13 | 32000 | 17.5 | 8.1 | 34000 | 24800 | 72.94% | 2.12 | 0 | 9.4 |  |  |  | No | R-410A | 2.6667 | Residential & Commercial | No
213362732 | Central HP <5.4 tons | COLEMAN | HRCU-A-CB (Split System: Heat Pump with Remote Outdoor Unit-Air-Source) | HMH72B341 | ADP |  | H,YG9J936 | CPLC080B12MP13 | 32400 | 17 | 8.1 | 32000 | 23200 | 72.5% | 2 | 0 | 9.5 |  |  |  | No | R-410A | 2.7 | Residential & Commercial | No
213362799 | Central HP <5.4 tons | COLEMAN | HRCU-A-CB (Split System: Heat Pump with Remote Outdoor Unit-Air-Source) | HMH72B341 | ADP |  | H,YG81936 | Z9ES060B12SMPS1 | 34000 | 17 | 8.1 | 31800 | 23600 | 74.21% | 2.06 | 0 | 9.5 |  |  |  | No | R-410A | 2.8333 | Residential & Commercial | No
215866282 | Central HP <5.4 tons | PAYNE HEATING AND COOLING | HRCU-A-CB (Split System: Heat Pump with Remote Outdoor Unit-Air-Source) | 38MURAQ24AB3* | ASPEN |  | D(A,C,E)30A34+TDR | PG96MSAA48080B** | 23200 | 16.5 | 8.5 | 27000 | 20400 | 75.56% | 2.93 | 0 | 9.8 |  |  |  | No | R-410A | 1.9333 | Residential & Commercial | No
212982934 | Central HP <5.4 tons | TEMPSTAR | HRCU-A-CB (Split System: Heat Pump with Remote Outdoor Unit-Air-Source) | DLCURAH30ABK |  |  | EA*4X36L21A* | *80MSU0802120A* | 29400 | 15.2 | 8.5 | 33800 | 28000 | 82.84% | 1.76 | 0 | 9 |  |  |  | No | R-410A | 2.45 | Residential & Commercial | No
213613484 | Central HP <5.4 tons | PAYNE HEATING AND COOLING | HRCU-A-CB (Split System: Heat Pump with Remote Outdoor Unit-Air-Source) | 38MURAQ24AA3* | ASPEN |  | L(E,G)M36L4 |  | 24000 | 15.5 | 9 | 25400 | 22600 | 88.98% | 2.89 | 0 | 9 |  |  |  | No | R-410A | 2 | Residential & Commercial | No
214296097 | Central HP <5.4 tons | BOREAL | HRCU-A-C (Split System: Heat Pump with Remote Outdoor Unit with No Indoor Fan --Air Source) | ENVBR60HPJ1OA | ADP |  | *E49960+TD |  | 50500 | 15.2 | 8.35 | 51000 | 36800 | 72.16% | 1.78 | 0 | 9.5 |  |  |  | No | R-410A | 4.2083 | Residential & Commercial | No
213296055 | Central HP <5.4 tons | YORK | HRCU-A-CB (Split System: Heat Pump with Remote Outdoor Unit-Air-Source) | HMH72B341 | ASPEN |  | D(A,C,E)36A3G+TXV+TDR | TM9Y120D20MP11 | 31200 | 16.3 | 8.5 | 32400 | 28200 | 87.04% | 2.76 | 0 | 9.3 |  |  |  | No | R-410A | 2.6 | Residential & Commercial | No
213296206 | Central HP <5.4 tons | YORK | HRCU-A-CB (Split System: Heat Pump with Remote Outdoor Unit-Air-Source) | HMH72B341 | ASPEN |  | C(A,C,D,E)48C26+TDR | TM8E100B12MP11 | 30800 | 17.7 | 8.5 | 33800 | 27400 | 81.07% | 2.63 | 0 | 9 |  |  |  | No | R-410A | 2.5667 | Residential & Commercial | No
213613504 | Central HP <5.4 tons | PAYNE HEATING AND COOLING | HRCU-A-CB (Split System: Heat Pump with Remote Outdoor Unit-Air-Source) | 38MURAQ24AB3* | ASPEN |  | L(E,G)M36L4 |  | 24000 | 15.2 | 8.5 | 26400 | 23400 | 88.64% | 1.92 | 0 | 9.8 |  |  |  | No | R-410A | 2 | Residential & Commercial | No
215866275 | Central HP <5.4 tons | PAYNE HEATING AND COOLING | HRCU-A-CB (Split System: Heat Pump with Remote Outdoor Unit-Air-Source) | 38MURAQ24AB3* | ASPEN |  | D(A,C,E)24B44+TDR | PG96MSAA48080B** | 23400 | 16.5 | 8.5 | 27000 | 20600 | 76.3% | 3.06 | 0 | 9.8 |  |  |  | No | R-410A | 1.95 | Residential & Commercial | No
213613450 | Central HP <5.4 tons | PAYNE HEATING AND COOLING | HRCU-A-CB (Split System: Heat Pump with Remote Outdoor Unit-Air-Source) | 38MURAQ18AB3* | ASPEN |  | AFM234+TDR |  | 17500 | 15.2 | 8.2 | 19300 | 18300 | 94.82% | 2.2 | 0 | 9.8 |  |  |  | No | R-410A | 1.4583 | Residential & Commercial | No
213613487 | Central HP <5.4 tons | PAYNE HEATING AND COOLING | HRCU-A-CB (Split System: Heat Pump with Remote Outdoor Unit-Air-Source) | 38MURAQ24AB3* | ASPEN |  | L(E,G)M24A4 |  | 22000 | 15.8 | 9 | 26400 | 20400 | 77.27% | 2.88 | 0 | 9.7 |  |  |  | No | R-410A | 1.8333 | Residential & Commercial | No
215866274 | Central HP <5.4 tons | PAYNE HEATING AND COOLING | HRCU-A-CB (Split System: Heat Pump with Remote Outdoor Unit-Air-Source) | 38MURAQ24AB3* | ASPEN |  | D(A,C,E)24B44+TDR | PG96MSAA48060B** | 23600 | 16.5 | 9.5 | 26600 | 20800 | 78.2% | 3.05 | 0 | 9.8 |  |  |  | No | R-410A | 1.9667 | Residential & Commercial | No
215866292 | Central HP <5.4 tons | PAYNE HEATING AND COOLING | HRCU-A-CB (Split System: Heat Pump with Remote Outdoor Unit-Air-Source) | 38MURAQ24AB3* | ASPEN |  | D(A,C,E)30B34+TDR | PG96VTAB48060B** | 23200 | 16.5 | 8.5 | 26800 | 20600 | 76.87% | 3.03 | 0 | 9.8 |  |  |  | No | R-410A | 1.9333 | Residential & Commercial | No
215866273 | Central HP <5.4 tons | PAYNE HEATING AND COOLING | HRCU-A-CB (Split System: Heat Pump with Remote Outdoor Unit-Air-Source) | 38MURAQ24AB3* | ASPEN |  | D(A,C,E)24B44+TDR | PG96MSAA30040A** | 23200 | 16 | 8.5 | 27000 | 20600 | 76.3% | 2.98 | 0 | 9 |  |  |  | No | R-410A | 1.9333 | Residential & Commercial | No
215866296 | Central HP <5.4 tons | PAYNE HEATING AND COOLING | HRCU-A-CB (Split System: Heat Pump with Remote Outdoor Unit-Air-Source) | 38MURAQ24AB3* | ASPEN |  | D(A,C,E)36A34+TDR | PG96MSAA48080B** | 23400 | 16.5 | 8.5 | 27000 | 20400 | 75.56% | 2.96 | 0 | 9.8 |  |  |  | No | R-410A | 1.95 | Residential & Commercial | No
215866305 | Central HP <5.4 tons | PAYNE HEATING AND COOLING | HRCU-A-CB (Split System: Heat Pump with Remote Outdoor Unit-Air-Source) | 38MURAQ24AB3* | ASPEN |  | D(A,C,E)36B34+TDR | PG96VTAB30040A** | 23000 | 16 | 8.5 | 27000 | 20600 | 76.3% | 2.98 | 0 | 9 |  |  |  | No | R-410A | 1.9167 | Residential & Commercial | No
214296113 | Central HP <5.4 tons | BOREAL | HRCU-A-C (Split System: Heat Pump with Remote Outdoor Unit with No Indoor Fan --Air Source) | ENVBR60HPJ1OA | ADP |  | HG52960 |  | 50500 | 15.2 | 8.5 | 51000 | 36800 | 72.16% | 1.8 | 0 | 9.5 |  |  |  | No | R-410A | 4.2083 | Residential & Commercial | No
214296114 | Central HP <5.4 tons | BOREAL | HRCU-A-C (Split System: Heat Pump with Remote Outdoor Unit with No Indoor Fan --Air Source) | ENVBR60HPJ1OA | ADP |  | HG52960+TD |  | 50500 | 15.2 | 8.5 | 51000 | 36800 | 72.16% | 1.8 | 0 | 9.5 |  |  |  | No | R-410A | 4.2083 | Residential & Commercial | No
212983435 | Central HP <5.4 tons | TEMPSTAR | HRCU-A-CB (Split System: Heat Pump with Remote Outdoor Unit-Air-Source) | DLCURAH24AAK |  |  | EN(A,D,W)4X36L17** | *92MSN0601412A* | 24000 | 16 | 8.1 | 25200 | 35200 | 139.7% | 1.82 | 0 | 9.5 |  |  |  | No | R-410A | 2 | Residential & Commercial | No
212150607 | Central HP <5.4 tons | SAMSUNG | HRCU-A-CB (Split System: Heat Pump with Remote Outdoor Unit-Air-Source) | AC048BXUPCH | ASPEN |  | AFM474+TDR |  | 47500 | 17 | 8.5 | 44000 | 58500 | 133% | 2.3 | 0 | 8.5 |  |  |  | No | R-410A | 3.9583 | Residential & Commercial | No
215866314 | Central HP <5.4 tons | PAYNE HEATING AND COOLING | HRCU-A-CB (Split System: Heat Pump with Remote Outdoor Unit-Air-Source) | 38MURAQ36AB3* | ASPEN |  | D(A,C,E)36A34+TDR | PG96VTAB66120D** | 33800 | 16 | 8.1 | 38500 | 32200 | 83.64% | 2.63 | 0 | 9 |  |  |  | No | R-410A | 2.8167 | Residential & Commercial | No
215866286 | Central HP <5.4 tons | PAYNE HEATING AND COOLING | HRCU-A-CB (Split System: Heat Pump with Remote Outdoor Unit-Air-Source) | 38MURAQ24AB3* | ASPEN |  | D(A,C,E)30A34+TDR | PG96VTAB60100C** | 22200 | 17.5 | 8.1 | 26200 | 20000 | 76.34% | 2.87 | 0 | 9.8 |  |  |  | No | R-410A | 1.85 | Residential & Commercial | No
215866299 | Central HP <5.4 tons | PAYNE HEATING AND COOLING | HRCU-A-CB (Split System: Heat Pump with Remote Outdoor Unit-Air-Source) | 38MURAQ24AB3* | ASPEN |  | D(A,C,E)36A34+TDR | PG96VTAB48060B** | 23200 | 16.5 | 8.5 | 26800 | 20600 | 76.87% | 2.93 | 0 | 9.8 |  |  |  | No | R-410A | 1.9333 | Residential & Commercial | No
215866301 | Central HP <5.4 tons | PAYNE HEATING AND COOLING | HRCU-A-CB (Split System: Heat Pump with Remote Outdoor Unit-Air-Source) | 38MURAQ24AB3* | ASPEN |  | D(A,C,E)36B34+TDR | PG96MSAA30040A** | 23200 | 16 | 8.5 | 27000 | 20600 | 76.3% | 2.99 | 0 | 9 |  |  |  | No | R-410A | 1.9333 | Residential & Commercial | No
215866267 | Central HP <5.4 tons | PAYNE HEATING AND COOLING | HRCU-A-CB (Split System: Heat Pump with Remote Outdoor Unit-Air-Source) | 38MURAQ24AB3* | ASPEN |  | D(A,C,E)24A34+TDR | PG96MSAA48060B** | 23000 | 16.5 | 9.5 | 26600 | 20600 | 77.44% | 2.96 | 0 | 9.8 |  |  |  | No | R-410A | 1.9167 | Residential & Commercial | No
215866285 | Central HP <5.4 tons | PAYNE HEATING AND COOLING | HRCU-A-CB (Split System: Heat Pump with Remote Outdoor Unit-Air-Source) | 38MURAQ24AB3* | ASPEN |  | D(A,C,E)30A34+TDR | PG96VTAB48060B** | 23000 | 16.5 | 8.5 | 26800 | 20400 | 76.12% | 2.9 | 0 | 9.8 |  |  |  | No | R-410A | 1.9167 | Residential & Commercial | No
214630429 | Central HP <5.4 tons | CARRIER | HRCU-A-CB (Split System: Heat Pump with Remote Outdoor Unit-Air-Source) | 25VNA825A*032* | ADP |  | V,C36H***P219 | 59TN6C040C14**10 | 22800 | 15.2 | 8.1 | 20000 | 16600 | 83% | 1.96 | 0 | 9.5 |  |  |  | No | R-410A | 1.9 | Residential & Commercial | No
214624825 | Central HP <5.4 tons | CARRIER | HRCU-A-CB (Split System: Heat Pump with Remote Outdoor Unit-Air-Source) | 38MURAQ30AB3* | ADP |  | PL36H210P749 | 58SU*B040M17**12 | 29800 | 15.2 | 8.5 | 32200 | 27000 | 83.85% | 1.78 | 0 | 9 |  |  |  | No | R-410A | 2.4833 | Residential & Commercial | No
211226585 | Central HP <5.4 tons | HEIL | HRCU-A-CB (Split System: Heat Pump with Remote Outdoor Unit-Air-Source) | DLCURAH36ABK |  |  | EA*4X37L17A* | *80VTL0451412A* | 36000 | 15.2 | 8.1 | 38500 | 35000 | 90.91% | 2.02 | 0 | 9.5 |  |  |  | No | R-410A | 3 | Residential & Commercial | No
214608787 | Central HP <5.4 tons | COLEMAN | HRCU-A-CB (Split System: Heat Pump with Remote Outdoor Unit-Air-Source) | HMH72B361 | ASPEN |  | D(A,C,E)48D34+JMET12BS2N1+TDR |  | 35400 | 18 | 8.1 | 36000 | 26000 | 72.22% | 2.8 | 0 | 9 |  |  |  | No | R-410A | 2.95 | Residential & Commercial | No
213796150 | Central HP <5.4 tons | COLEMAN | HRCU-A-CB (Split System: Heat Pump with Remote Outdoor Unit-Air-Source) | HMH72B341 | ADP |  | V,Y36H***P449 | TM8V060A12MP12 | 34000 | 17 | 8.1 | 32400 | 23800 | 73.46% | 2.06 | 0 | 9.5 |  |  |  | No | R-410A | 2.8333 | Residential & Commercial | No
215866317 | Central HP <5.4 tons | PAYNE HEATING AND COOLING | HRCU-A-CB (Split System: Heat Pump with Remote Outdoor Unit-Air-Source) | 38MURAQ36AB3* | ASPEN |  | D(A,C,E)36B34+TDR | PG96MSAA60080C** | 34800 | 16 | 8.1 | 39000 | 32400 | 83.08% | 2.63 | 0 | 9 |  |  |  | No | R-410A | 2.9 | Residential & Commercial | No
215866319 | Central HP <5.4 tons | PAYNE HEATING AND COOLING | HRCU-A-CB (Split System: Heat Pump with Remote Outdoor Unit-Air-Source) | 38MURAQ36AB3* | ASPEN |  | D(A,C,E)36B34+TDR | PG96VTAB48060B** | 34400 | 15.2 | 8.1 | 38500 | 32600 | 84.68% | 2.57 | 0 | 9 |  |  |  | No | R-410A | 2.8667 | Residential & Commercial | No
214296103 | Central HP <5.4 tons | BOREAL | HRCU-A-C (Split System: Heat Pump with Remote Outdoor Unit with No Indoor Fan --Air Source) | ENVBR60HPJ1OA | ADP |  | H,GE50960+TD |  | 50500 | 15.2 | 8.4 | 51000 | 36800 | 72.16% | 1.78 | 0 | 9.5 |  |  |  | No | R-410A | 4.2083 | Residential & Commercial | No
212621902 | Central HP <5.4 tons | COLEMAN | HRCU-A-CB (Split System: Heat Pump with Remote Outdoor Unit-Air-Source) | HMH72B341 | ASPEN |  | D(A,C,E)36B34+TDR | TP9C120D20MP13 | 31600 | 17 | 8.1 | 32400 | 28200 | 87.04% | 2.51 | 0 | 9.3 |  |  |  | No | R-410A | 2.6333 | Residential & Commercial | No
212622083 | Central HP <5.4 tons | COLEMAN | HRCU-A-CB (Split System: Heat Pump with Remote Outdoor Unit-Air-Source) | HMH72B341 | ASPEN |  | D(A,C,E)42C24+TDR | TM8Y060A12MP11 | 30400 | 17.6 | 8.1 | 33400 | 27400 | 82.04% | 2.42 | 0 | 9.6 |  |  |  | No | R-410A | 2.5333 | Residential & Commercial | No
212622102 | Central HP <5.4 tons | COLEMAN | HRCU-A-CB (Split System: Heat Pump with Remote Outdoor Unit-Air-Source) | HMH72B341 | ASPEN |  | D(A,C,E)42A34+TDR | TM9E100C16MP12 | 32000 | 17.9 | 8.3 | 33400 | 27400 | 82.04% | 2.63 | 0 | 9.9 |  |  |  | No | R-410A | 2.6667 | Residential & Commercial | No
212622103 | Central HP <5.4 tons | COLEMAN | HRCU-A-CB (Split System: Heat Pump with Remote Outdoor Unit-Air-Source) | HMH72B341 | ASPEN |  | C(A,C,D,E)42A24+TDR | TM8Y100C20MP11 | 31200 | 17.9 | 8.1 | 33400 | 29800 | 89.22% | 2.75 | 0 | 9.3 |  |  |  | No | R-410A | 2.6 | Residential & Commercial | No
212622251 | Central HP <5.4 tons | COLEMAN | HRCU-A-CB (Split System: Heat Pump with Remote Outdoor Unit-Air-Source) | HMH72B341 | ASPEN |  | D(A,C,E)48A34+TDR | TM9V080B12MP12 | 32800 | 17 | 8.1 | 33600 | 29400 | 87.5% | 2.64 | 0 | 9.5 |  |  |  | No | R-410A | 2.7333 | Residential & Commercial | No
212622337 | Central HP <5.4 tons | COLEMAN | HRCU-A-CB (Split System: Heat Pump with Remote Outdoor Unit-Air-Source) | HMH72B341 | ASPEN |  | C(A,C,D,E)42B24+TDR | TM8E080C16MP11 | 31400 | 18 | 8.2 | 33600 | 28200 | 83.93% | 2.66 | 0 | 9.9 |  |  |  | No | R-410A | 2.6167 | Residential & Commercial | No
212622353 | Central HP <5.4 tons | COLEMAN | HRCU-A-CB (Split System: Heat Pump with Remote Outdoor Unit-Air-Source) | HMH72B341 | ASPEN |  | C(A,C,D,E)48A24+TDR | TM8E100B12MP11 | 30000 | 17.4 | 8.3 | 33600 | 27600 | 82.14% | 2.59 | 0 | 9.5 |  |  |  | No | R-410A | 2.5 | Residential & Commercial | No
212622368 | Central HP <5.4 tons | COLEMAN | HRCU-A-CB (Split System: Heat Pump with Remote Outdoor Unit-Air-Source) | HMH72B341 | ASPEN |  | C(A,C,D,E)36A34+TDR | TM9V080C16MP12 | 31400 | 17.4 | 8.2 | 33600 | 27200 | 80.95% | 2.58 | 0 | 9.8 |  |  |  | No | R-410A | 2.6167 | Residential & Commercial | No
212622420 | Central HP <5.4 tons | COLEMAN | HRCU-A-CB (Split System: Heat Pump with Remote Outdoor Unit-Air-Source) | HMH72B341 | ASPEN |  | C(A,C,D,E)42B24+TDR | TM8Y100C20MP11 | 31800 | 18 | 8.2 | 33600 | 30000 | 89.29% | 2.77 | 0 | 9.4 |  |  |  | No | R-410A | 2.65 | Residential & Commercial | No
212622435 | Central HP <5.4 tons | COLEMAN | HRCU-A-CB (Split System: Heat Pump with Remote Outdoor Unit-Air-Source) | HMH72B341 | ASPEN |  | C(A,C,D,E)42A24+TDR | TM9V080C16MP12 | 29400 | 16.7 | 8.4 | 33600 | 27600 | 82.14% | 2.64 | 0 | 9.4 |  |  |  | No | R-410A | 2.45 | Residential & Commercial | No
212622452 | Central HP <5.4 tons | COLEMAN | HRCU-A-CB (Split System: Heat Pump with Remote Outdoor Unit-Air-Source) | HMH72B341 | ASPEN |  | C(A,C,D,E)42D24+TDR | TM9E100C16MP12 | 30800 | 17.7 | 8.5 | 33600 | 27200 | 80.95% | 2.66 | 0 | 9 |  |  |  | No | R-410A | 2.5667 | Residential & Commercial | No
215350411 | Central HP <5.4 tons | HISENSE | HRCU-A-CB (Split System: Heat Pump with Remote Outdoor Unit-Air-Source) | AUWR-36U3SA2 | ADP |  | SL6937 |  | 32200 | 16 | 9.35 | 33400 | 25600 | 76.65% | 2.02 | 0 | 9.5 |  |  |  | No | R-410A | 2.6833 | Residential & Commercial | No
212622487 | Central HP <5.4 tons | COLEMAN | HRCU-A-CB (Split System: Heat Pump with Remote Outdoor Unit-Air-Source) | HMH72B341 | ASPEN |  | C(A,C,D,E)36B24+TDR | TM8Y100C20MP11 | 31200 | 17.9 | 8.4 | 33600 | 30000 | 89.29% | 2.83 | 0 | 9.3 |  |  |  | No | R-410A | 2.6 | Residential & Commercial | No
212622620 | Central HP <5.4 tons | COLEMAN | HRCU-A-CB (Split System: Heat Pump with Remote Outdoor Unit-Air-Source) | HMH72B341 | ASPEN |  | C(A,C,D,E)36B34+TDR | TM9V080B12MP12 | 32800 | 17 | 8.2 | 33800 | 29200 | 86.39% | 2.65 | 0 | 9.5 |  |  |  | No | R-410A | 2.7333 | Residential & Commercial | No
212622769 | Central HP <5.4 tons | COLEMAN | HRCU-A-CB (Split System: Heat Pump with Remote Outdoor Unit-Air-Source) | HMH72B341 | ASPEN |  | D(A,C,E)36C34+TDR | TM9E060A10MP12 | 32200 | 17.5 | 8.1 | 33800 | 27400 | 81.07% | 2.4 | 0 | 9.5 |  |  |  | No | R-410A | 2.6833 | Residential & Commercial | No
212622902 | Central HP <5.4 tons | COLEMAN | HRCU-A-CB (Split System: Heat Pump with Remote Outdoor Unit-Air-Source) | HMH72B341 | ASPEN |  | C(A,C,D,E)48A34+TDR | TM9E080B12MP12 | 32400 | 17.5 | 8.4 | 33800 | 27400 | 81.07% | 2.62 | 0 | 9.9 |  |  |  | No | R-410A | 2.7 | Residential & Commercial | No
212621786 | Central HP <5.4 tons | COLEMAN | HRCU-A-CB (Split System: Heat Pump with Remote Outdoor Unit-Air-Source) | HMH72B341 | ASPEN |  | D(A,C,E)36B34+TDR | TPLC120C20MP13 | 31400 | 16.5 | 8.1 | 32400 | 27800 | 85.8% | 2.44 | 0 | 8.9 |  |  |  | No | R-410A | 2.6167 | Residential & Commercial | No
212621866 | Central HP <5.4 tons | COLEMAN | HRCU-A-CB (Split System: Heat Pump with Remote Outdoor Unit-Air-Source) | HMH72B341 | ASPEN |  | D(A,C,E)48D24+TDR | CP9C120D20MP13 | 30600 | 16.6 | 8.1 | 32400 | 28200 | 87.04% | 2.51 | 0 | 9 |  |  |  | No | R-410A | 2.55 | Residential & Commercial | No
212621883 | Central HP <5.4 tons | COLEMAN | HRCU-A-CB (Split System: Heat Pump with Remote Outdoor Unit-Air-Source) | HMH72B341 | ASPEN |  | D(A,C,E)42B34+TDR | TM9V120D20MP12 | 32000 | 17 | 8.5 | 32400 | 28200 | 87.04% | 2.79 | 0 | 9.4 |  |  |  | No | R-410A | 2.6667 | Residential & Commercial | No
212623036 | Central HP <5.4 tons | COLEMAN | HRCU-A-CB (Split System: Heat Pump with Remote Outdoor Unit-Air-Source) | HMH72B341 | ASPEN |  | C(A,C,D,E)42C24+TDR | TM9E080B12MP12 | 30400 | 17 | 8.5 | 33800 | 27400 | 81.07% | 2.65 | 0 | 9 |  |  |  | No | R-410A | 2.5333 | Residential & Commercial | No
212623071 | Central HP <5.4 tons | COLEMAN | HRCU-A-CB (Split System: Heat Pump with Remote Outdoor Unit-Air-Source) | HMH72B341 | ASPEN |  | D(A,C,E)42D24+TDR | TM9E080B12MP12 | 30800 | 17.2 | 8.5 | 33800 | 27400 | 81.07% | 2.65 | 0 | 9 |  |  |  | No | R-410A | 2.5667 | Residential & Commercial | No
212623104 | Central HP <5.4 tons | COLEMAN | HRCU-A-CB (Split System: Heat Pump with Remote Outdoor Unit-Air-Source) | HMH72B341 | ASPEN |  | D(A,C,E)36A34+TDR | TM9Y100C20MP11 | 31600 | 15.4 | 8.1 | 33800 | 27400 | 81.07% | 2.38 | 0 | 9.3 |  |  |  | No | R-410A | 2.6333 | Residential & Commercial | No
212623170 | Central HP <5.4 tons | COLEMAN | HRCU-A-CB (Split System: Heat Pump with Remote Outdoor Unit-Air-Source) | HMH72B341 | ASPEN |  | C(A,C,D,E)42B24+TDR | TMLE060A12MP11 | 30000 | 17.4 | 8.1 | 33800 | 27400 | 81.07% | 2.44 | 0 | 9.5 |  |  |  | No | R-410A | 2.5 | Residential & Commercial | No
212623306 | Central HP <5.4 tons | COLEMAN | HRCU-A-CB (Split System: Heat Pump with Remote Outdoor Unit-Air-Source) | HMH72B341 | ASPEN |  | D(A,C,E)36A44+TDR | CP9C080C16MP13 | 32000 | 17.5 | 8.1 | 33800 | 27400 | 81.07% | 2.45 | 0 | 9.9 |  |  |  | No | R-410A | 2.6667 | Residential & Commercial | No
212623338 | Central HP <5.4 tons | COLEMAN | HRCU-A-CB (Split System: Heat Pump with Remote Outdoor Unit-Air-Source) | HMH72B341 | ASPEN |  | C(A,C,D,E)36D24+TDR | TM9V080C16MP12 | 30400 | 17 | 8.5 | 33800 | 27400 | 81.07% | 2.66 | 0 | 9 |  |  |  | No | R-410A | 2.5333 | Residential & Commercial | No
212623357 | Central HP <5.4 tons | COLEMAN | HRCU-A-CB (Split System: Heat Pump with Remote Outdoor Unit-Air-Source) | HMH72B341 | ASPEN |  | D(A,C,E)42C24+TDR | TM9V080C16MP12 | 30400 | 17 | 8.5 | 33800 | 27400 | 81.07% | 2.66 | 0 | 9 |  |  |  | No | R-410A | 2.5333 | Residential & Commercial | No
213613468 | Central HP <5.4 tons | PAYNE HEATING AND COOLING | HRCU-A-CB (Split System: Heat Pump with Remote Outdoor Unit-Air-Source) | 38MURAQ24AA3* | ASPEN |  | L(E,G)M24B4 |  | 22800 | 15.5 | 8.8 | 25400 | 22600 | 88.98% | 2.84 | 0 | 9.4 |  |  |  | No | R-410A | 1.9 | Residential & Commercial | No
214608802 | Central HP <5.4 tons | COLEMAN | HRCU-A-CB (Split System: Heat Pump with Remote Outdoor Unit-Air-Source) | HMH72B361 | ASPEN |  | D(A,C,E)48D36+JMET12BS2N1+TDR |  | 35400 | 18 | 8.1 | 36000 | 26000 | 72.22% | 2.8 | 0 | 9 |  |  |  | No | R-410A | 2.95 | Residential & Commercial | No
214320589 | Central HP <5.4 tons | Frigidaire | HRCU-A-C (Split System: Heat Pump with Remote Outdoor Unit with No Indoor Fan --Air Source) | GXH24-36MSK4DH | ASPEN |  | D(A,C,E)36B34+TDR |  | 32000 | 15.2 | 8.5 | 34000 | 24000 | 70.59% | 1.8 | 0 | 9.5 |  |  |  | No | R-410A | 2.6667 | Residential & Commercial | No
214320590 | Central HP <5.4 tons | Frigidaire | HRCU-A-C (Split System: Heat Pump with Remote Outdoor Unit with No Indoor Fan --Air Source) | GXH24-36MSK4DH | ASPEN |  | C(A,C,E)37C24+TDR |  | 32000 | 15.2 | 8.5 | 34000 | 24000 | 70.59% | 1.8 | 0 | 9.5 |  |  |  | No | R-410A | 2.6667 | Residential & Commercial | No
213273404 | Central HP <5.4 tons | COLEMAN | HRCU-A-CB (Split System: Heat Pump with Remote Outdoor Unit-Air-Source) | HMH72B361 | ASPEN |  | D(A,C,E)36A44+TDR | Z8ES100C20LMPS1 | 34000 | 16.5 | 8.1 | 36000 | 26800 | 74.44% | 2.83 | 0 | 8.9 |  |  |  | No | R-410A | 2.8333 | Residential & Commercial | No
213278585 | Central HP <5.4 tons | COLEMAN | HRCU-A-CB (Split System: Heat Pump with Remote Outdoor Unit-Air-Source) | HMH72B361 | ASPEN |  | D(A,C,E)36A46+JMVT12BC2N1+TDR |  | 34000 | 18 | 8.1 | 36000 | 26400 | 73.33% | 2.81 | 0 | 8.9 |  |  |  | No | R-410A | 2.8333 | Residential & Commercial | No
213362731 | Central HP <5.4 tons | COLEMAN | HRCU-A-CB (Split System: Heat Pump with Remote Outdoor Unit-Air-Source) | HMH72B341 | ADP |  | H,YG81936 | CPLC060A12MP13 | 34000 | 17 | 8.1 | 32400 | 23800 | 73.46% | 2.06 | 0 | 9.5 |  |  |  | No | R-410A | 2.8333 | Residential & Commercial | No
213362783 | Central HP <5.4 tons | COLEMAN | HRCU-A-CB (Split System: Heat Pump with Remote Outdoor Unit-Air-Source) | HMH72B341 | ADP |  | H,YG81936 | TPLC060A12MP13 | 34000 | 17 | 8.1 | 32400 | 23800 | 73.46% | 2.06 | 0 | 9.5 |  |  |  | No | R-410A | 2.8333 | Residential & Commercial | No
212626782 | Central HP <5.4 tons | COLEMAN | HRCU-A-CB (Split System: Heat Pump with Remote Outdoor Unit-Air-Source) | HMH72B341 | ASPEN |  | D(A,C,E)48A36+TDR | TM9E080B12MP12 | 32400 | 17.5 | 8.4 | 33800 | 27400 | 81.07% | 2.62 | 0 | 9.9 |  |  |  | No | R-410A | 2.7 | Residential & Commercial | No
212626814 | Central HP <5.4 tons | COLEMAN | HRCU-A-CB (Split System: Heat Pump with Remote Outdoor Unit-Air-Source) | HMH72B341 | ASPEN |  | C(A,C,D,E)36A36+TDR | TM9V100C16MP12 | 31400 | 17.4 | 8.2 | 33800 | 27200 | 80.47% | 2.61 | 0 | 9.8 |  |  |  | No | R-410A | 2.6167 | Residential & Commercial | No
212626833 | Central HP <5.4 tons | COLEMAN | HRCU-A-CB (Split System: Heat Pump with Remote Outdoor Unit-Air-Source) | HMH72B341 | ASPEN |  | C(A,C,D,E)36B26+TDR | TM9E080B12MP12 | 29400 | 16.7 | 8.5 | 33800 | 27400 | 81.07% | 2.65 | 0 | 9.4 |  |  |  | No | R-410A | 2.45 | Residential & Commercial | No
214595213 | Central HP <5.4 tons | PAYNE HEATING AND COOLING | HRCU-A-CB (Split System: Heat Pump with Remote Outdoor Unit-Air-Source) | 38MURAQ18AB3* | ASPEN |  | A(E,F)M254+TDR |  | 17500 | 15.2 | 8.5 | 19300 | 18300 | 94.82% | 2.2 | 0 | 9.8 |  |  |  | No | R-410A | 1.4583 | Residential & Commercial | No
212626866 | Central HP <5.4 tons | COLEMAN | HRCU-A-CB (Split System: Heat Pump with Remote Outdoor Unit-Air-Source) | HMH72B341 | ASPEN |  | C(A,C,D,E)36B26+TDR | TM8E120C16MP11 | 31000 | 17.9 | 8.3 | 33800 | 28800 | 85.21% | 2.73 | 0 | 9.8 |  |  |  | No | R-410A | 2.5833 | Residential & Commercial | No
212626949 | Central HP <5.4 tons | COLEMAN | HRCU-A-CB (Split System: Heat Pump with Remote Outdoor Unit-Air-Source) | HMH72B341 | ASPEN |  | D(A,C,E)48D26+TDR | TMLE060A12MP11 | 31200 | 17.8 | 8.1 | 33800 | 27400 | 81.07% | 2.44 | 0 | 9.7 |  |  |  | No | R-410A | 2.6 | Residential & Commercial | No
212626967 | Central HP <5.4 tons | COLEMAN | HRCU-A-CB (Split System: Heat Pump with Remote Outdoor Unit-Air-Source) | HMH72B341 | ASPEN |  | D(A,C,E)42D26+TDR | TMLE100B12MP11 | 30800 | 17.7 | 8.1 | 33800 | 27400 | 81.07% | 2.44 | 0 | 9 |  |  |  | No | R-410A | 2.5667 | Residential & Commercial | No
212626980 | Central HP <5.4 tons | COLEMAN | HRCU-A-CB (Split System: Heat Pump with Remote Outdoor Unit-Air-Source) | HMH72B341 | ASPEN |  | D(A,C,E)36A46+TDR | TM8Y100C20MP11 | 33600 | 18 | 8.3 | 33800 | 30000 | 88.76% | 2.76 | 0 | 9.5 |  |  |  | No | R-410A | 2.8 | Residential & Commercial | No
212626998 | Central HP <5.4 tons | COLEMAN | HRCU-A-CB (Split System: Heat Pump with Remote Outdoor Unit-Air-Source) | HMH72B341 | ASPEN |  | C(A,C,D,E)42A36+TDR | TM8V100C16MP12 | 31800 | 17.5 | 8.3 | 33800 | 27400 | 81.07% | 2.64 | 0 | 9.9 |  |  |  | No | R-410A | 2.65 | Residential & Commercial | No
212627014 | Central HP <5.4 tons | COLEMAN | HRCU-A-CB (Split System: Heat Pump with Remote Outdoor Unit-Air-Source) | HMH72B341 | ASPEN |  | C(A,C,D,E)42A36+TDR | TM9Y080C16MP11 | 31800 | 18.5 | 8.4 | 33800 | 27800 | 82.25% | 2.64 | 0 | 9.4 |  |  |  | No | R-410A | 2.65 | Residential & Commercial | No
212627033 | Central HP <5.4 tons | COLEMAN | HRCU-A-CB (Split System: Heat Pump with Remote Outdoor Unit-Air-Source) | HMH72B341 | ASPEN |  | C(A,C,D,E)36C26+TDR | CP9C080C16MP13 | 29800 | 16.9 | 8.1 | 33800 | 27400 | 81.07% | 2.45 | 0 | 9.5 |  |  |  | No | R-410A | 2.4833 | Residential & Commercial | No
214595215 | Central HP <5.4 tons | PAYNE HEATING AND COOLING | HRCU-A-CB (Split System: Heat Pump with Remote Outdoor Unit-Air-Source) | 38MURAQ18AB3* | ASPEN |  | A(E,F)M364+TDR |  | 18000 | 15.2 | 9 | 19300 | 18300 | 94.82% | 2.2 | 0 | 9.8 |  |  |  | No | R-410A | 1.5 | Residential & Commercial | No
212627067 | Central HP <5.4 tons | COLEMAN | HRCU-A-CB (Split System: Heat Pump with Remote Outdoor Unit-Air-Source) | HMH72B341 | ASPEN |  | D(A,C,E)42C26+TDR | TM9V080C16MP12 | 30400 | 17 | 8.5 | 33800 | 27400 | 81.07% | 2.66 | 0 | 9 |  |  |  | No | R-410A | 2.5333 | Residential & Commercial | No
212627083 | Central HP <5.4 tons | COLEMAN | HRCU-A-CB (Split System: Heat Pump with Remote Outdoor Unit-Air-Source) | HMH72B341 | ASPEN |  | D(A,C,E)36B36+TDR | TP9C080C16MP13 | 32200 | 17.5 | 8.1 | 33800 | 27400 | 81.07% | 2.45 | 0 | 9.9 |  |  |  | No | R-410A | 2.6833 | Residential & Commercial | No
212627117 | Central HP <5.4 tons | COLEMAN | HRCU-A-CB (Split System: Heat Pump with Remote Outdoor Unit-Air-Source) | HMH72B341 | ASPEN |  | C(A,C,D,E)42A36+TDR | TL9E080C16UH11 | 31800 | 17.5 | 8.4 | 33800 | 27800 | 82.25% | 2.63 | 0 | 9.4 |  |  |  | No | R-410A | 2.65 | Residential & Commercial | No
212627132 | Central HP <5.4 tons | COLEMAN | HRCU-A-CB (Split System: Heat Pump with Remote Outdoor Unit-Air-Source) | HMH72B341 | ASPEN |  | D(A,C,E)48B26+TDR | TM9V100C16MP12 | 30200 | 17 | 8.4 | 33800 | 27200 | 80.47% | 2.64 | 0 | 9 |  |  |  | No | R-410A | 2.5167 | Residential & Commercial | No
212627233 | Central HP <5.4 tons | COLEMAN | HRCU-A-CB (Split System: Heat Pump with Remote Outdoor Unit-Air-Source) | HMH72B341 | ASPEN |  | D(A,C,E)48D36+TDR | TPLC080B12MP13 | 32400 | 17 | 8.1 | 33600 | 29400 | 87.5% | 2.42 | 0 | 9.5 |  |  |  | No | R-410A | 2.7 | Residential & Commercial | No
213613449 | Central HP <5.4 tons | PAYNE HEATING AND COOLING | HRCU-A-CB (Split System: Heat Pump with Remote Outdoor Unit-Air-Source) | 38MURAQ18AB3* | ASPEN |  | A(E,F)M244+TDR |  | 17600 | 15.2 | 8.2 | 19200 | 18300 | 95.31% | 2.2 | 0 | 9.8 |  |  |  | No | R-410A | 1.4667 | Residential & Commercial | No
212627282 | Central HP <5.4 tons | COLEMAN | HRCU-A-CB (Split System: Heat Pump with Remote Outdoor Unit-Air-Source) | HMH72B341 | ASPEN |  | D(A,C,E)42B36+TDR | TM9E060B12MP12 | 32600 | 17.5 | 8.1 | 34000 | 28000 | 82.35% | 2.39 | 0 | 9.5 |  |  |  | No | R-410A | 2.7167 | Residential & Commercial | No
212627315 | Central HP <5.4 tons | COLEMAN | HRCU-A-CB (Split System: Heat Pump with Remote Outdoor Unit-Air-Source) | HMH72B341 | ASPEN |  | C(A,C,D,E)36C26+TDR | CP9C060B12MP13 | 29800 | 16.9 | 8.1 | 34000 | 27800 | 81.76% | 2.42 | 0 | 9 |  |  |  | No | R-410A | 2.4833 | Residential & Commercial | No
212627317 | Central HP <5.4 tons | COLEMAN | HRCU-A-CB (Split System: Heat Pump with Remote Outdoor Unit-Air-Source) | HMH72B341 | ASPEN |  | C(A,C,D,E)48C26+TDR | CP9C060B12MP13 | 30800 | 17.2 | 8.1 | 34000 | 27800 | 81.76% | 2.42 | 0 | 9 |  |  |  | No | R-410A | 2.5667 | Residential & Commercial | No
212627351 | Central HP <5.4 tons | COLEMAN | HRCU-A-CB (Split System: Heat Pump with Remote Outdoor Unit-Air-Source) | HMH72B341 | ASPEN |  | D(A,C,E)42D26+TDR | TM9V060B12MP12 | 30800 | 17.2 | 8.1 | 34000 | 27800 | 81.76% | 2.42 | 0 | 9 |  |  |  | No | R-410A | 2.5667 | Residential & Commercial | No
212627367 | Central HP <5.4 tons | COLEMAN | HRCU-A-CB (Split System: Heat Pump with Remote Outdoor Unit-Air-Source) | HMH72B341 | ASPEN |  | D(A,C,E)36C36+TDR | TP9C060B12MP13 | 32600 | 17.5 | 8.1 | 34000 | 27800 | 81.76% | 2.42 | 0 | 9.5 |  |  |  | No | R-410A | 2.7167 | Residential & Commercial | No
212627368 | Central HP <5.4 tons | COLEMAN | HRCU-A-CB (Split System: Heat Pump with Remote Outdoor Unit-Air-Source) | HMH72B341 | ASPEN |  | D(A,C,E)36D26+TDR | TP9C060B12MP13 | 30400 | 17 | 8.1 | 34000 | 27800 | 81.76% | 2.42 | 0 | 9.1 |  |  |  | No | R-410A | 2.5333 | Residential & Commercial | No
212627381 | Central HP <5.4 tons | COLEMAN | HRCU-A-CB (Split System: Heat Pump with Remote Outdoor Unit-Air-Source) | HMH72B341 | ASPEN |  | C(A,C,D,E)42B36+TDR | TM8E080B12MP11 | 32200 | 18 | 8.4 | 34000 | 28000 | 82.35% | 2.6 | 0 | 9.4 |  |  |  | No | R-410A | 2.6833 | Residential & Commercial | No
212627418 | Central HP <5.4 tons | COLEMAN | HRCU-A-CB (Split System: Heat Pump with Remote Outdoor Unit-Air-Source) | HMH72B341 | ASPEN |  | C(A,C,D,E)36B26+TDR | TM8E080B12MP11 | 29200 | 17.2 | 8.5 | 34000 | 28000 | 82.35% | 2.63 | 0 | 8.9 |  |  |  | No | R-410A | 2.4333 | Residential & Commercial | No
212627431 | Central HP <5.4 tons | COLEMAN | HRCU-A-CB (Split System: Heat Pump with Remote Outdoor Unit-Air-Source) | HMH72B341 | ASPEN |  | D(A,C,E)42C26+TDR | TM8E080B12MP11 | 30200 | 17.5 | 8.5 | 34000 | 28000 | 82.35% | 2.63 | 0 | 9 |  |  |  | No | R-410A | 2.5167 | Residential & Commercial | No
212627449 | Central HP <5.4 tons | COLEMAN | HRCU-A-CB (Split System: Heat Pump with Remote Outdoor Unit-Air-Source) | HMH72B341 | ASPEN |  | D(A,C,E)36C36+TDR | TM9Y080B12MP11 | 32400 | 18 | 8.1 | 34000 | 28000 | 82.35% | 2.41 | 0 | 9.5 |  |  |  | No | R-410A | 2.7 | Residential & Commercial | No
212627451 | Central HP <5.4 tons | COLEMAN | HRCU-A-CB (Split System: Heat Pump with Remote Outdoor Unit-Air-Source) | HMH72B341 | ASPEN |  | D(A,C,E)36D36+TDR | TM9Y080B12MP11 | 32800 | 18 | 8.1 | 34000 | 28000 | 82.35% | 2.41 | 0 | 9.5 |  |  |  | No | R-410A | 2.7333 | Residential & Commercial | No
212627482 | Central HP <5.4 tons | COLEMAN | HRCU-A-CB (Split System: Heat Pump with Remote Outdoor Unit-Air-Source) | HMH72B341 | ASPEN |  | D(A,C,E)48C26+TDR | TMLE080B12MP11 | 30600 | 17.7 | 8.1 | 34000 | 28000 | 82.35% | 2.41 | 0 | 9 |  |  |  | No | R-410A | 2.55 | Residential & Commercial | No
212627518 | Central HP <5.4 tons | COLEMAN | HRCU-A-CB (Split System: Heat Pump with Remote Outdoor Unit-Air-Source) | HMH72B341 | ASPEN |  | D(A,C,E)36B46+TDR | CP9C080B12MP13 | 32800 | 17 | 8.1 | 33600 | 29600 | 88.1% | 2.45 | 0 | 9.5 |  |  |  | No | R-410A | 2.7333 | Residential & Commercial | No
212627550 | Central HP <5.4 tons | COLEMAN | HRCU-A-CB (Split System: Heat Pump with Remote Outdoor Unit-Air-Source) | HMH72B341 | ASPEN |  | D(A,C,E)48B36+TDR | TM9Y100C20MP11 | 32600 | 15.5 | 8.1 | 34000 | 27800 | 81.76% | 2.38 | 0 | 9.5 |  |  |  | No | R-410A | 2.7167 | Residential & Commercial | No
215866312 | Central HP <5.4 tons | PAYNE HEATING AND COOLING | HRCU-A-CB (Split System: Heat Pump with Remote Outdoor Unit-Air-Source) | 38MURAQ36AB3* | ASPEN |  | D(A,C,E)36A34+TDR | PG96VTAB48060B** | 34000 | 15.2 | 8.1 | 38500 | 32400 | 84.16% | 2.54 | 0 | 9 |  |  |  | No | R-410A | 2.8333 | Residential & Commercial | No
216054570 | Central HP <5.4 tons | COLEMAN | HRCU-A-CB (Split System: Heat Pump with Remote Outdoor Unit-Air-Source) | HH824E2S11 | ASPEN |  | D(A,C,E)24B3K+TDR | TM9E060A10MP12 | 20400 | 16.5 | 8.5 | 22800 | 18100 | 79.39% | 2 | 0 | 9.8 |  |  |  | No | R-454B | 1.7 | Residential & Commercial | No
214320596 | Central HP <5.4 tons | Frigidaire | HRCU-A-C (Split System: Heat Pump with Remote Outdoor Unit with No Indoor Fan --Air Source) | GXH48-60MSK4DH | ASPEN |  | C(A,C,D,E)60B44+TDR |  | 50500 | 15.2 | 8.5 | 53000 | 37200 | 70.19% | 1.8 | 0 | 9.5 |  |  |  | No | R-410A | 4.2083 | Residential & Commercial | No
214595214 | Central HP <5.4 tons | PAYNE HEATING AND COOLING | HRCU-A-CB (Split System: Heat Pump with Remote Outdoor Unit-Air-Source) | 38MURAQ18AB3* | ASPEN |  | A(E,F)M304+TDR |  | 18000 | 15.2 | 8.5 | 19300 | 18300 | 94.82% | 2.2 | 0 | 9.8 |  |  |  | No | R-410A | 1.5 | Residential & Commercial | No
215866318 | Central HP <5.4 tons | PAYNE HEATING AND COOLING | HRCU-A-CB (Split System: Heat Pump with Remote Outdoor Unit-Air-Source) | 38MURAQ36AB3* | ASPEN |  | D(A,C,E)36B34+TDR | PG96MSAA60100C** | 34800 | 16 | 8.1 | 38500 | 32200 | 83.64% | 2.61 | 0 | 9 |  |  |  | No | R-410A | 2.9 | Residential & Commercial | No
215866284 | Central HP <5.4 tons | PAYNE HEATING AND COOLING | HRCU-A-CB (Split System: Heat Pump with Remote Outdoor Unit-Air-Source) | 38MURAQ24AB3* | ASPEN |  | D(A,C,E)30A34+TDR | PG96VTAB30040A** | 22800 | 16 | 8.5 | 27000 | 20600 | 76.3% | 2.84 | 0 | 9 |  |  |  | No | R-410A | 1.9 | Residential & Commercial | No
215866300 | Central HP <5.4 tons | PAYNE HEATING AND COOLING | HRCU-A-CB (Split System: Heat Pump with Remote Outdoor Unit-Air-Source) | 38MURAQ24AB3* | ASPEN |  | D(A,C,E)36A34+TDR | PG96VTAB60100C** | 22600 | 17.5 | 8.5 | 26200 | 20000 | 76.34% | 2.91 | 0 | 9.8 |  |  |  | No | R-410A | 1.8833 | Residential & Commercial | No
215866302 | Central HP <5.4 tons | PAYNE HEATING AND COOLING | HRCU-A-CB (Split System: Heat Pump with Remote Outdoor Unit-Air-Source) | 38MURAQ24AB3* | ASPEN |  | D(A,C,E)36B34+TDR | PG96MSAA48060B** | 23600 | 16.5 | 9.5 | 26600 | 20800 | 78.2% | 3.09 | 0 | 9.8 |  |  |  | No | R-410A | 1.9667 | Residential & Commercial | No
214595155 | Central HP <5.4 tons | BRYANT HEATING AND COOLING SYSTEMS | HRCU-A-CB (Split System: Heat Pump with Remote Outdoor Unit-Air-Source) | 38MURAQ24AB3* | ASPEN |  | L(E,G)M24G4 |  | 23400 | 15.2 | 8.5 | 26400 | 23400 | 88.64% | 1.92 | 0 | 9.8 |  |  |  | No | R-410A | 1.95 | Residential & Commercial | No
212982982 | Central HP <5.4 tons | TEMPSTAR | HRCU-A-CB (Split System: Heat Pump with Remote Outdoor Unit-Air-Source) | DLCURAH30ABK |  |  | EA*4X43L21A* | *80MSU0802120A* | 30600 | 15.5 | 8.5 | 33400 | 26200 | 78.44% | 1.88 | 0 | 9 |  |  |  | No | R-410A | 2.55 | Residential & Commercial | No
216054554 | Central HP <5.4 tons | COLEMAN | HRCU-A-CB (Split System: Heat Pump with Remote Outdoor Unit-Air-Source) | HH824E2S11 | ASPEN |  | D(A,C,E)24B3K+TDR | TM8Y060A12MP11 | 20400 | 17.5 | 9 | 22600 | 18400 | 81.42% | 2 | 0 | 9.8 |  |  |  | No | R-454B | 1.7 | Residential & Commercial | No
215866294 | Central HP <5.4 tons | PAYNE HEATING AND COOLING | HRCU-A-CB (Split System: Heat Pump with Remote Outdoor Unit-Air-Source) | 38MURAQ24AB3* | ASPEN |  | D(A,C,E)36A34+TDR | PG96MSAA30040A** | 23200 | 16 | 8.5 | 27000 | 20600 | 76.3% | 2.9 | 0 | 9 |  |  |  | No | R-410A | 1.9333 | Residential & Commercial | No
215866269 | Central HP <5.4 tons | PAYNE HEATING AND COOLING | HRCU-A-CB (Split System: Heat Pump with Remote Outdoor Unit-Air-Source) | 38MURAQ24AB3* | ASPEN |  | D(A,C,E)24A34+TDR | PG96MSAA60080C** | 22200 | 17 | 8.1 | 26200 | 20200 | 77.1% | 2.87 | 0 | 9.8 |  |  |  | No | R-410A | 1.85 | Residential & Commercial | No
215866283 | Central HP <5.4 tons | PAYNE HEATING AND COOLING | HRCU-A-CB (Split System: Heat Pump with Remote Outdoor Unit-Air-Source) | 38MURAQ24AB3* | ASPEN |  | D(A,C,E)30A34+TDR | PG96MSAA60080C** | 22400 | 17 | 8.1 | 26200 | 20200 | 77.1% | 2.86 | 0 | 9.8 |  |  |  | No | R-410A | 1.8667 | Residential & Commercial | No
212627651 | Central HP <5.4 tons | COLEMAN | HRCU-A-CB (Split System: Heat Pump with Remote Outdoor Unit-Air-Source) | HMH72B341 | ASPEN |  | D(A,C,E)36B36+TDR | TM9Y080C16MP11 | 32000 | 18.5 | 8.5 | 34000 | 28000 | 82.35% | 2.66 | 0 | 9.4 |  |  |  | No | R-410A | 2.6667 | Residential & Commercial | No
212627665 | Central HP <5.4 tons | COLEMAN | HRCU-A-CB (Split System: Heat Pump with Remote Outdoor Unit-Air-Source) | HMH72B341 | ASPEN |  | D(A,C,E)48D26+TDR | TM9Y080C16MP11 | 30800 | 18.2 | 8.5 | 34000 | 28000 | 82.35% | 2.66 | 0 | 9.2 |  |  |  | No | R-410A | 2.5667 | Residential & Commercial | No
212627666 | Central HP <5.4 tons | COLEMAN | HRCU-A-CB (Split System: Heat Pump with Remote Outdoor Unit-Air-Source) | HMH72B341 | ASPEN |  | D(A,C,E)48D36+TDR | TM9Y080C16MP11 | 33400 | 18.5 | 8.5 | 34000 | 28000 | 82.35% | 2.66 | 0 | 9.5 |  |  |  | No | R-410A | 2.7833 | Residential & Commercial | No
212627685 | Central HP <5.4 tons | COLEMAN | HRCU-A-CB (Split System: Heat Pump with Remote Outdoor Unit-Air-Source) | HMH72B341 | ASPEN |  | D(A,C,E)48A36+TDR | TM8Y100C16MP11 | 32200 | 18.5 | 8.4 | 34000 | 27400 | 80.59% | 2.65 | 0 | 9.9 |  |  |  | No | R-410A | 2.6833 | Residential & Commercial | No
212627818 | Central HP <5.4 tons | COLEMAN | HRCU-A-CB (Split System: Heat Pump with Remote Outdoor Unit-Air-Source) | HMH72B341 | ASPEN |  | C(A,C,D,E)48C26+TDR | TPLC080C16MP13 | 30600 | 17.2 | 8.1 | 33800 | 27400 | 81.07% | 2.47 | 0 | 9.6 |  |  |  | No | R-410A | 2.55 | Residential & Commercial | No
212627819 | Central HP <5.4 tons | COLEMAN | HRCU-A-CB (Split System: Heat Pump with Remote Outdoor Unit-Air-Source) | HMH72B341 | ASPEN |  | D(A,C,E)36A46+TDR | TPLC080C16MP13 | 32000 | 17.5 | 8.1 | 33800 | 27400 | 81.07% | 2.47 | 0 | 9.9 |  |  |  | No | R-410A | 2.6667 | Residential & Commercial | No
212627834 | Central HP <5.4 tons | COLEMAN | HRCU-A-CB (Split System: Heat Pump with Remote Outdoor Unit-Air-Source) | HMH72B341 | ASPEN |  | D(A,C,E)48D26+TDR | TPLC080C16MP13 | 31000 | 17.3 | 8.1 | 33800 | 27400 | 81.07% | 2.47 | 0 | 9.7 |  |  |  | No | R-410A | 2.5833 | Residential & Commercial | No
212627850 | Central HP <5.4 tons | COLEMAN | HRCU-A-CB (Split System: Heat Pump with Remote Outdoor Unit-Air-Source) | HMH72B341 | ASPEN |  | D(A,C,E)42C26+TDR | TPLC100C16MP13 | 30200 | 17 | 8.1 | 33800 | 27400 | 81.07% | 2.47 | 0 | 9 |  |  |  | No | R-410A | 2.5167 | Residential & Commercial | No
212982634 | Central HP <5.4 tons | TEMPSTAR | HRCU-A-CB (Split System: Heat Pump with Remote Outdoor Unit-Air-Source) | DLCURAH30ABK |  |  | EA*4X37L21A* | *80MSU0601716A* | 30800 | 15.2 | 8.5 | 33000 | 26200 | 79.39% | 1.84 | 0 | 9 |  |  |  | No | R-410A | 2.5667 | Residential & Commercial | No
212627899 | Central HP <5.4 tons | COLEMAN | HRCU-A-CB (Split System: Heat Pump with Remote Outdoor Unit-Air-Source) | HMH72B341 | ASPEN |  | D(A,C,E)48B36+TDR | TL9E080C16UH11 | 32600 | 17.5 | 8.5 | 34000 | 28000 | 82.35% | 2.66 | 0 | 9.5 |  |  |  | No | R-410A | 2.7167 | Residential & Commercial | No
212627901 | Central HP <5.4 tons | COLEMAN | HRCU-A-CB (Split System: Heat Pump with Remote Outdoor Unit-Air-Source) | HMH72B341 | ASPEN |  | D(A,C,E)48C36+TDR | TL9E080C16UH11 | 33000 | 17.5 | 8.5 | 34000 | 28000 | 82.35% | 2.66 | 0 | 9 |  |  |  | No | R-410A | 2.75 | Residential & Commercial | No
212628002 | Central HP <5.4 tons | COLEMAN | HRCU-A-CB (Split System: Heat Pump with Remote Outdoor Unit-Air-Source) | HMH72B341 | ASPEN |  | C(A,C,D,E)36B36+TDR | TP9C100C16MP13 | 32000 | 17.5 | 8.1 | 34000 | 27400 | 80.59% | 2.47 | 0 | 9.9 |  |  |  | No | R-410A | 2.6667 | Residential & Commercial | No
212628120 | Central HP <5.4 tons | COLEMAN | HRCU-A-CB (Split System: Heat Pump with Remote Outdoor Unit-Air-Source) | HMH72B341 | ASPEN |  | C(A,C,D,E)48C26+TDR | TP9C100C20MP13 | 30400 | 17.1 | 8.1 | 34000 | 28400 | 83.53% | 2.46 | 0 | 9 |  |  |  | No | R-410A | 2.5333 | Residential & Commercial | No
212628133 | Central HP <5.4 tons | COLEMAN | HRCU-A-CB (Split System: Heat Pump with Remote Outdoor Unit-Air-Source) | HMH72B341 | ASPEN |  | D(A,C,E)48C36+TDR | TP9C100C20MP13 | 33000 | 17.5 | 8.1 | 34000 | 28400 | 83.53% | 2.46 | 0 | 9 |  |  |  | No | R-410A | 2.75 | Residential & Commercial | No
212628134 | Central HP <5.4 tons | COLEMAN | HRCU-A-CB (Split System: Heat Pump with Remote Outdoor Unit-Air-Source) | HMH72B341 | ASPEN |  | D(A,C,E)48D26+TDR | TP9C100C20MP13 | 30800 | 17.3 | 8.1 | 34000 | 28400 | 83.53% | 2.46 | 0 | 9.2 |  |  |  | No | R-410A | 2.5667 | Residential & Commercial | No
215866321 | Central HP <5.4 tons | PAYNE HEATING AND COOLING | HRCU-A-CB (Split System: Heat Pump with Remote Outdoor Unit-Air-Source) | 38MURAQ36AB3* | ASPEN |  | D(A,C,E)36B34+TDR | PG96VTAB66120D** | 34400 | 16 | 8.1 | 38500 | 32400 | 84.16% | 2.64 | 0 | 9 |  |  |  | No | R-410A | 2.8667 | Residential & Commercial | No
212628135 | Central HP <5.4 tons | COLEMAN | HRCU-A-CB (Split System: Heat Pump with Remote Outdoor Unit-Air-Source) | HMH72B341 | ASPEN |  | D(A,C,E)48D36+TDR | TP9C100C20MP13 | 33400 | 17.5 | 8.1 | 34000 | 28400 | 83.53% | 2.46 | 0 | 9.5 |  |  |  | No | R-410A | 2.7833 | Residential & Commercial | No
212624608 | Central HP <5.4 tons | COLEMAN | HRCU-A-CB (Split System: Heat Pump with Remote Outdoor Unit-Air-Source) | HMH72B341 | ASPEN |  | C(A,C,D,E)36D24+TDR | TM8V100C16MP12 | 30200 | 17 | 8.5 | 34000 | 27400 | 80.59% | 2.67 | 0 | 9 |  |  |  | No | R-410A | 2.5167 | Residential & Commercial | No
212624641 | Central HP <5.4 tons | COLEMAN | HRCU-A-CB (Split System: Heat Pump with Remote Outdoor Unit-Air-Source) | HMH72B341 | ASPEN |  | D(A,C,E)36A34+TDR | TM9V100C16MP12 | 31600 | 17.5 | 8.4 | 34000 | 27400 | 80.59% | 2.67 | 0 | 9.8 |  |  |  | No | R-410A | 2.6333 | Residential & Commercial | No
212624643 | Central HP <5.4 tons | COLEMAN | HRCU-A-CB (Split System: Heat Pump with Remote Outdoor Unit-Air-Source) | HMH72B341 | ASPEN |  | C(A,C,D,E)36A44+TDR | TMLV100C16MP12 | 32000 | 17.5 | 8.1 | 33800 | 27400 | 81.07% | 2.47 | 0 | 9.9 |  |  |  | No | R-410A | 2.6667 | Residential & Commercial | No
212624726 | Central HP <5.4 tons | COLEMAN | HRCU-A-CB (Split System: Heat Pump with Remote Outdoor Unit-Air-Source) | HMH72B341 | ASPEN |  | D(A,C,E)36D24+TDR | TPLC100C16MP13 | 30200 | 17 | 8.1 | 33800 | 27400 | 81.07% | 2.47 | 0 | 9 |  |  |  | No | R-410A | 2.5167 | Residential & Commercial | No
212624825 | Central HP <5.4 tons | COLEMAN | HRCU-A-CB (Split System: Heat Pump with Remote Outdoor Unit-Air-Source) | HMH72B341 | ASPEN |  | C(A,C,D,E)36D24+TDR | TL9E080C16UH11 | 30000 | 17 | 8.5 | 34000 | 28000 | 82.35% | 2.66 | 0 | 9 |  |  |  | No | R-410A | 2.5 | Residential & Commercial | No
212624860 | Central HP <5.4 tons | COLEMAN | HRCU-A-CB (Split System: Heat Pump with Remote Outdoor Unit-Air-Source) | HMH72B341 | ASPEN |  | C(A,C,D,E)42B24+TDR | TM8Y080C16MP11 | 29800 | 17.8 | 8.5 | 34000 | 27000 | 79.41% | 2.66 | 0 | 9.5 |  |  |  | No | R-410A | 2.4833 | Residential & Commercial | No
212624878 | Central HP <5.4 tons | COLEMAN | HRCU-A-CB (Split System: Heat Pump with Remote Outdoor Unit-Air-Source) | HMH72B341 | ASPEN |  | C(A,C,D,E)48B24+TDR | CP9C100C16MP13 | 30200 | 17 | 8.1 | 34000 | 27400 | 80.59% | 2.47 | 0 | 9 |  |  |  | No | R-410A | 2.5167 | Residential & Commercial | No
212624909 | Central HP <5.4 tons | COLEMAN | HRCU-A-CB (Split System: Heat Pump with Remote Outdoor Unit-Air-Source) | HMH72B341 | ASPEN |  | C(A,C,D,E)36D24+TDR | TM8Y080C16MP11 | 30200 | 17.9 | 8.5 | 34000 | 27400 | 80.59% | 2.67 | 0 | 9 |  |  |  | No | R-410A | 2.5167 | Residential & Commercial | No
212624910 | Central HP <5.4 tons | COLEMAN | HRCU-A-CB (Split System: Heat Pump with Remote Outdoor Unit-Air-Source) | HMH72B341 | ASPEN |  | C(A,C,D,E)42C24+TDR | TM8Y080C16MP11 | 30200 | 17.9 | 8.5 | 34000 | 27400 | 80.59% | 2.67 | 0 | 9 |  |  |  | No | R-410A | 2.5167 | Residential & Commercial | No
215866306 | Central HP <5.4 tons | PAYNE HEATING AND COOLING | HRCU-A-CB (Split System: Heat Pump with Remote Outdoor Unit-Air-Source) | 38MURAQ24AB3* | ASPEN |  | D(A,C,E)36B34+TDR | PG96VTAB48060B** | 23200 | 16.5 | 8.5 | 26800 | 20600 | 76.87% | 3.06 | 0 | 9.8 |  |  |  | No | R-410A | 1.9333 | Residential & Commercial | No
214595154 | Central HP <5.4 tons | BRYANT HEATING AND COOLING SYSTEMS | HRCU-A-CB (Split System: Heat Pump with Remote Outdoor Unit-Air-Source) | 38MURAQ24AB3* | ASPEN |  | L(E,G)M24F4 |  | 22800 | 15.2 | 8.5 | 26400 | 23400 | 88.64% | 1.92 | 0 | 9.8 |  |  |  | No | R-410A | 1.9 | Residential & Commercial | No
214595156 | Central HP <5.4 tons | BRYANT HEATING AND COOLING SYSTEMS | HRCU-A-CB (Split System: Heat Pump with Remote Outdoor Unit-Air-Source) | 38MURAQ24AB3* | ASPEN |  | L(E,G)M24H4 |  | 23800 | 15.2 | 8.5 | 26400 | 23400 | 88.64% | 1.92 | 0 | 9.8 |  |  |  | No | R-410A | 1.9833 | Residential & Commercial | No
216054582 | Central HP <5.4 tons | COLEMAN | HRCU-A-CB (Split System: Heat Pump with Remote Outdoor Unit-Air-Source) | HH824E2S11 | ASPEN |  | D(A,C,E)24B3K+TDR | TM9V040A10MP12 | 20600 | 16.5 | 8.5 | 22800 | 17500 | 76.75% | 2 | 0 | 9.8 |  |  |  | No | R-454B | 1.7167 | Residential & Commercial | No
212982946 | Central HP <5.4 tons | TEMPSTAR | HRCU-A-CB (Split System: Heat Pump with Remote Outdoor Unit-Air-Source) | DLCURAH30ABK |  |  | EA*4X37L21A* | *80MSU0802120A* | 30600 | 15.2 | 8.1 | 33400 | 26200 | 78.44% | 1.86 | 0 | 9 |  |  |  | No | R-410A | 2.55 | Residential & Commercial | No
212624976 | Central HP <5.4 tons | COLEMAN | HRCU-A-CB (Split System: Heat Pump with Remote Outdoor Unit-Air-Source) | HMH72B341 | ASPEN |  | C(A,C,D,E)36D24+TDR | TM8Y100C16MP11 | 30200 | 17.9 | 8.5 | 34000 | 27400 | 80.59% | 2.67 | 0 | 9 |  |  |  | No | R-410A | 2.5167 | Residential & Commercial | No
212625010 | Central HP <5.4 tons | COLEMAN | HRCU-A-CB (Split System: Heat Pump with Remote Outdoor Unit-Air-Source) | HMH72B341 | ASPEN |  | D(A,C,E)42C24+TDR | TM8Y100C16MP11 | 30200 | 17.9 | 8.5 | 34000 | 27400 | 80.59% | 2.67 | 0 | 9 |  |  |  | No | R-410A | 2.5167 | Residential & Commercial | No
212625043 | Central HP <5.4 tons | COLEMAN | HRCU-A-CB (Split System: Heat Pump with Remote Outdoor Unit-Air-Source) | HMH72B341 | ASPEN |  | C(A,C,D,E)42D24+TDR | TM9V100C16MP12 | 30600 | 17.2 | 8.5 | 34000 | 27400 | 80.59% | 2.67 | 0 | 9.6 |  |  |  | No | R-410A | 2.55 | Residential & Commercial | No
212625059 | Central HP <5.4 tons | COLEMAN | HRCU-A-CB (Split System: Heat Pump with Remote Outdoor Unit-Air-Source) | HMH72B341 | ASPEN |  | D(A,C,E)36D24+TDR | TM9V100C16MP12 | 30200 | 17 | 8.5 | 34000 | 27400 | 80.59% | 2.67 | 0 | 9 |  |  |  | No | R-410A | 2.5167 | Residential & Commercial | No
212625192 | Central HP <5.4 tons | COLEMAN | HRCU-A-CB (Split System: Heat Pump with Remote Outdoor Unit-Air-Source) | HMH72B341 | ASPEN |  | C(A,C,D,E)42D24+TDR | TM8Y100C20MP11 | 32600 | 18 | 8.5 | 34000 | 30200 | 88.82% | 2.85 | 0 | 9 |  |  |  | No | R-410A | 2.7167 | Residential & Commercial | No
212150621 | Central HP <5.4 tons | SAMSUNG | HRCU-A-CB (Split System: Heat Pump with Remote Outdoor Unit-Air-Source) | AC048BXUPCH | ASPEN |  | LEM48D4 |  | 47500 | 17 | 8.5 | 44000 | 58500 | 133% | 2.3 | 0 | 8.5 |  |  |  | No | R-410A | 3.9583 | Residential & Commercial | No
216054566 | Central HP <5.4 tons | COLEMAN | HRCU-A-CB (Split System: Heat Pump with Remote Outdoor Unit-Air-Source) | HH824E2S11 | ASPEN |  | D(A,C,E)24B3K+TDR | TM9E040A10MP12 | 20600 | 16.5 | 8.5 | 22800 | 18100 | 79.39% | 2 | 0 | 9.8 |  |  |  | No | R-454B | 1.7167 | Residential & Commercial | No
215374875 | Central HP <5.4 tons | HISENSE | HRCU-A-C (Split System: Heat Pump with Remote Outdoor Unit with No Indoor Fan --Air Source) | AUWR-48U3SP2 | ADP |  | HE48960+TD |  | 44000 | 15.2 | 8.3 | 42000 | 32600 | 77.62% | 1.91 | 0 | 9 |  |  |  | No | R-410A | 3.6667 | Residential & Commercial | No
216055489 | Central HP <5.4 tons | CHAMPION HEATING AND COOLING | HRCU-A-CB (Split System: Heat Pump with Remote Outdoor Unit-Air-Source) | HH824E2S11 | ASPEN |  | D(A,C,E)24B3K+TDR | TM9E060A10MP12 | 20400 | 16.5 | 8.5 | 22800 | 18100 | 79.39% | 2 | 0 | 9.8 |  |  |  | No | R-454B | 1.7 | Residential & Commercial | No
212625210 | Central HP <5.4 tons | COLEMAN | HRCU-A-CB (Split System: Heat Pump with Remote Outdoor Unit-Air-Source) | HMH72B341 | ASPEN |  | C(A,C,D,E)42C24+TDR | TM8Y120C20MP11 | 32200 | 18 | 8.5 | 34000 | 30200 | 88.82% | 2.85 | 0 | 9.5 |  |  |  | No | R-410A | 2.6833 | Residential & Commercial | No
212625376 | Central HP <5.4 tons | COLEMAN | HRCU-A-CB (Split System: Heat Pump with Remote Outdoor Unit-Air-Source) | HMH72B341 | ASPEN |  | C(A,C,D,E)36C34+TDR | TM9V100C20MP12 | 32400 | 17.5 | 8.5 | 34000 | 28400 | 83.53% | 2.7 | 0 | 9.5 |  |  |  | No | R-410A | 2.7 | Residential & Commercial | No
212625396 | Central HP <5.4 tons | COLEMAN | HRCU-A-CB (Split System: Heat Pump with Remote Outdoor Unit-Air-Source) | HMH72B341 | ASPEN |  | D(A,C,E)36B44+TDR | TM9V100C20MP12 | 33000 | 17.5 | 8.5 | 34000 | 28400 | 83.53% | 2.7 | 0 | 9 |  |  |  | No | R-410A | 2.75 | Residential & Commercial | No
212625445 | Central HP <5.4 tons | COLEMAN | HRCU-A-CB (Split System: Heat Pump with Remote Outdoor Unit-Air-Source) | HMH72B341 | ASPEN |  | D(A,C,E)36A44+TDR | TP9C100C20MP13 | 32000 | 17.5 | 8.1 | 34000 | 28400 | 83.53% | 2.46 | 0 | 9.4 |  |  |  | No | R-410A | 2.6667 | Residential & Commercial | No
212625593 | Central HP <5.4 tons | COLEMAN | HRCU-A-CB (Split System: Heat Pump with Remote Outdoor Unit-Air-Source) | HMH72B341 | ASPEN |  | D(A,C,E)48A36+TDR | TMLV120C20MP12 | 31600 | 16.5 | 8.1 | 32200 | 27600 | 85.71% | 2.44 | 0 | 8.9 |  |  |  | No | R-410A | 2.6333 | Residential & Commercial | No
212625612 | Central HP <5.4 tons | COLEMAN | HRCU-A-CB (Split System: Heat Pump with Remote Outdoor Unit-Air-Source) | HMH72B341 | ASPEN |  | D(A,C,E)42A36+TDR | TM9V120D20MP12 | 31400 | 16.9 | 8.4 | 32200 | 28000 | 86.96% | 2.77 | 0 | 9.3 |  |  |  | No | R-410A | 2.6167 | Residential & Commercial | No
212625613 | Central HP <5.4 tons | COLEMAN | HRCU-A-CB (Split System: Heat Pump with Remote Outdoor Unit-Air-Source) | HMH72B341 | ASPEN |  | C(A,C,D,E)42A26+TDR | TM9Y120D20MP11 | 28800 | 15.6 | 8.5 | 32200 | 28000 | 86.96% | 2.77 | 0 | 8.9 |  |  |  | No | R-410A | 2.4 | Residential & Commercial | No
212544244 | Central HP <5.4 tons | DAY & NIGHT | HRCU-A-CB (Split System: Heat Pump with Remote Outdoor Unit-Air-Source) | DLCURAH30ABK | ADP |  | PL36H210P179 | *96VTN0802120A* | 29600 | 15.2 | 8.1 | 32000 | 27000 | 84.38% | 1.78 | 0 | 9 |  |  |  | No | R-410A | 2.4667 | Residential & Commercial | No
214608786 | Central HP <5.4 tons | COLEMAN | HRCU-A-CB (Split System: Heat Pump with Remote Outdoor Unit-Air-Source) | HMH72B361 | ASPEN |  | D(A,C,E)36C44+JMET12BS2N1+TDR |  | 35400 | 18 | 8.1 | 36000 | 26000 | 72.22% | 2.8 | 0 | 9 |  |  |  | No | R-410A | 2.95 | Residential & Commercial | No
212625643 | Central HP <5.4 tons | COLEMAN | HRCU-A-CB (Split System: Heat Pump with Remote Outdoor Unit-Air-Source) | HMH72B341 | ASPEN |  | C(A,C,D,E)36B26+TDR | TM8V100C20MP12 | 28600 | 15.6 | 8.1 | 32400 | 27400 | 84.57% | 2.45 | 0 | 8.4 |  |  |  | No | R-410A | 2.3833 | Residential & Commercial | No
212625660 | Central HP <5.4 tons | COLEMAN | HRCU-A-CB (Split System: Heat Pump with Remote Outdoor Unit-Air-Source) | HMH72B341 | ASPEN |  | C(A,C,D,E)36C26+TDR | TPLC120C20MP13 | 29000 | 15.8 | 8.1 | 32400 | 27400 | 84.57% | 2.45 | 0 | 8.5 |  |  |  | No | R-410A | 2.4167 | Residential & Commercial | No
212625662 | Central HP <5.4 tons | COLEMAN | HRCU-A-CB (Split System: Heat Pump with Remote Outdoor Unit-Air-Source) | HMH72B341 | ASPEN |  | D(A,C,E)42C26+TDR | TPLC120C20MP13 | 29600 | 15.9 | 8.1 | 32400 | 27400 | 84.57% | 2.45 | 0 | 8 |  |  |  | No | R-410A | 2.4667 | Residential & Commercial | No
212625678 | Central HP <5.4 tons | COLEMAN | HRCU-A-CB (Split System: Heat Pump with Remote Outdoor Unit-Air-Source) | HMH72B341 | ASPEN |  | D(A,C,E)48C26+TDR | CPLC100C20MP13 | 30000 | 16 | 8.1 | 32400 | 27800 | 85.8% | 2.44 | 0 | 8.6 |  |  |  | No | R-410A | 2.5 | Residential & Commercial | No
212625680 | Central HP <5.4 tons | COLEMAN | HRCU-A-CB (Split System: Heat Pump with Remote Outdoor Unit-Air-Source) | HMH72B341 | ASPEN |  | D(A,C,E)48D26+TDR | CPLC100C20MP13 | 30400 | 16.1 | 8.1 | 32400 | 27800 | 85.8% | 2.44 | 0 | 8 |  |  |  | No | R-410A | 2.5333 | Residential & Commercial | No
212625727 | Central HP <5.4 tons | COLEMAN | HRCU-A-CB (Split System: Heat Pump with Remote Outdoor Unit-Air-Source) | HMH72B341 | ASPEN |  | D(A,C,E)36C36+TDR | TM8V120C20MP12 | 31800 | 16.5 | 8.5 | 32400 | 27800 | 85.8% | 2.7 | 0 | 8.9 |  |  |  | No | R-410A | 2.65 | Residential & Commercial | No
212625729 | Central HP <5.4 tons | COLEMAN | HRCU-A-CB (Split System: Heat Pump with Remote Outdoor Unit-Air-Source) | HMH72B341 | ASPEN |  | D(A,C,E)42A46+TDR | TM8V120C20MP12 | 31800 | 16.5 | 8.5 | 32400 | 27800 | 85.8% | 2.7 | 0 | 8.9 |  |  |  | No | R-410A | 2.65 | Residential & Commercial | No
212625810 | Central HP <5.4 tons | COLEMAN | HRCU-A-CB (Split System: Heat Pump with Remote Outdoor Unit-Air-Source) | HMH72B341 | ASPEN |  | D(A,C,E)36D36+TDR | TM9Y120D20MP11 | 32400 | 16.5 | 8.5 | 32400 | 28200 | 87.04% | 2.77 | 0 | 9.5 |  |  |  | No | R-410A | 2.7 | Residential & Commercial | No
212623388 | Central HP <5.4 tons | COLEMAN | HRCU-A-CB (Split System: Heat Pump with Remote Outdoor Unit-Air-Source) | HMH72B341 | ASPEN |  | D(A,C,E)42C24+TDR | TP9C080C16MP13 | 30400 | 17 | 8.1 | 33800 | 27400 | 81.07% | 2.45 | 0 | 9 |  |  |  | No | R-410A | 2.5333 | Residential & Commercial | No
212623404 | Central HP <5.4 tons | COLEMAN | HRCU-A-CB (Split System: Heat Pump with Remote Outdoor Unit-Air-Source) | HMH72B341 | ASPEN |  | D(A,C,E)42A44+TDR | TM8Y100C20MP11 | 33600 | 18 | 8.3 | 33800 | 30200 | 89.35% | 2.82 | 0 | 9.5 |  |  |  | No | R-410A | 2.8 | Residential & Commercial | No
212623405 | Central HP <5.4 tons | COLEMAN | HRCU-A-CB (Split System: Heat Pump with Remote Outdoor Unit-Air-Source) | HMH72B341 | ASPEN |  | D(A,C,E)42B34+TDR | TM8Y100C20MP11 | 33600 | 18 | 8.3 | 33800 | 30200 | 89.35% | 2.82 | 0 | 9.5 |  |  |  | No | R-410A | 2.8 | Residential & Commercial | No
214521910 | Central HP <5.4 tons | COLEMAN | HRCU-A-CB (Split System: Heat Pump with Remote Outdoor Unit-Air-Source) | HMH72B341 | ASPEN |  | C(A,C,D,E)48A34+TDR | Z8ES080B12LMPS1 | 33000 | 18 | 8.1 | 32600 | 29400 | 90.18% | 2.66 | 0 | 9.5 |  |  |  | No | R-410A | 2.75 | Residential & Commercial | No
214608803 | Central HP <5.4 tons | COLEMAN | HRCU-A-CB (Split System: Heat Pump with Remote Outdoor Unit-Air-Source) | HMH72B341 | ASPEN |  | D(A,C,E)48D36+JMET12CS2N1+TDR |  | 33000 | 17.5 | 8.5 | 32600 | 28000 | 85.89% | 2.79 | 0 | 9 |  |  |  | No | R-410A | 2.75 | Residential & Commercial | No
214608726 | Central HP <5.4 tons | COLEMAN | HRCU-A-CB (Split System: Heat Pump with Remote Outdoor Unit-Air-Source) | HMH72B341 | ASPEN |  | CM36B36+TDR | CP9C080C16MP13 | 32200 | 17.5 | 8.1 | 33800 | 23800 | 70.41% | 2.08 | 0 | 9.9 |  |  |  | No | R-410A | 2.6833 | Residential & Commercial | No
216054715 | Central HP <5.4 tons | COLEMAN | HRCU-A-CB (Split System: Heat Pump with Remote Outdoor Unit-Air-Source) | HH836E2S11 | ASPEN |  | D(A,C,E)36A4K+TDR | TM9V100C20MP12 | 31600 | 18 | 8.5 | 32400 | 26000 | 80.25% | 2 | 0 | 9.8 |  |  |  | No | R-454B | 2.6333 | Residential & Commercial | No
213411109 | Central HP <5.4 tons | COLEMAN | HRCU-A-CB (Split System: Heat Pump with Remote Outdoor Unit-Air-Source) | HMH72B341 | ADP |  | H,YG35936 | Z8ES100C20SMPS1 | 34000 | 17 | 8.5 | 31800 | 23800 | 74.84% | 2.14 | 0 | 9.5 |  |  |  | No | R-410A | 2.8333 | Residential & Commercial | No
214608725 | Central HP <5.4 tons | COLEMAN | HRCU-A-CB (Split System: Heat Pump with Remote Outdoor Unit-Air-Source) | HMH72B341 | ASPEN |  | CM36B36+TDR | CP9C080B12MP13 | 31800 | 17.5 | 8.5 | 33400 | 23400 | 70.06% | 2.04 | 0 | 9.9 |  |  |  | No | R-410A | 2.65 | Residential & Commercial | No
214608727 | Central HP <5.4 tons | COLEMAN | HRCU-A-CB (Split System: Heat Pump with Remote Outdoor Unit-Air-Source) | HMH72B341 | ASPEN |  | CM36B36+TDR | CP9C100C16MP13 | 32000 | 17.5 | 8.5 | 34000 | 24000 | 70.59% | 2.1 | 0 | 9.9 |  |  |  | No | R-410A | 2.6667 | Residential & Commercial | No
214301862 | Central HP <5.4 tons | CHAMPION HEATING AND COOLING | HRCU-A-CB (Split System: Heat Pump with Remote Outdoor Unit-Air-Source) | HMH72B341 | ADP |  | H,YE7J(1,2)36+TXV | TM9V080C16MP12 | 32800 | 17 | 8.1 | 31800 | 23000 | 72.33% | 2.04 | 0 | 9.5 |  |  |  | No | R-410A | 2.7333 | Residential & Commercial | No
212383117 | Central HP <5.4 tons | DAY & NIGHT | HRCU-A-CB (Split System: Heat Pump with Remote Outdoor Unit-Air-Source) | DLCURAH36ABK |  |  | EA*4X36L21A* | *96VSN0802120A* | 35400 | 16 | 8.1 | 39500 | 35200 | 89.11% | 1.82 | 0 | 9.5 |  |  |  | No | R-410A | 2.95 | Residential & Commercial | No
215065787 | Central HP <5.4 tons | YORK | HRCU-A-CB (Split System: Heat Pump with Remote Outdoor Unit-Air-Source) | HMH72B341 | ASPEN |  | CH48A34+TDR | Y81E100C20LMPS1 | 31800 | 17.5 | 8.3 | 33000 | 24200 | 73.33% | 2.14 | 0 | 9.4 |  |  |  | No | R-410A | 2.65 | Residential & Commercial | No
214608724 | Central HP <5.4 tons | COLEMAN | HRCU-A-CB (Split System: Heat Pump with Remote Outdoor Unit-Air-Source) | HMH72B341 | ASPEN |  | CM36B36+TDR | CP9C060B12MP13 | 32200 | 17.5 | 8.1 | 34000 | 24200 | 71.18% | 2.06 | 0 | 9.4 |  |  |  | No | R-410A | 2.6833 | Residential & Commercial | No
214320595 | Central HP <5.4 tons | Frigidaire | HRCU-A-C (Split System: Heat Pump with Remote Outdoor Unit with No Indoor Fan --Air Source) | GXH48-60MSK4DH | ASPEN |  | C(A,C,D,E)60A44+TDR |  | 50500 | 15.2 | 8.5 | 53000 | 37200 | 70.19% | 1.8 | 0 | 9.5 |  |  |  | No | R-410A | 4.2083 | Residential & Commercial | No
216055483 | Central HP <5.4 tons | CHAMPION HEATING AND COOLING | HRCU-A-CB (Split System: Heat Pump with Remote Outdoor Unit-Air-Source) | HH824E2S11 | ASPEN |  | D(A,C,E)24B3K+TDR | TM9E040A10MP12 | 20600 | 16.5 | 8.5 | 22800 | 18100 | 79.39% | 2 | 0 | 9.8 |  |  |  | No | R-454B | 1.7167 | Residential & Commercial | No
214608690 | Central HP <5.4 tons | COLEMAN | HRCU-A-CB (Split System: Heat Pump with Remote Outdoor Unit-Air-Source) | HMH72B341 | ASPEN |  | CM36B34+TDR | CP9C080C16MP13 | 32200 | 17.5 | 8.1 | 33800 | 23800 | 70.41% | 2.08 | 0 | 9.9 |  |  |  | No | R-410A | 2.6833 | Residential & Commercial | No
213411112 | Central HP <5.4 tons | COLEMAN | HRCU-A-CB (Split System: Heat Pump with Remote Outdoor Unit-Air-Source) | HMH72B341 | ADP |  | H,YG35936 | Z8ET100C20LMPS1 | 34000 | 18 | 8.5 | 31800 | 23800 | 74.84% | 2.14 | 0 | 9.5 |  |  |  | No | R-410A | 2.8333 | Residential & Commercial | No
212623891 | Central HP <5.4 tons | COLEMAN | HRCU-A-CB (Split System: Heat Pump with Remote Outdoor Unit-Air-Source) | HMH72B341 | ASPEN |  | D(A,C,E)36C34+TDR | TP9C060B12MP13 | 32600 | 17.5 | 8.1 | 34000 | 27800 | 81.76% | 2.42 | 0 | 9.5 |  |  |  | No | R-410A | 2.7167 | Residential & Commercial | No
212623656 | Central HP <5.4 tons | COLEMAN | HRCU-A-CB (Split System: Heat Pump with Remote Outdoor Unit-Air-Source) | HMH72B341 | ASPEN |  | D(A,C,E)48C34+TDR | TPLC080B12MP13 | 32400 | 17 | 8.1 | 33600 | 29400 | 87.5% | 2.42 | 0 | 9.5 |  |  |  | No | R-410A | 2.7 | Residential & Commercial | No
212623657 | Central HP <5.4 tons | COLEMAN | HRCU-A-CB (Split System: Heat Pump with Remote Outdoor Unit-Air-Source) | HMH72B341 | ASPEN |  | D(A,C,E)48D34+TDR | TPLC080B12MP13 | 32400 | 17 | 8.1 | 33600 | 29400 | 87.5% | 2.42 | 0 | 9.5 |  |  |  | No | R-410A | 2.7 | Residential & Commercial | No
212623671 | Central HP <5.4 tons | COLEMAN | HRCU-A-CB (Split System: Heat Pump with Remote Outdoor Unit-Air-Source) | HMH72B341 | ASPEN |  | C(A,C,D,E)48B24+TDR | TL9E060B12UH11 | 30200 | 17.5 | 8.1 | 34000 | 27800 | 81.76% | 2.4 | 0 | 9.1 |  |  |  | No | R-410A | 2.5167 | Residential & Commercial | No
213355910 | Central HP <5.4 tons | COLEMAN | HRCU-A-CB (Split System: Heat Pump with Remote Outdoor Unit-Air-Source) | HMH72B341 | ADP |  | H,YG9J936+AEFE3A* |  | 33600 | 18 | 8.45 | 32200 | 23400 | 72.67% | 2.1 | 0 | 9.5 |  |  |  | No | R-410A | 2.8 | Residential & Commercial | No
213366533 | Central HP <5.4 tons | COLEMAN | HRCU-A-CB (Split System: Heat Pump with Remote Outdoor Unit-Air-Source) | HMH72B241 | ADP |  | H,YG7J936 | Z8ET080B12LMPS1 | 21800 | 17 | 8.1 | 22000 | 15600 | 70.91% | 1.86 | 0 | 9.5 |  |  |  | No | R-410A | 1.8167 | Residential & Commercial | No
216571360 | Central HP <5.4 tons | DIRECT AIR | HRCU-A-CB (Split System: Heat Pump with Remote Outdoor Unit-Air-Source) | DIRM4-60CS19-OU |  |  | DIRM4-60MAGICPRO20-AH |  | 54000 | 15.2 | 8.4 | 54000 | 38000 | 70.37% | 1.8 | 0 | 8.6 |  |  |  | No | R-454B | 4.5 | Residential & Commercial | No
213366561 | Central HP <5.4 tons | COLEMAN | HRCU-A-CB (Split System: Heat Pump with Remote Outdoor Unit-Air-Source) | HMH72B341 | ADP |  | H,YG7J936 | Z8ET080B12LMPS1 | 33200 | 18 | 8.5 | 31400 | 23000 | 73.25% | 2.04 | 0 | 9.5 |  |  |  | No | R-410A | 2.7667 | Residential & Commercial | No
213411110 | Central HP <5.4 tons | COLEMAN | HRCU-A-CB (Split System: Heat Pump with Remote Outdoor Unit-Air-Source) | HMH72B341 | ADP |  | H,YG35936 | Z8ET080B12LMPS1 | 33200 | 18 | 8.5 | 31400 | 23000 | 73.25% | 2.04 | 0 | 9.5 |  |  |  | No | R-410A | 2.7667 | Residential & Commercial | No
213366529 | Central HP <5.4 tons | COLEMAN | HRCU-A-CB (Split System: Heat Pump with Remote Outdoor Unit-Air-Source) | HMH72B241 | ADP |  | A36VCA+TXV | Z8ET080B12LMPS1 | 21800 | 17 | 8.1 | 22000 | 15600 | 70.91% | 1.86 | 0 | 9.5 |  |  |  | No | R-410A | 1.8167 | Residential & Commercial | No
214608689 | Central HP <5.4 tons | COLEMAN | HRCU-A-CB (Split System: Heat Pump with Remote Outdoor Unit-Air-Source) | HMH72B341 | ASPEN |  | CM36B34+TDR | CP9C080B12MP13 | 31800 | 17.5 | 8.5 | 33400 | 23400 | 70.06% | 2.04 | 0 | 9.9 |  |  |  | No | R-410A | 2.65 | Residential & Commercial | No
213366532 | Central HP <5.4 tons | COLEMAN | HRCU-A-CB (Split System: Heat Pump with Remote Outdoor Unit-Air-Source) | HMH72B241 | ADP |  | H,YG34936 | Z8ET080B12LMPS1 | 21800 | 17 | 8.1 | 22000 | 15600 | 70.91% | 1.86 | 0 | 9.5 |  |  |  | No | R-410A | 1.8167 | Residential & Commercial | No
212394486 | Central HP <5.4 tons | COLEMAN | HRCU-A-CB (Split System: Heat Pump with Remote Outdoor Unit-Air-Source) | HMH72B341 | ADP |  | H,YE33936 | TM9E060A10MP12 | 32400 | 17 | 8.5 | 32400 | 23200 | 71.6% | 2 | 0 | 9.5 |  |  |  | No | R-410A | 2.7 | Residential & Commercial | No
212394487 | Central HP <5.4 tons | COLEMAN | HRCU-A-CB (Split System: Heat Pump with Remote Outdoor Unit-Air-Source) | HMH72B341 | ADP |  | H,YE34936 | TM9E060A10MP12 | 32400 | 17 | 8.5 | 32400 | 23200 | 71.6% | 2 | 0 | 9.5 |  |  |  | No | R-410A | 2.7 | Residential & Commercial | No
214522509 | Central HP <5.4 tons | YORK | HRCU-A-CB (Split System: Heat Pump with Remote Outdoor Unit-Air-Source) | HMH72B341 | ASPEN |  | DX36C34+TDR | Y81E120C16SMPS1 | 33600 | 18 | 8.1 | 32600 | 23400 | 71.78% | 1.92 | 0 | 9.5 |  |  |  | No | R-410A | 2.8 | Residential & Commercial | No
214608691 | Central HP <5.4 tons | COLEMAN | HRCU-A-CB (Split System: Heat Pump with Remote Outdoor Unit-Air-Source) | HMH72B341 | ASPEN |  | CM36B34+TDR | CP9C100C16MP13 | 32000 | 17.5 | 8.5 | 34000 | 24000 | 70.59% | 2.1 | 0 | 9.9 |  |  |  | No | R-410A | 2.6667 | Residential & Commercial | No
214608693 | Central HP <5.4 tons | COLEMAN | HRCU-A-CB (Split System: Heat Pump with Remote Outdoor Unit-Air-Source) | HMH72B341 | ASPEN |  | CM36B34+TDR | CP9C120D20MP13 | 31600 | 17 | 8.5 | 32400 | 23800 | 73.46% | 2.1 | 0 | 9.3 |  |  |  | No | R-410A | 2.6333 | Residential & Commercial | No
212623706 | Central HP <5.4 tons | COLEMAN | HRCU-A-CB (Split System: Heat Pump with Remote Outdoor Unit-Air-Source) | HMH72B341 | ASPEN |  | C(A,C,D,E)36B24+TDR | TM9E060B12MP12 | 29400 | 16.7 | 8.1 | 34000 | 28000 | 82.35% | 2.39 | 0 | 9 |  |  |  | No | R-410A | 2.45 | Residential & Commercial | No
212623708 | Central HP <5.4 tons | COLEMAN | HRCU-A-CB (Split System: Heat Pump with Remote Outdoor Unit-Air-Source) | HMH72B341 | ASPEN |  | C(A,C,D,E)36C24+TDR | TM9E060B12MP12 | 29800 | 16.9 | 8.1 | 34000 | 28000 | 82.35% | 2.39 | 0 | 9 |  |  |  | No | R-410A | 2.4833 | Residential & Commercial | No
212623724 | Central HP <5.4 tons | COLEMAN | HRCU-A-CB (Split System: Heat Pump with Remote Outdoor Unit-Air-Source) | HMH72B341 | ASPEN |  | C(A,C,D,E)48C24+TDR | TM9E060B12MP12 | 30800 | 17.2 | 8.1 | 34000 | 28000 | 82.35% | 2.39 | 0 | 9 |  |  |  | No | R-410A | 2.5667 | Residential & Commercial | No
212623757 | Central HP <5.4 tons | COLEMAN | HRCU-A-CB (Split System: Heat Pump with Remote Outdoor Unit-Air-Source) | HMH72B341 | ASPEN |  | D(A,C,E)42D24+TDR | TM9E060B12MP12 | 30800 | 17.2 | 8.1 | 34000 | 28000 | 82.35% | 2.39 | 0 | 9 |  |  |  | No | R-410A | 2.5667 | Residential & Commercial | No
212293093 | Central HP <5.4 tons | YORK | HRCU-A-CB (Split System: Heat Pump with Remote Outdoor Unit-Air-Source) | HMH72B341 | ASPEN |  | C(A,C,D,E)48A34+TDR | YP9C120D20MP13 | 31800 | 17 | 8.1 | 32400 | 28200 | 87.04% | 2.57 | 0 | 9.4 |  |  |  | No | R-410A | 2.65 | Residential & Commercial | No
212293021 | Central HP <5.4 tons | YORK | HRCU-A-CB (Split System: Heat Pump with Remote Outdoor Unit-Air-Source) | HMH72B341 | ASPEN |  | C(A,C,D,E)48A34+TDR | TMLV120C20MP12 | 31600 | 16.5 | 8.1 | 32400 | 27400 | 84.57% | 2.49 | 0 | 8.9 |  |  |  | No | R-410A | 2.6333 | Residential & Commercial | No
214522497 | Central HP <5.4 tons | YORK | HRCU-A-CB (Split System: Heat Pump with Remote Outdoor Unit-Air-Source) | HMH72B341 | ASPEN |  | DX36C34+TDR | Y81E080B12SMPS1 | 33000 | 18 | 8.1 | 32600 | 23600 | 72.39% | 2 | 0 | 9.5 |  |  |  | No | R-410A | 2.75 | Residential & Commercial | No
214522531 | Central HP <5.4 tons | YORK | HRCU-A-CB (Split System: Heat Pump with Remote Outdoor Unit-Air-Source) | HMH72B341 | ASPEN |  | DX36E34+TDR | Y81E080B12SMPS1 | 33000 | 18 | 8.5 | 33000 | 23400 | 70.91% | 2 | 0 | 9.5 |  |  |  | No | R-410A | 2.75 | Residential & Commercial | No
212394488 | Central HP <5.4 tons | COLEMAN | HRCU-A-CB (Split System: Heat Pump with Remote Outdoor Unit-Air-Source) | HMH72B341 | ADP |  | H,YE35936 | TM9E060A10MP12 | 33600 | 17 | 8.5 | 32200 | 23400 | 72.67% | 2.02 | 0 | 9.5 |  |  |  | No | R-410A | 2.8 | Residential & Commercial | No
216054734 | Central HP <5.4 tons | COLEMAN | HRCU-A-CB (Split System: Heat Pump with Remote Outdoor Unit-Air-Source) | HH836E2S11 | ASPEN |  | D(A,C,E)36A4K+TDR | TP9C100C20MP13 | 31600 | 18 | 8.5 | 32400 | 26000 | 80.25% | 2 | 0 | 9.8 |  |  |  | No | R-454B | 2.6333 | Residential & Commercial | No
214295846 | Central HP <5.4 tons | CHAMPION HEATING AND COOLING | HRCU-A-CB (Split System: Heat Pump with Remote Outdoor Unit-Air-Source) | HMH72B341 | ADP |  | H,YG9J936 | TM8V060A12MP12 | 34000 | 17 | 8.1 | 32400 | 23800 | 73.46% | 2.06 | 0 | 9.5 |  |  |  | No | R-410A | 2.8333 | Residential & Commercial | No
214295847 | Central HP <5.4 tons | CHAMPION HEATING AND COOLING | HRCU-A-CB (Split System: Heat Pump with Remote Outdoor Unit-Air-Source) | HMH72B341 | ADP |  | PL36H175P159 | TM8V080B12MP12 | 33800 | 17 | 8.1 | 32400 | 23800 | 73.46% | 2.04 | 0 | 9.5 |  |  |  | No | R-410A | 2.8167 | Residential & Commercial | No
214295849 | Central HP <5.4 tons | CHAMPION HEATING AND COOLING | HRCU-A-CB (Split System: Heat Pump with Remote Outdoor Unit-Air-Source) | HMH72B341 | ADP |  | H,YG9J936 | TM8V080B12MP12 | 32400 | 17 | 8.1 | 32400 | 23400 | 72.22% | 2 | 0 | 9.5 |  |  |  | No | R-410A | 2.7 | Residential & Commercial | No
212625811 | Central HP <5.4 tons | COLEMAN | HRCU-A-CB (Split System: Heat Pump with Remote Outdoor Unit-Air-Source) | HMH72B341 | ASPEN |  | D(A,C,E)42A46+TDR | TM9Y120D20MP11 | 32000 | 16.5 | 8.5 | 32400 | 28200 | 87.04% | 2.77 | 0 | 9.4 |  |  |  | No | R-410A | 2.6667 | Residential & Commercial | No
212625830 | Central HP <5.4 tons | COLEMAN | HRCU-A-CB (Split System: Heat Pump with Remote Outdoor Unit-Air-Source) | HMH72B341 | ASPEN |  | D(A,C,E)36D26+TDR | TP9C120D20MP13 | 29800 | 16.4 | 8.1 | 32400 | 27800 | 85.8% | 2.52 | 0 | 9 |  |  |  | No | R-410A | 2.4833 | Residential & Commercial | No
212625860 | Central HP <5.4 tons | COLEMAN | HRCU-A-CB (Split System: Heat Pump with Remote Outdoor Unit-Air-Source) | HMH72B341 | ASPEN |  | D(A,C,E)36C36+TDR | TM9V120D20MP12 | 32000 | 17 | 8.5 | 32400 | 28200 | 87.04% | 2.79 | 0 | 9.4 |  |  |  | No | R-410A | 2.6667 | Residential & Commercial | No
212625864 | Central HP <5.4 tons | COLEMAN | HRCU-A-CB (Split System: Heat Pump with Remote Outdoor Unit-Air-Source) | HMH72B341 | ASPEN |  | D(A,C,E)42C36+TDR | TM9V120D20MP12 | 32400 | 17 | 8.5 | 32400 | 28200 | 87.04% | 2.79 | 0 | 9.5 |  |  |  | No | R-410A | 2.7 | Residential & Commercial | No
212625913 | Central HP <5.4 tons | COLEMAN | HRCU-A-CB (Split System: Heat Pump with Remote Outdoor Unit-Air-Source) | HMH72B341 | ASPEN |  | C(A,C,D,E)36B36+TDR | TM9V040A10MP12 | 31600 | 17 | 8.1 | 33200 | 27400 | 82.53% | 2.41 | 0 | 9.4 |  |  |  | No | R-410A | 2.6333 | Residential & Commercial | No
212625945 | Central HP <5.4 tons | COLEMAN | HRCU-A-CB (Split System: Heat Pump with Remote Outdoor Unit-Air-Source) | HMH72B341 | ASPEN |  | C(A,C,D,E)36B36+TDR | TM9E100C20MP12 | 32000 | 15.5 | 8.1 | 33200 | 27000 | 81.33% | 2.43 | 0 | 9.9 |  |  |  | No | R-410A | 2.6667 | Residential & Commercial | No
212625964 | Central HP <5.4 tons | COLEMAN | HRCU-A-CB (Split System: Heat Pump with Remote Outdoor Unit-Air-Source) | HMH72B341 | ASPEN |  | D(A,C,E)48D26+TDR | TM9E100C20MP12 | 31000 | 15.2 | 8.1 | 33200 | 27000 | 81.33% | 2.43 | 0 | 9.7 |  |  |  | No | R-410A | 2.5833 | Residential & Commercial | No
212626061 | Central HP <5.4 tons | COLEMAN | HRCU-A-CB (Split System: Heat Pump with Remote Outdoor Unit-Air-Source) | HMH72B341 | ASPEN |  | C(A,C,D,E)42A26+TDR | TM8Y100C20MP11 | 31200 | 17.9 | 8.1 | 33400 | 29800 | 89.22% | 2.75 | 0 | 9.3 |  |  |  | No | R-410A | 2.6 | Residential & Commercial | No
212626328 | Central HP <5.4 tons | COLEMAN | HRCU-A-CB (Split System: Heat Pump with Remote Outdoor Unit-Air-Source) | HMH72B341 | ASPEN |  | C(A,C,D,E)48A26+TDR | TM9V080C16MP12 | 29800 | 16.9 | 8.3 | 33600 | 27200 | 80.95% | 2.6 | 0 | 9.5 |  |  |  | No | R-410A | 2.4833 | Residential & Commercial | No
212626346 | Central HP <5.4 tons | COLEMAN | HRCU-A-CB (Split System: Heat Pump with Remote Outdoor Unit-Air-Source) | HMH72B341 | ASPEN |  | D(A,C,E)42A36+TDR | TM9V080C16MP12 | 31800 | 17.5 | 8.3 | 33600 | 27600 | 82.14% | 2.63 | 0 | 9.9 |  |  |  | No | R-410A | 2.65 | Residential & Commercial | No
212626362 | Central HP <5.4 tons | COLEMAN | HRCU-A-CB (Split System: Heat Pump with Remote Outdoor Unit-Air-Source) | HMH72B341 | ASPEN |  | C(A,C,D,E)42B36+TDR | TM9E100C16MP12 | 32400 | 18 | 8.4 | 33600 | 27200 | 80.95% | 2.64 | 0 | 9.9 |  |  |  | No | R-410A | 2.7 | Residential & Commercial | No
212626549 | Central HP <5.4 tons | COLEMAN | HRCU-A-CB (Split System: Heat Pump with Remote Outdoor Unit-Air-Source) | HMH72B341 | ASPEN |  | C(A,C,D,E)36A36+TDR | TM8E080B12MP11 | 31400 | 17.8 | 8.2 | 33800 | 27800 | 82.25% | 2.56 | 0 | 9.3 |  |  |  | No | R-410A | 2.6167 | Residential & Commercial | No
212626649 | Central HP <5.4 tons | COLEMAN | HRCU-A-CB (Split System: Heat Pump with Remote Outdoor Unit-Air-Source) | HMH72B341 | ASPEN |  | D(A,C,E)36C36+TDR | TM9V080B12MP12 | 32800 | 17 | 8.3 | 33800 | 29600 | 87.57% | 2.7 | 0 | 9.5 |  |  |  | No | R-410A | 2.7333 | Residential & Commercial | No
212626665 | Central HP <5.4 tons | COLEMAN | HRCU-A-CB (Split System: Heat Pump with Remote Outdoor Unit-Air-Source) | HMH72B341 | ASPEN |  | D(A,C,E)36C36+TDR | TM9E060A10MP12 | 32200 | 17.5 | 8.1 | 33800 | 27400 | 81.07% | 2.4 | 0 | 9.5 |  |  |  | No | R-410A | 2.6833 | Residential & Commercial | No
212626680 | Central HP <5.4 tons | COLEMAN | HRCU-A-CB (Split System: Heat Pump with Remote Outdoor Unit-Air-Source) | HMH72B341 | ASPEN |  | C(A,C,D,E)42A36+TDR | TM8E080B12MP11 | 31800 | 17.9 | 8.3 | 33800 | 28200 | 83.43% | 2.59 | 0 | 9.4 |  |  |  | No | R-410A | 2.65 | Residential & Commercial | No
212626731 | Central HP <5.4 tons | COLEMAN | HRCU-A-CB (Split System: Heat Pump with Remote Outdoor Unit-Air-Source) | HMH72B341 | ASPEN |  | C(A,C,D,E)36B26+TDR | TM8E080C16MP11 | 30800 | 17.9 | 8.3 | 33800 | 28600 | 84.62% | 2.7 | 0 | 9.8 |  |  |  | No | R-410A | 2.5667 | Residential & Commercial | No
212626780 | Central HP <5.4 tons | COLEMAN | HRCU-A-CB (Split System: Heat Pump with Remote Outdoor Unit-Air-Source) | HMH72B341 | ASPEN |  | C(A,C,D,E)48A36+TDR | TM9E080B12MP12 | 32400 | 17.5 | 8.4 | 33800 | 27400 | 81.07% | 2.62 | 0 | 9.9 |  |  |  | No | R-410A | 2.7 | Residential & Commercial | No
212623991 | Central HP <5.4 tons | COLEMAN | HRCU-A-CB (Split System: Heat Pump with Remote Outdoor Unit-Air-Source) | HMH72B341 | ASPEN |  | D(A,C,E)36B44+TDR | TM9Y080B12MP11 | 33000 | 18 | 8.1 | 34000 | 28000 | 82.35% | 2.41 | 0 | 9.5 |  |  |  | No | R-410A | 2.75 | Residential & Commercial | No
212624009 | Central HP <5.4 tons | COLEMAN | HRCU-A-CB (Split System: Heat Pump with Remote Outdoor Unit-Air-Source) | HMH72B341 | ASPEN |  | C(A,C,D,E)36B24+TDR | TMLE080B12MP11 | 29200 | 17.2 | 8.1 | 34000 | 28000 | 82.35% | 2.41 | 0 | 8.9 |  |  |  | No | R-410A | 2.4333 | Residential & Commercial | No
212624122 | Central HP <5.4 tons | COLEMAN | HRCU-A-CB (Split System: Heat Pump with Remote Outdoor Unit-Air-Source) | HMH72B341 | ASPEN |  | D(A,C,E)48C34+TDR | TPLC060A12MP13 | 32800 | 17.5 | 8.1 | 33400 | 28800 | 86.23% | 2.49 | 0 | 9.5 |  |  |  | No | R-410A | 2.7333 | Residential & Commercial | No
212624157 | Central HP <5.4 tons | COLEMAN | HRCU-A-CB (Split System: Heat Pump with Remote Outdoor Unit-Air-Source) | HMH72B341 | ASPEN |  | C(A,C,D,E)42D24+TDR | TP9C080B12MP13 | 31800 | 17 | 8.1 | 33600 | 29600 | 88.1% | 2.45 | 0 | 9 |  |  |  | No | R-410A | 2.65 | Residential & Commercial | No
212624176 | Central HP <5.4 tons | COLEMAN | HRCU-A-CB (Split System: Heat Pump with Remote Outdoor Unit-Air-Source) | HMH72B341 | ASPEN |  | C(A,C,D,E)48D24+TDR | TM9Y100C20MP11 | 30800 | 15.2 | 8.1 | 34000 | 27800 | 81.76% | 2.38 | 0 | 9.2 |  |  |  | No | R-410A | 2.5667 | Residential & Commercial | No
212624189 | Central HP <5.4 tons | COLEMAN | HRCU-A-CB (Split System: Heat Pump with Remote Outdoor Unit-Air-Source) | HMH72B341 | ASPEN |  | D(A,C,E)48C34+TDR | TM9Y100C20MP11 | 33000 | 15.5 | 8.1 | 34000 | 27800 | 81.76% | 2.38 | 0 | 9 |  |  |  | No | R-410A | 2.75 | Residential & Commercial | No
212506455 | Central HP <5.4 tons | YORK | HRCU-A-CB (Split System: Heat Pump with Remote Outdoor Unit-Air-Source) | HMH72B361 | ASPEN |  | L(E,G)M48B4 |  | 34400 | 18 | 8.1 | 36000 | 26400 | 73.33% | 2.81 | 0 | 9 |  |  |  | No | R-410A | 2.8667 | Residential & Commercial | No
216055463 | Central HP <5.4 tons | CHAMPION HEATING AND COOLING | HRCU-A-CB (Split System: Heat Pump with Remote Outdoor Unit-Air-Source) | HH824E2S11 | ASPEN |  | C(A,C,D,E)24A3K+TDR | TM8Y060A12MP11 | 20000 | 17.5 | 8.5 | 22600 | 18400 | 81.42% | 2 | 0 | 9.8 |  |  |  | No | R-454B | 1.6667 | Residential & Commercial | No
216055481 | Central HP <5.4 tons | CHAMPION HEATING AND COOLING | HRCU-A-CB (Split System: Heat Pump with Remote Outdoor Unit-Air-Source) | HH824E2S11 | ASPEN |  | C(A,C,D,E)24A3K+TDR | TM9E040A10MP12 | 20200 | 16.5 | 8.5 | 22600 | 18100 | 80.09% | 2 | 0 | 9.8 |  |  |  | No | R-454B | 1.6833 | Residential & Commercial | No
212624275 | Central HP <5.4 tons | COLEMAN | HRCU-A-CB (Split System: Heat Pump with Remote Outdoor Unit-Air-Source) | HMH72B341 | ASPEN |  | C(A,C,D,E)36C24+TDR | TM8E120C16MP11 | 31400 | 18 | 8.4 | 34000 | 28800 | 84.71% | 2.77 | 0 | 9.9 |  |  |  | No | R-410A | 2.6167 | Residential & Commercial | No
212624390 | Central HP <5.4 tons | COLEMAN | HRCU-A-CB (Split System: Heat Pump with Remote Outdoor Unit-Air-Source) | HMH72B341 | ASPEN |  | C(A,C,D,E)42D24+TDR | TM9Y080C16MP11 | 30600 | 18.1 | 8.5 | 34000 | 28000 | 82.35% | 2.66 | 0 | 9 |  |  |  | No | R-410A | 2.55 | Residential & Commercial | No
212624391 | Central HP <5.4 tons | COLEMAN | HRCU-A-CB (Split System: Heat Pump with Remote Outdoor Unit-Air-Source) | HMH72B341 | ASPEN |  | C(A,C,D,E)48B24+TDR | TM9Y080C16MP11 | 30200 | 17.9 | 8.5 | 34000 | 28000 | 82.35% | 2.66 | 0 | 9 |  |  |  | No | R-410A | 2.5167 | Residential & Commercial | No
212624407 | Central HP <5.4 tons | COLEMAN | HRCU-A-CB (Split System: Heat Pump with Remote Outdoor Unit-Air-Source) | HMH72B341 | ASPEN |  | D(A,C,E)42B34+TDR | TM9Y080C16MP11 | 32400 | 18.5 | 8.5 | 34000 | 28000 | 82.35% | 2.66 | 0 | 9.5 |  |  |  | No | R-410A | 2.7 | Residential & Commercial | No
216056269 | Central HP <5.4 tons | YORK | HRCU-A-CB (Split System: Heat Pump with Remote Outdoor Unit-Air-Source) | HH824E2S11 | ASPEN |  | C(A,C,D,E)24D2K+TDR | YP9C060B12MP13 | 21400 | 17 | 8.5 | 22800 | 18000 | 78.95% | 2 | 0 | 9.8 |  |  |  | No | R-454B | 1.7833 | Residential & Commercial | No
216056308 | Central HP <5.4 tons | YORK | HRCU-A-CB (Split System: Heat Pump with Remote Outdoor Unit-Air-Source) | HH824E2S11 | ASPEN |  | D(A,C,E)24B3K+TDR | TM9E040A10MP12 | 20600 | 16.5 | 8.5 | 22800 | 18100 | 79.39% | 2 | 0 | 9.8 |  |  |  | No | R-454B | 1.7167 | Residential & Commercial | No
212624473 | Central HP <5.4 tons | COLEMAN | HRCU-A-CB (Split System: Heat Pump with Remote Outdoor Unit-Air-Source) | HMH72B341 | ASPEN |  | C(A,C,D,E)36C24+TDR | CPLC080C16MP13 | 29800 | 16.9 | 8.1 | 33800 | 27400 | 81.07% | 2.47 | 0 | 9.5 |  |  |  | No | R-410A | 2.4833 | Residential & Commercial | No
212624477 | Central HP <5.4 tons | COLEMAN | HRCU-A-CB (Split System: Heat Pump with Remote Outdoor Unit-Air-Source) | HMH72B341 | ASPEN |  | C(A,C,D,E)42D24+TDR | CPLC080C16MP13 | 30600 | 17.2 | 8.1 | 33800 | 27400 | 81.07% | 2.47 | 0 | 9.6 |  |  |  | No | R-410A | 2.55 | Residential & Commercial | No
212624493 | Central HP <5.4 tons | COLEMAN | HRCU-A-CB (Split System: Heat Pump with Remote Outdoor Unit-Air-Source) | HMH72B341 | ASPEN |  | D(A,C,E)42D24+TDR | CPLC080C16MP13 | 30600 | 17.2 | 8.1 | 33800 | 27400 | 81.07% | 2.47 | 0 | 9.6 |  |  |  | No | R-410A | 2.55 | Residential & Commercial | No
212624509 | Central HP <5.4 tons | COLEMAN | HRCU-A-CB (Split System: Heat Pump with Remote Outdoor Unit-Air-Source) | HMH72B341 | ASPEN |  | C(A,C,D,E)42C24+TDR | CPLC100C16MP13 | 30200 | 17 | 8.1 | 33800 | 27400 | 81.07% | 2.47 | 0 | 9 |  |  |  | No | R-410A | 2.5167 | Residential & Commercial | No
212624575 | Central HP <5.4 tons | COLEMAN | HRCU-A-CB (Split System: Heat Pump with Remote Outdoor Unit-Air-Source) | HMH72B341 | ASPEN |  | C(A,C,D,E)48D24+TDR | TM8V080C16MP12 | 31000 | 17.3 | 8.5 | 34000 | 27400 | 80.59% | 2.67 | 0 | 9.7 |  |  |  | No | R-410A | 2.5833 | Residential & Commercial | No
216056319 | Central HP <5.4 tons | YORK | HRCU-A-CB (Split System: Heat Pump with Remote Outdoor Unit-Air-Source) | HH824E2S11 | ASPEN |  | D(A,C,E)24B3K+TDR | TM9V040A10MP12 | 20600 | 16.5 | 8.5 | 22800 | 17500 | 76.75% | 2 | 0 | 9.8 |  |  |  | No | R-454B | 1.7167 | Residential & Commercial | No
214295844 | Central HP <5.4 tons | CHAMPION HEATING AND COOLING | HRCU-A-CB (Split System: Heat Pump with Remote Outdoor Unit-Air-Source) | HMH72B341 | ADP |  | PL36H***P219 | TM8V060A12MP12 | 32800 | 17 | 8.1 | 31800 | 23000 | 72.33% | 2.02 | 0 | 9.5 |  |  |  | No | R-410A | 2.7333 | Residential & Commercial | No
214608729 | Central HP <5.4 tons | COLEMAN | HRCU-A-CB (Split System: Heat Pump with Remote Outdoor Unit-Air-Source) | HMH72B341 | ASPEN |  | CM36B36+TDR | CP9C120D20MP13 | 31600 | 17 | 8.5 | 32400 | 23800 | 73.46% | 2.1 | 0 | 9.3 |  |  |  | No | R-410A | 2.6333 | Residential & Commercial | No
214521923 | Central HP <5.4 tons | COLEMAN | HRCU-A-CB (Split System: Heat Pump with Remote Outdoor Unit-Air-Source) | HMH72B341 | ASPEN |  | C(A,C,D,E)36A34+TDR | Z8ES080C20SMPS1 | 31200 | 17.8 | 8.3 | 33000 | 28200 | 85.45% | 2.67 | 0 | 9.8 |  |  |  | No | R-410A | 2.6 | Residential & Commercial | No
214521924 | Central HP <5.4 tons | COLEMAN | HRCU-A-CB (Split System: Heat Pump with Remote Outdoor Unit-Air-Source) | HMH72B341 | ASPEN |  | C(A,C,D,E)42A34+TDR | Z8ES080C20SMPS1 | 31800 | 17.9 | 8.4 | 33200 | 28200 | 84.94% | 2.69 | 0 | 9.9 |  |  |  | No | R-410A | 2.65 | Residential & Commercial | No
214295843 | Central HP <5.4 tons | CHAMPION HEATING AND COOLING | HRCU-A-CB (Split System: Heat Pump with Remote Outdoor Unit-Air-Source) | HMH72B341 | ADP |  | PL36H210P759 | TM8V060A12MP12 | 34000 | 17 | 8.1 | 32400 | 23800 | 73.46% | 2.06 | 0 | 9.5 |  |  |  | No | R-410A | 2.8333 | Residential & Commercial | No
214521940 | Central HP <5.4 tons | COLEMAN | HRCU-A-CB (Split System: Heat Pump with Remote Outdoor Unit-Air-Source) | HMH72B341 | ASPEN |  | C(A,C,D,E)48A34+TDR | Z8ES100C20LMPS1 | 32200 | 17.5 | 8.5 | 33200 | 27400 | 82.53% | 2.71 | 0 | 9.4 |  |  |  | No | R-410A | 2.6833 | Residential & Commercial | No
214521991 | Central HP <5.4 tons | COLEMAN | HRCU-A-CB (Split System: Heat Pump with Remote Outdoor Unit-Air-Source) | HMH72B341 | ASPEN |  | C(A,C,D,E)48A34+TDR | Z9ES100C20SMPS1 | 32200 | 17.5 | 8.4 | 33400 | 27600 | 82.63% | 2.67 | 0 | 9.4 |  |  |  | No | R-410A | 2.6833 | Residential & Commercial | No
214336685 | Central HP <5.4 tons | RHEEM | HRCU-A-CB (Split System: Heat Pump with Remote Outdoor Unit-Air-Source) | RD17AZ60AJ3N | ASPEN |  | CP61C34+TDR | R802VA125524Z | 52000 | 17.9 | 8.1 | 53500 | 49000 | 91.59% | 1.75 | 0 | 9.8 |  |  |  | No | R-410A | 4.3333 | Residential & Commercial | No
213738510 | Central HP <5.4 tons | DAY & NIGHT | HRCU-A-CB (Split System: Heat Pump with Remote Outdoor Unit-Air-Source) | DLCURAH36ABK | ADP |  | V,G36H***P449 | *80VSL0451412B* | 35000 | 16 | 8.1 | 36800 | 34600 | 94.02% | 1.94 | 0 | 9.5 |  |  |  | No | R-410A | 2.9167 | Residential & Commercial | No
213738527 | Central HP <5.4 tons | DAY & NIGHT | HRCU-A-CB (Split System: Heat Pump with Remote Outdoor Unit-Air-Source) | DLCURAH36ABK | ADP |  | FG35936 | *92MSN0601412A* | 35400 | 15.2 | 8.5 | 36800 | 34800 | 94.57% | 2 | 0 | 9.5 |  |  |  | No | R-410A | 2.95 | Residential & Commercial | No
213367739 | Central HP <5.4 tons | YORK | HRCU-A-CB (Split System: Heat Pump with Remote Outdoor Unit-Air-Source) | HMH72B361 | ASPEN |  | C(A,C,D,E)36C24+TDR | Y81E100C20SMPS1 | 31400 | 15.9 | 8.1 | 36000 | 26800 | 74.44% | 2.83 | 0 | 8.5 |  |  |  | No | R-410A | 2.6167 | Residential & Commercial | No
214336701 | Central HP <5.4 tons | RHEEM | HRCU-A-CB (Split System: Heat Pump with Remote Outdoor Unit-Air-Source) | RD17AZ60AJ3N | ASPEN |  | CP61C34+TDR | R97MV1155A24DHS | 51500 | 17.9 | 8.1 | 54000 | 49500 | 91.67% | 1.75 | 0 | 9.8 |  |  |  | No | R-410A | 4.2917 | Residential & Commercial | No
214336682 | Central HP <5.4 tons | RHEEM | HRCU-A-CB (Split System: Heat Pump with Remote Outdoor Unit-Air-Source) | RD17AZ60AJ3N | ASPEN |  | CP61C34+TDR | R802VA100521M | 52000 | 18.9 | 8.1 | 53500 | 49000 | 91.59% | 1.75 | 0 | 9.8 |  |  |  | No | R-410A | 4.3333 | Residential & Commercial | No
214336683 | Central HP <5.4 tons | RHEEM | HRCU-A-CB (Split System: Heat Pump with Remote Outdoor Unit-Air-Source) | RD17AZ60AJ3N | ASPEN |  | CP61C34+TDR | R802VA100521Z | 52000 | 17.9 | 8.1 | 53500 | 49000 | 91.59% | 1.75 | 0 | 9.8 |  |  |  | No | R-410A | 4.3333 | Residential & Commercial | No
213613564 | Central HP <5.4 tons | BRYANT HEATING AND COOLING SYSTEMS | HRCU-A-CB (Split System: Heat Pump with Remote Outdoor Unit-Air-Source) | 38MURAQ18AB3* | ASPEN |  | L(E,G)M24E4 |  | 17500 | 15.2 | 8.2 | 19300 | 18300 | 94.82% | 2.2 | 0 | 9.8 |  |  |  | No | R-410A | 1.4583 | Residential & Commercial | No
213369387 | Central HP <5.4 tons | CARRIER | HRCU-A-CB (Split System: Heat Pump with Remote Outdoor Unit-Air-Source) | 38MURAQ18AB3* | ADP |  | H,PG7J936 | 59TP6C040V14**10 | 16900 | 16 | 8.5 | 16600 | 19000 | 114.5% | 2.34 | 0 | 9.5 |  |  |  | No | R-410A | 1.4083 | Residential & Commercial | No
216056888 | Central HP <5.4 tons | YORK | HRCU-A-CB (Split System: Heat Pump with Remote Outdoor Unit-Air-Source) | HH860E2S11 | ASPEN |  | C(A,C,D,E)60A3K+TDR | YP9C080C16MP13 | 33200 | 17 | 8.5 | 44000 | 33600 | 76.36% | 2 | 0 | 9.8 |  |  |  | No | R-454B | 2.7667 | Residential & Commercial | No
213367798 | Central HP <5.4 tons | YORK | HRCU-A-CB (Split System: Heat Pump with Remote Outdoor Unit-Air-Source) | HMH72B361 | ASPEN |  | C(A,C,D,E)48C24+TDR | Y81E100C16LMPS1 | 33000 | 17.5 | 8.1 | 36000 | 25400 | 70.56% | 2.65 | 0 | 8 |  |  |  | No | R-410A | 2.75 | Residential & Commercial | No
214421456 | Central HP <5.4 tons | MRCOOL | HRCU-A-C (Split System: Heat Pump with Remote Outdoor Unit with No Indoor Fan --Air Source) | MDUO18048060 |  |  | MDUCC15060 |  | 50500 | 15.2 | 8.5 | 53000 | 37200 | 70.19% | 1.8 | 0 | 9.5 |  |  |  | No | R-410A | 4.2083 | Residential & Commercial | No
213367782 | Central HP <5.4 tons | YORK | HRCU-A-CB (Split System: Heat Pump with Remote Outdoor Unit-Air-Source) | HMH72B341 | ASPEN |  | C(A,C,D,E)48C24+TDR | YPLC060A12MP13 | 32000 | 17.5 | 8.1 | 33400 | 28400 | 85.03% | 2.74 | 0 | 9 |  |  |  | No | R-410A | 2.6667 | Residential & Commercial | No
213367823 | Central HP <5.4 tons | YORK | HRCU-A-CB (Split System: Heat Pump with Remote Outdoor Unit-Air-Source) | HMH72B341 | ASPEN |  | C(A,C,D,E)36A44+TDR | YP9C120D20MP13 | 31600 | 17 | 8.5 | 32400 | 28200 | 87.04% | 2.79 | 0 | 9.3 |  |  |  | No | R-410A | 2.6333 | Residential & Commercial | No
216504987 | Central HP <5.4 tons | YORK | HRCU-A-CB (Split System: Heat Pump with Remote Outdoor Unit-Air-Source) | HMH72B341 | ASPEN |  | D(A,C,E)36A36+TDR | Y91E080C20SMPS1 | 30800 | 17 | 8.5 | 32600 | 28000 | 85.89% | 2.69 | 0 | 9.8 |  |  |  | No | R-410A | 2.5667 | Residential & Commercial | No
213613582 | Central HP <5.4 tons | BRYANT HEATING AND COOLING SYSTEMS | HRCU-A-CB (Split System: Heat Pump with Remote Outdoor Unit-Air-Source) | 38MURAQ24AA3* | ASPEN |  | L(E,G)M24G4 |  | 18000 | 15.2 | 9 | 19300 | 18300 | 94.82% | 2.2 | 0 | 9.5 |  |  |  | No | R-410A | 1.5 | Residential & Commercial | No
213367800 | Central HP <5.4 tons | YORK | HRCU-A-CB (Split System: Heat Pump with Remote Outdoor Unit-Air-Source) | HMH72B361 | ASPEN |  | C(A,C,D,E)48C24+TDR | Y81E100C20LMPS1 | 32400 | 16.1 | 8.1 | 36000 | 26800 | 74.44% | 2.83 | 0 | 8 |  |  |  | No | R-410A | 2.7 | Residential & Commercial | No
214093102 | Central HP <5.4 tons | LUXAIRE | HRCU-A-CB (Split System: Heat Pump with Remote Outdoor Unit-Air-Source) | HMH72B341 | ASPEN |  | D(A,C,E)36A36+TDR | TMLE100B12MP11 | 31600 | 17.9 | 8.1 | 32400 | 44000 | 135.8% | 3.06 | 0 | 9.8 |  |  |  | No | R-410A | 2.6333 | Residential & Commercial | No
214093113 | Central HP <5.4 tons | LUXAIRE | HRCU-A-CB (Split System: Heat Pump with Remote Outdoor Unit-Air-Source) | HMH72B341 | ASPEN |  | D(A,C,E)48B36+TDR | TMLV060A12MP12 | 32800 | 17.5 | 8.1 | 32400 | 45000 | 138.9% | 3.09 | 0 | 9.5 |  |  |  | No | R-410A | 2.7333 | Residential & Commercial | No
213367787 | Central HP <5.4 tons | YORK | HRCU-A-CB (Split System: Heat Pump with Remote Outdoor Unit-Air-Source) | HMH72B341 | ASPEN |  | C(A,C,D,E)48C24+TDR | YPLC120C20MP13 | 30000 | 16 | 8.5 | 32400 | 27800 | 85.8% | 2.69 | 0 | 8.6 |  |  |  | No | R-410A | 2.5 | Residential & Commercial | No
214092923 | Central HP <5.4 tons | LUXAIRE | HRCU-A-CB (Split System: Heat Pump with Remote Outdoor Unit-Air-Source) | HMH72B341 | ASPEN |  | D(A,C,E)42A46+TDR | LP9C080B12MP13 | 32800 | 17 | 8.1 | 32400 | 46500 | 143.5% | 3.12 | 0 | 9.5 |  |  |  | No | R-410A | 2.7333 | Residential & Commercial | No
214092942 | Central HP <5.4 tons | LUXAIRE | HRCU-A-CB (Split System: Heat Pump with Remote Outdoor Unit-Air-Source) | HMH72B341 | ASPEN |  | D(A,C,E)48B36+TDR | LPLC080B12MP13 | 32400 | 17 | 8.1 | 32400 | 45500 | 140.4% | 3 | 0 | 9.5 |  |  |  | No | R-410A | 2.7 | Residential & Commercial | No
214092956 | Central HP <5.4 tons | LUXAIRE | HRCU-A-CB (Split System: Heat Pump with Remote Outdoor Unit-Air-Source) | HMH72B341 | ASPEN |  | D(A,C,E)42A46+TDR | TL8E060A12UH11 | 32800 | 18 | 8.1 | 32400 | 45500 | 140.4% | 3.07 | 0 | 9.5 |  |  |  | No | R-410A | 2.7333 | Residential & Commercial | No
214093074 | Central HP <5.4 tons | LUXAIRE | HRCU-A-CB (Split System: Heat Pump with Remote Outdoor Unit-Air-Source) | HMH72B341 | ASPEN |  | D(A,C,E)48B36+TDR | TM9Y060B12MP11 | 32600 | 17.5 | 8.1 | 32400 | 46000 | 142% | 3.01 | 0 | 9.5 |  |  |  | No | R-410A | 2.7167 | Residential & Commercial | No
214092240 | Central HP <5.4 tons | LUXAIRE | HRCU-A-CB (Split System: Heat Pump with Remote Outdoor Unit-Air-Source) | HMH72B341 | ASPEN |  | D(A,C,E)42A44+TDR | LP9C100C20MP13 | 32400 | 17.5 | 8.1 | 32400 | 45000 | 138.9% | 3.16 | 0 | 9.5 |  |  |  | No | R-410A | 2.7 | Residential & Commercial | No
214092272 | Central HP <5.4 tons | LUXAIRE | HRCU-A-CB (Split System: Heat Pump with Remote Outdoor Unit-Air-Source) | HMH72B341 | ASPEN |  | D(A,C,E)36A34+TDR | TL9E060B12UH11 | 31400 | 17.9 | 8.1 | 32400 | 44500 | 137.3% | 3.03 | 0 | 9.3 |  |  |  | No | R-410A | 2.6167 | Residential & Commercial | No
214092288 | Central HP <5.4 tons | LUXAIRE | HRCU-A-CB (Split System: Heat Pump with Remote Outdoor Unit-Air-Source) | HMH72B341 | ASPEN |  | D(A,C,E)42A44+TDR | TM8E080B12MP11 | 32400 | 18 | 8.1 | 32400 | 45000 | 138.9% | 3.09 | 0 | 9.5 |  |  |  | No | R-410A | 2.7 | Residential & Commercial | No
214092306 | Central HP <5.4 tons | LUXAIRE | HRCU-A-CB (Split System: Heat Pump with Remote Outdoor Unit-Air-Source) | HMH72B341 | ASPEN |  | D(A,C,E)42A44+TDR | TM8V080B12MP12 | 32400 | 17 | 8.1 | 32400 | 46000 | 142% | 3.03 | 0 | 9.5 |  |  |  | No | R-410A | 2.7 | Residential & Commercial | No
214092406 | Central HP <5.4 tons | LUXAIRE | HRCU-A-CB (Split System: Heat Pump with Remote Outdoor Unit-Air-Source) | HMH72B341 | ASPEN |  | D(A,C,E)48B34+TDR | TMLE080B12MP11 | 32600 | 18 | 8.1 | 32400 | 45000 | 138.9% | 3.09 | 0 | 9.5 |  |  |  | No | R-410A | 2.7167 | Residential & Commercial | No
214093370 | Central HP <5.4 tons | LUXAIRE | HRCU-A-CB (Split System: Heat Pump with Remote Outdoor Unit-Air-Source) | HMH72B361 | ASPEN |  | D(A,C,E)42A46+TDR | Z8ES080C20SMPS1 | 34400 | 17 | 8.1 | 32400 | 44000 | 135.8% | 3.24 | 0 | 9 |  |  |  | No | R-410A | 2.8667 | Residential & Commercial | No
214092938 | Central HP <5.4 tons | LUXAIRE | HRCU-A-CB (Split System: Heat Pump with Remote Outdoor Unit-Air-Source) | HMH72B341 | ASPEN |  | D(A,C,E)42A46+TDR | LPLC060A12MP13 | 32800 | 17.5 | 8.1 | 32400 | 45000 | 138.9% | 3.09 | 0 | 9.5 |  |  |  | No | R-410A | 2.7333 | Residential & Commercial | No
214092954 | Central HP <5.4 tons | LUXAIRE | HRCU-A-CB (Split System: Heat Pump with Remote Outdoor Unit-Air-Source) | HMH72B341 | ASPEN |  | D(A,C,E)48B36+TDR | LPLC120C20MP13 | 32000 | 16.5 | 8.5 | 32400 | 44000 | 135.8% | 3.14 | 0 | 8.9 |  |  |  | No | R-410A | 2.6667 | Residential & Commercial | No
214092979 | Central HP <5.4 tons | LUXAIRE | HRCU-A-CB (Split System: Heat Pump with Remote Outdoor Unit-Air-Source) | HMH72B341 | ASPEN |  | D(A,C,E)36A36+TDR | TM8E080B12MP11 | 31600 | 17.9 | 8.1 | 32400 | 45000 | 138.9% | 3.09 | 0 | 9.3 |  |  |  | No | R-410A | 2.6333 | Residential & Commercial | No
214093013 | Central HP <5.4 tons | LUXAIRE | HRCU-A-CB (Split System: Heat Pump with Remote Outdoor Unit-Air-Source) | HMH72B341 | ASPEN |  | D(A,C,E)42A46+TDR | TM8Y060A12MP11 | 32400 | 18 | 8.1 | 32400 | 44000 | 135.8% | 3.09 | 0 | 9.9 |  |  |  | No | R-410A | 2.7 | Residential & Commercial | No
214093038 | Central HP <5.4 tons | LUXAIRE | HRCU-A-CB (Split System: Heat Pump with Remote Outdoor Unit-Air-Source) | HMH72B341 | ASPEN |  | D(A,C,E)48B36+TDR | TM9E060B12MP12 | 32800 | 17.5 | 8.1 | 32400 | 45000 | 138.9% | 3.06 | 0 | 9.5 |  |  |  | No | R-410A | 2.7333 | Residential & Commercial | No
214092250 | Central HP <5.4 tons | LUXAIRE | HRCU-A-CB (Split System: Heat Pump with Remote Outdoor Unit-Air-Source) | HMH72B341 | ASPEN |  | D(A,C,E)48B34+TDR | LPLC080B12MP13 | 32400 | 17 | 8.1 | 32400 | 45500 | 140.4% | 3 | 0 | 9.5 |  |  |  | No | R-410A | 2.7 | Residential & Commercial | No
214092334 | Central HP <5.4 tons | LUXAIRE | HRCU-A-CB (Split System: Heat Pump with Remote Outdoor Unit-Air-Source) | HMH72B341 | ASPEN |  | D(A,C,E)48B34+TDR | TM8Y100C20MP11 | 33600 | 18 | 8.2 | 32400 | 46500 | 143.5% | 3.17 | 0 | 9.5 |  |  |  | No | R-410A | 2.8 | Residential & Commercial | No
214092675 | Central HP <5.4 tons | LUXAIRE | HRCU-A-CB (Split System: Heat Pump with Remote Outdoor Unit-Air-Source) | HMH72B361 | ASPEN |  | D(A,C,E)42A44+TDR | Z8ES080C20LMPS1 | 34400 | 17 | 8.1 | 32400 | 44000 | 135.8% | 3.24 | 0 | 9 |  |  |  | No | R-410A | 2.8667 | Residential & Commercial | No
214092690 | Central HP <5.4 tons | LUXAIRE | HRCU-A-CB (Split System: Heat Pump with Remote Outdoor Unit-Air-Source) | HMH72B361 | ASPEN |  | D(A,C,E)42A44+TDR | Z8ES100C20SMPS1 | 34400 | 16.5 | 8.1 | 32400 | 44500 | 137.3% | 3.25 | 0 | 9 |  |  |  | No | R-410A | 2.8667 | Residential & Commercial | No
212480046 | Central HP <5.4 tons | CARRIER | HRCU-A-CB (Split System: Heat Pump with Remote Outdoor Unit-Air-Source) | 38MURAQ24AB3* | ADP |  | A24VBA+TXV | 59SC5B026E14**10 | 22800 | 16 | 8.5 | 24000 | 23200 | 96.67% | 1.96 | 0 | 9.5 |  |  |  | No | R-410A | 1.9 | Residential & Commercial | No
215866289 | Central HP <5.4 tons | PAYNE HEATING AND COOLING | HRCU-A-CB (Split System: Heat Pump with Remote Outdoor Unit-Air-Source) | 38MURAQ24AB3* | ASPEN |  | D(A,C,E)30B34+TDR | PG96MSAA48080B** | 23400 | 16.5 | 8.5 | 27000 | 20400 | 75.56% | 3.02 | 0 | 9.8 |  |  |  | No | R-410A | 1.95 | Residential & Commercial | No
213927819 | Central HP <5.4 tons | YORK | HRCU-A-CB (Split System: Heat Pump with Remote Outdoor Unit-Air-Source) | HMH72B341 | ASPEN |  | D(A,C,E)36D3G+TXV+TDR | TM9E060A10MP12 | 32600 | 17.5 | 8.1 | 33800 | 27400 | 81.07% | 2.48 | 0 | 9.5 |  |  |  | No | R-410A | 2.7167 | Residential & Commercial | No
214092921 | Central HP <5.4 tons | LUXAIRE | HRCU-A-CB (Split System: Heat Pump with Remote Outdoor Unit-Air-Source) | HMH72B341 | ASPEN |  | D(A,C,E)48B36+TDR | LP9C060B12MP13 | 32800 | 17.5 | 8.1 | 32400 | 44500 | 137.3% | 3.07 | 0 | 9.5 |  |  |  | No | R-410A | 2.7333 | Residential & Commercial | No
214092928 | Central HP <5.4 tons | LUXAIRE | HRCU-A-CB (Split System: Heat Pump with Remote Outdoor Unit-Air-Source) | HMH72B341 | ASPEN |  | D(A,C,E)36A36+TDR | LP9C100C16MP13 | 31600 | 17.5 | 8.4 | 32400 | 44000 | 135.8% | 3.14 | 0 | 9.8 |  |  |  | No | R-410A | 2.6333 | Residential & Commercial | No
214092946 | Central HP <5.4 tons | LUXAIRE | HRCU-A-CB (Split System: Heat Pump with Remote Outdoor Unit-Air-Source) | HMH72B341 | ASPEN |  | D(A,C,E)36A36+TDR | LPLC100C16MP13 | 31600 | 17.5 | 8.4 | 32400 | 44000 | 135.8% | 3.14 | 0 | 9.8 |  |  |  | No | R-410A | 2.6333 | Residential & Commercial | No
214092994 | Central HP <5.4 tons | LUXAIRE | HRCU-A-CB (Split System: Heat Pump with Remote Outdoor Unit-Air-Source) | HMH72B341 | ASPEN |  | D(A,C,E)36A36+TDR | TM8V060A12MP12 | 32800 | 17.5 | 8.1 | 32400 | 45000 | 138.9% | 3.04 | 0 | 9.5 |  |  |  | No | R-410A | 2.7333 | Residential & Commercial | No
214092996 | Central HP <5.4 tons | LUXAIRE | HRCU-A-CB (Split System: Heat Pump with Remote Outdoor Unit-Air-Source) | HMH72B341 | ASPEN |  | D(A,C,E)48B36+TDR | TM8V060A12MP12 | 32800 | 17.5 | 8.1 | 32400 | 45000 | 138.9% | 3.09 | 0 | 9.5 |  |  |  | No | R-410A | 2.7333 | Residential & Commercial | No
214093053 | Central HP <5.4 tons | LUXAIRE | HRCU-A-CB (Split System: Heat Pump with Remote Outdoor Unit-Air-Source) | HMH72B341 | ASPEN |  | D(A,C,E)48B36+TDR | TM9V040A10MP12 | 32200 | 17 | 8.1 | 32400 | 44000 | 135.8% | 3.06 | 0 | 9.5 |  |  |  | No | R-410A | 2.6833 | Residential & Commercial | No
214093055 | Central HP <5.4 tons | LUXAIRE | HRCU-A-CB (Split System: Heat Pump with Remote Outdoor Unit-Air-Source) | HMH72B341 | ASPEN |  | D(A,C,E)42A46+TDR | TM9V060B12MP12 | 32600 | 17.5 | 8.1 | 32400 | 44500 | 137.3% | 3.07 | 0 | 9.5 |  |  |  | No | R-410A | 2.7167 | Residential & Commercial | No
214093078 | Central HP <5.4 tons | LUXAIRE | HRCU-A-CB (Split System: Heat Pump with Remote Outdoor Unit-Air-Source) | HMH72B341 | ASPEN |  | D(A,C,E)36A36+TDR | TM9Y080C16MP11 | 31600 | 18.4 | 8.1 | 32400 | 44500 | 137.3% | 3.12 | 0 | 9.3 |  |  |  | No | R-410A | 2.6333 | Residential & Commercial | No
214093112 | Central HP <5.4 tons | LUXAIRE | HRCU-A-CB (Split System: Heat Pump with Remote Outdoor Unit-Air-Source) | HMH72B341 | ASPEN |  | D(A,C,E)42A46+TDR | TMLV060A12MP12 | 32800 | 17.5 | 8.1 | 32400 | 45000 | 138.9% | 3.09 | 0 | 9.5 |  |  |  | No | R-410A | 2.7333 | Residential & Commercial | No
214093144 | Central HP <5.4 tons | LUXAIRE | HRCU-A-CB (Split System: Heat Pump with Remote Outdoor Unit-Air-Source) | HMH72B341 | ASPEN |  | D(A,C,E)36A36+TDR | TPLC080C16MP13 | 31600 | 17.5 | 8.4 | 32400 | 44000 | 135.8% | 3.14 | 0 | 9.8 |  |  |  | No | R-410A | 2.6333 | Residential & Commercial | No
214092228 | Central HP <5.4 tons | LUXAIRE | HRCU-A-CB (Split System: Heat Pump with Remote Outdoor Unit-Air-Source) | HMH72B341 | ASPEN |  | D(A,C,E)42A44+TDR | LP9C060B12MP13 | 32600 | 17.5 | 8.1 | 32400 | 44500 | 137.3% | 3.07 | 0 | 9.5 |  |  |  | No | R-410A | 2.7167 | Residential & Commercial | No
214092939 | Central HP <5.4 tons | LUXAIRE | HRCU-A-CB (Split System: Heat Pump with Remote Outdoor Unit-Air-Source) | HMH72B341 | ASPEN |  | D(A,C,E)48B36+TDR | LPLC060A12MP13 | 32800 | 17.5 | 8.1 | 32400 | 45000 | 138.9% | 3.09 | 0 | 9.5 |  |  |  | No | R-410A | 2.7333 | Residential & Commercial | No
214092941 | Central HP <5.4 tons | LUXAIRE | HRCU-A-CB (Split System: Heat Pump with Remote Outdoor Unit-Air-Source) | HMH72B341 | ASPEN |  | D(A,C,E)42A46+TDR | LPLC080B12MP13 | 32400 | 17 | 8.1 | 32400 | 46000 | 142% | 3.03 | 0 | 9.5 |  |  |  | No | R-410A | 2.7 | Residential & Commercial | No
213738344 | Central HP <5.4 tons | DAY & NIGHT | HRCU-A-CB (Split System: Heat Pump with Remote Outdoor Unit-Air-Source) | DLCURAH30ABK | ADP |  | PL36H210P299 | *80MS(N,L)0701712A* | 30600 | 15.2 | 8.1 | 31800 | 26000 | 81.76% | 1.86 | 0 | 9 |  |  |  | No | R-410A | 2.55 | Residential & Commercial | No
213738359 | Central HP <5.4 tons | DAY & NIGHT | HRCU-A-CB (Split System: Heat Pump with Remote Outdoor Unit-Air-Source) | DLCURAH30ABK | ADP |  | PL36H175P159 | *80MSU0401712A* | 29800 | 15.2 | 8.1 | 32200 | 27200 | 84.47% | 1.8 | 0 | 9 |  |  |  | No | R-410A | 2.4833 | Residential & Commercial | No
213369419 | Central HP <5.4 tons | CARRIER | HRCU-A-CB (Split System: Heat Pump with Remote Outdoor Unit-Air-Source) | 38MURAQ30AB3* | ADP |  | H,PG7J936 | 59TP6B100V21**22 | 29200 | 15.2 | 8.1 | 32400 | 26800 | 82.72% | 1.8 | 0 | 8.5 |  |  |  | No | R-410A | 2.4333 | Residential & Commercial | No
212480219 | Central HP <5.4 tons | CARRIER | HRCU-A-CB (Split System: Heat Pump with Remote Outdoor Unit-Air-Source) | 38MURAQ30AB3* | ADP |  | PL36H210P749 | 58SU*A080E21**20 | 29600 | 15.2 | 8.1 | 32200 | 26800 | 83.23% | 1.78 | 0 | 9 |  |  |  | No | R-410A | 2.4667 | Residential & Commercial | No
212498519 | Central HP <5.4 tons | CARRIER | HRCU-A-CB (Split System: Heat Pump with Remote Outdoor Unit-Air-Source) | 38MURAQ30AB3* | ADP |  | CE2903C+TXV |  | 29400 | 15.2 | 8.15 | 33200 | 27000 | 81.33% | 1.76 | 0 | 8.5 |  |  |  | No | R-410A | 2.45 | Residential & Commercial | No
212480213 | Central HP <5.4 tons | CARRIER | HRCU-A-CB (Split System: Heat Pump with Remote Outdoor Unit-Air-Source) | 38MURAQ30AB3* | ADP |  | A36VCA+TXV | 58SU*A040E17**12 | 30400 | 15.2 | 8.1 | 32600 | 26600 | 81.6% | 1.8 | 0 | 9 |  |  |  | No | R-410A | 2.5333 | Residential & Commercial | No
212480345 | Central HP <5.4 tons | CARRIER | HRCU-A-CB (Split System: Heat Pump with Remote Outdoor Unit-Air-Source) | 38MURAQ30AB3* | ADP |  | C36A***L159 | 59TP6B080V21**20 | 29600 | 15.2 | 8.1 | 32000 | 27000 | 84.38% | 1.78 | 0 | 9 |  |  |  | No | R-410A | 2.4667 | Residential & Commercial | No
214093006 | Central HP <5.4 tons | LUXAIRE | HRCU-A-CB (Split System: Heat Pump with Remote Outdoor Unit-Air-Source) | HMH72B341 | ASPEN |  | D(A,C,E)36A36+TDR | TM8V100C20MP12 | 31000 | 16.3 | 8.5 | 32400 | 43500 | 134.3% | 3.13 | 0 | 8.8 |  |  |  | No | R-410A | 2.5833 | Residential & Commercial | No
214093025 | Central HP <5.4 tons | LUXAIRE | HRCU-A-CB (Split System: Heat Pump with Remote Outdoor Unit-Air-Source) | HMH72B341 | ASPEN |  | D(A,C,E)42A46+TDR | TM8Y100C20MP11 | 33600 | 18 | 8.3 | 32400 | 47000 | 145.1% | 3.23 | 0 | 9.5 |  |  |  | No | R-410A | 2.8 | Residential & Commercial | No
214093058 | Central HP <5.4 tons | LUXAIRE | HRCU-A-CB (Split System: Heat Pump with Remote Outdoor Unit-Air-Source) | HMH72B341 | ASPEN |  | D(A,C,E)42A46+TDR | TM9V080B12MP12 | 32800 | 17 | 8.1 | 32400 | 46500 | 143.5% | 3.12 | 0 | 9.5 |  |  |  | No | R-410A | 2.7333 | Residential & Commercial | No
214093075 | Central HP <5.4 tons | LUXAIRE | HRCU-A-CB (Split System: Heat Pump with Remote Outdoor Unit-Air-Source) | HMH72B341 | ASPEN |  | D(A,C,E)36A36+TDR | TM9Y080B12MP11 | 31600 | 17.5 | 8.4 | 32400 | 44000 | 135.8% | 3.06 | 0 | 9.3 |  |  |  | No | R-410A | 2.6333 | Residential & Commercial | No
215866307 | Central HP <5.4 tons | PAYNE HEATING AND COOLING | HRCU-A-CB (Split System: Heat Pump with Remote Outdoor Unit-Air-Source) | 38MURAQ24AB3* | ASPEN |  | D(A,C,E)36B34+TDR | PG96VTAB60100C** | 23000 | 17.5 | 8.5 | 26200 | 20200 | 77.1% | 3.04 | 0 | 9.8 |  |  |  | No | R-410A | 1.9167 | Residential & Commercial | No
214092333 | Central HP <5.4 tons | LUXAIRE | HRCU-A-CB (Split System: Heat Pump with Remote Outdoor Unit-Air-Source) | HMH72B341 | ASPEN |  | D(A,C,E)42A44+TDR | TM8Y100C20MP11 | 33600 | 18 | 8.3 | 32400 | 47000 | 145.1% | 3.23 | 0 | 9.5 |  |  |  | No | R-410A | 2.8 | Residential & Commercial | No
214092376 | Central HP <5.4 tons | LUXAIRE | HRCU-A-CB (Split System: Heat Pump with Remote Outdoor Unit-Air-Source) | HMH72B341 | ASPEN |  | D(A,C,E)48B34+TDR | TM9V100C20MP12 | 32600 | 17.5 | 8.1 | 32400 | 45000 | 138.9% | 3.16 | 0 | 9.5 |  |  |  | No | R-410A | 2.7167 | Residential & Commercial | No
214092437 | Central HP <5.4 tons | LUXAIRE | HRCU-A-CB (Split System: Heat Pump with Remote Outdoor Unit-Air-Source) | HMH72B341 | ASPEN |  | D(A,C,E)36A34+TDR | TP9C100C16MP13 | 31600 | 17.5 | 8.4 | 32400 | 44000 | 135.8% | 3.14 | 0 | 9.8 |  |  |  | No | R-410A | 2.6333 | Residential & Commercial | No
214093076 | Central HP <5.4 tons | LUXAIRE | HRCU-A-CB (Split System: Heat Pump with Remote Outdoor Unit-Air-Source) | HMH72B341 | ASPEN |  | D(A,C,E)42A46+TDR | TM9Y080B12MP11 | 32400 | 17.5 | 8.5 | 32400 | 44000 | 135.8% | 3.09 | 0 | 9.5 |  |  |  | No | R-410A | 2.7 | Residential & Commercial | No
214092239 | Central HP <5.4 tons | LUXAIRE | HRCU-A-CB (Split System: Heat Pump with Remote Outdoor Unit-Air-Source) | HMH72B341 | ASPEN |  | D(A,C,E)36A34+TDR | LP9C100C20MP13 | 31600 | 17.5 | 8.1 | 32400 | 45000 | 138.9% | 3.18 | 0 | 9.3 |  |  |  | No | R-410A | 2.6333 | Residential & Commercial | No
214092241 | Central HP <5.4 tons | LUXAIRE | HRCU-A-CB (Split System: Heat Pump with Remote Outdoor Unit-Air-Source) | HMH72B341 | ASPEN |  | D(A,C,E)48B34+TDR | LP9C100C20MP13 | 32600 | 17.5 | 8.1 | 32400 | 45000 | 138.9% | 3.16 | 0 | 9.5 |  |  |  | No | R-410A | 2.7167 | Residential & Commercial | No
214092273 | Central HP <5.4 tons | LUXAIRE | HRCU-A-CB (Split System: Heat Pump with Remote Outdoor Unit-Air-Source) | HMH72B341 | ASPEN |  | D(A,C,E)42A44+TDR | TL9E060B12UH11 | 32400 | 18 | 8.1 | 32400 | 44500 | 137.3% | 3.05 | 0 | 9.5 |  |  |  | No | R-410A | 2.7 | Residential & Commercial | No
214092305 | Central HP <5.4 tons | LUXAIRE | HRCU-A-CB (Split System: Heat Pump with Remote Outdoor Unit-Air-Source) | HMH72B341 | ASPEN |  | D(A,C,E)36A34+TDR | TM8V080B12MP12 | 32400 | 17 | 8.1 | 32400 | 45500 | 140.4% | 2.97 | 0 | 9.5 |  |  |  | No | R-410A | 2.7 | Residential & Commercial | No
214092356 | Central HP <5.4 tons | LUXAIRE | HRCU-A-CB (Split System: Heat Pump with Remote Outdoor Unit-Air-Source) | HMH72B341 | ASPEN |  | D(A,C,E)36A34+TDR | TM9E100C20MP12 | 31600 | 15.4 | 8.1 | 32400 | 43500 | 134.3% | 3.1 | 0 | 9.8 |  |  |  | No | R-410A | 2.6333 | Residential & Commercial | No
214092388 | Central HP <5.4 tons | LUXAIRE | HRCU-A-CB (Split System: Heat Pump with Remote Outdoor Unit-Air-Source) | HMH72B341 | ASPEN |  | D(A,C,E)48B34+TDR | TM9Y080C16MP11 | 32600 | 18.5 | 8.1 | 32400 | 45000 | 138.9% | 3.14 | 0 | 9.5 |  |  |  | No | R-410A | 2.7167 | Residential & Commercial | No
214092405 | Central HP <5.4 tons | LUXAIRE | HRCU-A-CB (Split System: Heat Pump with Remote Outdoor Unit-Air-Source) | HMH72B341 | ASPEN |  | D(A,C,E)42A44+TDR | TMLE080B12MP11 | 32400 | 18 | 8.1 | 32400 | 45000 | 138.9% | 3.09 | 0 | 9.5 |  |  |  | No | R-410A | 2.7 | Residential & Commercial | No
212394492 | Central HP <5.4 tons | COLEMAN | HRCU-A-CB (Split System: Heat Pump with Remote Outdoor Unit-Air-Source) | HMH72B341 | ADP |  | H,YE35936 | TM9E060B12MP12 | 34000 | 17 | 8.5 | 32400 | 23800 | 73.46% | 2.04 | 0 | 9.5 |  |  |  | No | R-410A | 2.8333 | Residential & Commercial | No
214092937 | Central HP <5.4 tons | LUXAIRE | HRCU-A-CB (Split System: Heat Pump with Remote Outdoor Unit-Air-Source) | HMH72B341 | ASPEN |  | D(A,C,E)36A36+TDR | LPLC060A12MP13 | 32800 | 17.5 | 8.1 | 32400 | 45000 | 138.9% | 3.04 | 0 | 9.5 |  |  |  | No | R-410A | 2.7333 | Residential & Commercial | No
214092953 | Central HP <5.4 tons | LUXAIRE | HRCU-A-CB (Split System: Heat Pump with Remote Outdoor Unit-Air-Source) | HMH72B341 | ASPEN |  | D(A,C,E)42A46+TDR | LPLC120C20MP13 | 31800 | 16.5 | 8.5 | 32400 | 44000 | 135.8% | 3.14 | 0 | 8.9 |  |  |  | No | R-410A | 2.65 | Residential & Commercial | No
214092969 | Central HP <5.4 tons | LUXAIRE | HRCU-A-CB (Split System: Heat Pump with Remote Outdoor Unit-Air-Source) | HMH72B341 | ASPEN |  | D(A,C,E)48B36+TDR | TL9E080C16UH11 | 32600 | 17.5 | 8.1 | 32400 | 45000 | 138.9% | 3.14 | 0 | 9.5 |  |  |  | No | R-410A | 2.7167 | Residential & Commercial | No
214093035 | Central HP <5.4 tons | LUXAIRE | HRCU-A-CB (Split System: Heat Pump with Remote Outdoor Unit-Air-Source) | HMH72B341 | ASPEN |  | D(A,C,E)48B36+TDR | TM9E060A10MP12 | 32400 | 17.5 | 8.1 | 32400 | 44000 | 135.8% | 3.04 | 0 | 9.5 |  |  |  | No | R-410A | 2.7 | Residential & Commercial | No
214093037 | Central HP <5.4 tons | LUXAIRE | HRCU-A-CB (Split System: Heat Pump with Remote Outdoor Unit-Air-Source) | HMH72B341 | ASPEN |  | D(A,C,E)42A46+TDR | TM9E060B12MP12 | 32600 | 17.5 | 8.1 | 32400 | 45000 | 138.9% | 3.06 | 0 | 9.5 |  |  |  | No | R-410A | 2.7167 | Residential & Commercial | No
214093069 | Central HP <5.4 tons | LUXAIRE | HRCU-A-CB (Split System: Heat Pump with Remote Outdoor Unit-Air-Source) | HMH72B341 | ASPEN |  | D(A,C,E)36A36+TDR | TM9V120D20MP12 | 31200 | 16.8 | 8.5 | 32400 | 44000 | 135.8% | 3.21 | 0 | 9.3 |  |  |  | No | R-410A | 2.6 | Residential & Commercial | No
214093071 | Central HP <5.4 tons | LUXAIRE | HRCU-A-CB (Split System: Heat Pump with Remote Outdoor Unit-Air-Source) | HMH72B341 | ASPEN |  | D(A,C,E)48B36+TDR | TM9V120D20MP12 | 32200 | 17 | 8.5 | 32400 | 44000 | 135.8% | 3.19 | 0 | 9.4 |  |  |  | No | R-410A | 2.6833 | Residential & Commercial | No
214092951 | Central HP <5.4 tons | LUXAIRE | HRCU-A-CB (Split System: Heat Pump with Remote Outdoor Unit-Air-Source) | HMH72B341 | ASPEN |  | D(A,C,E)48B36+TDR | LPLC100C20MP13 | 32000 | 16.5 | 8.5 | 32400 | 44000 | 135.8% | 3.14 | 0 | 8.9 |  |  |  | No | R-410A | 2.6667 | Residential & Commercial | No
214092964 | Central HP <5.4 tons | LUXAIRE | HRCU-A-CB (Split System: Heat Pump with Remote Outdoor Unit-Air-Source) | HMH72B341 | ASPEN |  | D(A,C,E)36A36+TDR | TL9E060B12UH11 | 31400 | 17.9 | 8.1 | 32400 | 44500 | 137.3% | 3.03 | 0 | 9.3 |  |  |  | No | R-410A | 2.6167 | Residential & Commercial | No
214092967 | Central HP <5.4 tons | LUXAIRE | HRCU-A-CB (Split System: Heat Pump with Remote Outdoor Unit-Air-Source) | HMH72B341 | ASPEN |  | D(A,C,E)36A36+TDR | TL9E080C16UH11 | 31600 | 17.5 | 8.1 | 32400 | 44500 | 137.3% | 3.12 | 0 | 9.3 |  |  |  | No | R-410A | 2.6333 | Residential & Commercial | No
214093018 | Central HP <5.4 tons | LUXAIRE | HRCU-A-CB (Split System: Heat Pump with Remote Outdoor Unit-Air-Source) | HMH72B341 | ASPEN |  | D(A,C,E)36A36+TDR | TM8Y080C16MP11 | 31600 | 18.4 | 8.4 | 32400 | 44000 | 135.8% | 3.14 | 0 | 9.8 |  |  |  | No | R-410A | 2.6333 | Residential & Commercial | No
214093032 | Central HP <5.4 tons | LUXAIRE | HRCU-A-CB (Split System: Heat Pump with Remote Outdoor Unit-Air-Source) | HMH72B341 | ASPEN |  | D(A,C,E)48B36+TDR | TM9E040A10MP12 | 32200 | 17 | 8.1 | 32400 | 44500 | 137.3% | 2.95 | 0 | 9.5 |  |  |  | No | R-410A | 2.6833 | Residential & Commercial | No
214093034 | Central HP <5.4 tons | LUXAIRE | HRCU-A-CB (Split System: Heat Pump with Remote Outdoor Unit-Air-Source) | HMH72B341 | ASPEN |  | D(A,C,E)42A46+TDR | TM9E060A10MP12 | 32200 | 17.5 | 8.1 | 32400 | 44000 | 135.8% | 3.04 | 0 | 9.4 |  |  |  | No | R-410A | 2.6833 | Residential & Commercial | No
214093066 | Central HP <5.4 tons | LUXAIRE | HRCU-A-CB (Split System: Heat Pump with Remote Outdoor Unit-Air-Source) | HMH72B341 | ASPEN |  | D(A,C,E)36A36+TDR | TM9V100C20MP12 | 31600 | 17.5 | 8.1 | 32400 | 45000 | 138.9% | 3.18 | 0 | 9.3 |  |  |  | No | R-410A | 2.6333 | Residential & Commercial | No
214093067 | Central HP <5.4 tons | LUXAIRE | HRCU-A-CB (Split System: Heat Pump with Remote Outdoor Unit-Air-Source) | HMH72B341 | ASPEN |  | D(A,C,E)42A46+TDR | TM9V100C20MP12 | 32400 | 17.5 | 8.1 | 32400 | 45000 | 138.9% | 3.16 | 0 | 9.5 |  |  |  | No | R-410A | 2.7 | Residential & Commercial | No
214093068 | Central HP <5.4 tons | LUXAIRE | HRCU-A-CB (Split System: Heat Pump with Remote Outdoor Unit-Air-Source) | HMH72B341 | ASPEN |  | D(A,C,E)48B36+TDR | TM9V100C20MP12 | 32600 | 17.5 | 8.1 | 32400 | 45000 | 138.9% | 3.16 | 0 | 9.5 |  |  |  | No | R-410A | 2.7167 | Residential & Commercial | No
213077870 | Central HP <5.4 tons | DAY & NIGHT | HRCU-A-CB (Split System: Heat Pump with Remote Outdoor Unit-Air-Source) | DLCURAH36ABK |  |  | EA*4X36L17A* | *80MS(N,L)0701412A* | 34800 | 15.5 | 8.1 | 38500 | 35200 | 91.43% | 1.82 | 0 | 9.5 |  |  |  | No | R-410A | 2.9 | Residential & Commercial | No
213078492 | Central HP <5.4 tons | DAY & NIGHT | HRCU-A-CB (Split System: Heat Pump with Remote Outdoor Unit-Air-Source) | DLCURAH36ABK |  |  | EA*4X36L21A* | *80MS(N,L)0902120A* | 35200 | 16.5 | 8.1 | 38500 | 35200 | 91.43% | 1.84 | 0 | 9.5 |  |  |  | No | R-410A | 2.9333 | Residential & Commercial | No
214093098 | Central HP <5.4 tons | LUXAIRE | HRCU-A-CB (Split System: Heat Pump with Remote Outdoor Unit-Air-Source) | HMH72B341 | ASPEN |  | D(A,C,E)48B36+TDR | TMLE080B12MP11 | 32600 | 18 | 8.1 | 32400 | 45000 | 138.9% | 3.09 | 0 | 9.5 |  |  |  | No | R-410A | 2.7167 | Residential & Commercial | No
214093132 | Central HP <5.4 tons | LUXAIRE | HRCU-A-CB (Split System: Heat Pump with Remote Outdoor Unit-Air-Source) | HMH72B341 | ASPEN |  | D(A,C,E)36A36+TDR | TP9C100C20MP13 | 31600 | 17.5 | 8.1 | 32400 | 45000 | 138.9% | 3.18 | 0 | 9.3 |  |  |  | No | R-410A | 2.6333 | Residential & Commercial | No
214093134 | Central HP <5.4 tons | LUXAIRE | HRCU-A-CB (Split System: Heat Pump with Remote Outdoor Unit-Air-Source) | HMH72B341 | ASPEN |  | D(A,C,E)48B36+TDR | TP9C100C20MP13 | 32600 | 17.5 | 8.1 | 32400 | 45000 | 138.9% | 3.16 | 0 | 9.5 |  |  |  | No | R-410A | 2.7167 | Residential & Commercial | No
214093135 | Central HP <5.4 tons | LUXAIRE | HRCU-A-CB (Split System: Heat Pump with Remote Outdoor Unit-Air-Source) | HMH72B341 | ASPEN |  | D(A,C,E)36A36+TDR | TP9C120D20MP13 | 31200 | 16.8 | 8.5 | 32400 | 44000 | 135.8% | 3.21 | 0 | 9.3 |  |  |  | No | R-410A | 2.6 | Residential & Commercial | No
214092232 | Central HP <5.4 tons | LUXAIRE | HRCU-A-CB (Split System: Heat Pump with Remote Outdoor Unit-Air-Source) | HMH72B341 | ASPEN |  | D(A,C,E)48B34+TDR | LP9C080B12MP13 | 32800 | 17 | 8.1 | 32400 | 46000 | 142% | 3.06 | 0 | 9.5 |  |  |  | No | R-410A | 2.7333 | Residential & Commercial | No
214092247 | Central HP <5.4 tons | LUXAIRE | HRCU-A-CB (Split System: Heat Pump with Remote Outdoor Unit-Air-Source) | HMH72B341 | ASPEN |  | D(A,C,E)48B34+TDR | LPLC060A12MP13 | 32800 | 17.5 | 8.1 | 32400 | 45000 | 138.9% | 3.09 | 0 | 9.5 |  |  |  | No | R-410A | 2.7333 | Residential & Commercial | No
214092249 | Central HP <5.4 tons | LUXAIRE | HRCU-A-CB (Split System: Heat Pump with Remote Outdoor Unit-Air-Source) | HMH72B341 | ASPEN |  | D(A,C,E)42A44+TDR | LPLC080B12MP13 | 32400 | 17 | 8.1 | 32400 | 46000 | 142% | 3.03 | 0 | 9.5 |  |  |  | No | R-410A | 2.7 | Residential & Commercial | No
214092314 | Central HP <5.4 tons | LUXAIRE | HRCU-A-CB (Split System: Heat Pump with Remote Outdoor Unit-Air-Source) | HMH72B341 | ASPEN |  | D(A,C,E)36A34+TDR | TM8V100C20MP12 | 31000 | 16.3 | 8.5 | 32400 | 43500 | 134.3% | 3.13 | 0 | 8.8 |  |  |  | No | R-410A | 2.5833 | Residential & Commercial | No
214092364 | Central HP <5.4 tons | LUXAIRE | HRCU-A-CB (Split System: Heat Pump with Remote Outdoor Unit-Air-Source) | HMH72B341 | ASPEN |  | D(A,C,E)48B34+TDR | TM9V060B12MP12 | 32800 | 17.5 | 8.1 | 32400 | 44500 | 137.3% | 3.07 | 0 | 9.5 |  |  |  | No | R-410A | 2.7333 | Residential & Commercial | No
214092366 | Central HP <5.4 tons | LUXAIRE | HRCU-A-CB (Split System: Heat Pump with Remote Outdoor Unit-Air-Source) | HMH72B341 | ASPEN |  | D(A,C,E)42A44+TDR | TM9V080B12MP12 | 32800 | 17 | 8.1 | 32400 | 46500 | 143.5% | 3.12 | 0 | 9.5 |  |  |  | No | R-410A | 2.7333 | Residential & Commercial | No
214092381 | Central HP <5.4 tons | LUXAIRE | HRCU-A-CB (Split System: Heat Pump with Remote Outdoor Unit-Air-Source) | HMH72B341 | ASPEN |  | D(A,C,E)42A44+TDR | TM9Y060B12MP11 | 32600 | 17.5 | 8.1 | 32400 | 46500 | 143.5% | 3.04 | 0 | 9.5 |  |  |  | No | R-410A | 2.7167 | Residential & Commercial | No
214092383 | Central HP <5.4 tons | LUXAIRE | HRCU-A-CB (Split System: Heat Pump with Remote Outdoor Unit-Air-Source) | HMH72B341 | ASPEN |  | D(A,C,E)36A34+TDR | TM9Y080B12MP11 | 31600 | 17.5 | 8.4 | 32400 | 44000 | 135.8% | 3.06 | 0 | 9.3 |  |  |  | No | R-410A | 2.6333 | Residential & Commercial | No
214092397 | Central HP <5.4 tons | LUXAIRE | HRCU-A-CB (Split System: Heat Pump with Remote Outdoor Unit-Air-Source) | HMH72B341 | ASPEN |  | D(A,C,E)48B34+TDR | TM9Y120D20MP11 | 32200 | 16.5 | 8.5 | 32400 | 44000 | 135.8% | 3.16 | 0 | 9.4 |  |  |  | No | R-410A | 2.6833 | Residential & Commercial | No
214093087 | Central HP <5.4 tons | LUXAIRE | HRCU-A-CB (Split System: Heat Pump with Remote Outdoor Unit-Air-Source) | HMH72B341 | ASPEN |  | D(A,C,E)36A36+TDR | TM9Y120D20MP11 | 31200 | 16.3 | 8.5 | 32400 | 44000 | 135.8% | 3.16 | 0 | 9.3 |  |  |  | No | R-410A | 2.6 | Residential & Commercial | No
214093119 | Central HP <5.4 tons | LUXAIRE | HRCU-A-CB (Split System: Heat Pump with Remote Outdoor Unit-Air-Source) | HMH72B341 | ASPEN |  | D(A,C,E)48B36+TDR | TMLV120C20MP12 | 32000 | 16.5 | 8.5 | 32400 | 44000 | 135.8% | 3.14 | 0 | 8.9 |  |  |  | No | R-410A | 2.6667 | Residential & Commercial | No
214093137 | Central HP <5.4 tons | LUXAIRE | HRCU-A-CB (Split System: Heat Pump with Remote Outdoor Unit-Air-Source) | HMH72B341 | ASPEN |  | D(A,C,E)48B36+TDR | TP9C120D20MP13 | 32200 | 17 | 8.5 | 32400 | 44000 | 135.8% | 3.19 | 0 | 9.4 |  |  |  | No | R-410A | 2.6833 | Residential & Commercial | No
214092935 | Central HP <5.4 tons | LUXAIRE | HRCU-A-CB (Split System: Heat Pump with Remote Outdoor Unit-Air-Source) | HMH72B341 | ASPEN |  | D(A,C,E)42A46+TDR | LP9C120D20MP13 | 32000 | 17 | 8.5 | 32400 | 44000 | 135.8% | 3.19 | 0 | 9.4 |  |  |  | No | R-410A | 2.6667 | Residential & Commercial | No
214092353 | Central HP <5.4 tons | LUXAIRE | HRCU-A-CB (Split System: Heat Pump with Remote Outdoor Unit-Air-Source) | HMH72B341 | ASPEN |  | D(A,C,E)36A34+TDR | TM9E100C16MP12 | 31600 | 17.9 | 8.1 | 32400 | 44000 | 135.8% | 3.11 | 0 | 9.8 |  |  |  | No | R-410A | 2.6333 | Residential & Commercial | No
214092385 | Central HP <5.4 tons | LUXAIRE | HRCU-A-CB (Split System: Heat Pump with Remote Outdoor Unit-Air-Source) | HMH72B341 | ASPEN |  | D(A,C,E)48B34+TDR | TM9Y080B12MP11 | 32600 | 17.5 | 8.5 | 32400 | 44000 | 135.8% | 3.09 | 0 | 9.5 |  |  |  | No | R-410A | 2.7167 | Residential & Commercial | No
214092426 | Central HP <5.4 tons | LUXAIRE | HRCU-A-CB (Split System: Heat Pump with Remote Outdoor Unit-Air-Source) | HMH72B341 | ASPEN |  | D(A,C,E)42A44+TDR | TMLV120C20MP12 | 31800 | 16.5 | 8.5 | 32400 | 44000 | 135.8% | 3.14 | 0 | 8.9 |  |  |  | No | R-410A | 2.65 | Residential & Commercial | No
214092428 | Central HP <5.4 tons | LUXAIRE | HRCU-A-CB (Split System: Heat Pump with Remote Outdoor Unit-Air-Source) | HMH72B341 | ASPEN |  | D(A,C,E)36A34+TDR | TP9C060B12MP13 | 31600 | 17.5 | 8.1 | 32400 | 44500 | 137.3% | 3.05 | 0 | 9.3 |  |  |  | No | R-410A | 2.6333 | Residential & Commercial | No
214092451 | Central HP <5.4 tons | LUXAIRE | HRCU-A-CB (Split System: Heat Pump with Remote Outdoor Unit-Air-Source) | HMH72B341 | ASPEN |  | D(A,C,E)48B34+TDR | TPLC080B12MP13 | 32400 | 17 | 8.1 | 32400 | 45500 | 140.4% | 3 | 0 | 9.5 |  |  |  | No | R-410A | 2.7 | Residential & Commercial | No
214092242 | Central HP <5.4 tons | LUXAIRE | HRCU-A-CB (Split System: Heat Pump with Remote Outdoor Unit-Air-Source) | HMH72B341 | ASPEN |  | D(A,C,E)36A34+TDR | LP9C120D20MP13 | 31200 | 16.8 | 8.5 | 32400 | 44000 | 135.8% | 3.21 | 0 | 9.3 |  |  |  | No | R-410A | 2.6 | Residential & Commercial | No
214092251 | Central HP <5.4 tons | LUXAIRE | HRCU-A-CB (Split System: Heat Pump with Remote Outdoor Unit-Air-Source) | HMH72B341 | ASPEN |  | D(A,C,E)36A34+TDR | LPLC080C16MP13 | 31600 | 17.5 | 8.4 | 32400 | 44000 | 135.8% | 3.14 | 0 | 9.8 |  |  |  | No | R-410A | 2.6333 | Residential & Commercial | No
214092258 | Central HP <5.4 tons | LUXAIRE | HRCU-A-CB (Split System: Heat Pump with Remote Outdoor Unit-Air-Source) | HMH72B341 | ASPEN |  | D(A,C,E)42A44+TDR | LPLC100C20MP13 | 31800 | 16.5 | 8.5 | 32400 | 44000 | 135.8% | 3.14 | 0 | 8.9 |  |  |  | No | R-410A | 2.65 | Residential & Commercial | No
214092276 | Central HP <5.4 tons | LUXAIRE | HRCU-A-CB (Split System: Heat Pump with Remote Outdoor Unit-Air-Source) | HMH72B341 | ASPEN |  | D(A,C,E)42A44+TDR | TL9E080C16UH11 | 32400 | 17.5 | 8.1 | 32400 | 45000 | 138.9% | 3.14 | 0 | 9.5 |  |  |  | No | R-410A | 2.7 | Residential & Commercial | No
214092308 | Central HP <5.4 tons | LUXAIRE | HRCU-A-CB (Split System: Heat Pump with Remote Outdoor Unit-Air-Source) | HMH72B341 | ASPEN |  | D(A,C,E)36A34+TDR | TM8V080C16MP12 | 31600 | 17.5 | 8.4 | 32400 | 44000 | 135.8% | 3.14 | 0 | 9.8 |  |  |  | No | R-410A | 2.6333 | Residential & Commercial | No
214093139 | Central HP <5.4 tons | LUXAIRE | HRCU-A-CB (Split System: Heat Pump with Remote Outdoor Unit-Air-Source) | HMH72B341 | ASPEN |  | D(A,C,E)42A46+TDR | TPLC060A12MP13 | 32800 | 17.5 | 8.1 | 32400 | 45000 | 138.9% | 3.09 | 0 | 9.5 |  |  |  | No | R-410A | 2.7333 | Residential & Commercial | No
214093010 | Central HP <5.4 tons | LUXAIRE | HRCU-A-CB (Split System: Heat Pump with Remote Outdoor Unit-Air-Source) | HMH72B341 | ASPEN |  | D(A,C,E)42A46+TDR | TM8V120C20MP12 | 31800 | 16.5 | 8.5 | 32400 | 44000 | 135.8% | 3.14 | 0 | 8.9 |  |  |  | No | R-410A | 2.65 | Residential & Commercial | No
214093039 | Central HP <5.4 tons | LUXAIRE | HRCU-A-CB (Split System: Heat Pump with Remote Outdoor Unit-Air-Source) | HMH72B341 | ASPEN |  | D(A,C,E)36A36+TDR | TM9E080B12MP12 | 31600 | 17.5 | 8.1 | 32400 | 44000 | 135.8% | 3.06 | 0 | 9.8 |  |  |  | No | R-410A | 2.6333 | Residential & Commercial | No
214093080 | Central HP <5.4 tons | LUXAIRE | HRCU-A-CB (Split System: Heat Pump with Remote Outdoor Unit-Air-Source) | HMH72B341 | ASPEN |  | D(A,C,E)48B36+TDR | TM9Y080C16MP11 | 32600 | 18.5 | 8.1 | 32400 | 45000 | 138.9% | 3.14 | 0 | 9.5 |  |  |  | No | R-410A | 2.7167 | Residential & Commercial | No
214092244 | Central HP <5.4 tons | LUXAIRE | HRCU-A-CB (Split System: Heat Pump with Remote Outdoor Unit-Air-Source) | HMH72B341 | ASPEN |  | D(A,C,E)48B34+TDR | LP9C120D20MP13 | 32200 | 17 | 8.5 | 32400 | 44000 | 135.8% | 3.19 | 0 | 9.4 |  |  |  | No | R-410A | 2.6833 | Residential & Commercial | No
214092303 | Central HP <5.4 tons | LUXAIRE | HRCU-A-CB (Split System: Heat Pump with Remote Outdoor Unit-Air-Source) | HMH72B341 | ASPEN |  | D(A,C,E)42A44+TDR | TM8V060A12MP12 | 32800 | 17.5 | 8.1 | 32400 | 45000 | 138.9% | 3.09 | 0 | 9.5 |  |  |  | No | R-410A | 2.7333 | Residential & Commercial | No
214092317 | Central HP <5.4 tons | LUXAIRE | HRCU-A-CB (Split System: Heat Pump with Remote Outdoor Unit-Air-Source) | HMH72B341 | ASPEN |  | D(A,C,E)36A34+TDR | TM8V120C20MP12 | 31000 | 16.3 | 8.5 | 32400 | 43500 | 134.3% | 3.13 | 0 | 8.8 |  |  |  | No | R-410A | 2.5833 | Residential & Commercial | No
214092319 | Central HP <5.4 tons | LUXAIRE | HRCU-A-CB (Split System: Heat Pump with Remote Outdoor Unit-Air-Source) | HMH72B341 | ASPEN |  | D(A,C,E)48B34+TDR | TM8V120C20MP12 | 32000 | 16.5 | 8.5 | 32400 | 44000 | 135.8% | 3.14 | 0 | 8.9 |  |  |  | No | R-410A | 2.6667 | Residential & Commercial | No
214092344 | Central HP <5.4 tons | LUXAIRE | HRCU-A-CB (Split System: Heat Pump with Remote Outdoor Unit-Air-Source) | HMH72B341 | ASPEN |  | D(A,C,E)36A34+TDR | TM9E060B12MP12 | 31600 | 17.5 | 8.1 | 32400 | 45000 | 138.9% | 3.04 | 0 | 9.3 |  |  |  | No | R-410A | 2.6333 | Residential & Commercial | No
214092360 | Central HP <5.4 tons | LUXAIRE | HRCU-A-CB (Split System: Heat Pump with Remote Outdoor Unit-Air-Source) | HMH72B341 | ASPEN |  | D(A,C,E)42A44+TDR | TM9V040A10MP12 | 31800 | 17 | 8.1 | 32400 | 44000 | 135.8% | 3.06 | 0 | 9.4 |  |  |  | No | R-410A | 2.65 | Residential & Commercial | No
214092362 | Central HP <5.4 tons | LUXAIRE | HRCU-A-CB (Split System: Heat Pump with Remote Outdoor Unit-Air-Source) | HMH72B341 | ASPEN |  | D(A,C,E)36A34+TDR | TM9V060B12MP12 | 31600 | 17.5 | 8.1 | 32400 | 44500 | 137.3% | 3.05 | 0 | 9.3 |  |  |  | No | R-410A | 2.6333 | Residential & Commercial | No
214092367 | Central HP <5.4 tons | LUXAIRE | HRCU-A-CB (Split System: Heat Pump with Remote Outdoor Unit-Air-Source) | HMH72B341 | ASPEN |  | D(A,C,E)48B34+TDR | TM9V080B12MP12 | 32800 | 17 | 8.1 | 32400 | 46000 | 142% | 3.06 | 0 | 9.5 |  |  |  | No | R-410A | 2.7333 | Residential & Commercial | No
214092378 | Central HP <5.4 tons | LUXAIRE | HRCU-A-CB (Split System: Heat Pump with Remote Outdoor Unit-Air-Source) | HMH72B341 | ASPEN |  | D(A,C,E)42A44+TDR | TM9V120D20MP12 | 32000 | 17 | 8.5 | 32400 | 44000 | 135.8% | 3.19 | 0 | 9.4 |  |  |  | No | R-410A | 2.6667 | Residential & Commercial | No
214092392 | Central HP <5.4 tons | LUXAIRE | HRCU-A-CB (Split System: Heat Pump with Remote Outdoor Unit-Air-Source) | HMH72B341 | ASPEN |  | D(A,C,E)36A34+TDR | TM9Y100C20MP11 | 31600 | 15.4 | 8.1 | 32400 | 44000 | 135.8% | 3.04 | 0 | 9.3 |  |  |  | No | R-410A | 2.6333 | Residential & Commercial | No
214092401 | Central HP <5.4 tons | LUXAIRE | HRCU-A-CB (Split System: Heat Pump with Remote Outdoor Unit-Air-Source) | HMH72B341 | ASPEN |  | D(A,C,E)36A34+TDR | TMLE060A12MP11 | 31600 | 17.9 | 8.1 | 32400 | 44000 | 135.8% | 3.06 | 0 | 9.8 |  |  |  | No | R-410A | 2.6333 | Residential & Commercial | No
214092410 | Central HP <5.4 tons | LUXAIRE | HRCU-A-CB (Split System: Heat Pump with Remote Outdoor Unit-Air-Source) | HMH72B341 | ASPEN |  | D(A,C,E)36A34+TDR | TMLE100B12MP11 | 31600 | 17.9 | 8.1 | 32400 | 44000 | 135.8% | 3.06 | 0 | 9.8 |  |  |  | No | R-410A | 2.6333 | Residential & Commercial | No
214092460 | Central HP <5.4 tons | LUXAIRE | HRCU-A-CB (Split System: Heat Pump with Remote Outdoor Unit-Air-Source) | HMH72B341 | ASPEN |  | D(A,C,E)48B34+TDR | TPLC100C20MP13 | 32000 | 16.5 | 8.5 | 32400 | 44000 | 135.8% | 3.14 | 0 | 8.9 |  |  |  | No | R-410A | 2.6667 | Residential & Commercial | No
212292977 | Central HP <5.4 tons | YORK | HRCU-A-CB (Split System: Heat Pump with Remote Outdoor Unit-Air-Source) | HMH72B341 | ASPEN |  | C(A,C,D,E)48A34+TDR | TM9Y100C20MP11 | 32200 | 15.5 | 8.1 | 34000 | 27400 | 80.59% | 2.45 | 0 | 9.4 |  |  |  | No | R-410A | 2.6833 | Residential & Commercial | No
214295842 | Central HP <5.4 tons | CHAMPION HEATING AND COOLING | HRCU-A-CB (Split System: Heat Pump with Remote Outdoor Unit-Air-Source) | HMH72B341 | ADP |  | PL36H175P159 | TM8V060A12MP12 | 34000 | 17 | 8.1 | 32400 | 23800 | 73.46% | 2.04 | 0 | 9.5 |  |  |  | No | R-410A | 2.8333 | Residential & Commercial | No
214092922 | Central HP <5.4 tons | LUXAIRE | HRCU-A-CB (Split System: Heat Pump with Remote Outdoor Unit-Air-Source) | HMH72B341 | ASPEN |  | D(A,C,E)36A36+TDR | LP9C080B12MP13 | 32800 | 17 | 8.1 | 32400 | 46000 | 142% | 3.03 | 0 | 9.5 |  |  |  | No | R-410A | 2.7333 | Residential & Commercial | No
214092952 | Central HP <5.4 tons | LUXAIRE | HRCU-A-CB (Split System: Heat Pump with Remote Outdoor Unit-Air-Source) | HMH72B341 | ASPEN |  | D(A,C,E)36A36+TDR | LPLC120C20MP13 | 31000 | 16.3 | 8.5 | 32400 | 43500 | 134.3% | 3.13 | 0 | 8.8 |  |  |  | No | R-410A | 2.5833 | Residential & Commercial | No
214092961 | Central HP <5.4 tons | LUXAIRE | HRCU-A-CB (Split System: Heat Pump with Remote Outdoor Unit-Air-Source) | HMH72B341 | ASPEN |  | D(A,C,E)36A36+TDR | TL8E100C20UH11 | 31600 | 17.5 | 8.5 | 32400 | 44000 | 135.8% | 3.16 | 0 | 9.8 |  |  |  | No | R-410A | 2.6333 | Residential & Commercial | No
214092995 | Central HP <5.4 tons | LUXAIRE | HRCU-A-CB (Split System: Heat Pump with Remote Outdoor Unit-Air-Source) | HMH72B341 | ASPEN |  | D(A,C,E)42A46+TDR | TM8V060A12MP12 | 32800 | 17.5 | 8.1 | 32400 | 45000 | 138.9% | 3.09 | 0 | 9.5 |  |  |  | No | R-410A | 2.7333 | Residential & Commercial | No
214093070 | Central HP <5.4 tons | LUXAIRE | HRCU-A-CB (Split System: Heat Pump with Remote Outdoor Unit-Air-Source) | HMH72B341 | ASPEN |  | D(A,C,E)42A46+TDR | TM9V120D20MP12 | 32000 | 17 | 8.5 | 32400 | 44000 | 135.8% | 3.19 | 0 | 9.4 |  |  |  | No | R-410A | 2.6667 | Residential & Commercial | No
214093097 | Central HP <5.4 tons | LUXAIRE | HRCU-A-CB (Split System: Heat Pump with Remote Outdoor Unit-Air-Source) | HMH72B341 | ASPEN |  | D(A,C,E)42A46+TDR | TMLE080B12MP11 | 32400 | 18 | 8.1 | 32400 | 45000 | 138.9% | 3.09 | 0 | 9.5 |  |  |  | No | R-410A | 2.7 | Residential & Commercial | No
214093120 | Central HP <5.4 tons | LUXAIRE | HRCU-A-CB (Split System: Heat Pump with Remote Outdoor Unit-Air-Source) | HMH72B341 | ASPEN |  | D(A,C,E)36A36+TDR | TP9C060B12MP13 | 31600 | 17.5 | 8.1 | 32400 | 44500 | 137.3% | 3.05 | 0 | 9.3 |  |  |  | No | R-410A | 2.6333 | Residential & Commercial | No
214093129 | Central HP <5.4 tons | LUXAIRE | HRCU-A-CB (Split System: Heat Pump with Remote Outdoor Unit-Air-Source) | HMH72B341 | ASPEN |  | D(A,C,E)36A36+TDR | TP9C100C16MP13 | 31600 | 17.5 | 8.4 | 32400 | 44000 | 135.8% | 3.14 | 0 | 9.8 |  |  |  | No | R-410A | 2.6333 | Residential & Commercial | No
214093147 | Central HP <5.4 tons | LUXAIRE | HRCU-A-CB (Split System: Heat Pump with Remote Outdoor Unit-Air-Source) | HMH72B341 | ASPEN |  | D(A,C,E)36A36+TDR | TPLC100C16MP13 | 31600 | 17.5 | 8.4 | 32400 | 44000 | 135.8% | 3.14 | 0 | 9.8 |  |  |  | No | R-410A | 2.6333 | Residential & Commercial | No
214092227 | Central HP <5.4 tons | LUXAIRE | HRCU-A-CB (Split System: Heat Pump with Remote Outdoor Unit-Air-Source) | HMH72B341 | ASPEN |  | D(A,C,E)36A34+TDR | LP9C060B12MP13 | 31600 | 17.5 | 8.1 | 32400 | 44500 | 137.3% | 3.05 | 0 | 9.3 |  |  |  | No | R-410A | 2.6333 | Residential & Commercial | No
214092236 | Central HP <5.4 tons | LUXAIRE | HRCU-A-CB (Split System: Heat Pump with Remote Outdoor Unit-Air-Source) | HMH72B341 | ASPEN |  | D(A,C,E)36A34+TDR | LP9C100C16MP13 | 31600 | 17.5 | 8.4 | 32400 | 44000 | 135.8% | 3.14 | 0 | 9.8 |  |  |  | No | R-410A | 2.6333 | Residential & Commercial | No
214092245 | Central HP <5.4 tons | LUXAIRE | HRCU-A-CB (Split System: Heat Pump with Remote Outdoor Unit-Air-Source) | HMH72B341 | ASPEN |  | D(A,C,E)36A34+TDR | LPLC060A12MP13 | 32800 | 17.5 | 8.1 | 32400 | 45000 | 138.9% | 3.04 | 0 | 9.5 |  |  |  | No | R-410A | 2.7333 | Residential & Commercial | No
214092277 | Central HP <5.4 tons | LUXAIRE | HRCU-A-CB (Split System: Heat Pump with Remote Outdoor Unit-Air-Source) | HMH72B341 | ASPEN |  | D(A,C,E)48B34+TDR | TL9E080C16UH11 | 32600 | 17.5 | 8.1 | 32400 | 45000 | 138.9% | 3.14 | 0 | 9.5 |  |  |  | No | R-410A | 2.7167 | Residential & Commercial | No
214092302 | Central HP <5.4 tons | LUXAIRE | HRCU-A-CB (Split System: Heat Pump with Remote Outdoor Unit-Air-Source) | HMH72B341 | ASPEN |  | D(A,C,E)36A34+TDR | TM8V060A12MP12 | 32800 | 17.5 | 8.1 | 32400 | 45000 | 138.9% | 3.04 | 0 | 9.5 |  |  |  | No | R-410A | 2.7333 | Residential & Commercial | No
214092318 | Central HP <5.4 tons | LUXAIRE | HRCU-A-CB (Split System: Heat Pump with Remote Outdoor Unit-Air-Source) | HMH72B341 | ASPEN |  | D(A,C,E)42A44+TDR | TM8V120C20MP12 | 31800 | 16.5 | 8.5 | 32400 | 44000 | 135.8% | 3.14 | 0 | 8.9 |  |  |  | No | R-410A | 2.65 | Residential & Commercial | No
214092361 | Central HP <5.4 tons | LUXAIRE | HRCU-A-CB (Split System: Heat Pump with Remote Outdoor Unit-Air-Source) | HMH72B341 | ASPEN |  | D(A,C,E)48B34+TDR | TM9V040A10MP12 | 32200 | 17 | 8.1 | 32400 | 44000 | 135.8% | 3.06 | 0 | 9.5 |  |  |  | No | R-410A | 2.6833 | Residential & Commercial | No
214092368 | Central HP <5.4 tons | LUXAIRE | HRCU-A-CB (Split System: Heat Pump with Remote Outdoor Unit-Air-Source) | HMH72B341 | ASPEN |  | D(A,C,E)36A34+TDR | TM9V080C16MP12 | 31600 | 17.5 | 8.1 | 32400 | 44000 | 135.8% | 3.09 | 0 | 9.8 |  |  |  | No | R-410A | 2.6333 | Residential & Commercial | No
214092384 | Central HP <5.4 tons | LUXAIRE | HRCU-A-CB (Split System: Heat Pump with Remote Outdoor Unit-Air-Source) | HMH72B341 | ASPEN |  | D(A,C,E)42A44+TDR | TM9Y080B12MP11 | 32400 | 17.5 | 8.5 | 32400 | 44000 | 135.8% | 3.09 | 0 | 9.5 |  |  |  | No | R-410A | 2.7 | Residential & Commercial | No
214092420 | Central HP <5.4 tons | LUXAIRE | HRCU-A-CB (Split System: Heat Pump with Remote Outdoor Unit-Air-Source) | HMH72B341 | ASPEN |  | D(A,C,E)42A44+TDR | TMLV060A12MP12 | 32800 | 17.5 | 8.1 | 32400 | 45000 | 138.9% | 3.09 | 0 | 9.5 |  |  |  | No | R-410A | 2.7333 | Residential & Commercial | No
214092425 | Central HP <5.4 tons | LUXAIRE | HRCU-A-CB (Split System: Heat Pump with Remote Outdoor Unit-Air-Source) | HMH72B341 | ASPEN |  | D(A,C,E)36A34+TDR | TMLV120C20MP12 | 31000 | 16.3 | 8.5 | 32400 | 43500 | 134.3% | 3.13 | 0 | 8.8 |  |  |  | No | R-410A | 2.5833 | Residential & Commercial | No
212979350 | Central HP <5.4 tons | TEMPSTAR | HRCU-A-CB (Split System: Heat Pump with Remote Outdoor Unit-Air-Source) | DLCURAH24AAK |  |  | EN(A,D)4X36L21** | *80MS(N,L)0702116A* | 23800 | 16 | 8.1 | 25000 | 34400 | 137.6% | 1.92 | 0 | 9.5 |  |  |  | No | R-410A | 1.9833 | Residential & Commercial | No
214092676 | Central HP <5.4 tons | LUXAIRE | HRCU-A-CB (Split System: Heat Pump with Remote Outdoor Unit-Air-Source) | HMH72B361 | ASPEN |  | D(A,C,E)48B34+TDR | Z8ES080C20LMPS1 | 34600 | 17 | 8.1 | 32400 | 44000 | 135.8% | 3.24 | 0 | 9 |  |  |  | No | R-410A | 2.8833 | Residential & Commercial | No
213273369 | Central HP <5.4 tons | COLEMAN | HRCU-A-CB (Split System: Heat Pump with Remote Outdoor Unit-Air-Source) | HMH72B361 | ASPEN |  | D(A,C,E)36A46+TDR | Z8ES080C20LMPS1 | 34000 | 17 | 8.1 | 36000 | 26400 | 73.33% | 2.83 | 0 | 8.9 |  |  |  | No | R-410A | 2.8333 | Residential & Commercial | No
213273370 | Central HP <5.4 tons | COLEMAN | HRCU-A-CB (Split System: Heat Pump with Remote Outdoor Unit-Air-Source) | HMH72B361 | ASPEN |  | D(A,C,E)36D24+TDR | Z8ES080C20LMPS1 | 32000 | 16.5 | 8.1 | 36000 | 26400 | 73.33% | 2.83 | 0 | 8.6 |  |  |  | No | R-410A | 2.6667 | Residential & Commercial | No
213252486 | Central HP <5.4 tons | CARRIER | HRCU-A-CB (Split System: Heat Pump with Remote Outdoor Unit-Air-Source) | 38MURAQ30AB3* | ADP |  | CF361E* |  | 30200 | 15.2 | 8.4 | 33400 | 27000 | 80.84% | 1.8 | 0 | 9 |  |  |  | No | R-410A | 2.5167 | Residential & Commercial | No
212984996 | Central HP <5.4 tons | HEIL | HRCU-A-CB (Split System: Heat Pump with Remote Outdoor Unit-Air-Source) | DLCURAH30ABK |  |  | EA*4X42L24A* | *92MSN0802120A* | 30200 | 15.2 | 8.1 | 34200 | 27400 | 80.12% | 1.8 | 0 | 9 |  |  |  | No | R-410A | 2.5167 | Residential & Commercial | No
212623808 | Central HP <5.4 tons | COLEMAN | HRCU-A-CB (Split System: Heat Pump with Remote Outdoor Unit-Air-Source) | HMH72B341 | ASPEN |  | D(A,C,E)36D34+TDR | TM9V080B12MP12 | 32800 | 17 | 8.4 | 34000 | 29400 | 86.47% | 2.71 | 0 | 9.5 |  |  |  | No | R-410A | 2.7333 | Residential & Commercial | No
212623838 | Central HP <5.4 tons | COLEMAN | HRCU-A-CB (Split System: Heat Pump with Remote Outdoor Unit-Air-Source) | HMH72B341 | ASPEN |  | D(A,C,E)42D24+TDR | CP9C060B12MP13 | 30800 | 17.2 | 8.1 | 34000 | 27800 | 81.76% | 2.42 | 0 | 9 |  |  |  | No | R-410A | 2.5667 | Residential & Commercial | No
212623856 | Central HP <5.4 tons | COLEMAN | HRCU-A-CB (Split System: Heat Pump with Remote Outdoor Unit-Air-Source) | HMH72B341 | ASPEN |  | C(A,C,D,E)48B24+TDR | TM9V060B12MP12 | 30400 | 17 | 8.1 | 34000 | 27800 | 81.76% | 2.42 | 0 | 9.1 |  |  |  | No | R-410A | 2.5333 | Residential & Commercial | No
212623875 | Central HP <5.4 tons | COLEMAN | HRCU-A-CB (Split System: Heat Pump with Remote Outdoor Unit-Air-Source) | HMH72B341 | ASPEN |  | D(A,C,E)48D34+TDR | TM9V060B12MP12 | 33600 | 17.5 | 8.1 | 34000 | 27800 | 81.76% | 2.42 | 0 | 9.5 |  |  |  | No | R-410A | 2.8 | Residential & Commercial | No
212623890 | Central HP <5.4 tons | COLEMAN | HRCU-A-CB (Split System: Heat Pump with Remote Outdoor Unit-Air-Source) | HMH72B341 | ASPEN |  | D(A,C,E)36B44+TDR | TP9C060B12MP13 | 33000 | 17.5 | 8.1 | 34000 | 27800 | 81.76% | 2.42 | 0 | 9.5 |  |  |  | No | R-410A | 2.75 | Residential & Commercial | No
213273371 | Central HP <5.4 tons | COLEMAN | HRCU-A-CB (Split System: Heat Pump with Remote Outdoor Unit-Air-Source) | HMH72B361 | ASPEN |  | D(A,C,E)36D26+TDR | Z8ES080C20LMPS1 | 32000 | 16.5 | 8.1 | 36000 | 26400 | 73.33% | 2.83 | 0 | 8.6 |  |  |  | No | R-410A | 2.6667 | Residential & Commercial | No
212623438 | Central HP <5.4 tons | COLEMAN | HRCU-A-CB (Split System: Heat Pump with Remote Outdoor Unit-Air-Source) | HMH72B341 | ASPEN |  | D(A,C,E)48B24+TDR | TM9Y080C16MP11 | 30200 | 17.9 | 8.4 | 33800 | 27800 | 82.25% | 2.66 | 0 | 9 |  |  |  | No | R-410A | 2.5167 | Residential & Commercial | No
212623540 | Central HP <5.4 tons | COLEMAN | HRCU-A-CB (Split System: Heat Pump with Remote Outdoor Unit-Air-Source) | HMH72B341 | ASPEN |  | C(A,C,D,E)42B34+TDR | TP9C100C20MP13 | 32200 | 17.5 | 8.1 | 33800 | 28200 | 83.43% | 2.46 | 0 | 9.4 |  |  |  | No | R-410A | 2.6833 | Residential & Commercial | No
212623654 | Central HP <5.4 tons | COLEMAN | HRCU-A-CB (Split System: Heat Pump with Remote Outdoor Unit-Air-Source) | HMH72B341 | ASPEN |  | C(A,C,D,E)48D24+TDR | TPLC080B12MP13 | 32000 | 17 | 8.1 | 33600 | 29400 | 87.5% | 2.42 | 0 | 9.5 |  |  |  | No | R-410A | 2.6667 | Residential & Commercial | No
216056274 | Central HP <5.4 tons | YORK | HRCU-A-CB (Split System: Heat Pump with Remote Outdoor Unit-Air-Source) | HH824E2S11 | ASPEN |  | C(A,C,D,E)24D2K+TDR | YPLC080B12MP13 | 21000 | 17 | 8.5 | 22800 | 17700 | 77.63% | 2 | 0 | 9.8 |  |  |  | No | R-454B | 1.75 | Residential & Commercial | No
216056310 | Central HP <5.4 tons | YORK | HRCU-A-CB (Split System: Heat Pump with Remote Outdoor Unit-Air-Source) | HH824E2S11 | ASPEN |  | D(A,C,E)24B3K+TDR | TM9E060A10MP12 | 20400 | 16.5 | 8.5 | 22800 | 18100 | 79.39% | 2 | 0 | 9.8 |  |  |  | No | R-454B | 1.7 | Residential & Commercial | No
213367799 | Central HP <5.4 tons | YORK | HRCU-A-CB (Split System: Heat Pump with Remote Outdoor Unit-Air-Source) | HMH72B361 | ASPEN |  | C(A,C,D,E)48C24+TDR | Y81E100C16SMPS1 | 33000 | 17.5 | 8.1 | 36000 | 25400 | 70.56% | 2.65 | 0 | 8 |  |  |  | No | R-410A | 2.75 | Residential & Commercial | No
213367801 | Central HP <5.4 tons | YORK | HRCU-A-CB (Split System: Heat Pump with Remote Outdoor Unit-Air-Source) | HMH72B361 | ASPEN |  | C(A,C,D,E)48C24+TDR | Y81E100C20SMPS1 | 32400 | 16.1 | 8.1 | 36000 | 26800 | 74.44% | 2.83 | 0 | 8 |  |  |  | No | R-410A | 2.7 | Residential & Commercial | No
211227696 | Central HP <5.4 tons | HEIL | HRCU-A-CB (Split System: Heat Pump with Remote Outdoor Unit-Air-Source) | DLCURAH36ABK |  |  | EA*4X42L21A* | *96VTN0802120A* | 35000 | 16 | 8.1 | 38500 | 35000 | 90.91% | 1.86 | 0 | 9.5 |  |  |  | No | R-410A | 2.9167 | Residential & Commercial | No
213613578 | Central HP <5.4 tons | BRYANT HEATING AND COOLING SYSTEMS | HRCU-A-CB (Split System: Heat Pump with Remote Outdoor Unit-Air-Source) | 38MURAQ24AA3* | ASPEN |  | L(E,G)M24C4 |  | 23400 | 15.5 | 9 | 25400 | 22600 | 88.98% | 2.89 | 0 | 9.5 |  |  |  | No | R-410A | 1.95 | Residential & Commercial | No
213613470 | Central HP <5.4 tons | PAYNE HEATING AND COOLING | HRCU-A-CB (Split System: Heat Pump with Remote Outdoor Unit-Air-Source) | 38MURAQ24AA3* | ASPEN |  | L(E,G)M24D4 |  | 23800 | 15.5 | 9 | 25400 | 22600 | 88.98% | 2.89 | 0 | 9.5 |  |  |  | No | R-410A | 1.9833 | Residential & Commercial | No
215374874 | Central HP <5.4 tons | HISENSE | HRCU-A-C (Split System: Heat Pump with Remote Outdoor Unit with No Indoor Fan --Air Source) | AUWR-48U3SP2 | ADP |  | HE36960+TD |  | 43000 | 15.2 | 8.3 | 42000 | 32600 | 77.62% | 1.91 | 0 | 9 |  |  |  | No | R-410A | 3.5833 | Residential & Commercial | No
213739954 | Central HP <5.4 tons | DAY & NIGHT | HRCU-A-CB (Split System: Heat Pump with Remote Outdoor Unit-Air-Source) | DLCURAH24ABK | ADP |  | PL36H***P039 | *96VSN0401410B* | 22200 | 15.2 | 8.5 | 24600 | 23600 | 95.93% | 1.98 | 0 | 9.5 |  |  |  | No | R-410A | 1.85 | Residential & Commercial | No
211227312 | Central HP <5.4 tons | DAY & NIGHT | HRCU-A-CB (Split System: Heat Pump with Remote Outdoor Unit-Air-Source) | DLCURAH36ABK |  |  | EA*4X42L21A* | *80ES(N,L)0701716A* | 35200 | 16 | 8.1 | 38500 | 35000 | 90.91% | 1.88 | 0 | 9.5 |  |  |  | No | R-410A | 2.9333 | Residential & Commercial | No
212293117 | Central HP <5.4 tons | YORK | HRCU-A-CB (Split System: Heat Pump with Remote Outdoor Unit-Air-Source) | HMH72B341 | ASPEN |  | C(A,C,D,E)48A34+TDR | YPLC120C20MP13 | 31600 | 16.5 | 8.1 | 32400 | 27400 | 84.57% | 2.49 | 0 | 8.9 |  |  |  | No | R-410A | 2.6333 | Residential & Commercial | No
214093012 | Central HP <5.4 tons | LUXAIRE | HRCU-A-CB (Split System: Heat Pump with Remote Outdoor Unit-Air-Source) | HMH72B341 | ASPEN |  | D(A,C,E)36A36+TDR | TM8Y060A12MP11 | 31600 | 17.9 | 8.1 | 32400 | 44000 | 135.8% | 3.06 | 0 | 9.8 |  |  |  | No | R-410A | 2.6333 | Residential & Commercial | No
214093021 | Central HP <5.4 tons | LUXAIRE | HRCU-A-CB (Split System: Heat Pump with Remote Outdoor Unit-Air-Source) | HMH72B341 | ASPEN |  | D(A,C,E)36A36+TDR | TM8Y100C16MP11 | 31600 | 18.4 | 8.4 | 32400 | 44000 | 135.8% | 3.14 | 0 | 9.8 |  |  |  | No | R-410A | 2.6333 | Residential & Commercial | No
214093030 | Central HP <5.4 tons | LUXAIRE | HRCU-A-CB (Split System: Heat Pump with Remote Outdoor Unit-Air-Source) | HMH72B341 | ASPEN |  | D(A,C,E)36A36+TDR | TM9E040A10MP12 | 32200 | 17 | 8.1 | 32400 | 44500 | 137.3% | 2.93 | 0 | 9 |  |  |  | No | R-410A | 2.6833 | Residential & Commercial | No
213311607 | Central HP <5.4 tons | CARRIER | HRCU-A-CB (Split System: Heat Pump with Remote Outdoor Unit-Air-Source) | 38MURAQ36AB3* | ADP |  | V36H***P429+CBPE3A* |  | 35600 | 15.2 | 8.1 | 36800 | 34400 | 93.48% | 2 | 0 | 9.5 |  |  |  | No | R-410A | 2.9667 | Residential & Commercial | No
214595140 | Central HP <5.4 tons | BRYANT HEATING AND COOLING SYSTEMS | HRCU-A-CB (Split System: Heat Pump with Remote Outdoor Unit-Air-Source) | 38MURAQ18AB3* | ASPEN |  | A(E,F)M194+TDR |  | 17500 | 15.2 | 8.2 | 19300 | 18300 | 94.82% | 2.2 | 0 | 9.8 |  |  |  | No | R-410A | 1.4583 | Residential & Commercial | No
212983960 | Central HP <5.4 tons | HEIL | HRCU-A-CB (Split System: Heat Pump with Remote Outdoor Unit-Air-Source) | DLCURAH30ABK |  |  | EA*4X43L21A* | *92MSN0601714A* | 30400 | 15.2 | 8.1 | 33400 | 26400 | 79.04% | 1.84 | 0 | 9 |  |  |  | No | R-410A | 2.5333 | Residential & Commercial | No
214093060 | Central HP <5.4 tons | LUXAIRE | HRCU-A-CB (Split System: Heat Pump with Remote Outdoor Unit-Air-Source) | HMH72B341 | ASPEN |  | D(A,C,E)36A36+TDR | TM9V080C16MP12 | 31600 | 17.5 | 8.1 | 32400 | 44000 | 135.8% | 3.09 | 0 | 9.8 |  |  |  | No | R-410A | 2.6333 | Residential & Commercial | No
214093096 | Central HP <5.4 tons | LUXAIRE | HRCU-A-CB (Split System: Heat Pump with Remote Outdoor Unit-Air-Source) | HMH72B341 | ASPEN |  | D(A,C,E)36A36+TDR | TMLE080B12MP11 | 31600 | 17.9 | 8.1 | 32400 | 45000 | 138.9% | 3.09 | 0 | 9.3 |  |  |  | No | R-410A | 2.6333 | Residential & Commercial | No
214093114 | Central HP <5.4 tons | LUXAIRE | HRCU-A-CB (Split System: Heat Pump with Remote Outdoor Unit-Air-Source) | HMH72B341 | ASPEN |  | D(A,C,E)36A36+TDR | TMLV100C16MP12 | 31600 | 17.5 | 8.4 | 32400 | 44000 | 135.8% | 3.14 | 0 | 9.8 |  |  |  | No | R-410A | 2.6333 | Residential & Commercial | No
214093155 | Central HP <5.4 tons | LUXAIRE | HRCU-A-CB (Split System: Heat Pump with Remote Outdoor Unit-Air-Source) | HMH72B341 | ASPEN |  | D(A,C,E)48B36+TDR | TPLC120C20MP13 | 32000 | 16.5 | 8.5 | 32400 | 44000 | 135.8% | 3.14 | 0 | 8.9 |  |  |  | No | R-410A | 2.6667 | Residential & Commercial | No
214092955 | Central HP <5.4 tons | LUXAIRE | HRCU-A-CB (Split System: Heat Pump with Remote Outdoor Unit-Air-Source) | HMH72B341 | ASPEN |  | D(A,C,E)36A36+TDR | TL8E060A12UH11 | 32800 | 18 | 8.1 | 32400 | 45000 | 138.9% | 3.01 | 0 | 9.5 |  |  |  | No | R-410A | 2.7333 | Residential & Commercial | No
213079991 | Central HP <5.4 tons | CARRIER | HRCU-A-CB (Split System: Heat Pump with Remote Outdoor Unit-Air-Source) | 38MURAQ36AB3* |  |  | CAP**3617AL* | 59SC6A080M17**16 | 35000 | 15.2 | 8.1 | 39000 | 35400 | 90.77% | 1.82 | 0 | 9.5 |  |  |  | No | R-410A | 2.9167 | Residential & Commercial | No
216055465 | Central HP <5.4 tons | CHAMPION HEATING AND COOLING | HRCU-A-CB (Split System: Heat Pump with Remote Outdoor Unit-Air-Source) | HH824E2S11 | ASPEN |  | D(A,C,E)24B3K+TDR | TM8Y060A12MP11 | 20400 | 17.5 | 9 | 22600 | 18400 | 81.42% | 2 | 0 | 9.8 |  |  |  | No | R-454B | 1.7 | Residential & Commercial | No
213752176 | Central HP <5.4 tons | CARRIER | HRCU-A-CB (Split System: Heat Pump with Remote Outdoor Unit-Air-Source) | 38MURAQ24AA3* | ASPEN |  | D(A,C,E)36B34+TDR | 58S(B,C)*B070M14**12 | 23600 | 16.5 | 8.1 | 24800 | 22400 | 90.32% | 2.9 | 0 | 9 |  |  |  | No | R-410A | 1.9667 | Residential & Commercial | No
213752210 | Central HP <5.4 tons | CARRIER | HRCU-A-CB (Split System: Heat Pump with Remote Outdoor Unit-Air-Source) | 38MURAQ24AA3* | ASPEN |  | D(A,C,E)30B34+TDR | 58S(B,C)*B070M21**16 | 23600 | 16.5 | 8.5 | 25000 | 22400 | 89.6% | 2.92 | 0 | 9 |  |  |  | No | R-410A | 1.9667 | Residential & Commercial | No
213752310 | Central HP <5.4 tons | CARRIER | HRCU-A-CB (Split System: Heat Pump with Remote Outdoor Unit-Air-Source) | 38MURAQ24AA3* | ASPEN |  | D(A,C,E)24B44+TDR | 58TP*B090V17**16 | 23400 | 16 | 8.1 | 25000 | 22400 | 89.6% | 2.87 | 0 | 9.5 |  |  |  | No | R-410A | 1.95 | Residential & Commercial | No
213752444 | Central HP <5.4 tons | CARRIER | HRCU-A-CB (Split System: Heat Pump with Remote Outdoor Unit-Air-Source) | 38MURAQ24AA3* | ASPEN |  | D(A,C,E)36B34+TDR | 59SC6A040M14**10 | 22800 | 15.4 | 8.1 | 24400 | 22200 | 90.98% | 2.87 | 0 | 9.3 |  |  |  | No | R-410A | 1.9 | Residential & Commercial | No
213752462 | Central HP <5.4 tons | CARRIER | HRCU-A-CB (Split System: Heat Pump with Remote Outdoor Unit-Air-Source) | 38MURAQ24AA3* | ASPEN |  | D(A,C,E)30C44+TDR | 59SC6A060M14**12 | 23200 | 16 | 8.1 | 24400 | 22200 | 90.98% | 2.9 | 0 | 9.4 |  |  |  | No | R-410A | 1.9333 | Residential & Commercial | No
213752469 | Central HP <5.4 tons | CARRIER | HRCU-A-CB (Split System: Heat Pump with Remote Outdoor Unit-Air-Source) | 38MURAQ24AA3* | ASPEN |  | D(A,C,E)30B34+TDR | 59SC6A080M17**16 | 23600 | 16 | 8.5 | 25400 | 22600 | 88.98% | 2.88 | 0 | 9.5 |  |  |  | No | R-410A | 1.9667 | Residential & Commercial | No
213752539 | Central HP <5.4 tons | CARRIER | HRCU-A-CB (Split System: Heat Pump with Remote Outdoor Unit-Air-Source) | 38MURAQ24AA3* | ASPEN |  | D(A,C,E)24B44+TDR | 59SP6A080V21**20 | 23800 | 16 | 8.1 | 25200 | 22400 | 88.89% | 2.92 | 0 | 9 |  |  |  | No | R-410A | 1.9833 | Residential & Commercial | No
213752158 | Central HP <5.4 tons | CARRIER | HRCU-A-CB (Split System: Heat Pump with Remote Outdoor Unit-Air-Source) | 38MURAQ24AA3* | ASPEN |  | D(A,C,E)36B34+TDR | 58S(B,C)*B045M14**12 | 23000 | 16.4 | 8.1 | 24400 | 22200 | 90.98% | 2.92 | 0 | 9.3 |  |  |  | No | R-410A | 1.9167 | Residential & Commercial | No
213752191 | Central HP <5.4 tons | CARRIER | HRCU-A-CB (Split System: Heat Pump with Remote Outdoor Unit-Air-Source) | 38MURAQ24AA3* | ASPEN |  | D(A,C,E)24B44+TDR | 58S(B,C)*B070M17**16 | 23600 | 16.5 | 8.1 | 24800 | 22400 | 90.32% | 2.91 | 0 | 9 |  |  |  | No | R-410A | 1.9667 | Residential & Commercial | No
213752290 | Central HP <5.4 tons | CARRIER | HRCU-A-CB (Split System: Heat Pump with Remote Outdoor Unit-Air-Source) | 38MURAQ24AA3* | ASPEN |  | D(A,C,E)30C44+TDR | 58TP*B070V14**12 | 23800 | 16.5 | 8.1 | 25000 | 22400 | 89.6% | 2.87 | 0 | 9.5 |  |  |  | No | R-410A | 1.9833 | Residential & Commercial | No
213752375 | Central HP <5.4 tons | CARRIER | HRCU-A-CB (Split System: Heat Pump with Remote Outdoor Unit-Air-Source) | 38MURAQ24AA3* | ASPEN |  | D(A,C,E)36B34+TDR | 59SC2E060M14**12 | 23600 | 16 | 8.5 | 25400 | 22600 | 88.98% | 2.9 | 0 | 9.5 |  |  |  | No | R-410A | 1.9667 | Residential & Commercial | No
213752880 | Central HP <5.4 tons | CARRIER | HRCU-A-CB (Split System: Heat Pump with Remote Outdoor Unit-Air-Source) | 38MURAQ24AB3* | ASPEN |  | D(A,C,E)30C44+TDR | 59SC6A060M14**12 | 23200 | 17 | 8.5 | 25200 | 20000 | 79.37% | 2.95 | 0 | 9.9 |  |  |  | No | R-410A | 1.9333 | Residential & Commercial | No
213752982 | Central HP <5.4 tons | CARRIER | HRCU-A-CB (Split System: Heat Pump with Remote Outdoor Unit-Air-Source) | 38MURAQ24AB3* | ASPEN |  | D(A,C,E)30B34+TDR | 59TP6C040V14**10 | 23000 | 16 | 8.5 | 27000 | 20600 | 76.3% | 2.85 | 0 | 9.5 |  |  |  | No | R-410A | 1.9167 | Residential & Commercial | No
213752748 | Central HP <5.4 tons | CARRIER | HRCU-A-CB (Split System: Heat Pump with Remote Outdoor Unit-Air-Source) | 38MURAQ24AB3* | ASPEN |  | D(A,C,E)30C44+TDR | 58TP*B070V17**16 | 22800 | 17.5 | 8.5 | 25200 | 20000 | 79.37% | 3 | 0 | 9.8 |  |  |  | No | R-410A | 1.9 | Residential & Commercial | No
213752753 | Central HP <5.4 tons | CARRIER | HRCU-A-CB (Split System: Heat Pump with Remote Outdoor Unit-Air-Source) | 38MURAQ24AB3* | ASPEN |  | D(A,C,E)24B44+TDR | 58TP*B090V17**16 | 22200 | 17.3 | 8.4 | 25200 | 19900 | 78.97% | 2.94 | 0 | 9.7 |  |  |  | No | R-410A | 1.85 | Residential & Commercial | No
213752923 | Central HP <5.4 tons | CARRIER | HRCU-A-CB (Split System: Heat Pump with Remote Outdoor Unit-Air-Source) | 38MURAQ24AB3* | ASPEN |  | D(A,C,E)36B34+TDR | 59SP6A040V17**12 | 23200 | 16 | 8.5 | 25800 | 20200 | 78.29% | 2.83 | 0 | 9 |  |  |  | No | R-410A | 1.9333 | Residential & Commercial | No
213367399 | Central HP <5.4 tons | CARRIER | HRCU-A-CB (Split System: Heat Pump with Remote Outdoor Unit-Air-Source) | 38MURAQ30AB3* | ADP |  | H,PG9J936 | 59TP6C100V21**22 | 30000 | 15.2 | 8.1 | 32600 | 27200 | 83.44% | 1.8 | 0 | 9 |  |  |  | No | R-410A | 2.5 | Residential & Commercial | No
212982670 | Central HP <5.4 tons | TEMPSTAR | HRCU-A-CB (Split System: Heat Pump with Remote Outdoor Unit-Air-Source) | DLCURAH30ABK |  |  | EA*4X43L21A* | *80MSU0601716A* | 30800 | 15.2 | 8.5 | 33000 | 26200 | 79.39% | 1.86 | 0 | 9 |  |  |  | No | R-410A | 2.5667 | Residential & Commercial | No
213080692 | Central HP <5.4 tons | CARRIER | HRCU-A-CB (Split System: Heat Pump with Remote Outdoor Unit-Air-Source) | 38MURAQ36AB3* |  |  | CAP**4221AL* | 59SU5B060M17**16 | 35000 | 16 | 8.1 | 38500 | 35000 | 90.91% | 1.86 | 0 | 9.5 |  |  |  | No | R-410A | 2.9167 | Residential & Commercial | No
213753750 | Central HP <5.4 tons | CARRIER | HRCU-A-CB (Split System: Heat Pump with Remote Outdoor Unit-Air-Source) | 38MURAQ36AB3* | ASPEN |  | D(A,C,E)42B34+TDR | 59SC2E060M14**12 | 35000 | 15.5 | 8.1 | 38500 | 32400 | 84.16% | 2.51 | 0 | 9.5 |  |  |  | No | R-410A | 2.9167 | Residential & Commercial | No
213753607 | Central HP <5.4 tons | CARRIER | HRCU-A-CB (Split System: Heat Pump with Remote Outdoor Unit-Air-Source) | 38MURAQ30AB3* | ASPEN |  | D(A,C,E)30B34+TDR | 59TP6C100V21**20 | 29600 | 15.2 | 8.5 | 34200 | 24200 | 70.76% | 2.69 | 0 | 9 |  |  |  | No | R-410A | 2.4667 | Residential & Commercial | No
213753625 | Central HP <5.4 tons | CARRIER | HRCU-A-CB (Split System: Heat Pump with Remote Outdoor Unit-Air-Source) | 38MURAQ30AB3* | ASPEN |  | D(A,C,E)30D44+TDR | 59TP6C100V21**22 | 29600 | 15.2 | 8.1 | 34200 | 24200 | 70.76% | 2.65 | 0 | 9 |  |  |  | No | R-410A | 2.4667 | Residential & Commercial | No
214067863 | Central HP <5.4 tons | CARRIER | HRCU-A-CB (Split System: Heat Pump with Remote Outdoor Unit-Air-Source) | 38MURAQ36AB3* | ADP |  | C36A***L139 | 58SU*B040M17**12 | 35000 | 16 | 8.1 | 36800 | 34800 | 94.57% | 1.82 | 0 | 9.5 |  |  |  | No | R-410A | 2.9167 | Residential & Commercial | No
213147040 | Central HP <5.4 tons | CARRIER | HRCU-A-CB (Split System: Heat Pump with Remote Outdoor Unit-Air-Source) | 38MURAQ36AB3* | ADP |  | V,C36H***P429+AEFE3A* |  | 35600 | 15.2 | 8.1 | 36800 | 34400 | 93.48% | 2 | 0 | 9.5 |  |  |  | No | R-410A | 2.9667 | Residential & Commercial | No
214092980 | Central HP <5.4 tons | LUXAIRE | HRCU-A-CB (Split System: Heat Pump with Remote Outdoor Unit-Air-Source) | HMH72B341 | ASPEN |  | D(A,C,E)42A46+TDR | TM8E080B12MP11 | 32400 | 18 | 8.1 | 32400 | 45000 | 138.9% | 3.09 | 0 | 9.5 |  |  |  | No | R-410A | 2.7 | Residential & Commercial | No
214092985 | Central HP <5.4 tons | LUXAIRE | HRCU-A-CB (Split System: Heat Pump with Remote Outdoor Unit-Air-Source) | HMH72B341 | ASPEN |  | D(A,C,E)36A36+TDR | TM8E100B12MP11 | 31600 | 17.9 | 8.1 | 32400 | 44000 | 135.8% | 3.06 | 0 | 9.8 |  |  |  | No | R-410A | 2.6333 | Residential & Commercial | No
214522508 | Central HP <5.4 tons | YORK | HRCU-A-CB (Split System: Heat Pump with Remote Outdoor Unit-Air-Source) | HMH72B341 | ASPEN |  | DX36C34+TDR | Y81E120C16LMPS1 | 33600 | 18 | 8.1 | 32600 | 23200 | 71.17% | 1.94 | 0 | 9.5 |  |  |  | No | R-410A | 2.8 | Residential & Commercial | No
214093003 | Central HP <5.4 tons | LUXAIRE | HRCU-A-CB (Split System: Heat Pump with Remote Outdoor Unit-Air-Source) | HMH72B341 | ASPEN |  | D(A,C,E)36A36+TDR | TM8V100C16MP12 | 31600 | 17.5 | 8.4 | 32400 | 44000 | 135.8% | 3.14 | 0 | 9.8 |  |  |  | No | R-410A | 2.6333 | Residential & Commercial | No
213752389 | Central HP <5.4 tons | CARRIER | HRCU-A-CB (Split System: Heat Pump with Remote Outdoor Unit-Air-Source) | 38MURAQ24AA3* | ASPEN |  | D(A,C,E)36B34+TDR | 59SC2E060M17**14 | 23800 | 16.5 | 8.1 | 24800 | 22400 | 90.32% | 2.91 | 0 | 9.5 |  |  |  | No | R-410A | 1.9833 | Residential & Commercial | No
213752423 | Central HP <5.4 tons | CARRIER | HRCU-A-CB (Split System: Heat Pump with Remote Outdoor Unit-Air-Source) | 38MURAQ24AA3* | ASPEN |  | D(A,C,E)36B34+TDR | 59SC2E100M21**20 | 23800 | 16.5 | 8.1 | 24800 | 22400 | 90.32% | 2.91 | 0 | 9.5 |  |  |  | No | R-410A | 1.9833 | Residential & Commercial | No
213752153 | Central HP <5.4 tons | CARRIER | HRCU-A-CB (Split System: Heat Pump with Remote Outdoor Unit-Air-Source) | 38MURAQ24AA3* | ASPEN |  | D(A,C,E)24B44+TDR | 58S(B,C)*B045M14**12 | 22800 | 16.3 | 8.1 | 24400 | 22200 | 90.98% | 2.92 | 0 | 9.3 |  |  |  | No | R-410A | 1.9 | Residential & Commercial | No
213752335 | Central HP <5.4 tons | CARRIER | HRCU-A-CB (Split System: Heat Pump with Remote Outdoor Unit-Air-Source) | 38MURAQ24AA3* | ASPEN |  | D(A,C,E)36B34+TDR | 58TP*B090V21**20 | 23600 | 16 | 8.1 | 24800 | 22400 | 90.32% | 2.9 | 0 | 9.5 |  |  |  | No | R-410A | 1.9667 | Residential & Commercial | No
214092233 | Central HP <5.4 tons | LUXAIRE | HRCU-A-CB (Split System: Heat Pump with Remote Outdoor Unit-Air-Source) | HMH72B341 | ASPEN |  | D(A,C,E)36A34+TDR | LP9C080C16MP13 | 31600 | 17.5 | 8.1 | 32400 | 44000 | 135.8% | 3.09 | 0 | 9.8 |  |  |  | No | R-410A | 2.6333 | Residential & Commercial | No
214093036 | Central HP <5.4 tons | LUXAIRE | HRCU-A-CB (Split System: Heat Pump with Remote Outdoor Unit-Air-Source) | HMH72B341 | ASPEN |  | D(A,C,E)36A36+TDR | TM9E060B12MP12 | 31600 | 17.5 | 8.1 | 32400 | 45000 | 138.9% | 3.04 | 0 | 9.3 |  |  |  | No | R-410A | 2.6333 | Residential & Commercial | No
214092269 | Central HP <5.4 tons | LUXAIRE | HRCU-A-CB (Split System: Heat Pump with Remote Outdoor Unit-Air-Source) | HMH72B341 | ASPEN |  | D(A,C,E)36A34+TDR | TL8E100C20UH11 | 31600 | 17.5 | 8.5 | 32400 | 44000 | 135.8% | 3.16 | 0 | 9.8 |  |  |  | No | R-410A | 2.6333 | Residential & Commercial | No
214092287 | Central HP <5.4 tons | LUXAIRE | HRCU-A-CB (Split System: Heat Pump with Remote Outdoor Unit-Air-Source) | HMH72B341 | ASPEN |  | D(A,C,E)36A34+TDR | TM8E080B12MP11 | 31600 | 17.9 | 8.1 | 32400 | 45000 | 138.9% | 3.09 | 0 | 9.3 |  |  |  | No | R-410A | 2.6333 | Residential & Commercial | No
214638694 | Central HP <5.4 tons | RHEEM | HRCU-A-CB (Split System: Heat Pump with Remote Outdoor Unit-Air-Source) | RD17AZ36AJ3N | ADP |  | H,RE8J936 | R962V0703A17M4S | 31800 | 17 | 8.1 | 32600 | 29200 | 89.57% | 1.9 | 0 | 9 |  |  |  | No | R-410A | 2.65 | Residential & Commercial | No
214092932 | Central HP <5.4 tons | LUXAIRE | HRCU-A-CB (Split System: Heat Pump with Remote Outdoor Unit-Air-Source) | HMH72B341 | ASPEN |  | D(A,C,E)42A46+TDR | LP9C100C20MP13 | 32400 | 17.5 | 8.1 | 32400 | 45000 | 138.9% | 3.16 | 0 | 9.5 |  |  |  | No | R-410A | 2.7 | Residential & Commercial | No
214092933 | Central HP <5.4 tons | LUXAIRE | HRCU-A-CB (Split System: Heat Pump with Remote Outdoor Unit-Air-Source) | HMH72B341 | ASPEN |  | D(A,C,E)48B36+TDR | LP9C100C20MP13 | 32600 | 17.5 | 8.1 | 32400 | 45000 | 138.9% | 3.16 | 0 | 9.5 |  |  |  | No | R-410A | 2.7167 | Residential & Commercial | No
212980187 | Central HP <5.4 tons | TEMPSTAR | HRCU-A-CB (Split System: Heat Pump with Remote Outdoor Unit-Air-Source) | DLCURAH30ABK |  |  | EA*4X36L21A* | *80MS(N,L)0902116A* | 29400 | 15.2 | 8.1 | 34000 | 28000 | 82.35% | 1.76 | 0 | 9 |  |  |  | No | R-410A | 2.45 | Residential & Commercial | No
214092326 | Central HP <5.4 tons | LUXAIRE | HRCU-A-CB (Split System: Heat Pump with Remote Outdoor Unit-Air-Source) | HMH72B341 | ASPEN |  | D(A,C,E)36A34+TDR | TM8Y080C16MP11 | 31600 | 18.4 | 8.4 | 32400 | 44000 | 135.8% | 3.14 | 0 | 9.8 |  |  |  | No | R-410A | 2.6333 | Residential & Commercial | No
214092337 | Central HP <5.4 tons | LUXAIRE | HRCU-A-CB (Split System: Heat Pump with Remote Outdoor Unit-Air-Source) | HMH72B341 | ASPEN |  | D(A,C,E)48B34+TDR | TM8Y120C20MP11 | 33600 | 18 | 8.2 | 32400 | 46500 | 143.5% | 3.17 | 0 | 9.5 |  |  |  | No | R-410A | 2.8 | Residential & Commercial | No
214092394 | Central HP <5.4 tons | LUXAIRE | HRCU-A-CB (Split System: Heat Pump with Remote Outdoor Unit-Air-Source) | HMH72B341 | ASPEN |  | D(A,C,E)48B34+TDR | TM9Y100C20MP11 | 32600 | 15.5 | 8.1 | 32400 | 44500 | 137.3% | 3.05 | 0 | 9.5 |  |  |  | No | R-410A | 2.7167 | Residential & Commercial | No
214093052 | Central HP <5.4 tons | LUXAIRE | HRCU-A-CB (Split System: Heat Pump with Remote Outdoor Unit-Air-Source) | HMH72B341 | ASPEN |  | D(A,C,E)42A46+TDR | TM9V040A10MP12 | 31800 | 17 | 8.1 | 32400 | 44000 | 135.8% | 3.06 | 0 | 9.4 |  |  |  | No | R-410A | 2.65 | Residential & Commercial | No
214093054 | Central HP <5.4 tons | LUXAIRE | HRCU-A-CB (Split System: Heat Pump with Remote Outdoor Unit-Air-Source) | HMH72B341 | ASPEN |  | D(A,C,E)36A36+TDR | TM9V060B12MP12 | 31600 | 17.5 | 8.1 | 32400 | 44500 | 137.3% | 3.05 | 0 | 9.3 |  |  |  | No | R-410A | 2.6333 | Residential & Commercial | No
214093077 | Central HP <5.4 tons | LUXAIRE | HRCU-A-CB (Split System: Heat Pump with Remote Outdoor Unit-Air-Source) | HMH72B341 | ASPEN |  | D(A,C,E)48B36+TDR | TM9Y080B12MP11 | 32600 | 17.5 | 8.5 | 32400 | 44000 | 135.8% | 3.09 | 0 | 9.5 |  |  |  | No | R-410A | 2.7167 | Residential & Commercial | No
214093088 | Central HP <5.4 tons | LUXAIRE | HRCU-A-CB (Split System: Heat Pump with Remote Outdoor Unit-Air-Source) | HMH72B341 | ASPEN |  | D(A,C,E)42A46+TDR | TM9Y120D20MP11 | 32000 | 16.5 | 8.5 | 32400 | 44000 | 135.8% | 3.16 | 0 | 9.4 |  |  |  | No | R-410A | 2.6667 | Residential & Commercial | No
214093033 | Central HP <5.4 tons | LUXAIRE | HRCU-A-CB (Split System: Heat Pump with Remote Outdoor Unit-Air-Source) | HMH72B341 | ASPEN |  | D(A,C,E)36A36+TDR | TM9E060A10MP12 | 31400 | 17.4 | 8.1 | 32400 | 44000 | 135.8% | 3.01 | 0 | 9.3 |  |  |  | No | R-410A | 2.6167 | Residential & Commercial | No
214092957 | Central HP <5.4 tons | LUXAIRE | HRCU-A-CB (Split System: Heat Pump with Remote Outdoor Unit-Air-Source) | HMH72B341 | ASPEN |  | D(A,C,E)48B36+TDR | TL8E060A12UH11 | 32800 | 18 | 8.1 | 32400 | 45000 | 138.9% | 3.04 | 0 | 9.5 |  |  |  | No | R-410A | 2.7333 | Residential & Commercial | No
214093073 | Central HP <5.4 tons | LUXAIRE | HRCU-A-CB (Split System: Heat Pump with Remote Outdoor Unit-Air-Source) | HMH72B341 | ASPEN |  | D(A,C,E)42A46+TDR | TM9Y060B12MP11 | 32600 | 17.5 | 8.1 | 32400 | 46500 | 143.5% | 3.04 | 0 | 9.5 |  |  |  | No | R-410A | 2.7167 | Residential & Commercial | No
214093123 | Central HP <5.4 tons | LUXAIRE | HRCU-A-CB (Split System: Heat Pump with Remote Outdoor Unit-Air-Source) | HMH72B341 | ASPEN |  | D(A,C,E)36A36+TDR | TP9C080B12MP13 | 32800 | 17 | 8.1 | 32400 | 46000 | 142% | 3.03 | 0 | 9.5 |  |  |  | No | R-410A | 2.7333 | Residential & Commercial | No
214093138 | Central HP <5.4 tons | LUXAIRE | HRCU-A-CB (Split System: Heat Pump with Remote Outdoor Unit-Air-Source) | HMH72B341 | ASPEN |  | D(A,C,E)36A36+TDR | TPLC060A12MP13 | 32800 | 17.5 | 8.1 | 32400 | 45000 | 138.9% | 3.04 | 0 | 9.5 |  |  |  | No | R-410A | 2.7333 | Residential & Commercial | No
214092243 | Central HP <5.4 tons | LUXAIRE | HRCU-A-CB (Split System: Heat Pump with Remote Outdoor Unit-Air-Source) | HMH72B341 | ASPEN |  | D(A,C,E)42A44+TDR | LP9C120D20MP13 | 32000 | 17 | 8.5 | 32400 | 44000 | 135.8% | 3.19 | 0 | 9.4 |  |  |  | No | R-410A | 2.6667 | Residential & Commercial | No
213752372 | Central HP <5.4 tons | CARRIER | HRCU-A-CB (Split System: Heat Pump with Remote Outdoor Unit-Air-Source) | 38MURAQ24AA3* | ASPEN |  | D(A,C,E)30C44+TDR | 59SC2E060M14**12 | 23600 | 16 | 8.5 | 25400 | 22600 | 88.98% | 2.9 | 0 | 9.5 |  |  |  | No | R-410A | 1.9667 | Residential & Commercial | No
213752386 | Central HP <5.4 tons | CARRIER | HRCU-A-CB (Split System: Heat Pump with Remote Outdoor Unit-Air-Source) | 38MURAQ24AA3* | ASPEN |  | D(A,C,E)30C44+TDR | 59SC2E060M17**14 | 23800 | 16.5 | 8.1 | 24800 | 22400 | 90.32% | 2.91 | 0 | 9 |  |  |  | No | R-410A | 1.9833 | Residential & Commercial | No
213752429 | Central HP <5.4 tons | CARRIER | HRCU-A-CB (Split System: Heat Pump with Remote Outdoor Unit-Air-Source) | 38MURAQ24AA3* | ASPEN |  | D(A,C,E)30B34+TDR | 59SC6A026M14**10 | 23400 | 15.5 | 8.1 | 25200 | 22600 | 89.68% | 2.86 | 0 | 9 |  |  |  | No | R-410A | 1.95 | Residential & Commercial | No
211222711 | Central HP <5.4 tons | HEIL | HRCU-A-CB (Split System: Heat Pump with Remote Outdoor Unit-Air-Source) | DLCURAH30ABK |  |  | EA*4X37L21A* | *96VTN1002122A* | 30600 | 15.2 | 8.1 | 33000 | 26200 | 79.39% | 1.84 | 0 | 9 |  |  |  | No | R-410A | 2.55 | Residential & Commercial | No
212480252 | Central HP <5.4 tons | CARRIER | HRCU-A-CB (Split System: Heat Pump with Remote Outdoor Unit-Air-Source) | 38MURAQ30AB3* | ADP |  | PL36H210P299 | 59SC2D080E21**20 | 31200 | 15.2 | 8.5 | 32000 | 25600 | 80% | 1.88 | 0 | 9 |  |  |  | No | R-410A | 2.6 | Residential & Commercial | No
213753156 | Central HP <5.4 tons | CARRIER | HRCU-A-CB (Split System: Heat Pump with Remote Outdoor Unit-Air-Source) | 38MURAQ30AB3* | ASPEN |  | D(A,C,E)30C44+TDR | 58S(B,C)*B090M21**16 | 29400 | 15.2 | 8.1 | 34000 | 23800 | 70% | 2.63 | 0 | 9 |  |  |  | No | R-410A | 2.45 | Residential & Commercial | No
213752756 | Central HP <5.4 tons | CARRIER | HRCU-A-CB (Split System: Heat Pump with Remote Outdoor Unit-Air-Source) | 38MURAQ24AB3* | ASPEN |  | D(A,C,E)30B34+TDR | 58TP*B090V17**16 | 22200 | 17.2 | 8.4 | 25200 | 19900 | 78.97% | 2.94 | 0 | 9 |  |  |  | No | R-410A | 1.85 | Residential & Commercial | No
213753799 | Central HP <5.4 tons | CARRIER | HRCU-A-CB (Split System: Heat Pump with Remote Outdoor Unit-Air-Source) | 38MURAQ36AB3* | ASPEN |  | D(A,C,E)36B34+TDR | 59SC6A100M21**20 | 33800 | 16.4 | 8.5 | 37800 | 31800 | 84.13% | 2.74 | 0 | 9.8 |  |  |  | No | R-410A | 2.8167 | Residential & Commercial | No
213753826 | Central HP <5.4 tons | CARRIER | HRCU-A-CB (Split System: Heat Pump with Remote Outdoor Unit-Air-Source) | 38MURAQ36AB3* | ASPEN |  | D(A,C,E)42B34+TDR | 59SP6A060V17**14 | 33800 | 15.5 | 8.1 | 38500 | 31400 | 81.56% | 2.71 | 0 | 9.4 |  |  |  | No | R-410A | 2.8167 | Residential & Commercial | No
213753842 | Central HP <5.4 tons | CARRIER | HRCU-A-CB (Split System: Heat Pump with Remote Outdoor Unit-Air-Source) | 38MURAQ36AB3* | ASPEN |  | D(A,C,E)42B34+TDR | 59SP6A100V21**20 | 35200 | 16 | 8.1 | 39000 | 31800 | 81.54% | 2.51 | 0 | 9.5 |  |  |  | No | R-410A | 2.9333 | Residential & Commercial | No
213752865 | Central HP <5.4 tons | CARRIER | HRCU-A-CB (Split System: Heat Pump with Remote Outdoor Unit-Air-Source) | 38MURAQ24AB3* | ASPEN |  | D(A,C,E)24B44+TDR | 59SC6A040M17**12 | 23200 | 16 | 8.5 | 26400 | 20400 | 77.27% | 2.84 | 0 | 9.5 |  |  |  | No | R-410A | 1.9333 | Residential & Commercial | No
213752870 | Central HP <5.4 tons | CARRIER | HRCU-A-CB (Split System: Heat Pump with Remote Outdoor Unit-Air-Source) | 38MURAQ24AB3* | ASPEN |  | D(A,C,E)30C44+TDR | 59SC6A040M17**12 | 23200 | 16 | 8.5 | 26400 | 20400 | 77.27% | 2.84 | 0 | 9.5 |  |  |  | No | R-410A | 1.9333 | Residential & Commercial | No
214092257 | Central HP <5.4 tons | LUXAIRE | HRCU-A-CB (Split System: Heat Pump with Remote Outdoor Unit-Air-Source) | HMH72B341 | ASPEN |  | D(A,C,E)36A34+TDR | LPLC100C20MP13 | 31000 | 16.3 | 8.5 | 32400 | 43500 | 134.3% | 3.13 | 0 | 8.8 |  |  |  | No | R-410A | 2.5833 | Residential & Commercial | No
214092274 | Central HP <5.4 tons | LUXAIRE | HRCU-A-CB (Split System: Heat Pump with Remote Outdoor Unit-Air-Source) | HMH72B341 | ASPEN |  | D(A,C,E)48B34+TDR | TL9E060B12UH11 | 32600 | 18 | 8.1 | 32400 | 44500 | 137.3% | 3.05 | 0 | 9.5 |  |  |  | No | R-410A | 2.7167 | Residential & Commercial | No
214092289 | Central HP <5.4 tons | LUXAIRE | HRCU-A-CB (Split System: Heat Pump with Remote Outdoor Unit-Air-Source) | HMH72B341 | ASPEN |  | D(A,C,E)48B34+TDR | TM8E080B12MP11 | 32600 | 18 | 8.1 | 32400 | 45000 | 138.9% | 3.09 | 0 | 9.5 |  |  |  | No | R-410A | 2.7167 | Residential & Commercial | No
214092259 | Central HP <5.4 tons | LUXAIRE | HRCU-A-CB (Split System: Heat Pump with Remote Outdoor Unit-Air-Source) | HMH72B341 | ASPEN |  | D(A,C,E)48B34+TDR | LPLC100C20MP13 | 32000 | 16.5 | 8.5 | 32400 | 44000 | 135.8% | 3.14 | 0 | 8.9 |  |  |  | No | R-410A | 2.6667 | Residential & Commercial | No
214092261 | Central HP <5.4 tons | LUXAIRE | HRCU-A-CB (Split System: Heat Pump with Remote Outdoor Unit-Air-Source) | HMH72B341 | ASPEN |  | D(A,C,E)42A44+TDR | LPLC120C20MP13 | 31800 | 16.5 | 8.5 | 32400 | 44000 | 135.8% | 3.14 | 0 | 8.9 |  |  |  | No | R-410A | 2.65 | Residential & Commercial | No
214092275 | Central HP <5.4 tons | LUXAIRE | HRCU-A-CB (Split System: Heat Pump with Remote Outdoor Unit-Air-Source) | HMH72B341 | ASPEN |  | D(A,C,E)36A34+TDR | TL9E080C16UH11 | 31600 | 17.5 | 8.1 | 32400 | 44500 | 137.3% | 3.12 | 0 | 9.3 |  |  |  | No | R-410A | 2.6333 | Residential & Commercial | No
212927287 | Central HP <5.4 tons | CHAMPION HEATING AND COOLING | HRCU-A-CB (Split System: Heat Pump with Remote Outdoor Unit-Air-Source) | HMH72B341 | ADP |  | H,YG9J936 | TM9E060B12MP12 | 34000 | 17 | 8.5 | 32400 | 23800 | 73.46% | 2.04 | 0 | 9.5 |  |  |  | No | R-410A | 2.8333 | Residential & Commercial | No
214092393 | Central HP <5.4 tons | LUXAIRE | HRCU-A-CB (Split System: Heat Pump with Remote Outdoor Unit-Air-Source) | HMH72B341 | ASPEN |  | D(A,C,E)42A44+TDR | TM9Y100C20MP11 | 32400 | 15.5 | 8.1 | 32400 | 44500 | 137.3% | 3.05 | 0 | 9.5 |  |  |  | No | R-410A | 2.7 | Residential & Commercial | No
214092323 | Central HP <5.4 tons | LUXAIRE | HRCU-A-CB (Split System: Heat Pump with Remote Outdoor Unit-Air-Source) | HMH72B341 | ASPEN |  | D(A,C,E)36A34+TDR | TM8Y080B12MP11 | 31800 | 17.9 | 8.1 | 32400 | 44000 | 135.8% | 3.09 | 0 | 9.8 |  |  |  | No | R-410A | 2.65 | Residential & Commercial | No
214092338 | Central HP <5.4 tons | LUXAIRE | HRCU-A-CB (Split System: Heat Pump with Remote Outdoor Unit-Air-Source) | HMH72B341 | ASPEN |  | D(A,C,E)36A34+TDR | TM9E040A10MP12 | 32200 | 17 | 8.1 | 32400 | 44500 | 137.3% | 2.93 | 0 | 9 |  |  |  | No | R-410A | 2.6833 | Residential & Commercial | No
213752436 | Central HP <5.4 tons | CARRIER | HRCU-A-CB (Split System: Heat Pump with Remote Outdoor Unit-Air-Source) | 38MURAQ24AA3* | ASPEN |  | D(A,C,E)24B44+TDR | 59SC6A040M14**10 | 22600 | 15.3 | 8.1 | 24400 | 22200 | 90.98% | 2.87 | 0 | 9.3 |  |  |  | No | R-410A | 1.8833 | Residential & Commercial | No
213752556 | Central HP <5.4 tons | CARRIER | HRCU-A-CB (Split System: Heat Pump with Remote Outdoor Unit-Air-Source) | 38MURAQ24AA3* | ASPEN |  | D(A,C,E)36B34+TDR | 59SP6A100V21**20 | 23800 | 16 | 8.1 | 25000 | 22400 | 89.6% | 2.88 | 0 | 9.5 |  |  |  | No | R-410A | 1.9833 | Residential & Commercial | No
214092925 | Central HP <5.4 tons | LUXAIRE | HRCU-A-CB (Split System: Heat Pump with Remote Outdoor Unit-Air-Source) | HMH72B341 | ASPEN |  | D(A,C,E)36A36+TDR | LP9C080C16MP13 | 31600 | 17.5 | 8.1 | 32400 | 44000 | 135.8% | 3.09 | 0 | 9.8 |  |  |  | No | R-410A | 2.6333 | Residential & Commercial | No
214092943 | Central HP <5.4 tons | LUXAIRE | HRCU-A-CB (Split System: Heat Pump with Remote Outdoor Unit-Air-Source) | HMH72B341 | ASPEN |  | D(A,C,E)36A36+TDR | LPLC080C16MP13 | 31600 | 17.5 | 8.4 | 32400 | 44000 | 135.8% | 3.14 | 0 | 9.8 |  |  |  | No | R-410A | 2.6333 | Residential & Commercial | No
214092976 | Central HP <5.4 tons | LUXAIRE | HRCU-A-CB (Split System: Heat Pump with Remote Outdoor Unit-Air-Source) | HMH72B341 | ASPEN |  | D(A,C,E)36A36+TDR | TM8E060A12MP11 | 31600 | 17.9 | 8.1 | 32400 | 44000 | 135.8% | 3.06 | 0 | 9.8 |  |  |  | No | R-410A | 2.6333 | Residential & Commercial | No
214093007 | Central HP <5.4 tons | LUXAIRE | HRCU-A-CB (Split System: Heat Pump with Remote Outdoor Unit-Air-Source) | HMH72B341 | ASPEN |  | D(A,C,E)42A46+TDR | TM8V100C20MP12 | 31800 | 16.5 | 8.5 | 32400 | 44000 | 135.8% | 3.14 | 0 | 8.9 |  |  |  | No | R-410A | 2.65 | Residential & Commercial | No
213367380 | Central HP <5.4 tons | CARRIER | HRCU-A-CB (Split System: Heat Pump with Remote Outdoor Unit-Air-Source) | 38MURAQ24AB3* | ADP |  | H,PG31930 | 59TP6C100V21**20 | 22600 | 17 | 8.5 | 24600 | 23400 | 95.12% | 1.98 | 0 | 9.5 |  |  |  | No | R-410A | 1.8833 | Residential & Commercial | No
213752745 | Central HP <5.4 tons | CARRIER | HRCU-A-CB (Split System: Heat Pump with Remote Outdoor Unit-Air-Source) | 38MURAQ24AB3* | ASPEN |  | D(A,C,E)30B34+TDR | 58TP*B070V17**16 | 22400 | 17.2 | 8.4 | 25200 | 20000 | 79.37% | 2.98 | 0 | 9 |  |  |  | No | R-410A | 1.8667 | Residential & Commercial | No
213752761 | Central HP <5.4 tons | CARRIER | HRCU-A-CB (Split System: Heat Pump with Remote Outdoor Unit-Air-Source) | 38MURAQ24AB3* | ASPEN |  | D(A,C,E)36B34+TDR | 58TP*B090V17**16 | 22400 | 17.4 | 8.5 | 25200 | 19900 | 78.97% | 2.97 | 0 | 9.8 |  |  |  | No | R-410A | 1.8667 | Residential & Commercial | No
214093056 | Central HP <5.4 tons | LUXAIRE | HRCU-A-CB (Split System: Heat Pump with Remote Outdoor Unit-Air-Source) | HMH72B341 | ASPEN |  | D(A,C,E)48B36+TDR | TM9V060B12MP12 | 32800 | 17.5 | 8.1 | 32400 | 44500 | 137.3% | 3.07 | 0 | 9.5 |  |  |  | No | R-410A | 2.7333 | Residential & Commercial | No
214093057 | Central HP <5.4 tons | LUXAIRE | HRCU-A-CB (Split System: Heat Pump with Remote Outdoor Unit-Air-Source) | HMH72B341 | ASPEN |  | D(A,C,E)36A36+TDR | TM9V080B12MP12 | 32800 | 17 | 8.1 | 32400 | 46000 | 142% | 3.03 | 0 | 9.5 |  |  |  | No | R-410A | 2.7333 | Residential & Commercial | No
214093059 | Central HP <5.4 tons | LUXAIRE | HRCU-A-CB (Split System: Heat Pump with Remote Outdoor Unit-Air-Source) | HMH72B341 | ASPEN |  | D(A,C,E)48B36+TDR | TM9V080B12MP12 | 32800 | 17 | 8.1 | 32400 | 46000 | 142% | 3.06 | 0 | 9.5 |  |  |  | No | R-410A | 2.7333 | Residential & Commercial | No
214093093 | Central HP <5.4 tons | LUXAIRE | HRCU-A-CB (Split System: Heat Pump with Remote Outdoor Unit-Air-Source) | HMH72B341 | ASPEN |  | D(A,C,E)36A36+TDR | TMLE060A12MP11 | 31600 | 17.9 | 8.1 | 32400 | 44000 | 135.8% | 3.06 | 0 | 9.8 |  |  |  | No | R-410A | 2.6333 | Residential & Commercial | No
213753263 | Central HP <5.4 tons | CARRIER | HRCU-A-CB (Split System: Heat Pump with Remote Outdoor Unit-Air-Source) | 38MURAQ30AB3* | ASPEN |  | D(A,C,E)30C44+TDR | 58TP*B070V14**12 | 29600 | 15.2 | 8.1 | 34000 | 23800 | 70% | 2.7 | 0 | 9 |  |  |  | No | R-410A | 2.4667 | Residential & Commercial | No
213753154 | Central HP <5.4 tons | CARRIER | HRCU-A-CB (Split System: Heat Pump with Remote Outdoor Unit-Air-Source) | 38MURAQ30AB3* | ASPEN |  | D(A,C,E)30B34+TDR | 58S(B,C)*B090M21**16 | 29000 | 15.2 | 8.1 | 34000 | 23800 | 70% | 2.63 | 0 | 9 |  |  |  | No | R-410A | 2.4167 | Residential & Commercial | No
213753358 | Central HP <5.4 tons | CARRIER | HRCU-A-CB (Split System: Heat Pump with Remote Outdoor Unit-Air-Source) | 38MURAQ30AB3* | ASPEN |  | D(A,C,E)30D44+TDR | 59SC2E060M17**14 | 29200 | 15.2 | 8.1 | 33400 | 23800 | 71.26% | 2.77 | 0 | 8.9 |  |  |  | No | R-410A | 2.4333 | Residential & Commercial | No
213753758 | Central HP <5.4 tons | CARRIER | HRCU-A-CB (Split System: Heat Pump with Remote Outdoor Unit-Air-Source) | 38MURAQ36AB3* | ASPEN |  | D(A,C,E)36B34+TDR | 59SC2E080M17**16 | 33800 | 16.4 | 8.5 | 37800 | 31800 | 84.13% | 2.74 | 0 | 9.8 |  |  |  | No | R-410A | 2.8167 | Residential & Commercial | No
213753801 | Central HP <5.4 tons | CARRIER | HRCU-A-CB (Split System: Heat Pump with Remote Outdoor Unit-Air-Source) | 38MURAQ36AB3* | ASPEN |  | D(A,C,E)42B34+TDR | 59SC6A100M21**20 | 34400 | 16.5 | 8.5 | 37800 | 31800 | 84.13% | 2.74 | 0 | 9.9 |  |  |  | No | R-410A | 2.8667 | Residential & Commercial | No
213753831 | Central HP <5.4 tons | CARRIER | HRCU-A-CB (Split System: Heat Pump with Remote Outdoor Unit-Air-Source) | 38MURAQ36AB3* | ASPEN |  | D(A,C,E)42B34+TDR | 59SP6A080V17**16 | 34000 | 16 | 8.1 | 38500 | 31400 | 81.56% | 2.71 | 0 | 9.9 |  |  |  | No | R-410A | 2.8333 | Residential & Commercial | No
213752788 | Central HP <5.4 tons | CARRIER | HRCU-A-CB (Split System: Heat Pump with Remote Outdoor Unit-Air-Source) | 38MURAQ24AB3* | ASPEN |  | D(A,C,E)30C44+TDR | 59SC2E040M17**12 | 23400 | 16 | 8.5 | 26400 | 20400 | 77.27% | 2.84 | 0 | 9.5 |  |  |  | No | R-410A | 1.95 | Residential & Commercial | No
214093125 | Central HP <5.4 tons | LUXAIRE | HRCU-A-CB (Split System: Heat Pump with Remote Outdoor Unit-Air-Source) | HMH72B341 | ASPEN |  | D(A,C,E)48B36+TDR | TP9C080B12MP13 | 32800 | 17 | 8.1 | 32400 | 46000 | 142% | 3.06 | 0 | 9.5 |  |  |  | No | R-410A | 2.7333 | Residential & Commercial | No
214092254 | Central HP <5.4 tons | LUXAIRE | HRCU-A-CB (Split System: Heat Pump with Remote Outdoor Unit-Air-Source) | HMH72B341 | ASPEN |  | D(A,C,E)36A34+TDR | LPLC100C16MP13 | 31600 | 17.5 | 8.4 | 32400 | 44000 | 135.8% | 3.14 | 0 | 9.8 |  |  |  | No | R-410A | 2.6333 | Residential & Commercial | No
214092404 | Central HP <5.4 tons | LUXAIRE | HRCU-A-CB (Split System: Heat Pump with Remote Outdoor Unit-Air-Source) | HMH72B341 | ASPEN |  | D(A,C,E)36A34+TDR | TMLE080B12MP11 | 31600 | 17.9 | 8.1 | 32400 | 45000 | 138.9% | 3.09 | 0 | 9.3 |  |  |  | No | R-410A | 2.6333 | Residential & Commercial | No
214092450 | Central HP <5.4 tons | LUXAIRE | HRCU-A-CB (Split System: Heat Pump with Remote Outdoor Unit-Air-Source) | HMH72B341 | ASPEN |  | D(A,C,E)42A44+TDR | TPLC080B12MP13 | 32400 | 17 | 8.1 | 32400 | 46000 | 142% | 3.03 | 0 | 9.5 |  |  |  | No | R-410A | 2.7 | Residential & Commercial | No
216055008 | Central HP <5.4 tons | LUXAIRE | HRCU-A-CB (Split System: Heat Pump with Remote Outdoor Unit-Air-Source) | HH836E2S11 | ASPEN |  | C(A,C,D,E)36B3K+TDR | LP9C100C20MP13 | 31600 | 17.5 | 8.1 | 32400 | 26000 | 80.25% | 2 | 0 | 9.8 |  |  |  | No | R-454B | 2.6333 | Residential & Commercial | No
212293045 | Central HP <5.4 tons | YORK | HRCU-A-CB (Split System: Heat Pump with Remote Outdoor Unit-Air-Source) | HMH72B341 | ASPEN |  | C(A,C,D,E)48A34+TDR | TP9C120D20MP13 | 31800 | 17 | 8.1 | 32400 | 28200 | 87.04% | 2.57 | 0 | 9.4 |  |  |  | No | R-410A | 2.65 | Residential & Commercial | No
214092304 | Central HP <5.4 tons | LUXAIRE | HRCU-A-CB (Split System: Heat Pump with Remote Outdoor Unit-Air-Source) | HMH72B341 | ASPEN |  | D(A,C,E)48B34+TDR | TM8V060A12MP12 | 32800 | 17.5 | 8.1 | 32400 | 45000 | 138.9% | 3.09 | 0 | 9.5 |  |  |  | No | R-410A | 2.7333 | Residential & Commercial | No
214092307 | Central HP <5.4 tons | LUXAIRE | HRCU-A-CB (Split System: Heat Pump with Remote Outdoor Unit-Air-Source) | HMH72B341 | ASPEN |  | D(A,C,E)48B34+TDR | TM8V080B12MP12 | 32400 | 17 | 8.1 | 32400 | 45500 | 140.4% | 3 | 0 | 9.5 |  |  |  | No | R-410A | 2.7 | Residential & Commercial | No
214092339 | Central HP <5.4 tons | LUXAIRE | HRCU-A-CB (Split System: Heat Pump with Remote Outdoor Unit-Air-Source) | HMH72B341 | ASPEN |  | D(A,C,E)42A44+TDR | TM9E040A10MP12 | 32200 | 17 | 8.1 | 32400 | 44500 | 137.3% | 2.98 | 0 | 9.5 |  |  |  | No | R-410A | 2.6833 | Residential & Commercial | No
214092340 | Central HP <5.4 tons | LUXAIRE | HRCU-A-CB (Split System: Heat Pump with Remote Outdoor Unit-Air-Source) | HMH72B341 | ASPEN |  | D(A,C,E)48B34+TDR | TM9E040A10MP12 | 32200 | 17 | 8.1 | 32400 | 44500 | 137.3% | 2.95 | 0 | 9.5 |  |  |  | No | R-410A | 2.6833 | Residential & Commercial | No
214092341 | Central HP <5.4 tons | LUXAIRE | HRCU-A-CB (Split System: Heat Pump with Remote Outdoor Unit-Air-Source) | HMH72B341 | ASPEN |  | D(A,C,E)36A34+TDR | TM9E060A10MP12 | 31400 | 17.4 | 8.1 | 32400 | 44000 | 135.8% | 3.01 | 0 | 9.3 |  |  |  | No | R-410A | 2.6167 | Residential & Commercial | No
214092421 | Central HP <5.4 tons | LUXAIRE | HRCU-A-CB (Split System: Heat Pump with Remote Outdoor Unit-Air-Source) | HMH72B341 | ASPEN |  | D(A,C,E)48B34+TDR | TMLV060A12MP12 | 32800 | 17.5 | 8.1 | 32400 | 45000 | 138.9% | 3.09 | 0 | 9.5 |  |  |  | No | R-410A | 2.7333 | Residential & Commercial | No
214092422 | Central HP <5.4 tons | LUXAIRE | HRCU-A-CB (Split System: Heat Pump with Remote Outdoor Unit-Air-Source) | HMH72B341 | ASPEN |  | D(A,C,E)36A34+TDR | TMLV100C16MP12 | 31600 | 17.5 | 8.4 | 32400 | 44000 | 135.8% | 3.14 | 0 | 9.8 |  |  |  | No | R-410A | 2.6333 | Residential & Commercial | No
214092458 | Central HP <5.4 tons | LUXAIRE | HRCU-A-CB (Split System: Heat Pump with Remote Outdoor Unit-Air-Source) | HMH72B341 | ASPEN |  | D(A,C,E)36A34+TDR | TPLC100C20MP13 | 31000 | 16.3 | 8.5 | 32400 | 43500 | 134.3% | 3.13 | 0 | 8.8 |  |  |  | No | R-410A | 2.5833 | Residential & Commercial | No
214092997 | Central HP <5.4 tons | LUXAIRE | HRCU-A-CB (Split System: Heat Pump with Remote Outdoor Unit-Air-Source) | HMH72B341 | ASPEN |  | D(A,C,E)36A36+TDR | TM8V080B12MP12 | 32400 | 17 | 8.1 | 32400 | 45500 | 140.4% | 2.97 | 0 | 9.5 |  |  |  | No | R-410A | 2.7 | Residential & Commercial | No
214093027 | Central HP <5.4 tons | LUXAIRE | HRCU-A-CB (Split System: Heat Pump with Remote Outdoor Unit-Air-Source) | HMH72B341 | ASPEN |  | D(A,C,E)36A36+TDR | TM8Y120C20MP11 | 33600 | 18 | 8.1 | 32400 | 46500 | 143.5% | 3.12 | 0 | 9.5 |  |  |  | No | R-410A | 2.8 | Residential & Commercial | No
214093029 | Central HP <5.4 tons | LUXAIRE | HRCU-A-CB (Split System: Heat Pump with Remote Outdoor Unit-Air-Source) | HMH72B341 | ASPEN |  | D(A,C,E)48B36+TDR | TM8Y120C20MP11 | 33600 | 18 | 8.2 | 32400 | 46500 | 143.5% | 3.17 | 0 | 9.5 |  |  |  | No | R-410A | 2.8 | Residential & Commercial | No
214093045 | Central HP <5.4 tons | LUXAIRE | HRCU-A-CB (Split System: Heat Pump with Remote Outdoor Unit-Air-Source) | HMH72B341 | ASPEN |  | D(A,C,E)36A36+TDR | TM9E100C16MP12 | 31600 | 17.9 | 8.1 | 32400 | 44000 | 135.8% | 3.11 | 0 | 9.8 |  |  |  | No | R-410A | 2.6333 | Residential & Commercial | No
214092371 | Central HP <5.4 tons | LUXAIRE | HRCU-A-CB (Split System: Heat Pump with Remote Outdoor Unit-Air-Source) | HMH72B341 | ASPEN |  | D(A,C,E)36A34+TDR | TM9V100C16MP12 | 31600 | 17.5 | 8.4 | 32400 | 44000 | 135.8% | 3.14 | 0 | 9.8 |  |  |  | No | R-410A | 2.6333 | Residential & Commercial | No
214092374 | Central HP <5.4 tons | LUXAIRE | HRCU-A-CB (Split System: Heat Pump with Remote Outdoor Unit-Air-Source) | HMH72B341 | ASPEN |  | D(A,C,E)36A34+TDR | TM9V100C20MP12 | 31600 | 17.5 | 8.1 | 32400 | 45000 | 138.9% | 3.18 | 0 | 9.3 |  |  |  | No | R-410A | 2.6333 | Residential & Commercial | No
214093122 | Central HP <5.4 tons | LUXAIRE | HRCU-A-CB (Split System: Heat Pump with Remote Outdoor Unit-Air-Source) | HMH72B341 | ASPEN |  | D(A,C,E)48B36+TDR | TP9C060B12MP13 | 32800 | 17.5 | 8.1 | 32400 | 44500 | 137.3% | 3.07 | 0 | 9.5 |  |  |  | No | R-410A | 2.7333 | Residential & Commercial | No
214093152 | Central HP <5.4 tons | LUXAIRE | HRCU-A-CB (Split System: Heat Pump with Remote Outdoor Unit-Air-Source) | HMH72B341 | ASPEN |  | D(A,C,E)48B36+TDR | TPLC100C20MP13 | 32000 | 16.5 | 8.5 | 32400 | 44000 | 135.8% | 3.14 | 0 | 8.9 |  |  |  | No | R-410A | 2.6667 | Residential & Commercial | No
214093154 | Central HP <5.4 tons | LUXAIRE | HRCU-A-CB (Split System: Heat Pump with Remote Outdoor Unit-Air-Source) | HMH72B341 | ASPEN |  | D(A,C,E)42A46+TDR | TPLC120C20MP13 | 31800 | 16.5 | 8.5 | 32400 | 44000 | 135.8% | 3.14 | 0 | 8.9 |  |  |  | No | R-410A | 2.65 | Residential & Commercial | No
212986566 | Central HP <5.4 tons | HEIL | HRCU-A-CB (Split System: Heat Pump with Remote Outdoor Unit-Air-Source) | DLCURAH24ABK |  |  | EA*4X36L17A* | *96MSN0401712A* | 23400 | 16 | 8.5 | 26200 | 24400 | 93.13% | 2 | 0 | 9.5 |  |  |  | No | R-410A | 1.95 | Residential & Commercial | No
213740001 | Central HP <5.4 tons | DAY & NIGHT | HRCU-A-CB (Split System: Heat Pump with Remote Outdoor Unit-Air-Source) | DLCURAH24ABK | ADP |  | PL36H***P039 | *96VTN0601412B* | 22400 | 16 | 8.5 | 25200 | 25000 | 99.21% | 2.12 | 0 | 9.5 |  |  |  | No | R-410A | 1.8667 | Residential & Commercial | No
214092293 | Central HP <5.4 tons | LUXAIRE | HRCU-A-CB (Split System: Heat Pump with Remote Outdoor Unit-Air-Source) | HMH72B341 | ASPEN |  | D(A,C,E)36A34+TDR | TM8E100B12MP11 | 31600 | 17.9 | 8.1 | 32400 | 44000 | 135.8% | 3.06 | 0 | 9.8 |  |  |  | No | R-410A | 2.6333 | Residential & Commercial | No
214092311 | Central HP <5.4 tons | LUXAIRE | HRCU-A-CB (Split System: Heat Pump with Remote Outdoor Unit-Air-Source) | HMH72B341 | ASPEN |  | D(A,C,E)36A34+TDR | TM8V100C16MP12 | 31600 | 17.5 | 8.4 | 32400 | 44000 | 135.8% | 3.14 | 0 | 9.8 |  |  |  | No | R-410A | 2.6333 | Residential & Commercial | No
214092320 | Central HP <5.4 tons | LUXAIRE | HRCU-A-CB (Split System: Heat Pump with Remote Outdoor Unit-Air-Source) | HMH72B341 | ASPEN |  | D(A,C,E)36A34+TDR | TM8Y060A12MP11 | 31600 | 17.9 | 8.1 | 32400 | 44000 | 135.8% | 3.06 | 0 | 9.8 |  |  |  | No | R-410A | 2.6333 | Residential & Commercial | No
214092336 | Central HP <5.4 tons | LUXAIRE | HRCU-A-CB (Split System: Heat Pump with Remote Outdoor Unit-Air-Source) | HMH72B341 | ASPEN |  | D(A,C,E)42A44+TDR | TM8Y120C20MP11 | 33600 | 18 | 8.3 | 32400 | 47000 | 145.1% | 3.23 | 0 | 9.5 |  |  |  | No | R-410A | 2.8 | Residential & Commercial | No
214092359 | Central HP <5.4 tons | LUXAIRE | HRCU-A-CB (Split System: Heat Pump with Remote Outdoor Unit-Air-Source) | HMH72B341 | ASPEN |  | D(A,C,E)36A34+TDR | TM9V040A10MP12 | 31000 | 16.9 | 8.1 | 32400 | 44000 | 135.8% | 3.04 | 0 | 9.3 |  |  |  | No | R-410A | 2.5833 | Residential & Commercial | No
211755877 | Central HP <5.4 tons | YORK | HRCU-A-CB (Split System: Heat Pump with Remote Outdoor Unit-Air-Source) | HMH72B341 | ASPEN |  | C(A,C,D,E)48D24+TDR | TMLE080B12MP11 | 31000 | 17.8 | 8.1 | 34000 | 28000 | 82.35% | 2.47 | 0 | 9.2 |  |  |  | No | R-410A | 2.5833 | Residential & Commercial | No
211755895 | Central HP <5.4 tons | YORK | HRCU-A-CB (Split System: Heat Pump with Remote Outdoor Unit-Air-Source) | HMH72B341 | ASPEN |  | C(A,C,D,E)48D24+TDR | TMLV100C16MP12 | 31000 | 17.3 | 8.1 | 33800 | 27400 | 81.07% | 2.54 | 0 | 9.7 |  |  |  | No | R-410A | 2.5833 | Residential & Commercial | No
211755912 | Central HP <5.4 tons | YORK | HRCU-A-CB (Split System: Heat Pump with Remote Outdoor Unit-Air-Source) | HMH72B341 | ASPEN |  | D(A,C,E)36B34+TDR | TP9C100C16MP13 | 32000 | 17.5 | 8.1 | 34000 | 27400 | 80.59% | 2.54 | 0 | 9.9 |  |  |  | No | R-410A | 2.6667 | Residential & Commercial | No
214093084 | Central HP <5.4 tons | LUXAIRE | HRCU-A-CB (Split System: Heat Pump with Remote Outdoor Unit-Air-Source) | HMH72B341 | ASPEN |  | D(A,C,E)36A36+TDR | TM9Y100C20MP11 | 31600 | 15.4 | 8.1 | 32400 | 44000 | 135.8% | 3.04 | 0 | 9.3 |  |  |  | No | R-410A | 2.6333 | Residential & Commercial | No
214093151 | Central HP <5.4 tons | LUXAIRE | HRCU-A-CB (Split System: Heat Pump with Remote Outdoor Unit-Air-Source) | HMH72B341 | ASPEN |  | D(A,C,E)42A46+TDR | TPLC100C20MP13 | 31800 | 16.5 | 8.5 | 32400 | 44000 | 135.8% | 3.14 | 0 | 8.9 |  |  |  | No | R-410A | 2.65 | Residential & Commercial | No
214092246 | Central HP <5.4 tons | LUXAIRE | HRCU-A-CB (Split System: Heat Pump with Remote Outdoor Unit-Air-Source) | HMH72B341 | ASPEN |  | D(A,C,E)42A44+TDR | LPLC060A12MP13 | 32800 | 17.5 | 8.1 | 32400 | 45000 | 138.9% | 3.09 | 0 | 9.5 |  |  |  | No | R-410A | 2.7333 | Residential & Commercial | No
214092264 | Central HP <5.4 tons | LUXAIRE | HRCU-A-CB (Split System: Heat Pump with Remote Outdoor Unit-Air-Source) | HMH72B341 | ASPEN |  | D(A,C,E)42A44+TDR | TL8E060A12UH11 | 32800 | 18 | 8.1 | 32400 | 45500 | 140.4% | 3.07 | 0 | 9.5 |  |  |  | No | R-410A | 2.7333 | Residential & Commercial | No
211755926 | Central HP <5.4 tons | YORK | HRCU-A-CB (Split System: Heat Pump with Remote Outdoor Unit-Air-Source) | HMH72B341 | ASPEN |  | D(A,C,E)36A44+TDR | TPLC080C16MP13 | 32000 | 17.5 | 8.1 | 33800 | 27400 | 81.07% | 2.54 | 0 | 9.9 |  |  |  | No | R-410A | 2.6667 | Residential & Commercial | No
211755962 | Central HP <5.4 tons | YORK | HRCU-A-CB (Split System: Heat Pump with Remote Outdoor Unit-Air-Source) | HMH72B341 | ASPEN |  | D(A,C,E)36A44+TDR | YPLC080C16MP13 | 32000 | 17.5 | 8.1 | 33800 | 27400 | 81.07% | 2.54 | 0 | 9.9 |  |  |  | No | R-410A | 2.6667 | Residential & Commercial | No
211755979 | Central HP <5.4 tons | YORK | HRCU-A-CB (Split System: Heat Pump with Remote Outdoor Unit-Air-Source) | HMH72B341 | ASPEN |  | D(A,C,E)36A46+TDR | TL9E060B12UH11 | 32000 | 18 | 8.1 | 34000 | 27800 | 81.76% | 2.46 | 0 | 9.4 |  |  |  | No | R-410A | 2.6667 | Residential & Commercial | No
211756028 | Central HP <5.4 tons | YORK | HRCU-A-CB (Split System: Heat Pump with Remote Outdoor Unit-Air-Source) | HMH72B341 | ASPEN |  | D(A,C,E)36B36+TDR | TM9E060B12MP12 | 32200 | 17.5 | 8.1 | 34000 | 28000 | 82.35% | 2.46 | 0 | 9.4 |  |  |  | No | R-410A | 2.6833 | Residential & Commercial | No
214092315 | Central HP <5.4 tons | LUXAIRE | HRCU-A-CB (Split System: Heat Pump with Remote Outdoor Unit-Air-Source) | HMH72B341 | ASPEN |  | D(A,C,E)42A44+TDR | TM8V100C20MP12 | 31800 | 16.5 | 8.5 | 32400 | 44000 | 135.8% | 3.14 | 0 | 8.9 |  |  |  | No | R-410A | 2.65 | Residential & Commercial | No
214092316 | Central HP <5.4 tons | LUXAIRE | HRCU-A-CB (Split System: Heat Pump with Remote Outdoor Unit-Air-Source) | HMH72B341 | ASPEN |  | D(A,C,E)48B34+TDR | TM8V100C20MP12 | 32000 | 16.5 | 8.5 | 32400 | 44000 | 135.8% | 3.14 | 0 | 8.9 |  |  |  | No | R-410A | 2.6667 | Residential & Commercial | No
213753867 | Central HP <5.4 tons | CARRIER | HRCU-A-CB (Split System: Heat Pump with Remote Outdoor Unit-Air-Source) | 38MURAQ36AB3* | ASPEN |  | D(A,C,E)42B34+TDR | 59TP6C080V21**20 | 33800 | 16.5 | 8.1 | 37800 | 31400 | 83.07% | 2.72 | 0 | 9.9 |  |  |  | No | R-410A | 2.8167 | Residential & Commercial | No
214301840 | Central HP <5.4 tons | CHAMPION HEATING AND COOLING | HRCU-A-CB (Split System: Heat Pump with Remote Outdoor Unit-Air-Source) | HMH72B341 | ADP |  | H,YE7J(1,2)36+TXV | TM8E100B12MP11 | 32800 | 17 | 8.1 | 31800 | 23000 | 72.33% | 2.04 | 0 | 9.5 |  |  |  | No | R-410A | 2.7333 | Residential & Commercial | No
214301889 | Central HP <5.4 tons | CHAMPION HEATING AND COOLING | HRCU-A-CB (Split System: Heat Pump with Remote Outdoor Unit-Air-Source) | HMH72B341 | ADP |  | H,YE7J(1,2)36+TXV | Z8ES100B12LMPS1 | 33000 | 18 | 8.5 | 31400 | 22800 | 72.61% | 2.04 | 0 | 9.5 |  |  |  | No | R-410A | 2.75 | Residential & Commercial | No
214301904 | Central HP <5.4 tons | CHAMPION HEATING AND COOLING | HRCU-A-CB (Split System: Heat Pump with Remote Outdoor Unit-Air-Source) | HMH72B341 | ADP |  | H,YE9J(1,2)36+TXV | Z8ES120C20LMPS1 | 34000 | 17 | 8.5 | 32400 | 24200 | 74.69% | 2.12 | 0 | 9.5 |  |  |  | No | R-410A | 2.8333 | Residential & Commercial | No
214301905 | Central HP <5.4 tons | CHAMPION HEATING AND COOLING | HRCU-A-CB (Split System: Heat Pump with Remote Outdoor Unit-Air-Source) | HMH72B341 | ADP |  | H,YE7J(1,2)36+TXV | Z8ES120C20SMPS1 | 33000 | 17 | 8.5 | 31400 | 23000 | 73.25% | 2.04 | 0 | 9.5 |  |  |  | No | R-410A | 2.75 | Residential & Commercial | No
214301906 | Central HP <5.4 tons | CHAMPION HEATING AND COOLING | HRCU-A-CB (Split System: Heat Pump with Remote Outdoor Unit-Air-Source) | HMH72B341 | ADP |  | H,YE9J(1,2)36+TXV | Z8ES120C20SMPS1 | 34000 | 17 | 8.5 | 32400 | 24200 | 74.69% | 2.12 | 0 | 9.5 |  |  |  | No | R-410A | 2.8333 | Residential & Commercial | No
211756079 | Central HP <5.4 tons | YORK | HRCU-A-CB (Split System: Heat Pump with Remote Outdoor Unit-Air-Source) | HMH72B341 | ASPEN |  | D(A,C,E)36A46+TDR | TMLV100C16MP12 | 32000 | 17.5 | 8.1 | 33800 | 27400 | 81.07% | 2.54 | 0 | 9.9 |  |  |  | No | R-410A | 2.6667 | Residential & Commercial | No
213927833 | Central HP <5.4 tons | YORK | HRCU-A-CB (Split System: Heat Pump with Remote Outdoor Unit-Air-Source) | HMH72B341 | ASPEN |  | D(A,C,E)36D3G+TXV+TDR | TM9V060B12MP12 | 32800 | 17.5 | 8.1 | 34000 | 27800 | 81.76% | 2.49 | 0 | 9.5 |  |  |  | No | R-410A | 2.7333 | Residential & Commercial | No
214092919 | Central HP <5.4 tons | LUXAIRE | HRCU-A-CB (Split System: Heat Pump with Remote Outdoor Unit-Air-Source) | HMH72B341 | ASPEN |  | D(A,C,E)36A36+TDR | LP9C060B12MP13 | 31600 | 17.5 | 8.1 | 32400 | 44500 | 137.3% | 3.05 | 0 | 9.3 |  |  |  | No | R-410A | 2.6333 | Residential & Commercial | No
214093028 | Central HP <5.4 tons | LUXAIRE | HRCU-A-CB (Split System: Heat Pump with Remote Outdoor Unit-Air-Source) | HMH72B341 | ASPEN |  | D(A,C,E)42A46+TDR | TM8Y120C20MP11 | 33600 | 18 | 8.3 | 32400 | 47000 | 145.1% | 3.23 | 0 | 9.5 |  |  |  | No | R-410A | 2.8 | Residential & Commercial | No
214093089 | Central HP <5.4 tons | LUXAIRE | HRCU-A-CB (Split System: Heat Pump with Remote Outdoor Unit-Air-Source) | HMH72B341 | ASPEN |  | D(A,C,E)48B36+TDR | TM9Y120D20MP11 | 32200 | 16.5 | 8.5 | 32400 | 44000 | 135.8% | 3.16 | 0 | 9.4 |  |  |  | No | R-410A | 2.6833 | Residential & Commercial | No
213077035 | Central HP <5.4 tons | CARRIER | HRCU-A-CB (Split System: Heat Pump with Remote Outdoor Unit-Air-Source) | 38MURAQ36AB3* |  |  | CAP**3621AL* | 59SP6B080V21**20 | 34800 | 16 | 8.1 | 38500 | 35200 | 91.43% | 1.82 | 0 | 9.5 |  |  |  | No | R-410A | 2.9 | Residential & Commercial | No
213305976 | Central HP <5.4 tons | TEMPSTAR | HRCU-A-CB (Split System: Heat Pump with Remote Outdoor Unit-Air-Source) | DLCURAH24ABK | ADP |  | CE2301A+TXV |  | 23400 | 17 | 8.75 | 25600 | 25400 | 99.22% | 2.12 | 0 | 9.5 |  |  |  | No | R-410A | 1.95 | Residential & Commercial | No
212603149 | Central HP <5.4 tons | DAY & NIGHT | HRCU-A-CB (Split System: Heat Pump with Remote Outdoor Unit-Air-Source) | DLCURAH24ABK | ADP |  | FG32936 | *80VSL0701716A* | 23400 | 17 | 8.5 | 24400 | 22400 | 91.8% | 1.9 | 0 | 9.5 |  |  |  | No | R-410A | 1.95 | Residential & Commercial | No
213258294 | Central HP <5.4 tons | KEEPRITE | HRCU-A-CB (Split System: Heat Pump with Remote Outdoor Unit-Air-Source) | DLCURAH24ABK | ADP |  | H,GG33936 | *96VSN0401410A* | 23000 | 16 | 8.5 | 24000 | 23400 | 97.5% | 1.96 | 0 | 9.5 |  |  |  | No | R-410A | 1.9167 | Residential & Commercial | No
216055487 | Central HP <5.4 tons | CHAMPION HEATING AND COOLING | HRCU-A-CB (Split System: Heat Pump with Remote Outdoor Unit-Air-Source) | HH824E2S11 | ASPEN |  | C(A,C,D,E)24A3K+TDR | TM9E060A10MP12 | 20000 | 16.5 | 8.5 | 22600 | 18100 | 80.09% | 2 | 0 | 9.8 |  |  |  | No | R-454B | 1.6667 | Residential & Commercial | No
213258330 | Central HP <5.4 tons | KEEPRITE | HRCU-A-CB (Split System: Heat Pump with Remote Outdoor Unit-Air-Source) | DLCURAH24ABK | ADP |  | H,GE30924 | *96VSN0802120A* | 23000 | 16 | 8.5 | 24400 | 22200 | 90.98% | 1.88 | 0 | 9.5 |  |  |  | No | R-410A | 1.9167 | Residential & Commercial | No
213258377 | Central HP <5.4 tons | KEEPRITE | HRCU-A-CB (Split System: Heat Pump with Remote Outdoor Unit-Air-Source) | DLCURAH24ABK | ADP |  | H,GG32936 | *96VTN1002120A* | 23400 | 17 | 8.5 | 24400 | 22400 | 91.8% | 1.9 | 0 | 9.5 |  |  |  | No | R-410A | 1.95 | Residential & Commercial | No
213258378 | Central HP <5.4 tons | KEEPRITE | HRCU-A-CB (Split System: Heat Pump with Remote Outdoor Unit-Air-Source) | DLCURAH24ABK | ADP |  | H,GE32936 | *96VTN1002120A* | 23400 | 17 | 8.5 | 24400 | 22400 | 91.8% | 1.9 | 0 | 9.5 |  |  |  | No | R-410A | 1.95 | Residential & Commercial | No
214093121 | Central HP <5.4 tons | LUXAIRE | HRCU-A-CB (Split System: Heat Pump with Remote Outdoor Unit-Air-Source) | HMH72B341 | ASPEN |  | D(A,C,E)42A46+TDR | TP9C060B12MP13 | 32600 | 17.5 | 8.1 | 32400 | 44500 | 137.3% | 3.07 | 0 | 9.5 |  |  |  | No | R-410A | 2.7167 | Residential & Commercial | No
214093153 | Central HP <5.4 tons | LUXAIRE | HRCU-A-CB (Split System: Heat Pump with Remote Outdoor Unit-Air-Source) | HMH72B341 | ASPEN |  | D(A,C,E)36A36+TDR | TPLC120C20MP13 | 31000 | 16.3 | 8.5 | 32400 | 43500 | 134.3% | 3.13 | 0 | 8.8 |  |  |  | No | R-410A | 2.5833 | Residential & Commercial | No
214092260 | Central HP <5.4 tons | LUXAIRE | HRCU-A-CB (Split System: Heat Pump with Remote Outdoor Unit-Air-Source) | HMH72B341 | ASPEN |  | D(A,C,E)36A34+TDR | LPLC120C20MP13 | 31000 | 16.3 | 8.5 | 32400 | 43500 | 134.3% | 3.13 | 0 | 8.8 |  |  |  | No | R-410A | 2.5833 | Residential & Commercial | No
214092335 | Central HP <5.4 tons | LUXAIRE | HRCU-A-CB (Split System: Heat Pump with Remote Outdoor Unit-Air-Source) | HMH72B341 | ASPEN |  | D(A,C,E)36A34+TDR | TM8Y120C20MP11 | 33600 | 18 | 8.1 | 32400 | 46500 | 143.5% | 3.12 | 0 | 9.5 |  |  |  | No | R-410A | 2.8 | Residential & Commercial | No
214092387 | Central HP <5.4 tons | LUXAIRE | HRCU-A-CB (Split System: Heat Pump with Remote Outdoor Unit-Air-Source) | HMH72B341 | ASPEN |  | D(A,C,E)42A44+TDR | TM9Y080C16MP11 | 32400 | 18.5 | 8.1 | 32400 | 45000 | 138.9% | 3.14 | 0 | 9.5 |  |  |  | No | R-410A | 2.7 | Residential & Commercial | No
216056153 | Central HP <5.4 tons | YORK | HRCU-A-CB (Split System: Heat Pump with Remote Outdoor Unit-Air-Source) | HH824E2S11 | ASPEN |  | C(A,C,D,E)24A3K+TDR | YP9C080B12MP13 | 21400 | 17 | 8.1 | 22600 | 18300 | 80.97% | 2 | 0 | 9.8 |  |  |  | No | R-454B | 1.7833 | Residential & Commercial | No
216056156 | Central HP <5.4 tons | YORK | HRCU-A-CB (Split System: Heat Pump with Remote Outdoor Unit-Air-Source) | HH824E2S11 | ASPEN |  | C(A,C,D,E)24A3K+TDR | YPLC080B12MP13 | 21000 | 17 | 8.1 | 22600 | 17700 | 78.32% | 2 | 0 | 9.8 |  |  |  | No | R-454B | 1.75 | Residential & Commercial | No
213258336 | Central HP <5.4 tons | KEEPRITE | HRCU-A-CB (Split System: Heat Pump with Remote Outdoor Unit-Air-Source) | DLCURAH24ABK | ADP |  | H,GG32936 | *96VTN0401410A* | 22600 | 16 | 8.5 | 24200 | 23800 | 98.35% | 2.02 | 0 | 9.5 |  |  |  | No | R-410A | 1.8833 | Residential & Commercial | No
213077864 | Central HP <5.4 tons | CARRIER | HRCU-A-CB (Split System: Heat Pump with Remote Outdoor Unit-Air-Source) | 38MURAQ36AB3* |  |  | CAP**3617AL* | 58S(B,C)*B070M14**12 | 34800 | 15.5 | 8.1 | 38500 | 35200 | 91.43% | 1.82 | 0 | 9.5 |  |  |  | No | R-410A | 2.9 | Residential & Commercial | No
214295845 | Central HP <5.4 tons | CHAMPION HEATING AND COOLING | HRCU-A-CB (Split System: Heat Pump with Remote Outdoor Unit-Air-Source) | HMH72B341 | ADP |  | PL36H***P449 | TM8V060A12MP12 | 34000 | 17 | 8.1 | 32400 | 23800 | 73.46% | 2.04 | 0 | 9.5 |  |  |  | No | R-410A | 2.8333 | Residential & Commercial | No
213927821 | Central HP <5.4 tons | YORK | HRCU-A-CB (Split System: Heat Pump with Remote Outdoor Unit-Air-Source) | HMH72B341 | ASPEN |  | D(A,C,E)36D3G+TXV+TDR | TM9E060B12MP12 | 32800 | 17.5 | 8.1 | 34000 | 28000 | 82.35% | 2.46 | 0 | 9.5 |  |  |  | No | R-410A | 2.7333 | Residential & Commercial | No
214093140 | Central HP <5.4 tons | LUXAIRE | HRCU-A-CB (Split System: Heat Pump with Remote Outdoor Unit-Air-Source) | HMH72B341 | ASPEN |  | D(A,C,E)48B36+TDR | TPLC060A12MP13 | 32800 | 17.5 | 8.1 | 32400 | 45000 | 138.9% | 3.09 | 0 | 9.5 |  |  |  | No | R-410A | 2.7333 | Residential & Commercial | No
214093141 | Central HP <5.4 tons | LUXAIRE | HRCU-A-CB (Split System: Heat Pump with Remote Outdoor Unit-Air-Source) | HMH72B341 | ASPEN |  | D(A,C,E)36A36+TDR | TPLC080B12MP13 | 32400 | 17 | 8.1 | 32400 | 45500 | 140.4% | 2.97 | 0 | 9.5 |  |  |  | No | R-410A | 2.7 | Residential & Commercial | No
214093142 | Central HP <5.4 tons | LUXAIRE | HRCU-A-CB (Split System: Heat Pump with Remote Outdoor Unit-Air-Source) | HMH72B341 | ASPEN |  | D(A,C,E)42A46+TDR | TPLC080B12MP13 | 32400 | 17 | 8.1 | 32400 | 46000 | 142% | 3.03 | 0 | 9.5 |  |  |  | No | R-410A | 2.7 | Residential & Commercial | No
214093143 | Central HP <5.4 tons | LUXAIRE | HRCU-A-CB (Split System: Heat Pump with Remote Outdoor Unit-Air-Source) | HMH72B341 | ASPEN |  | D(A,C,E)48B36+TDR | TPLC080B12MP13 | 32400 | 17 | 8.1 | 32400 | 45500 | 140.4% | 3 | 0 | 9.5 |  |  |  | No | R-410A | 2.7 | Residential & Commercial | No
214092924 | Central HP <5.4 tons | LUXAIRE | HRCU-A-CB (Split System: Heat Pump with Remote Outdoor Unit-Air-Source) | HMH72B341 | ASPEN |  | D(A,C,E)48B36+TDR | LP9C080B12MP13 | 32800 | 17 | 8.1 | 32400 | 46000 | 142% | 3.06 | 0 | 9.5 |  |  |  | No | R-410A | 2.7333 | Residential & Commercial | No
214092940 | Central HP <5.4 tons | LUXAIRE | HRCU-A-CB (Split System: Heat Pump with Remote Outdoor Unit-Air-Source) | HMH72B341 | ASPEN |  | D(A,C,E)36A36+TDR | LPLC080B12MP13 | 32400 | 17 | 8.1 | 32400 | 45500 | 140.4% | 2.97 | 0 | 9.5 |  |  |  | No | R-410A | 2.7 | Residential & Commercial | No
214092958 | Central HP <5.4 tons | LUXAIRE | HRCU-A-CB (Split System: Heat Pump with Remote Outdoor Unit-Air-Source) | HMH72B341 | ASPEN |  | D(A,C,E)36A36+TDR | TL8E080C16UH11 | 31600 | 17.5 | 8.1 | 32400 | 44500 | 137.3% | 3.15 | 0 | 9.8 |  |  |  | No | R-410A | 2.6333 | Residential & Commercial | No
214093008 | Central HP <5.4 tons | LUXAIRE | HRCU-A-CB (Split System: Heat Pump with Remote Outdoor Unit-Air-Source) | HMH72B341 | ASPEN |  | D(A,C,E)48B36+TDR | TM8V100C20MP12 | 32000 | 16.5 | 8.5 | 32400 | 44000 | 135.8% | 3.14 | 0 | 8.9 |  |  |  | No | R-410A | 2.6667 | Residential & Commercial | No
214093009 | Central HP <5.4 tons | LUXAIRE | HRCU-A-CB (Split System: Heat Pump with Remote Outdoor Unit-Air-Source) | HMH72B341 | ASPEN |  | D(A,C,E)36A36+TDR | TM8V120C20MP12 | 31000 | 16.3 | 8.5 | 32400 | 43500 | 134.3% | 3.13 | 0 | 8.8 |  |  |  | No | R-410A | 2.5833 | Residential & Commercial | No
214093024 | Central HP <5.4 tons | LUXAIRE | HRCU-A-CB (Split System: Heat Pump with Remote Outdoor Unit-Air-Source) | HMH72B341 | ASPEN |  | D(A,C,E)36A36+TDR | TM8Y100C20MP11 | 33600 | 18 | 8.1 | 32400 | 46500 | 143.5% | 3.12 | 0 | 9.5 |  |  |  | No | R-410A | 2.8 | Residential & Commercial | No
214093026 | Central HP <5.4 tons | LUXAIRE | HRCU-A-CB (Split System: Heat Pump with Remote Outdoor Unit-Air-Source) | HMH72B341 | ASPEN |  | D(A,C,E)48B36+TDR | TM8Y100C20MP11 | 33600 | 18 | 8.2 | 32400 | 46500 | 143.5% | 3.17 | 0 | 9.5 |  |  |  | No | R-410A | 2.8 | Residential & Commercial | No
214093124 | Central HP <5.4 tons | LUXAIRE | HRCU-A-CB (Split System: Heat Pump with Remote Outdoor Unit-Air-Source) | HMH72B341 | ASPEN |  | D(A,C,E)42A46+TDR | TP9C080B12MP13 | 32800 | 17 | 8.1 | 32400 | 46500 | 143.5% | 3.12 | 0 | 9.5 |  |  |  | No | R-410A | 2.7333 | Residential & Commercial | No
214093126 | Central HP <5.4 tons | LUXAIRE | HRCU-A-CB (Split System: Heat Pump with Remote Outdoor Unit-Air-Source) | HMH72B341 | ASPEN |  | D(A,C,E)36A36+TDR | TP9C080C16MP13 | 31600 | 17.5 | 8.1 | 32400 | 44000 | 135.8% | 3.09 | 0 | 9.8 |  |  |  | No | R-410A | 2.6333 | Residential & Commercial | No
214092321 | Central HP <5.4 tons | LUXAIRE | HRCU-A-CB (Split System: Heat Pump with Remote Outdoor Unit-Air-Source) | HMH72B341 | ASPEN |  | D(A,C,E)42A44+TDR | TM8Y060A12MP11 | 32400 | 18 | 8.1 | 32400 | 44000 | 135.8% | 3.09 | 0 | 9.9 |  |  |  | No | R-410A | 2.7 | Residential & Commercial | No
213752202 | Central HP <5.4 tons | CARRIER | HRCU-A-CB (Split System: Heat Pump with Remote Outdoor Unit-Air-Source) | 38MURAQ24AA3* | ASPEN |  | D(A,C,E)36B34+TDR | 58S(B,C)*B070M17**16 | 23800 | 16.5 | 8.1 | 24800 | 22400 | 90.32% | 2.91 | 0 | 9.5 |  |  |  | No | R-410A | 1.9833 | Residential & Commercial | No
213752213 | Central HP <5.4 tons | CARRIER | HRCU-A-CB (Split System: Heat Pump with Remote Outdoor Unit-Air-Source) | 38MURAQ24AA3* | ASPEN |  | D(A,C,E)30C44+TDR | 58S(B,C)*B070M21**16 | 23800 | 16.5 | 8.5 | 25000 | 22400 | 89.6% | 2.92 | 0 | 9.5 |  |  |  | No | R-410A | 1.9833 | Residential & Commercial | No
213752318 | Central HP <5.4 tons | CARRIER | HRCU-A-CB (Split System: Heat Pump with Remote Outdoor Unit-Air-Source) | 38MURAQ24AA3* | ASPEN |  | D(A,C,E)30C44+TDR | 58TP*B090V17**16 | 23400 | 16 | 8.1 | 25000 | 22400 | 89.6% | 2.87 | 0 | 9.5 |  |  |  | No | R-410A | 1.95 | Residential & Commercial | No
213752343 | Central HP <5.4 tons | CARRIER | HRCU-A-CB (Split System: Heat Pump with Remote Outdoor Unit-Air-Source) | 38MURAQ24AA3* | ASPEN |  | D(A,C,E)30C44+TDR | 58TP*B110V21**22 | 23800 | 16 | 8.5 | 25200 | 22400 | 88.89% | 2.92 | 0 | 9.5 |  |  |  | No | R-410A | 1.9833 | Residential & Commercial | No
213752472 | Central HP <5.4 tons | CARRIER | HRCU-A-CB (Split System: Heat Pump with Remote Outdoor Unit-Air-Source) | 38MURAQ24AA3* | ASPEN |  | D(A,C,E)30C44+TDR | 59SC6A080M17**16 | 23600 | 16 | 8.5 | 25400 | 22600 | 88.98% | 2.88 | 0 | 9.5 |  |  |  | No | R-410A | 1.9667 | Residential & Commercial | No
214093380 | Central HP <5.4 tons | LUXAIRE | HRCU-A-CB (Split System: Heat Pump with Remote Outdoor Unit-Air-Source) | HMH72B361 | ASPEN |  | D(A,C,E)48B36+TDR | Z8ES100C20LMPS1 | 34600 | 16.5 | 8.1 | 32400 | 44500 | 137.3% | 3.25 | 0 | 9 |  |  |  | No | R-410A | 2.8833 | Residential & Commercial | No
213752172 | Central HP <5.4 tons | CARRIER | HRCU-A-CB (Split System: Heat Pump with Remote Outdoor Unit-Air-Source) | 38MURAQ24AA3* | ASPEN |  | D(A,C,E)30C44+TDR | 58S(B,C)*B070M14**12 | 23600 | 16.5 | 8.1 | 24800 | 22400 | 90.32% | 2.9 | 0 | 9.5 |  |  |  | No | R-410A | 1.9667 | Residential & Commercial | No
213752189 | Central HP <5.4 tons | CARRIER | HRCU-A-CB (Split System: Heat Pump with Remote Outdoor Unit-Air-Source) | 38MURAQ24AA3* | ASPEN |  | D(A,C,E)36B34+TDR | 58S(B,C)*B070M17**12 | 23600 | 16.5 | 8.1 | 24600 | 22200 | 90.24% | 2.87 | 0 | 9 |  |  |  | No | R-410A | 1.9667 | Residential & Commercial | No
213752241 | Central HP <5.4 tons | CARRIER | HRCU-A-CB (Split System: Heat Pump with Remote Outdoor Unit-Air-Source) | 38MURAQ24AA3* | ASPEN |  | D(A,C,E)30C44+TDR | 58S(B,C)*B090M21**16 | 23600 | 16.5 | 8.1 | 24600 | 22000 | 89.43% | 2.86 | 0 | 9 |  |  |  | No | R-410A | 1.9667 | Residential & Commercial | No
213752257 | Central HP <5.4 tons | CARRIER | HRCU-A-CB (Split System: Heat Pump with Remote Outdoor Unit-Air-Source) | 38MURAQ24AA3* | ASPEN |  | D(A,C,E)24B44+TDR | 58S(B,C)*B110M21**20 | 23400 | 16.5 | 8.1 | 24800 | 22200 | 89.52% | 2.88 | 0 | 9 |  |  |  | No | R-410A | 1.95 | Residential & Commercial | No
213752408 | Central HP <5.4 tons | CARRIER | HRCU-A-CB (Split System: Heat Pump with Remote Outdoor Unit-Air-Source) | 38MURAQ24AA3* | ASPEN |  | D(A,C,E)30B34+TDR | 59SC2E080M21**20 | 23400 | 16.5 | 8.1 | 24600 | 22200 | 90.24% | 2.88 | 0 | 9.5 |  |  |  | No | R-410A | 1.95 | Residential & Commercial | No
213752441 | Central HP <5.4 tons | CARRIER | HRCU-A-CB (Split System: Heat Pump with Remote Outdoor Unit-Air-Source) | 38MURAQ24AA3* | ASPEN |  | D(A,C,E)30C44+TDR | 59SC6A040M14**10 | 23200 | 15.5 | 8.1 | 24400 | 22200 | 90.98% | 2.87 | 0 | 9.4 |  |  |  | No | R-410A | 1.9333 | Residential & Commercial | No
213753679 | Central HP <5.4 tons | CARRIER | HRCU-A-CB (Split System: Heat Pump with Remote Outdoor Unit-Air-Source) | 38MURAQ36AB3* | ASPEN |  | D(A,C,E)42B34+TDR | 58S(B,C)*B090M21**16 | 34800 | 16.5 | 8.1 | 38500 | 32200 | 83.64% | 2.52 | 0 | 9.5 |  |  |  | No | R-410A | 2.9 | Residential & Commercial | No
214092324 | Central HP <5.4 tons | LUXAIRE | HRCU-A-CB (Split System: Heat Pump with Remote Outdoor Unit-Air-Source) | HMH72B341 | ASPEN |  | D(A,C,E)42A44+TDR | TM8Y080B12MP11 | 32600 | 18 | 8.1 | 32400 | 44000 | 135.8% | 3.11 | 0 | 9.9 |  |  |  | No | R-410A | 2.7167 | Residential & Commercial | No
214092691 | Central HP <5.4 tons | LUXAIRE | HRCU-A-CB (Split System: Heat Pump with Remote Outdoor Unit-Air-Source) | HMH72B361 | ASPEN |  | D(A,C,E)48B34+TDR | Z8ES100C20SMPS1 | 34600 | 16.5 | 8.1 | 32400 | 44500 | 137.3% | 3.25 | 0 | 9 |  |  |  | No | R-410A | 2.8833 | Residential & Commercial | No
214093382 | Central HP <5.4 tons | LUXAIRE | HRCU-A-CB (Split System: Heat Pump with Remote Outdoor Unit-Air-Source) | HMH72B361 | ASPEN |  | D(A,C,E)42A46+TDR | Z8ES100C20SMPS1 | 34400 | 16.5 | 8.1 | 32400 | 44500 | 137.3% | 3.25 | 0 | 9 |  |  |  | No | R-410A | 2.8667 | Residential & Commercial | No
213752860 | Central HP <5.4 tons | CARRIER | HRCU-A-CB (Split System: Heat Pump with Remote Outdoor Unit-Air-Source) | 38MURAQ24AB3* | ASPEN |  | D(A,C,E)30C44+TDR | 59SC6A040M14**10 | 23000 | 16.5 | 8.5 | 25400 | 20200 | 79.53% | 2.94 | 0 | 9.9 |  |  |  | No | R-410A | 1.9167 | Residential & Commercial | No
213752875 | Central HP <5.4 tons | CARRIER | HRCU-A-CB (Split System: Heat Pump with Remote Outdoor Unit-Air-Source) | 38MURAQ24AB3* | ASPEN |  | D(A,C,E)24B44+TDR | 59SC6A060M14**12 | 22600 | 16.9 | 8.5 | 25200 | 20000 | 79.37% | 2.95 | 0 | 9.8 |  |  |  | No | R-410A | 1.8833 | Residential & Commercial | No
213753796 | Central HP <5.4 tons | CARRIER | HRCU-A-CB (Split System: Heat Pump with Remote Outdoor Unit-Air-Source) | 38MURAQ36AB3* | ASPEN |  | D(A,C,E)42B34+TDR | 59SC6A080M21**20 | 35200 | 16 | 8.1 | 39000 | 32200 | 82.56% | 2.52 | 0 | 9.5 |  |  |  | No | R-410A | 2.9333 | Residential & Commercial | No
213077135 | Central HP <5.4 tons | CARRIER | HRCU-A-CB (Split System: Heat Pump with Remote Outdoor Unit-Air-Source) | 38MURAQ36AB3* |  |  | CAP**3621AL* | 59SP6B100V21**20 | 35200 | 16 | 8.1 | 38500 | 35200 | 91.43% | 1.82 | 0 | 9.5 |  |  |  | No | R-410A | 2.9333 | Residential & Commercial | No
213753091 | Central HP <5.4 tons | CARRIER | HRCU-A-CB (Split System: Heat Pump with Remote Outdoor Unit-Air-Source) | 38MURAQ30AB3* | ASPEN |  | D(A,C,E)30C44+TDR | 58S(B,C)*B070M14**12 | 29600 | 15.2 | 8.1 | 34000 | 23800 | 70% | 2.72 | 0 | 9 |  |  |  | No | R-410A | 2.4667 | Residential & Commercial | No
213753093 | Central HP <5.4 tons | CARRIER | HRCU-A-CB (Split System: Heat Pump with Remote Outdoor Unit-Air-Source) | 38MURAQ30AB3* | ASPEN |  | D(A,C,E)30D44+TDR | 58S(B,C)*B070M14**12 | 29600 | 15.2 | 8.1 | 34000 | 23800 | 70% | 2.72 | 0 | 9 |  |  |  | No | R-410A | 2.4667 | Residential & Commercial | No
212506472 | Central HP <5.4 tons | YORK | HRCU-A-CB (Split System: Heat Pump with Remote Outdoor Unit-Air-Source) | HMH72B361 | ASPEN |  | L(E,G)M48B6 |  | 34400 | 18 | 8.1 | 36000 | 26400 | 73.33% | 2.81 | 0 | 9 |  |  |  | No | R-410A | 2.8667 | Residential & Commercial | No
216445268 | Central HP <5.4 tons | ZERO | HRCU-A-CB (Split System: Heat Pump with Remote Outdoor Unit-Air-Source) | ZOV-48HDTB |  |  | ZAV-48HDTB |  | 47000 | 18 | 8.5 | 47000 | 33000 | 70.21% | 1.8 | 0 | 9 |  |  |  | No | R-454B | 3.9167 | Residential & Commercial | No
216054562 | Central HP <5.4 tons | COLEMAN | HRCU-A-CB (Split System: Heat Pump with Remote Outdoor Unit-Air-Source) | HH824E2S11 | ASPEN |  | D(A,C,E)24B3K+TDR | TM9E026A08MP12 | 20600 | 16.5 | 8.5 | 22800 | 17600 | 77.19% | 2 | 0 | 9.8 |  |  |  | No | R-454B | 1.7167 | Residential & Commercial | No
216054594 | Central HP <5.4 tons | COLEMAN | HRCU-A-CB (Split System: Heat Pump with Remote Outdoor Unit-Air-Source) | HH824E2S11 | ASPEN |  | D(A,C,E)24B3K+TDR | TM9Y040A10MP11 | 20600 | 16.5 | 8.1 | 22400 | 17300 | 77.23% | 2 | 0 | 9.8 |  |  |  | No | R-454B | 1.7167 | Residential & Commercial | No
213752541 | Central HP <5.4 tons | CARRIER | HRCU-A-CB (Split System: Heat Pump with Remote Outdoor Unit-Air-Source) | 38MURAQ24AA3* | ASPEN |  | D(A,C,E)30B34+TDR | 59SP6A080V21**20 | 23800 | 16 | 8.1 | 25200 | 22400 | 88.89% | 2.92 | 0 | 9 |  |  |  | No | R-410A | 1.9833 | Residential & Commercial | No
213752574 | Central HP <5.4 tons | CARRIER | HRCU-A-CB (Split System: Heat Pump with Remote Outdoor Unit-Air-Source) | 38MURAQ24AA3* | ASPEN |  | D(A,C,E)30C44+TDR | 59TP6C040V17**12 | 23400 | 15.5 | 8.1 | 24800 | 22400 | 90.32% | 2.82 | 0 | 9 |  |  |  | No | R-410A | 1.95 | Residential & Commercial | No
213752609 | Central HP <5.4 tons | CARRIER | HRCU-A-CB (Split System: Heat Pump with Remote Outdoor Unit-Air-Source) | 38MURAQ24AA3* | ASPEN |  | D(A,C,E)24B44+TDR | 59TP6C100V21**20 | 23400 | 16.5 | 8.1 | 24800 | 22200 | 89.52% | 2.88 | 0 | 9 |  |  |  | No | R-410A | 1.95 | Residential & Commercial | No
214092441 | Central HP <5.4 tons | LUXAIRE | HRCU-A-CB (Split System: Heat Pump with Remote Outdoor Unit-Air-Source) | HMH72B341 | ASPEN |  | D(A,C,E)42A44+TDR | TP9C100C20MP13 | 32400 | 17.5 | 8.1 | 32400 | 45000 | 138.9% | 3.16 | 0 | 9.5 |  |  |  | No | R-410A | 2.7 | Residential & Commercial | No
214092455 | Central HP <5.4 tons | LUXAIRE | HRCU-A-CB (Split System: Heat Pump with Remote Outdoor Unit-Air-Source) | HMH72B341 | ASPEN |  | D(A,C,E)36A34+TDR | TPLC100C16MP13 | 31600 | 17.5 | 8.4 | 32400 | 44000 | 135.8% | 3.14 | 0 | 9.8 |  |  |  | No | R-410A | 2.6333 | Residential & Commercial | No
214320594 | Central HP <5.4 tons | Frigidaire | HRCU-A-C (Split System: Heat Pump with Remote Outdoor Unit with No Indoor Fan --Air Source) | GXH48-60MSK4DH | ASPEN |  | D(A,C,E)60D44+TDR |  | 50500 | 15.2 | 8.5 | 53000 | 37200 | 70.19% | 1.8 | 0 | 9.5 |  |  |  | No | R-410A | 4.2083 | Residential & Commercial | No
213752182 | Central HP <5.4 tons | CARRIER | HRCU-A-CB (Split System: Heat Pump with Remote Outdoor Unit-Air-Source) | 38MURAQ24AA3* | ASPEN |  | D(A,C,E)30B34+TDR | 58S(B,C)*B070M17**12 | 23400 | 16.5 | 8.1 | 24600 | 22200 | 90.24% | 2.87 | 0 | 9.5 |  |  |  | No | R-410A | 1.95 | Residential & Commercial | No
213752299 | Central HP <5.4 tons | CARRIER | HRCU-A-CB (Split System: Heat Pump with Remote Outdoor Unit-Air-Source) | 38MURAQ24AA3* | ASPEN |  | D(A,C,E)24B44+TDR | 58TP*B070V17**16 | 23400 | 16 | 8.1 | 25200 | 22400 | 88.89% | 2.9 | 0 | 9.5 |  |  |  | No | R-410A | 1.95 | Residential & Commercial | No
213752383 | Central HP <5.4 tons | CARRIER | HRCU-A-CB (Split System: Heat Pump with Remote Outdoor Unit-Air-Source) | 38MURAQ24AA3* | ASPEN |  | D(A,C,E)30B34+TDR | 59SC2E060M17**14 | 23600 | 16.5 | 8.1 | 24800 | 22400 | 90.32% | 2.91 | 0 | 9 |  |  |  | No | R-410A | 1.9667 | Residential & Commercial | No
213752398 | Central HP <5.4 tons | CARRIER | HRCU-A-CB (Split System: Heat Pump with Remote Outdoor Unit-Air-Source) | 38MURAQ24AA3* | ASPEN |  | D(A,C,E)30C44+TDR | 59SC2E080M17**16 | 23600 | 16.5 | 8.1 | 24800 | 22200 | 89.52% | 2.87 | 0 | 9.5 |  |  |  | No | R-410A | 1.9667 | Residential & Commercial | No
213752401 | Central HP <5.4 tons | CARRIER | HRCU-A-CB (Split System: Heat Pump with Remote Outdoor Unit-Air-Source) | 38MURAQ24AA3* | ASPEN |  | D(A,C,E)36B34+TDR | 59SC2E080M17**16 | 23600 | 16.5 | 8.1 | 24800 | 22200 | 89.52% | 2.87 | 0 | 9 |  |  |  | No | R-410A | 1.9667 | Residential & Commercial | No
214638688 | Central HP <5.4 tons | RHEEM | HRCU-A-CB (Split System: Heat Pump with Remote Outdoor Unit-Air-Source) | RD17AZ36AJ3N | ADP |  | H,RE8J936 | R951V0603A17M4S | 31800 | 17 | 8.1 | 32600 | 29400 | 90.18% | 1.9 | 0 | 9 |  |  |  | No | R-410A | 2.65 | Residential & Commercial | No
214638691 | Central HP <5.4 tons | RHEEM | HRCU-A-CB (Split System: Heat Pump with Remote Outdoor Unit-Air-Source) | RD17AZ36AJ3N | ADP |  | H,RE8J936 | R951V0855A21M4S | 31800 | 17 | 8.1 | 32600 | 29200 | 89.57% | 1.9 | 0 | 9 |  |  |  | No | R-410A | 2.65 | Residential & Commercial | No
214522496 | Central HP <5.4 tons | YORK | HRCU-A-CB (Split System: Heat Pump with Remote Outdoor Unit-Air-Source) | HMH72B341 | ASPEN |  | DX36C34+TDR | Y81E080B12LMPS1 | 33000 | 18 | 8.1 | 32600 | 23400 | 71.78% | 2 | 0 | 9.5 |  |  |  | No | R-410A | 2.75 | Residential & Commercial | No
214093136 | Central HP <5.4 tons | LUXAIRE | HRCU-A-CB (Split System: Heat Pump with Remote Outdoor Unit-Air-Source) | HMH72B341 | ASPEN |  | D(A,C,E)42A46+TDR | TP9C120D20MP13 | 32000 | 17 | 8.5 | 32400 | 44000 | 135.8% | 3.19 | 0 | 9.4 |  |  |  | No | R-410A | 2.6667 | Residential & Commercial | No
214093011 | Central HP <5.4 tons | LUXAIRE | HRCU-A-CB (Split System: Heat Pump with Remote Outdoor Unit-Air-Source) | HMH72B341 | ASPEN |  | D(A,C,E)48B36+TDR | TM8V120C20MP12 | 32000 | 16.5 | 8.5 | 32400 | 44000 | 135.8% | 3.14 | 0 | 8.9 |  |  |  | No | R-410A | 2.6667 | Residential & Commercial | No
214093063 | Central HP <5.4 tons | LUXAIRE | HRCU-A-CB (Split System: Heat Pump with Remote Outdoor Unit-Air-Source) | HMH72B341 | ASPEN |  | D(A,C,E)36A36+TDR | TM9V100C16MP12 | 31600 | 17.5 | 8.4 | 32400 | 44000 | 135.8% | 3.14 | 0 | 9.8 |  |  |  | No | R-410A | 2.6333 | Residential & Commercial | No
214093072 | Central HP <5.4 tons | LUXAIRE | HRCU-A-CB (Split System: Heat Pump with Remote Outdoor Unit-Air-Source) | HMH72B341 | ASPEN |  | D(A,C,E)36A36+TDR | TM9Y060B12MP11 | 32600 | 17.5 | 8.1 | 32400 | 46000 | 142% | 2.98 | 0 | 9.5 |  |  |  | No | R-410A | 2.7167 | Residential & Commercial | No
213752882 | Central HP <5.4 tons | CARRIER | HRCU-A-CB (Split System: Heat Pump with Remote Outdoor Unit-Air-Source) | 38MURAQ24AB3* | ASPEN |  | D(A,C,E)36B34+TDR | 59SC6A060M14**12 | 22800 | 17 | 8.5 | 25200 | 20000 | 79.37% | 2.95 | 0 | 9.8 |  |  |  | No | R-410A | 1.9 | Residential & Commercial | No
214093079 | Central HP <5.4 tons | LUXAIRE | HRCU-A-CB (Split System: Heat Pump with Remote Outdoor Unit-Air-Source) | HMH72B341 | ASPEN |  | D(A,C,E)42A46+TDR | TM9Y080C16MP11 | 32400 | 18.5 | 8.1 | 32400 | 45000 | 138.9% | 3.14 | 0 | 9.5 |  |  |  | No | R-410A | 2.7 | Residential & Commercial | No
214093086 | Central HP <5.4 tons | LUXAIRE | HRCU-A-CB (Split System: Heat Pump with Remote Outdoor Unit-Air-Source) | HMH72B341 | ASPEN |  | D(A,C,E)48B36+TDR | TM9Y100C20MP11 | 32600 | 15.5 | 8.1 | 32400 | 44500 | 137.3% | 3.05 | 0 | 9.5 |  |  |  | No | R-410A | 2.7167 | Residential & Commercial | No
214093111 | Central HP <5.4 tons | LUXAIRE | HRCU-A-CB (Split System: Heat Pump with Remote Outdoor Unit-Air-Source) | HMH72B341 | ASPEN |  | D(A,C,E)36A36+TDR | TMLV060A12MP12 | 32800 | 17.5 | 8.1 | 32400 | 45000 | 138.9% | 3.04 | 0 | 9.5 |  |  |  | No | R-410A | 2.7333 | Residential & Commercial | No
214092386 | Central HP <5.4 tons | LUXAIRE | HRCU-A-CB (Split System: Heat Pump with Remote Outdoor Unit-Air-Source) | HMH72B341 | ASPEN |  | D(A,C,E)36A34+TDR | TM9Y080C16MP11 | 31600 | 18.4 | 8.1 | 32400 | 44500 | 137.3% | 3.12 | 0 | 9.3 |  |  |  | No | R-410A | 2.6333 | Residential & Commercial | No
214092429 | Central HP <5.4 tons | LUXAIRE | HRCU-A-CB (Split System: Heat Pump with Remote Outdoor Unit-Air-Source) | HMH72B341 | ASPEN |  | D(A,C,E)42A44+TDR | TP9C060B12MP13 | 32600 | 17.5 | 8.1 | 32400 | 44500 | 137.3% | 3.07 | 0 | 9.5 |  |  |  | No | R-410A | 2.7167 | Residential & Commercial | No
214092445 | Central HP <5.4 tons | LUXAIRE | HRCU-A-CB (Split System: Heat Pump with Remote Outdoor Unit-Air-Source) | HMH72B341 | ASPEN |  | D(A,C,E)48B34+TDR | TP9C120D20MP13 | 32200 | 17 | 8.5 | 32400 | 44000 | 135.8% | 3.19 | 0 | 9.4 |  |  |  | No | R-410A | 2.6833 | Residential & Commercial | No
214092920 | Central HP <5.4 tons | LUXAIRE | HRCU-A-CB (Split System: Heat Pump with Remote Outdoor Unit-Air-Source) | HMH72B341 | ASPEN |  | D(A,C,E)42A46+TDR | LP9C060B12MP13 | 32600 | 17.5 | 8.1 | 32400 | 44500 | 137.3% | 3.07 | 0 | 9.5 |  |  |  | No | R-410A | 2.7167 | Residential & Commercial | No
213752434 | Central HP <5.4 tons | CARRIER | HRCU-A-CB (Split System: Heat Pump with Remote Outdoor Unit-Air-Source) | 38MURAQ24AA3* | ASPEN |  | D(A,C,E)36B34+TDR | 59SC6A026M14**10 | 23400 | 15.5 | 8.1 | 25200 | 22600 | 89.68% | 2.86 | 0 | 9 |  |  |  | No | R-410A | 1.95 | Residential & Commercial | No
213752451 | Central HP <5.4 tons | CARRIER | HRCU-A-CB (Split System: Heat Pump with Remote Outdoor Unit-Air-Source) | 38MURAQ24AA3* | ASPEN |  | D(A,C,E)30C44+TDR | 59SC6A040M17**12 | 23600 | 15.2 | 8.1 | 24800 | 22600 | 91.13% | 2.85 | 0 | 9 |  |  |  | No | R-410A | 1.9667 | Residential & Commercial | No
213752195 | Central HP <5.4 tons | CARRIER | HRCU-A-CB (Split System: Heat Pump with Remote Outdoor Unit-Air-Source) | 38MURAQ24AA3* | ASPEN |  | D(A,C,E)30B34+TDR | 58S(B,C)*B070M17**16 | 23600 | 16.5 | 8.1 | 24800 | 22400 | 90.32% | 2.91 | 0 | 9 |  |  |  | No | R-410A | 1.9667 | Residential & Commercial | No
213752229 | Central HP <5.4 tons | CARRIER | HRCU-A-CB (Split System: Heat Pump with Remote Outdoor Unit-Air-Source) | 38MURAQ24AA3* | ASPEN |  | D(A,C,E)30C44+TDR | 58S(B,C)*B090M17**14 | 23800 | 16.5 | 8.1 | 24800 | 22400 | 90.32% | 2.91 | 0 | 9 |  |  |  | No | R-410A | 1.9833 | Residential & Commercial | No
213752263 | Central HP <5.4 tons | CARRIER | HRCU-A-CB (Split System: Heat Pump with Remote Outdoor Unit-Air-Source) | 38MURAQ24AA3* | ASPEN |  | D(A,C,E)30C44+TDR | 58S(B,C)*B110M21**20 | 23800 | 16.5 | 8.1 | 24800 | 22200 | 89.52% | 2.88 | 0 | 9 |  |  |  | No | R-410A | 1.9833 | Residential & Commercial | No
213752286 | Central HP <5.4 tons | CARRIER | HRCU-A-CB (Split System: Heat Pump with Remote Outdoor Unit-Air-Source) | 38MURAQ24AA3* | ASPEN |  | D(A,C,E)30B34+TDR | 58TP*B070V14**12 | 23600 | 16.5 | 8.1 | 25000 | 22400 | 89.6% | 2.87 | 0 | 9.5 |  |  |  | No | R-410A | 1.9667 | Residential & Commercial | No
213752302 | Central HP <5.4 tons | CARRIER | HRCU-A-CB (Split System: Heat Pump with Remote Outdoor Unit-Air-Source) | 38MURAQ24AA3* | ASPEN |  | D(A,C,E)30B34+TDR | 58TP*B070V17**16 | 23400 | 16 | 8.1 | 25200 | 22400 | 88.89% | 2.9 | 0 | 9.5 |  |  |  | No | R-410A | 1.95 | Residential & Commercial | No
213752354 | Central HP <5.4 tons | CARRIER | HRCU-A-CB (Split System: Heat Pump with Remote Outdoor Unit-Air-Source) | 38MURAQ24AA3* | ASPEN |  | D(A,C,E)30B34+TDR | 59SC2E040M17**12 | 23200 | 15.2 | 8.1 | 24800 | 22600 | 91.13% | 2.84 | 0 | 9 |  |  |  | No | R-410A | 1.9333 | Residential & Commercial | No
213752897 | Central HP <5.4 tons | CARRIER | HRCU-A-CB (Split System: Heat Pump with Remote Outdoor Unit-Air-Source) | 38MURAQ24AB3* | ASPEN |  | D(A,C,E)30B34+TDR | 59SC6A080M21**20 | 22400 | 17.2 | 8.4 | 25200 | 20000 | 79.37% | 2.96 | 0 | 9 |  |  |  | No | R-410A | 1.8667 | Residential & Commercial | No
214638689 | Central HP <5.4 tons | RHEEM | HRCU-A-CB (Split System: Heat Pump with Remote Outdoor Unit-Air-Source) | RD17AZ36AJ3N | ADP |  | H,RE8J936 | R951V0703A17M4S | 31800 | 17 | 8.1 | 32600 | 29200 | 89.57% | 1.9 | 0 | 9 |  |  |  | No | R-410A | 2.65 | Residential & Commercial | No
214092936 | Central HP <5.4 tons | LUXAIRE | HRCU-A-CB (Split System: Heat Pump with Remote Outdoor Unit-Air-Source) | HMH72B341 | ASPEN |  | D(A,C,E)48B36+TDR | LP9C120D20MP13 | 32200 | 17 | 8.5 | 32400 | 44000 | 135.8% | 3.19 | 0 | 9.4 |  |  |  | No | R-410A | 2.6833 | Residential & Commercial | No
214092284 | Central HP <5.4 tons | LUXAIRE | HRCU-A-CB (Split System: Heat Pump with Remote Outdoor Unit-Air-Source) | HMH72B341 | ASPEN |  | D(A,C,E)36A34+TDR | TM8E060A12MP11 | 31600 | 17.9 | 8.1 | 32400 | 44000 | 135.8% | 3.06 | 0 | 9.8 |  |  |  | No | R-410A | 2.6333 | Residential & Commercial | No
214092343 | Central HP <5.4 tons | LUXAIRE | HRCU-A-CB (Split System: Heat Pump with Remote Outdoor Unit-Air-Source) | HMH72B341 | ASPEN |  | D(A,C,E)48B34+TDR | TM9E060A10MP12 | 32400 | 17.5 | 8.1 | 32400 | 44000 | 135.8% | 3.04 | 0 | 9.5 |  |  |  | No | R-410A | 2.7 | Residential & Commercial | No
214092345 | Central HP <5.4 tons | LUXAIRE | HRCU-A-CB (Split System: Heat Pump with Remote Outdoor Unit-Air-Source) | HMH72B341 | ASPEN |  | D(A,C,E)42A44+TDR | TM9E060B12MP12 | 32600 | 17.5 | 8.1 | 32400 | 45000 | 138.9% | 3.06 | 0 | 9.5 |  |  |  | No | R-410A | 2.7167 | Residential & Commercial | No
214092375 | Central HP <5.4 tons | LUXAIRE | HRCU-A-CB (Split System: Heat Pump with Remote Outdoor Unit-Air-Source) | HMH72B341 | ASPEN |  | D(A,C,E)42A44+TDR | TM9V100C20MP12 | 32400 | 17.5 | 8.1 | 32400 | 45000 | 138.9% | 3.16 | 0 | 9.5 |  |  |  | No | R-410A | 2.7 | Residential & Commercial | No
214092377 | Central HP <5.4 tons | LUXAIRE | HRCU-A-CB (Split System: Heat Pump with Remote Outdoor Unit-Air-Source) | HMH72B341 | ASPEN |  | D(A,C,E)36A34+TDR | TM9V120D20MP12 | 31200 | 16.8 | 8.5 | 32400 | 44000 | 135.8% | 3.21 | 0 | 9.3 |  |  |  | No | R-410A | 2.6 | Residential & Commercial | No
214092427 | Central HP <5.4 tons | LUXAIRE | HRCU-A-CB (Split System: Heat Pump with Remote Outdoor Unit-Air-Source) | HMH72B341 | ASPEN |  | D(A,C,E)48B34+TDR | TMLV120C20MP12 | 32000 | 16.5 | 8.5 | 32400 | 44000 | 135.8% | 3.14 | 0 | 8.9 |  |  |  | No | R-410A | 2.6667 | Residential & Commercial | No
213753789 | Central HP <5.4 tons | CARRIER | HRCU-A-CB (Split System: Heat Pump with Remote Outdoor Unit-Air-Source) | 38MURAQ36AB3* | ASPEN |  | D(A,C,E)36B34+TDR | 59SC6A080M17**16 | 34400 | 16 | 8.1 | 38500 | 31800 | 82.6% | 2.68 | 0 | 9.9 |  |  |  | No | R-410A | 2.8667 | Residential & Commercial | No
213753859 | Central HP <5.4 tons | CARRIER | HRCU-A-CB (Split System: Heat Pump with Remote Outdoor Unit-Air-Source) | 38MURAQ36AB3* | ASPEN |  | D(A,C,E)36B34+TDR | 59TP6C080V17**16 | 33400 | 15.9 | 8.1 | 37800 | 31800 | 84.13% | 2.7 | 0 | 9.8 |  |  |  | No | R-410A | 2.7833 | Residential & Commercial | No
213752920 | Central HP <5.4 tons | CARRIER | HRCU-A-CB (Split System: Heat Pump with Remote Outdoor Unit-Air-Source) | 38MURAQ24AB3* | ASPEN |  | D(A,C,E)30C44+TDR | 59SP6A040V17**12 | 23200 | 16 | 8.5 | 25800 | 20200 | 78.29% | 2.83 | 0 | 9.5 |  |  |  | No | R-410A | 1.9333 | Residential & Commercial | No
214640120 | Central HP <5.4 tons | RHEEM | HRCU-A-CB (Split System: Heat Pump with Remote Outdoor Unit-Air-Source) | RD17AZ60AJ3N | ADP |  | H,RE49960 | R962V1155A24M4S | 53000 | 17 | 8.1 | 52000 | 48500 | 93.27% | 1.75 | 0 | 9.5 |  |  |  | No | R-410A | 4.4167 | Residential & Commercial | No
213752581 | Central HP <5.4 tons | CARRIER | HRCU-A-CB (Split System: Heat Pump with Remote Outdoor Unit-Air-Source) | 38MURAQ24AA3* | ASPEN |  | D(A,C,E)30B34+TDR | 59TP6C060V14**12 | 23200 | 16 | 8.1 | 24800 | 22400 | 90.32% | 2.87 | 0 | 9.5 |  |  |  | No | R-410A | 1.9333 | Residential & Commercial | No
213752586 | Central HP <5.4 tons | CARRIER | HRCU-A-CB (Split System: Heat Pump with Remote Outdoor Unit-Air-Source) | 38MURAQ24AA3* | ASPEN |  | D(A,C,E)36B34+TDR | 59TP6C060V14**12 | 23400 | 16 | 8.1 | 24800 | 22400 | 90.32% | 2.87 | 0 | 9.5 |  |  |  | No | R-410A | 1.95 | Residential & Commercial | No
213753794 | Central HP <5.4 tons | CARRIER | HRCU-A-CB (Split System: Heat Pump with Remote Outdoor Unit-Air-Source) | 38MURAQ36AB3* | ASPEN |  | D(A,C,E)36B34+TDR | 59SC6A080M21**20 | 35200 | 16 | 8.1 | 39000 | 32200 | 82.56% | 2.52 | 0 | 9.5 |  |  |  | No | R-410A | 2.9333 | Residential & Commercial | No
214628372 | Central HP <5.4 tons | CARRIER | HRCU-A-CB (Split System: Heat Pump with Remote Outdoor Unit-Air-Source) | 38MURAQ24AB3* | ADP |  | PL36H175P159 | 59SC6A040M17**12 | 23400 | 16 | 8.5 | 24600 | 24000 | 97.56% | 2 | 0 | 9.5 |  |  |  | No | R-410A | 1.95 | Residential & Commercial | No
214628979 | Central HP <5.4 tons | CARRIER | HRCU-A-CB (Split System: Heat Pump with Remote Outdoor Unit-Air-Source) | 38MURAQ36AB3* | ADP |  | PL36H***P449 | 58S(B,C)*B045M14**12 | 35200 | 15.2 | 8.5 | 36800 | 34800 | 94.57% | 2 | 0 | 9.5 |  |  |  | No | R-410A | 2.9333 | Residential & Commercial | No
213077923 | Central HP <5.4 tons | CARRIER | HRCU-A-CB (Split System: Heat Pump with Remote Outdoor Unit-Air-Source) | 38MURAQ36AB3* |  |  | CAP**3621AL* | 58S(B,C)*B070M17**12 | 34800 | 16 | 8.1 | 38500 | 35200 | 91.43% | 1.82 | 0 | 9.5 |  |  |  | No | R-410A | 2.9 | Residential & Commercial | No
214628997 | Central HP <5.4 tons | CARRIER | HRCU-A-CB (Split System: Heat Pump with Remote Outdoor Unit-Air-Source) | 38MURAQ36AB3* | ADP |  | V,C36H***P219 | 58S(B,C)*B070M14**12 | 34600 | 16 | 8.1 | 36800 | 34600 | 94.02% | 1.94 | 0 | 9.5 |  |  |  | No | R-410A | 2.8833 | Residential & Commercial | No
214629047 | Central HP <5.4 tons | CARRIER | HRCU-A-CB (Split System: Heat Pump with Remote Outdoor Unit-Air-Source) | 38MURAQ36AB3* | ADP |  | PL36H175P149 | 58S(B,C)*B070M17**16 | 35000 | 16 | 8.1 | 36800 | 34600 | 94.02% | 1.88 | 0 | 9.5 |  |  |  | No | R-410A | 2.9167 | Residential & Commercial | No
214629208 | Central HP <5.4 tons | CARRIER | HRCU-A-CB (Split System: Heat Pump with Remote Outdoor Unit-Air-Source) | 38MURAQ36AB3* | ADP |  | PL36H210P749 | 59SC6A060M17**16 | 35200 | 15.2 | 8.5 | 36800 | 34800 | 94.57% | 1.88 | 0 | 9.5 |  |  |  | No | R-410A | 2.9333 | Residential & Commercial | No
214092443 | Central HP <5.4 tons | LUXAIRE | HRCU-A-CB (Split System: Heat Pump with Remote Outdoor Unit-Air-Source) | HMH72B341 | ASPEN |  | D(A,C,E)36A34+TDR | TP9C120D20MP13 | 31200 | 16.8 | 8.5 | 32400 | 44000 | 135.8% | 3.21 | 0 | 9.3 |  |  |  | No | R-410A | 2.6 | Residential & Commercial | No
214092459 | Central HP <5.4 tons | LUXAIRE | HRCU-A-CB (Split System: Heat Pump with Remote Outdoor Unit-Air-Source) | HMH72B341 | ASPEN |  | D(A,C,E)42A44+TDR | TPLC100C20MP13 | 31800 | 16.5 | 8.5 | 32400 | 44000 | 135.8% | 3.14 | 0 | 8.9 |  |  |  | No | R-410A | 2.65 | Residential & Commercial | No
213752254 | Central HP <5.4 tons | CARRIER | HRCU-A-CB (Split System: Heat Pump with Remote Outdoor Unit-Air-Source) | 38MURAQ24AA3* | ASPEN |  | D(A,C,E)36B34+TDR | 58S(B,C)*B090M21**20 | 23600 | 16.5 | 8.1 | 24800 | 22400 | 90.32% | 2.89 | 0 | 9.5 |  |  |  | No | R-410A | 1.9667 | Residential & Commercial | No
213752329 | Central HP <5.4 tons | CARRIER | HRCU-A-CB (Split System: Heat Pump with Remote Outdoor Unit-Air-Source) | 38MURAQ24AA3* | ASPEN |  | D(A,C,E)30B34+TDR | 58TP*B090V21**20 | 23400 | 16 | 8.1 | 24800 | 22400 | 90.32% | 2.9 | 0 | 9.5 |  |  |  | No | R-410A | 1.95 | Residential & Commercial | No
213752338 | Central HP <5.4 tons | CARRIER | HRCU-A-CB (Split System: Heat Pump with Remote Outdoor Unit-Air-Source) | 38MURAQ24AA3* | ASPEN |  | D(A,C,E)24B44+TDR | 58TP*B110V21**22 | 23800 | 16 | 8.5 | 25200 | 22400 | 88.89% | 2.92 | 0 | 9 |  |  |  | No | R-410A | 1.9833 | Residential & Commercial | No
213752363 | Central HP <5.4 tons | CARRIER | HRCU-A-CB (Split System: Heat Pump with Remote Outdoor Unit-Air-Source) | 38MURAQ24AA3* | ASPEN |  | D(A,C,E)36B34+TDR | 59SC2E040M17**12 | 23400 | 15.2 | 8.1 | 24800 | 22600 | 91.13% | 2.84 | 0 | 9 |  |  |  | No | R-410A | 1.95 | Residential & Commercial | No
213752413 | Central HP <5.4 tons | CARRIER | HRCU-A-CB (Split System: Heat Pump with Remote Outdoor Unit-Air-Source) | 38MURAQ24AA3* | ASPEN |  | D(A,C,E)36B34+TDR | 59SC2E080M21**20 | 23600 | 16.5 | 8.1 | 24600 | 22200 | 90.24% | 2.88 | 0 | 9.5 |  |  |  | No | R-410A | 1.9667 | Residential & Commercial | No
214092444 | Central HP <5.4 tons | LUXAIRE | HRCU-A-CB (Split System: Heat Pump with Remote Outdoor Unit-Air-Source) | HMH72B341 | ASPEN |  | D(A,C,E)42A44+TDR | TP9C120D20MP13 | 32000 | 17 | 8.5 | 32400 | 44000 | 135.8% | 3.19 | 0 | 9.4 |  |  |  | No | R-410A | 2.6667 | Residential & Commercial | No
213320485 | Central HP <5.4 tons | CHAMPION HEATING AND COOLING | HRCU-A-CB (Split System: Heat Pump with Remote Outdoor Unit-Air-Source) | HMH72B341 | ASPEN |  | D(A,C,E)36D34+TDR | Z8ES080B12LMPS1 | 33000 | 18 | 8.4 | 33000 | 29600 | 89.7% | 2.76 | 0 | 9.5 |  |  |  | No | R-410A | 2.75 | Residential & Commercial | No
213320490 | Central HP <5.4 tons | CHAMPION HEATING AND COOLING | HRCU-A-CB (Split System: Heat Pump with Remote Outdoor Unit-Air-Source) | HMH72B341 | ASPEN |  | D(A,C,E)36A34+TDR | Z8ES080C16LMPS1 | 31600 | 17.9 | 8.5 | 33200 | 27400 | 82.53% | 2.7 | 0 | 9.8 |  |  |  | No | R-410A | 2.6333 | Residential & Commercial | No
213320507 | Central HP <5.4 tons | CHAMPION HEATING AND COOLING | HRCU-A-CB (Split System: Heat Pump with Remote Outdoor Unit-Air-Source) | HMH72B341 | ASPEN |  | D(A,C,E)48A34+TDR | Z8ES100B12SMPS1 | 32200 | 18.5 | 8.1 | 33800 | 27800 | 82.25% | 2.66 | 0 | 9.4 |  |  |  | No | R-410A | 2.6833 | Residential & Commercial | No
213320525 | Central HP <5.4 tons | CHAMPION HEATING AND COOLING | HRCU-A-CB (Split System: Heat Pump with Remote Outdoor Unit-Air-Source) | HMH72B341 | ASPEN |  | D(A,C,E)48A34+TDR | Z8ES120C16SMPS1 | 33600 | 18 | 8.1 | 32600 | 30200 | 92.64% | 2.73 | 0 | 9.5 |  |  |  | No | R-410A | 2.8 | Residential & Commercial | No
214629272 | Central HP <5.4 tons | CARRIER | HRCU-A-CB (Split System: Heat Pump with Remote Outdoor Unit-Air-Source) | 38MURAQ36AB3* | ADP |  | C36A***L129 | 59SU5B040M17**12 | 34800 | 15.2 | 8.1 | 37400 | 35000 | 93.58% | 1.82 | 0 | 9.5 |  |  |  | No | R-410A | 2.9 | Residential & Commercial | No
214629322 | Central HP <5.4 tons | CARRIER | HRCU-A-CB (Split System: Heat Pump with Remote Outdoor Unit-Air-Source) | 38MURAQ36AB3* | ADP |  | V,C36H175P139 | 59SU5B060M17**16 | 34800 | 16 | 8.1 | 36800 | 34600 | 94.02% | 1.86 | 0 | 9.5 |  |  |  | No | R-410A | 2.9 | Residential & Commercial | No
214092419 | Central HP <5.4 tons | LUXAIRE | HRCU-A-CB (Split System: Heat Pump with Remote Outdoor Unit-Air-Source) | HMH72B341 | ASPEN |  | D(A,C,E)36A34+TDR | TMLV060A12MP12 | 32800 | 17.5 | 8.1 | 32400 | 45000 | 138.9% | 3.04 | 0 | 9.5 |  |  |  | No | R-410A | 2.7333 | Residential & Commercial | No
213362796 | Central HP <5.4 tons | COLEMAN | HRCU-A-CB (Split System: Heat Pump with Remote Outdoor Unit-Air-Source) | HMH72B341 | ADP |  | H,YG9J936 | Z9ES060A10SMPS1 | 33400 | 18 | 8.1 | 31200 | 22800 | 73.08% | 2.02 | 0 | 9.5 |  |  |  | No | R-410A | 2.7833 | Residential & Commercial | No
213320443 | Central HP <5.4 tons | CHAMPION HEATING AND COOLING | HRCU-A-CB (Split System: Heat Pump with Remote Outdoor Unit-Air-Source) | HMH72B341 | ASPEN |  | D(A,C,E)36D34+TDR | TM8E080B12MP11 | 32800 | 18 | 8.5 | 34000 | 28000 | 82.35% | 2.61 | 0 | 9.5 |  |  |  | No | R-410A | 2.7333 | Residential & Commercial | No
214421454 | Central HP <5.4 tons | MRCOOL | HRCU-A-C (Split System: Heat Pump with Remote Outdoor Unit with No Indoor Fan --Air Source) | MDUO18024036 |  |  | MDUCC15036 |  | 32000 | 15.2 | 8.5 | 34000 | 24000 | 70.59% | 1.8 | 0 | 9.5 |  |  |  | No | R-410A | 2.6667 | Residential & Commercial | No
213752872 | Central HP <5.4 tons | CARRIER | HRCU-A-CB (Split System: Heat Pump with Remote Outdoor Unit-Air-Source) | 38MURAQ24AB3* | ASPEN |  | D(A,C,E)36B34+TDR | 59SC6A040M17**12 | 23200 | 16 | 8.5 | 26400 | 20400 | 77.27% | 2.84 | 0 | 9 |  |  |  | No | R-410A | 1.9333 | Residential & Commercial | No
213752895 | Central HP <5.4 tons | CARRIER | HRCU-A-CB (Split System: Heat Pump with Remote Outdoor Unit-Air-Source) | 38MURAQ24AB3* | ASPEN |  | D(A,C,E)24B44+TDR | 59SC6A080M21**20 | 22400 | 17.3 | 8.4 | 25200 | 20000 | 79.37% | 2.95 | 0 | 9.7 |  |  |  | No | R-410A | 1.8667 | Residential & Commercial | No
213752988 | Central HP <5.4 tons | CARRIER | HRCU-A-CB (Split System: Heat Pump with Remote Outdoor Unit-Air-Source) | 38MURAQ24AB3* | ASPEN |  | D(A,C,E)36B34+TDR | 59TP6C040V14**10 | 23000 | 16 | 8.5 | 27000 | 20600 | 76.3% | 2.85 | 0 | 9.5 |  |  |  | No | R-410A | 1.9167 | Residential & Commercial | No
213752454 | Central HP <5.4 tons | CARRIER | HRCU-A-CB (Split System: Heat Pump with Remote Outdoor Unit-Air-Source) | 38MURAQ24AA3* | ASPEN |  | D(A,C,E)36B34+TDR | 59SC6A040M17**12 | 23400 | 15.2 | 8.1 | 24800 | 22600 | 91.13% | 2.85 | 0 | 9 |  |  |  | No | R-410A | 1.95 | Residential & Commercial | No
213752479 | Central HP <5.4 tons | CARRIER | HRCU-A-CB (Split System: Heat Pump with Remote Outdoor Unit-Air-Source) | 38MURAQ24AA3* | ASPEN |  | D(A,C,E)30B34+TDR | 59SC6A080M21**20 | 23600 | 16 | 8.1 | 25000 | 22200 | 88.8% | 2.9 | 0 | 9 |  |  |  | No | R-410A | 1.9667 | Residential & Commercial | No
213752536 | Central HP <5.4 tons | CARRIER | HRCU-A-CB (Split System: Heat Pump with Remote Outdoor Unit-Air-Source) | 38MURAQ24AA3* | ASPEN |  | D(A,C,E)36B34+TDR | 59SP6A080V17**16 | 23800 | 16 | 8.1 | 25400 | 22600 | 88.98% | 2.89 | 0 | 9.5 |  |  |  | No | R-410A | 1.9833 | Residential & Commercial | No
213752588 | Central HP <5.4 tons | CARRIER | HRCU-A-CB (Split System: Heat Pump with Remote Outdoor Unit-Air-Source) | 38MURAQ24AA3* | ASPEN |  | D(A,C,E)24B44+TDR | 59TP6C080V17**16 | 23400 | 16 | 8.1 | 24800 | 22200 | 89.52% | 2.84 | 0 | 9.5 |  |  |  | No | R-410A | 1.95 | Residential & Commercial | No
213752606 | Central HP <5.4 tons | CARRIER | HRCU-A-CB (Split System: Heat Pump with Remote Outdoor Unit-Air-Source) | 38MURAQ24AA3* | ASPEN |  | D(A,C,E)36B34+TDR | 59TP6C080V21**20 | 23800 | 16 | 8.5 | 25000 | 22400 | 89.6% | 2.92 | 0 | 9.5 |  |  |  | No | R-410A | 1.9833 | Residential & Commercial | No
213752620 | Central HP <5.4 tons | CARRIER | HRCU-A-CB (Split System: Heat Pump with Remote Outdoor Unit-Air-Source) | 38MURAQ24AA3* | ASPEN |  | D(A,C,E)24B44+TDR | 59TP6C100V21**22 | 23800 | 16.5 | 8.5 | 25200 | 22400 | 88.89% | 2.91 | 0 | 9 |  |  |  | No | R-410A | 1.9833 | Residential & Commercial | No
213752575 | Central HP <5.4 tons | CARRIER | HRCU-A-CB (Split System: Heat Pump with Remote Outdoor Unit-Air-Source) | 38MURAQ24AA3* | ASPEN |  | D(A,C,E)36B34+TDR | 59TP6C040V17**12 | 23400 | 15.5 | 8.1 | 24800 | 22400 | 90.32% | 2.82 | 0 | 9 |  |  |  | No | R-410A | 1.95 | Residential & Commercial | No
213752591 | Central HP <5.4 tons | CARRIER | HRCU-A-CB (Split System: Heat Pump with Remote Outdoor Unit-Air-Source) | 38MURAQ24AA3* | ASPEN |  | D(A,C,E)30B34+TDR | 59TP6C080V17**16 | 23200 | 16 | 8.1 | 24800 | 22200 | 89.52% | 2.84 | 0 | 9.5 |  |  |  | No | R-410A | 1.9333 | Residential & Commercial | No
213752625 | Central HP <5.4 tons | CARRIER | HRCU-A-CB (Split System: Heat Pump with Remote Outdoor Unit-Air-Source) | 38MURAQ24AA3* | ASPEN |  | D(A,C,E)30C44+TDR | 59TP6C100V21**22 | 23800 | 16.5 | 8.5 | 25200 | 22400 | 88.89% | 2.91 | 0 | 9.5 |  |  |  | No | R-410A | 1.9833 | Residential & Commercial | No
212520244 | Central HP <5.4 tons | CARRIER | HRCU-A-CB (Split System: Heat Pump with Remote Outdoor Unit-Air-Source) | 38MURAQ24AB3* | ADP |  | H,PG24936 | 58SP*A070V17**16 | 23400 | 17 | 8.5 | 24400 | 22400 | 91.8% | 1.9 | 0 | 9.5 |  |  |  | No | R-410A | 1.95 | Residential & Commercial | No
214093367 | Central HP <5.4 tons | LUXAIRE | HRCU-A-CB (Split System: Heat Pump with Remote Outdoor Unit-Air-Source) | HMH72B361 | ASPEN |  | D(A,C,E)42A46+TDR | Z8ES080C20LMPS1 | 34400 | 17 | 8.1 | 32400 | 44000 | 135.8% | 3.24 | 0 | 9 |  |  |  | No | R-410A | 2.8667 | Residential & Commercial | No
213079205 | Central HP <5.4 tons | ARCOAIRE | HRCU-A-CB (Split System: Heat Pump with Remote Outdoor Unit-Air-Source) | DLCURAH36ABK |  |  | EA*4X36L21A* | *80MSU0802120A* | 34800 | 16.5 | 8.1 | 38500 | 35200 | 91.43% | 1.82 | 0 | 9.5 |  |  |  | No | R-410A | 2.9 | Residential & Commercial | No
213079337 | Central HP <5.4 tons | ARCOAIRE | HRCU-A-CB (Split System: Heat Pump with Remote Outdoor Unit-Air-Source) | DLCURAH36ABK |  |  | EA*4X36L17A* | *92MSN0601412A* | 35000 | 15.5 | 8.1 | 38500 | 35200 | 91.43% | 1.82 | 0 | 9.5 |  |  |  | No | R-410A | 2.9167 | Residential & Commercial | No
213753658 | Central HP <5.4 tons | CARRIER | HRCU-A-CB (Split System: Heat Pump with Remote Outdoor Unit-Air-Source) | 38MURAQ36AB3* | ASPEN |  | D(A,C,E)42B34+TDR | 58S(B,C)*B070M17**12 | 33800 | 16.5 | 8.1 | 37800 | 31800 | 84.13% | 2.73 | 0 | 9.9 |  |  |  | No | R-410A | 2.8167 | Residential & Commercial | No
213753681 | Central HP <5.4 tons | CARRIER | HRCU-A-CB (Split System: Heat Pump with Remote Outdoor Unit-Air-Source) | 38MURAQ36AB3* | ASPEN |  | D(A,C,E)36B34+TDR | 58S(B,C)*B090M21**20 | 35200 | 16.5 | 8.1 | 38500 | 32200 | 83.64% | 2.54 | 0 | 9 |  |  |  | No | R-410A | 2.9333 | Residential & Commercial | No
213753806 | Central HP <5.4 tons | CARRIER | HRCU-A-CB (Split System: Heat Pump with Remote Outdoor Unit-Air-Source) | 38MURAQ36AB3* | ASPEN |  | D(A,C,E)42B34+TDR | 59SC6A100M21**22 | 34000 | 16.5 | 8.5 | 37800 | 31800 | 84.13% | 2.71 | 0 | 9.9 |  |  |  | No | R-410A | 2.8333 | Residential & Commercial | No
213753864 | Central HP <5.4 tons | CARRIER | HRCU-A-CB (Split System: Heat Pump with Remote Outdoor Unit-Air-Source) | 38MURAQ36AB3* | ASPEN |  | D(A,C,E)36B34+TDR | 59TP6C080V21**20 | 33400 | 16.4 | 8.1 | 37800 | 31400 | 83.07% | 2.72 | 0 | 9.8 |  |  |  | No | R-410A | 2.7833 | Residential & Commercial | No
215677370 | Central HP <5.4 tons | KEEPRITE | HRCU-A-CB (Split System: Heat Pump with Remote Outdoor Unit-Air-Source) | C5H0V60*K*AAA* |  |  | EVD5X60M21A*+WALLCON | *80CTL1102120B* | 57000 | 18.5 | 9 | 63500 | 44500 | 70.08% | 2.08 | 0 | 9.5 |  |  |  | No | R-454B | 4.75 | Residential & Commercial | No
215677020 | Central HP <5.4 tons | KEEPRITE | HRCU-A-CB (Split System: Heat Pump with Remote Outdoor Unit-Air-Source) | C5H0V60*K*AAA* |  |  | EVM5X60M21A*+WALLCON | *80CTL1102120B* | 57000 | 18.5 | 9 | 63500 | 44500 | 70.08% | 2.08 | 0 | 9.5 |  |  |  | No | R-454B | 4.75 | Residential & Commercial | No
215682121 | Central HP <5.4 tons | KENMORE | HRCU-A-CB (Split System: Heat Pump with Remote Outdoor Unit-Air-Source) | (C,H,T)5H0V48*K*AAA* |  |  | EVD5X48M21A*+WALLCON | *80CSU0601716B* | 47000 | 18 | 9 | 50000 | 36400 | 72.8% | 2 | 0 | 9.5 |  |  |  | No | R-454B | 3.9167 | Residential & Commercial | No
213080804 | Central HP <5.4 tons | ARCOAIRE | HRCU-A-CB (Split System: Heat Pump with Remote Outdoor Unit-Air-Source) | DLCURAH36ABK |  |  | EA*4X42L21A* | *95MSU0802120A* | 35200 | 16 | 8.1 | 38500 | 35000 | 90.91% | 1.88 | 0 | 9.5 |  |  |  | No | R-410A | 2.9333 | Residential & Commercial | No
213080007 | Central HP <5.4 tons | ARCOAIRE | HRCU-A-CB (Split System: Heat Pump with Remote Outdoor Unit-Air-Source) | DLCURAH36ABK |  |  | EA*4X36L21A* | *96MSN0801716A* | 35200 | 15.5 | 8.1 | 39000 | 35400 | 90.77% | 1.84 | 0 | 9.5 |  |  |  | No | R-410A | 2.9333 | Residential & Commercial | No
213079523 | Central HP <5.4 tons | ARCOAIRE | HRCU-A-CB (Split System: Heat Pump with Remote Outdoor Unit-Air-Source) | DLCURAH36ABK |  |  | EA*4X36L21A* | *92MSN0801716A* | 35200 | 16 | 8.1 | 38500 | 35200 | 91.43% | 1.82 | 0 | 9.5 |  |  |  | No | R-410A | 2.9333 | Residential & Commercial | No
215675200 | Central HP <5.4 tons | KEEPRITE | HRCU-A-CB (Split System: Heat Pump with Remote Outdoor Unit-Air-Source) | C5H0V48*K*AAA* |  |  | ESH5X60M12A*+WALLCON | *80CTL0901716B* | 45500 | 16.5 | 8.5 | 48000 | 34000 | 70.83% | 2.06 | 0 | 9.5 |  |  |  | No | R-454B | 3.7917 | Residential & Commercial | No
214640117 | Central HP <5.4 tons | RHEEM | HRCU-A-CB (Split System: Heat Pump with Remote Outdoor Unit-Air-Source) | RD17AZ60AJ3N | ADP |  | H,RE49960 | R951V1005A21UHU | 52500 | 17 | 8.1 | 52000 | 49000 | 94.23% | 1.75 | 0 | 9.5 |  |  |  | No | R-410A | 4.375 | Residential & Commercial | No
215296853 | Central HP <5.4 tons | Wells | HRCU-A-C (Split System: Heat Pump with Remote Outdoor Unit with No Indoor Fan --Air Source) | WUCA-36HFMO | ADP |  | H,A,DE32(1,2)36+TXV+TD |  | 33800 | 15.2 | 8.2 | 36200 | 31200 | 86.19% | 1.78 | 0 | 9.5 |  |  |  | No | R-410A | 2.8167 | Residential & Commercial | No
213320493 | Central HP <5.4 tons | CHAMPION HEATING AND COOLING | HRCU-A-CB (Split System: Heat Pump with Remote Outdoor Unit-Air-Source) | HMH72B341 | ASPEN |  | D(A,C,E)36A34+TDR | Z8ES080C16SMPS1 | 31600 | 17.9 | 8.5 | 33200 | 27400 | 82.53% | 2.7 | 0 | 9.8 |  |  |  | No | R-410A | 2.6333 | Residential & Commercial | No
213320511 | Central HP <5.4 tons | CHAMPION HEATING AND COOLING | HRCU-A-CB (Split System: Heat Pump with Remote Outdoor Unit-Air-Source) | HMH72B341 | ASPEN |  | D(A,C,E)36A34+TDR | Z8ES100C16SMPS1 | 31600 | 17.9 | 8.5 | 33200 | 28200 | 84.94% | 2.7 | 0 | 9.3 |  |  |  | No | R-410A | 2.6333 | Residential & Commercial | No
213320505 | Central HP <5.4 tons | CHAMPION HEATING AND COOLING | HRCU-A-CB (Split System: Heat Pump with Remote Outdoor Unit-Air-Source) | HMH72B341 | ASPEN |  | D(A,C,E)36A34+TDR | Z8ES100B12SMPS1 | 31600 | 18.4 | 8.1 | 33800 | 27800 | 82.25% | 2.66 | 0 | 9.3 |  |  |  | No | R-410A | 2.6333 | Residential & Commercial | No
213320512 | Central HP <5.4 tons | CHAMPION HEATING AND COOLING | HRCU-A-CB (Split System: Heat Pump with Remote Outdoor Unit-Air-Source) | HMH72B341 | ASPEN |  | D(A,C,E)36D34+TDR | Z8ES100C16SMPS1 | 32800 | 18 | 8.5 | 33400 | 28400 | 85.03% | 2.7 | 0 | 9.5 |  |  |  | No | R-410A | 2.7333 | Residential & Commercial | No
213320519 | Central HP <5.4 tons | CHAMPION HEATING AND COOLING | HRCU-A-CB (Split System: Heat Pump with Remote Outdoor Unit-Air-Source) | HMH72B341 | ASPEN |  | D(A,C,E)48A34+TDR | Z8ES100C20SMPS1 | 32200 | 17.5 | 8.5 | 33200 | 27400 | 82.53% | 2.71 | 0 | 9.4 |  |  |  | No | R-410A | 2.6833 | Residential & Commercial | No
213803492 | Central HP <5.4 tons | CHAMPION HEATING AND COOLING | HRCU-A-CB (Split System: Heat Pump with Remote Outdoor Unit-Air-Source) | HMH72B341 | ASPEN |  | D(A,C,E)36A34+TDR | Z8ET100C16LMPS1 | 33400 | 18 | 8.1 | 32600 | 29800 | 91.41% | 2.72 | 0 | 9.5 |  |  |  | No | R-410A | 2.7833 | Residential & Commercial | No
213613576 | Central HP <5.4 tons | BRYANT HEATING AND COOLING SYSTEMS | HRCU-A-CB (Split System: Heat Pump with Remote Outdoor Unit-Air-Source) | 38MURAQ24AA3* | ASPEN |  | L(E,G)M24A4 |  | 22000 | 15.3 | 9 | 25400 | 22600 | 88.98% | 2.89 | 0 | 9.3 |  |  |  | No | R-410A | 1.8333 | Residential & Commercial | No
213752546 | Central HP <5.4 tons | CARRIER | HRCU-A-CB (Split System: Heat Pump with Remote Outdoor Unit-Air-Source) | 38MURAQ24AA3* | ASPEN |  | D(A,C,E)36B34+TDR | 59SP6A080V21**20 | 23800 | 16 | 8.1 | 25200 | 22400 | 88.89% | 2.92 | 0 | 9.5 |  |  |  | No | R-410A | 1.9833 | Residential & Commercial | No
213493910 | Central HP <5.4 tons | CHAMPION HEATING AND COOLING | HRCU-A-CB (Split System: Heat Pump with Remote Outdoor Unit-Air-Source) | HMH72B341 | ASPEN |  | C(A,C,D,E)36A34+TDR | Z8ES080C20SMPS1 | 31200 | 17.8 | 8.3 | 33000 | 28200 | 85.45% | 2.67 | 0 | 9.8 |  |  |  | No | R-410A | 2.6 | Residential & Commercial | No
213493937 | Central HP <5.4 tons | CHAMPION HEATING AND COOLING | HRCU-A-CB (Split System: Heat Pump with Remote Outdoor Unit-Air-Source) | HMH72B341 | ASPEN |  | C(A,C,D,E)48A34+TDR | Z8ES100C16LMPS1 | 32200 | 18 | 8.5 | 33200 | 28200 | 84.94% | 2.7 | 0 | 9.4 |  |  |  | No | R-410A | 2.6833 | Residential & Commercial | No
213494019 | Central HP <5.4 tons | CHAMPION HEATING AND COOLING | HRCU-A-CB (Split System: Heat Pump with Remote Outdoor Unit-Air-Source) | HMH72B341 | ASPEN |  | C(A,C,D,E)36A34+TDR | Z8ET100C20LMPS1 | 31200 | 18.3 | 8.3 | 33000 | 27600 | 83.64% | 2.68 | 0 | 9.3 |  |  |  | No | R-410A | 2.6 | Residential & Commercial | No
213495398 | Central HP <5.4 tons | CHAMPION HEATING AND COOLING | HRCU-A-CB (Split System: Heat Pump with Remote Outdoor Unit-Air-Source) | HMH72B341 | ASPEN |  | C(A,C,D,E)36A36+TDR | Z8ET100C16LMPS1 | 31200 | 17.8 | 8.3 | 33000 | 27800 | 84.24% | 2.66 | 0 | 9.3 |  |  |  | No | R-410A | 2.6 | Residential & Commercial | No
212621522 | Central HP <5.4 tons | COLEMAN | HRCU-A-CB (Split System: Heat Pump with Remote Outdoor Unit-Air-Source) | HMH72B341 | ASPEN |  | D(A,C,E)36A34+TDR | CPLC100C20MP13 | 31000 | 16.3 | 8.1 | 32200 | 27600 | 85.71% | 2.44 | 0 | 8.8 |  |  |  | No | R-410A | 2.5833 | Residential & Commercial | No
212621529 | Central HP <5.4 tons | COLEMAN | HRCU-A-CB (Split System: Heat Pump with Remote Outdoor Unit-Air-Source) | HMH72B341 | ASPEN |  | C(A,C,D,E)48A34+TDR | CPLC120C20MP13 | 31600 | 16.5 | 8.1 | 32200 | 27600 | 85.71% | 2.44 | 0 | 8.9 |  |  |  | No | R-410A | 2.6333 | Residential & Commercial | No
212621545 | Central HP <5.4 tons | COLEMAN | HRCU-A-CB (Split System: Heat Pump with Remote Outdoor Unit-Air-Source) | HMH72B341 | ASPEN |  | C(A,C,D,E)48A34+TDR | TM8V120C20MP12 | 31600 | 16.5 | 8.5 | 32200 | 27600 | 85.71% | 2.7 | 0 | 8.9 |  |  |  | No | R-410A | 2.6333 | Residential & Commercial | No
212621556 | Central HP <5.4 tons | COLEMAN | HRCU-A-CB (Split System: Heat Pump with Remote Outdoor Unit-Air-Source) | HMH72B341 | ASPEN |  | D(A,C,E)48A34+TDR | TMLV120C20MP12 | 31600 | 16.5 | 8.1 | 32200 | 27600 | 85.71% | 2.44 | 0 | 8.9 |  |  |  | No | R-410A | 2.6333 | Residential & Commercial | No
215676100 | Central HP <5.4 tons | KEEPRITE | HRCU-A-CB (Split System: Heat Pump with Remote Outdoor Unit-Air-Source) | C5H0V48*K*AAA* |  |  | EVD5X48M21A*+WALLCON | *80CSU0601716A* | 47000 | 18 | 9 | 50000 | 36400 | 72.8% | 2 | 0 | 9.5 |  |  |  | No | R-454B | 3.9167 | Residential & Commercial | No
212621595 | Central HP <5.4 tons | COLEMAN | HRCU-A-CB (Split System: Heat Pump with Remote Outdoor Unit-Air-Source) | HMH72B341 | ASPEN |  | C(A,C,D,E)42B34+TDR | CP9C120D20MP13 | 31800 | 17 | 8.1 | 32200 | 28200 | 87.58% | 2.5 | 0 | 9.4 |  |  |  | No | R-410A | 2.65 | Residential & Commercial | No
212621622 | Central HP <5.4 tons | COLEMAN | HRCU-A-CB (Split System: Heat Pump with Remote Outdoor Unit-Air-Source) | HMH72B341 | ASPEN |  | D(A,C,E)36D24+TDR | TM8V120C20MP12 | 29600 | 15.9 | 8.5 | 32400 | 27400 | 84.57% | 2.7 | 0 | 8 |  |  |  | No | R-410A | 2.4667 | Residential & Commercial | No
212621631 | Central HP <5.4 tons | COLEMAN | HRCU-A-CB (Split System: Heat Pump with Remote Outdoor Unit-Air-Source) | HMH72B341 | ASPEN |  | C(A,C,D,E)48B24+TDR | TPLC100C20MP13 | 29600 | 15.9 | 8.1 | 32400 | 27400 | 84.57% | 2.45 | 0 | 8 |  |  |  | No | R-410A | 2.4667 | Residential & Commercial | No
212621665 | Central HP <5.4 tons | COLEMAN | HRCU-A-CB (Split System: Heat Pump with Remote Outdoor Unit-Air-Source) | HMH72B341 | ASPEN |  | C(A,C,D,E)36D24+TDR | CPLC120C20MP13 | 29600 | 15.9 | 8.1 | 32400 | 27800 | 85.8% | 2.44 | 0 | 8 |  |  |  | No | R-410A | 2.4667 | Residential & Commercial | No
212621688 | Central HP <5.4 tons | COLEMAN | HRCU-A-CB (Split System: Heat Pump with Remote Outdoor Unit-Air-Source) | HMH72B341 | ASPEN |  | C(A,C,D,E)36D24+TDR | TM8V100C20MP12 | 29600 | 15.9 | 8.1 | 32400 | 27800 | 85.8% | 2.44 | 0 | 8 |  |  |  | No | R-410A | 2.4667 | Residential & Commercial | No
212621740 | Central HP <5.4 tons | COLEMAN | HRCU-A-CB (Split System: Heat Pump with Remote Outdoor Unit-Air-Source) | HMH72B341 | ASPEN |  | D(A,C,E)36B34+TDR | TMLV120C20MP12 | 31400 | 16.5 | 8.1 | 32400 | 27800 | 85.8% | 2.44 | 0 | 8.9 |  |  |  | No | R-410A | 2.6167 | Residential & Commercial | No
212621770 | Central HP <5.4 tons | COLEMAN | HRCU-A-CB (Split System: Heat Pump with Remote Outdoor Unit-Air-Source) | HMH72B341 | ASPEN |  | D(A,C,E)42D24+TDR | TPLC100C20MP13 | 30000 | 16 | 8.1 | 32400 | 27800 | 85.8% | 2.44 | 0 | 8.6 |  |  |  | No | R-410A | 2.5 | Residential & Commercial | No
212621806 | Central HP <5.4 tons | COLEMAN | HRCU-A-CB (Split System: Heat Pump with Remote Outdoor Unit-Air-Source) | HMH72B341 | ASPEN |  | C(A,C,D,E)42B34+TDR | TM9Y120D20MP11 | 31800 | 16.5 | 8.5 | 32400 | 28200 | 87.04% | 2.77 | 0 | 9.4 |  |  |  | No | R-410A | 2.65 | Residential & Commercial | No
212621831 | Central HP <5.4 tons | COLEMAN | HRCU-A-CB (Split System: Heat Pump with Remote Outdoor Unit-Air-Source) | HMH72B341 | ASPEN |  | D(A,C,E)48D34+TDR | TM9Y120D20MP11 | 33000 | 16.5 | 8.5 | 32400 | 28200 | 87.04% | 2.77 | 0 | 9 |  |  |  | No | R-410A | 2.75 | Residential & Commercial | No
212621915 | Central HP <5.4 tons | COLEMAN | HRCU-A-CB (Split System: Heat Pump with Remote Outdoor Unit-Air-Source) | HMH72B341 | ASPEN |  | D(A,C,E)48D34+TDR | TP9C120D20MP13 | 33000 | 17 | 8.1 | 32400 | 28200 | 87.04% | 2.51 | 0 | 9 |  |  |  | No | R-410A | 2.75 | Residential & Commercial | No
212621938 | Central HP <5.4 tons | COLEMAN | HRCU-A-CB (Split System: Heat Pump with Remote Outdoor Unit-Air-Source) | HMH72B341 | ASPEN |  | C(A,C,D,E)36C24+TDR | TM9V040A10MP12 | 29600 | 16.4 | 8.1 | 33200 | 27400 | 82.53% | 2.41 | 0 | 9 |  |  |  | No | R-410A | 2.4667 | Residential & Commercial | No
212621949 | Central HP <5.4 tons | COLEMAN | HRCU-A-CB (Split System: Heat Pump with Remote Outdoor Unit-Air-Source) | HMH72B341 | ASPEN |  | D(A,C,E)36B44+TDR | TM9V040A10MP12 | 32200 | 17 | 8.1 | 33200 | 27400 | 82.53% | 2.41 | 0 | 9.5 |  |  |  | No | R-410A | 2.6833 | Residential & Commercial | No
212621954 | Central HP <5.4 tons | COLEMAN | HRCU-A-CB (Split System: Heat Pump with Remote Outdoor Unit-Air-Source) | HMH72B341 | ASPEN |  | D(A,C,E)42B34+TDR | TM9V040A10MP12 | 32000 | 17 | 8.1 | 33200 | 27400 | 82.53% | 2.41 | 0 | 9.4 |  |  |  | No | R-410A | 2.6667 | Residential & Commercial | No
212621963 | Central HP <5.4 tons | COLEMAN | HRCU-A-CB (Split System: Heat Pump with Remote Outdoor Unit-Air-Source) | HMH72B341 | ASPEN |  | D(A,C,E)48D34+TDR | TM9V040A10MP12 | 33000 | 17 | 8.1 | 33200 | 27400 | 82.53% | 2.41 | 0 | 9.5 |  |  |  | No | R-410A | 2.75 | Residential & Commercial | No
213320528 | Central HP <5.4 tons | CHAMPION HEATING AND COOLING | HRCU-A-CB (Split System: Heat Pump with Remote Outdoor Unit-Air-Source) | HMH72B341 | ASPEN |  | D(A,C,E)48A34+TDR | Z8ES120C20LMPS1 | 32200 | 17.5 | 8.5 | 33800 | 27800 | 82.25% | 2.66 | 0 | 9.4 |  |  |  | No | R-410A | 2.6833 | Residential & Commercial | No
213077796 | Central HP <5.4 tons | ARCOAIRE | HRCU-A-CB (Split System: Heat Pump with Remote Outdoor Unit-Air-Source) | DLCURAH36ABK |  |  | EA*4X42L24A* | *96VTN1202422B* | 35200 | 16 | 8.1 | 38500 | 35000 | 90.91% | 1.88 | 0 | 9.5 |  |  |  | No | R-410A | 2.9333 | Residential & Commercial | No
213752544 | Central HP <5.4 tons | CARRIER | HRCU-A-CB (Split System: Heat Pump with Remote Outdoor Unit-Air-Source) | 38MURAQ24AA3* | ASPEN |  | D(A,C,E)30C44+TDR | 59SP6A080V21**20 | 23800 | 16 | 8.1 | 25200 | 22400 | 88.89% | 2.92 | 0 | 9.5 |  |  |  | No | R-410A | 1.9833 | Residential & Commercial | No
213752578 | Central HP <5.4 tons | CARRIER | HRCU-A-CB (Split System: Heat Pump with Remote Outdoor Unit-Air-Source) | 38MURAQ24AA3* | ASPEN |  | D(A,C,E)24B44+TDR | 59TP6C060V14**12 | 23200 | 16 | 8.1 | 24800 | 22400 | 90.32% | 2.87 | 0 | 9 |  |  |  | No | R-410A | 1.9333 | Residential & Commercial | No
213752477 | Central HP <5.4 tons | CARRIER | HRCU-A-CB (Split System: Heat Pump with Remote Outdoor Unit-Air-Source) | 38MURAQ24AA3* | ASPEN |  | D(A,C,E)24B44+TDR | 59SC6A080M21**20 | 23600 | 16 | 8.1 | 25000 | 22200 | 88.8% | 2.9 | 0 | 9 |  |  |  | No | R-410A | 1.9667 | Residential & Commercial | No
213752513 | Central HP <5.4 tons | CARRIER | HRCU-A-CB (Split System: Heat Pump with Remote Outdoor Unit-Air-Source) | 38MURAQ24AA3* | ASPEN |  | D(A,C,E)30C44+TDR | 59SP6A060V14**12 | 23200 | 16 | 8.1 | 24400 | 22000 | 90.16% | 2.87 | 0 | 9.4 |  |  |  | No | R-410A | 1.9333 | Residential & Commercial | No
215681721 | Central HP <5.4 tons | KENMORE | HRCU-A-CB (Split System: Heat Pump with Remote Outdoor Unit-Air-Source) | (C,H,T)5H0V48*K*AAA* |  |  | ESH5X60M12A*+WALLCON | *97CTN0801716A* | 45000 | 16 | 8.5 | 48500 | 34200 | 70.52% | 1.94 | 0 | 9 |  |  |  | No | R-454B | 3.75 | Residential & Commercial | No
215681601 | Central HP <5.4 tons | KENMORE | HRCU-A-CB (Split System: Heat Pump with Remote Outdoor Unit-Air-Source) | (C,H,T)5H0V48*K*AAA* |  |  | ESH5X48M12A*+WALLCON | *80CSU0601716B* | 45000 | 16 | 8.5 | 49000 | 34400 | 70.2% | 2.04 | 0 | 9 |  |  |  | No | R-454B | 3.75 | Residential & Commercial | No
213362753 | Central HP <5.4 tons | COLEMAN | HRCU-A-CB (Split System: Heat Pump with Remote Outdoor Unit-Air-Source) | HMH72B341 | ADP |  | H,YG81936 | TM9E040A10MP12 | 32200 | 17 | 8.1 | 31800 | 23000 | 72.33% | 1.98 | 0 | 9.5 |  |  |  | No | R-410A | 2.6833 | Residential & Commercial | No
213362776 | Central HP <5.4 tons | COLEMAN | HRCU-A-CB (Split System: Heat Pump with Remote Outdoor Unit-Air-Source) | HMH72B341 | ADP |  | H,YG9J936 | TMLV060A12MP12 | 34000 | 17 | 8.1 | 32400 | 23800 | 73.46% | 2.06 | 0 | 9.5 |  |  |  | No | R-410A | 2.8333 | Residential & Commercial | No
214092342 | Central HP <5.4 tons | LUXAIRE | HRCU-A-CB (Split System: Heat Pump with Remote Outdoor Unit-Air-Source) | HMH72B341 | ASPEN |  | D(A,C,E)42A44+TDR | TM9E060A10MP12 | 32200 | 17.5 | 8.1 | 32400 | 44000 | 135.8% | 3.04 | 0 | 9.4 |  |  |  | No | R-410A | 2.6833 | Residential & Commercial | No
213362744 | Central HP <5.4 tons | COLEMAN | HRCU-A-CB (Split System: Heat Pump with Remote Outdoor Unit-Air-Source) | HMH72B341 | ADP |  | H,YG9J936 | TM8V060A12MP12 | 34000 | 17 | 8.1 | 32400 | 23800 | 73.46% | 2.06 | 0 | 9.5 |  |  |  | No | R-410A | 2.8333 | Residential & Commercial | No
214638693 | Central HP <5.4 tons | RHEEM | HRCU-A-CB (Split System: Heat Pump with Remote Outdoor Unit-Air-Source) | RD17AZ36AJ3N | ADP |  | H,RE8J936 | R962V0603A17M4S | 31800 | 17 | 8.1 | 32600 | 29400 | 90.18% | 1.9 | 0 | 9 |  |  |  | No | R-410A | 2.65 | Residential & Commercial | No
214638695 | Central HP <5.4 tons | RHEEM | HRCU-A-CB (Split System: Heat Pump with Remote Outdoor Unit-Air-Source) | RD17AZ36AJ3N | ADP |  | H,RE9J936 | R962V0703A17M4S | 32200 | 17 | 8.1 | 32600 | 29200 | 89.57% | 1.9 | 0 | 9.5 |  |  |  | No | R-410A | 2.6833 | Residential & Commercial | No
213752554 | Central HP <5.4 tons | CARRIER | HRCU-A-CB (Split System: Heat Pump with Remote Outdoor Unit-Air-Source) | 38MURAQ24AA3* | ASPEN |  | D(A,C,E)30C44+TDR | 59SP6A100V21**20 | 23800 | 16 | 8.1 | 25000 | 22400 | 89.6% | 2.88 | 0 | 9.5 |  |  |  | No | R-410A | 1.9833 | Residential & Commercial | No
215675410 | Central HP <5.4 tons | KEEPRITE | HRCU-A-CB (Split System: Heat Pump with Remote Outdoor Unit-Air-Source) | C5H0V48*K*AAA* |  |  | EVM5X48M21A*+WALLCON | *95CSU0601716B* | 46500 | 17.5 | 9 | 50000 | 37000 | 74% | 1.98 | 0 | 9.5 |  |  |  | No | R-454B | 3.875 | Residential & Commercial | No
215674711 | Central HP <5.4 tons | KEEPRITE | HRCU-A-CB (Split System: Heat Pump with Remote Outdoor Unit-Air-Source) | C5H0V48*K*AAA* |  |  | ESH5X48M12A*+WALLCON | *80CSU0802120A* | 45000 | 16.5 | 8.5 | 48500 | 34200 | 70.52% | 2.06 | 0 | 9.5 |  |  |  | No | R-454B | 3.75 | Residential & Commercial | No
215674001 | Central HP <5.4 tons | KEEPRITE | HRCU-A-CB (Split System: Heat Pump with Remote Outdoor Unit-Air-Source) | C5H0V48*K*AAA* |  |  | EA*5X48M21A*+WALLCON | *80CSU0802120A* | 44500 | 18 | 9 | 48500 | 34000 | 70.1% | 2.06 | 0 | 9.5 |  |  |  | No | R-454B | 3.7083 | Residential & Commercial | No
214092678 | Central HP <5.4 tons | LUXAIRE | HRCU-A-CB (Split System: Heat Pump with Remote Outdoor Unit-Air-Source) | HMH72B361 | ASPEN |  | D(A,C,E)42A44+TDR | Z8ES080C20SMPS1 | 34400 | 17 | 8.1 | 32400 | 44000 | 135.8% | 3.24 | 0 | 9 |  |  |  | No | R-410A | 2.8667 | Residential & Commercial | No
214092687 | Central HP <5.4 tons | LUXAIRE | HRCU-A-CB (Split System: Heat Pump with Remote Outdoor Unit-Air-Source) | HMH72B361 | ASPEN |  | D(A,C,E)42A44+TDR | Z8ES100C20LMPS1 | 34400 | 16.5 | 8.1 | 32400 | 44500 | 137.3% | 3.25 | 0 | 9 |  |  |  | No | R-410A | 2.8667 | Residential & Commercial | No
213273375 | Central HP <5.4 tons | COLEMAN | HRCU-A-CB (Split System: Heat Pump with Remote Outdoor Unit-Air-Source) | HMH72B361 | ASPEN |  | D(A,C,E)36A46+TDR | Z8ES080C20SMPS1 | 34000 | 17 | 8.1 | 36000 | 26400 | 73.33% | 2.83 | 0 | 8.9 |  |  |  | No | R-410A | 2.8333 | Residential & Commercial | No
212622079 | Central HP <5.4 tons | COLEMAN | HRCU-A-CB (Split System: Heat Pump with Remote Outdoor Unit-Air-Source) | HMH72B341 | ASPEN |  | D(A,C,E)36D24+TDR | TM8Y060A12MP11 | 30400 | 17.6 | 8.1 | 33400 | 27400 | 82.04% | 2.42 | 0 | 9.6 |  |  |  | No | R-410A | 2.5333 | Residential & Commercial | No
212622081 | Central HP <5.4 tons | COLEMAN | HRCU-A-CB (Split System: Heat Pump with Remote Outdoor Unit-Air-Source) | HMH72B341 | ASPEN |  | D(A,C,E)42A44+TDR | TM8Y060A12MP11 | 32400 | 18 | 8.1 | 33400 | 27400 | 82.04% | 2.42 | 0 | 9.9 |  |  |  | No | R-410A | 2.7 | Residential & Commercial | No
212622122 | Central HP <5.4 tons | COLEMAN | HRCU-A-CB (Split System: Heat Pump with Remote Outdoor Unit-Air-Source) | HMH72B341 | ASPEN |  | D(A,C,E)36D24+TDR | TM8Y080B12MP11 | 30600 | 17.6 | 8.5 | 33400 | 27400 | 82.04% | 2.65 | 0 | 9 |  |  |  | No | R-410A | 2.55 | Residential & Commercial | No
212622124 | Central HP <5.4 tons | COLEMAN | HRCU-A-CB (Split System: Heat Pump with Remote Outdoor Unit-Air-Source) | HMH72B341 | ASPEN |  | D(A,C,E)42A44+TDR | TM8Y080B12MP11 | 32600 | 18 | 8.5 | 33400 | 27400 | 82.04% | 2.65 | 0 | 9.9 |  |  |  | No | R-410A | 2.7167 | Residential & Commercial | No
212622133 | Central HP <5.4 tons | COLEMAN | HRCU-A-CB (Split System: Heat Pump with Remote Outdoor Unit-Air-Source) | HMH72B341 | ASPEN |  | D(A,C,E)48D24+TDR | TM8Y080B12MP11 | 31400 | 17.8 | 8.5 | 33400 | 27400 | 82.04% | 2.65 | 0 | 9.7 |  |  |  | No | R-410A | 2.6167 | Residential & Commercial | No
213258291 | Central HP <5.4 tons | KEEPRITE | HRCU-A-CB (Split System: Heat Pump with Remote Outdoor Unit-Air-Source) | DLCURAH24ABK | ADP |  | H,GE31930 | *96VSN0401410A* | 23000 | 15.2 | 8.5 | 25000 | 23600 | 94.4% | 1.96 | 0 | 9.5 |  |  |  | No | R-410A | 1.9167 | Residential & Commercial | No
214640122 | Central HP <5.4 tons | RHEEM | HRCU-A-CB (Split System: Heat Pump with Remote Outdoor Unit-Air-Source) | RD17AZ60AJ3N | ADP |  | H,RE49960 | R98MV1155A24UPS | 52500 | 17 | 8.1 | 52000 | 49000 | 94.23% | 1.75 | 0 | 9.5 |  |  |  | No | R-410A | 4.375 | Residential & Commercial | No
215674341 | Central HP <5.4 tons | KEEPRITE | HRCU-A-CB (Split System: Heat Pump with Remote Outdoor Unit-Air-Source) | C5H0V48*K*AAA* |  |  | EA*5X61M21A*+WALLCON | *80CTL0701716B* | 45500 | 17.5 | 9 | 48000 | 34000 | 70.83% | 2.06 | 0 | 9.5 |  |  |  | No | R-454B | 3.7917 | Residential & Commercial | No
215675340 | Central HP <5.4 tons | KEEPRITE | HRCU-A-CB (Split System: Heat Pump with Remote Outdoor Unit-Air-Source) | C5H0V48*K*AAA* |  |  | ESH5X60M12A*+WALLCON | *96CTN1202422B* | 45500 | 16.5 | 8.5 | 48000 | 33800 | 70.42% | 2.08 | 0 | 9.5 |  |  |  | No | R-454B | 3.7917 | Residential & Commercial | No
213079427 | Central HP <5.4 tons | ARCOAIRE | HRCU-A-CB (Split System: Heat Pump with Remote Outdoor Unit-Air-Source) | DLCURAH36ABK |  |  | EA*4X42L21A* | *92MSN0601714A* | 35200 | 16 | 8.1 | 38500 | 35200 | 91.43% | 1.88 | 0 | 9.5 |  |  |  | No | R-410A | 2.9333 | Residential & Commercial | No
214093379 | Central HP <5.4 tons | LUXAIRE | HRCU-A-CB (Split System: Heat Pump with Remote Outdoor Unit-Air-Source) | HMH72B361 | ASPEN |  | D(A,C,E)42A46+TDR | Z8ES100C20LMPS1 | 34400 | 16.5 | 8.1 | 32400 | 44500 | 137.3% | 3.25 | 0 | 9 |  |  |  | No | R-410A | 2.8667 | Residential & Commercial | No
214671472 | Central HP <5.4 tons | LUXAIRE | HRCU-A-CB (Split System: Heat Pump with Remote Outdoor Unit-Air-Source) | HMH72B361 | ASPEN |  | A(E,F)M376+TDR |  | 34400 | 18 | 8.1 | 36000 | 26400 | 73.33% | 2.82 | 0 | 9 |  |  |  | No | R-410A | 2.8667 | Residential & Commercial | No
213753381 | Central HP <5.4 tons | CARRIER | HRCU-A-CB (Split System: Heat Pump with Remote Outdoor Unit-Air-Source) | 38MURAQ30AB3* | ASPEN |  | D(A,C,E)30C44+TDR | 59SC2E080M21**20 | 29000 | 15.5 | 8.5 | 33400 | 23800 | 71.26% | 2.79 | 0 | 8.9 |  |  |  | No | R-410A | 2.4167 | Residential & Commercial | No
214628581 | Central HP <5.4 tons | CARRIER | HRCU-A-CB (Split System: Heat Pump with Remote Outdoor Unit-Air-Source) | 38MURAQ30AB3* | ADP |  | PL36H***P449 | 58S(B,C)*B070M14**12 | 29000 | 15.2 | 8.1 | 32400 | 26800 | 82.72% | 1.82 | 0 | 8.5 |  |  |  | No | R-410A | 2.4167 | Residential & Commercial | No
214628654 | Central HP <5.4 tons | CARRIER | HRCU-A-CB (Split System: Heat Pump with Remote Outdoor Unit-Air-Source) | 38MURAQ30AB3* | ADP |  | V,C36H175P149 | 58S(B,C)*B090M17**14 | 29800 | 15.2 | 8.1 | 32600 | 27200 | 83.44% | 1.8 | 0 | 9 |  |  |  | No | R-410A | 2.4833 | Residential & Commercial | No
214628670 | Central HP <5.4 tons | CARRIER | HRCU-A-CB (Split System: Heat Pump with Remote Outdoor Unit-Air-Source) | 38MURAQ30AB3* | ADP |  | PL36H210P299 | 58S(B,C)*B090M21**16 | 30600 | 15.2 | 8.1 | 31600 | 26000 | 82.28% | 1.86 | 0 | 9 |  |  |  | No | R-410A | 2.55 | Residential & Commercial | No
212622406 | Central HP <5.4 tons | COLEMAN | HRCU-A-CB (Split System: Heat Pump with Remote Outdoor Unit-Air-Source) | HMH72B341 | ASPEN |  | C(A,C,D,E)42A34+TDR | TM9V080C16MP12 | 31800 | 17.5 | 8.3 | 33600 | 27600 | 82.14% | 2.63 | 0 | 9.9 |  |  |  | No | R-410A | 2.65 | Residential & Commercial | No
212622492 | Central HP <5.4 tons | COLEMAN | HRCU-A-CB (Split System: Heat Pump with Remote Outdoor Unit-Air-Source) | HMH72B341 | ASPEN |  | C(A,C,D,E)42A24+TDR | CP9C100C20MP13 | 29200 | 16.7 | 8.1 | 33600 | 28200 | 83.93% | 2.46 | 0 | 8.9 |  |  |  | No | R-410A | 2.4333 | Residential & Commercial | No
212622497 | Central HP <5.4 tons | COLEMAN | HRCU-A-CB (Split System: Heat Pump with Remote Outdoor Unit-Air-Source) | HMH72B341 | ASPEN |  | D(A,C,E)48B24+TDR | TP9C100C20MP13 | 30000 | 17 | 8.1 | 33600 | 28200 | 83.93% | 2.46 | 0 | 9 |  |  |  | No | R-410A | 2.5 | Residential & Commercial | No
212622833 | Central HP <5.4 tons | COLEMAN | HRCU-A-CB (Split System: Heat Pump with Remote Outdoor Unit-Air-Source) | HMH72B341 | ASPEN |  | C(A,C,D,E)42A24+TDR | TM9E080B12MP12 | 29400 | 16.7 | 8.4 | 33800 | 27400 | 81.07% | 2.63 | 0 | 9.4 |  |  |  | No | R-410A | 2.45 | Residential & Commercial | No
212622974 | Central HP <5.4 tons | COLEMAN | HRCU-A-CB (Split System: Heat Pump with Remote Outdoor Unit-Air-Source) | HMH72B341 | ASPEN |  | C(A,C,D,E)36A34+TDR | TM8Y100C16MP11 | 31400 | 18.3 | 8.2 | 33800 | 27200 | 80.47% | 2.61 | 0 | 9.8 |  |  |  | No | R-410A | 2.6167 | Residential & Commercial | No
212622976 | Central HP <5.4 tons | COLEMAN | HRCU-A-CB (Split System: Heat Pump with Remote Outdoor Unit-Air-Source) | HMH72B341 | ASPEN |  | C(A,C,D,E)36A34+TDR | TM9V100C16MP12 | 31400 | 17.4 | 8.2 | 33800 | 27200 | 80.47% | 2.61 | 0 | 9.8 |  |  |  | No | R-410A | 2.6167 | Residential & Commercial | No
215677360 | Central HP <5.4 tons | KEEPRITE | HRCU-A-CB (Split System: Heat Pump with Remote Outdoor Unit-Air-Source) | C5H0V60*K*AAA* |  |  | EVD5X60M21A*+WALLCON | *80CTL0902120B* | 57000 | 18.5 | 9 | 63500 | 44500 | 70.08% | 2.08 | 0 | 9.5 |  |  |  | No | R-454B | 4.75 | Residential & Commercial | No
215677390 | Central HP <5.4 tons | KEEPRITE | HRCU-A-CB (Split System: Heat Pump with Remote Outdoor Unit-Air-Source) | C5H0V60*K*AAA* |  |  | EVD5X60M21A*+WALLCON | *95CSU1002122B* | 57000 | 18 | 9 | 63500 | 44500 | 70.08% | 2.08 | 0 | 9 |  |  |  | No | R-454B | 4.75 | Residential & Commercial | No
215677440 | Central HP <5.4 tons | KEEPRITE | HRCU-A-CB (Split System: Heat Pump with Remote Outdoor Unit-Air-Source) | C5H0V60*K*AAA* |  |  | EVD5X60M24A*+WALLCON | *80CSU1002120A* | 56500 | 18 | 9 | 63000 | 44500 | 70.63% | 2.08 | 0 | 9 |  |  |  | No | R-454B | 4.7083 | Residential & Commercial | No
213753615 | Central HP <5.4 tons | CARRIER | HRCU-A-CB (Split System: Heat Pump with Remote Outdoor Unit-Air-Source) | 38MURAQ30AB3* | ASPEN |  | D(A,C,E)36B34+TDR | 59TP6C100V21**20 | 29600 | 15.2 | 8.5 | 34200 | 24200 | 70.76% | 2.69 | 0 | 9 |  |  |  | No | R-410A | 2.4667 | Residential & Commercial | No
213753117 | Central HP <5.4 tons | CARRIER | HRCU-A-CB (Split System: Heat Pump with Remote Outdoor Unit-Air-Source) | 38MURAQ30AB3* | ASPEN |  | D(A,C,E)30C44+TDR | 58S(B,C)*B070M17**16 | 29000 | 15.2 | 8.5 | 33600 | 23800 | 70.83% | 2.79 | 0 | 8.9 |  |  |  | No | R-410A | 2.4167 | Residential & Commercial | No
215677560 | Central HP <5.4 tons | KEEPRITE | HRCU-A-CB (Split System: Heat Pump with Remote Outdoor Unit-Air-Source) | C5H0V60*K*AAA* |  |  | EVD5X60M24A*+WALLCON | *96CTN1202422B* | 56500 | 18.5 | 9 | 63000 | 44500 | 70.63% | 2.08 | 0 | 9 |  |  |  | No | R-454B | 4.7083 | Residential & Commercial | No
212623074 | Central HP <5.4 tons | COLEMAN | HRCU-A-CB (Split System: Heat Pump with Remote Outdoor Unit-Air-Source) | HMH72B341 | ASPEN |  | D(A,C,E)48C24+TDR | TM9E080B12MP12 | 30800 | 17.2 | 8.5 | 33800 | 27400 | 81.07% | 2.65 | 0 | 9 |  |  |  | No | R-410A | 2.5667 | Residential & Commercial | No
212623076 | Central HP <5.4 tons | COLEMAN | HRCU-A-CB (Split System: Heat Pump with Remote Outdoor Unit-Air-Source) | HMH72B341 | ASPEN |  | D(A,C,E)48D24+TDR | TM9E080B12MP12 | 31200 | 17.3 | 8.5 | 33800 | 27400 | 81.07% | 2.65 | 0 | 9.7 |  |  |  | No | R-410A | 2.6 | Residential & Commercial | No
212623242 | Central HP <5.4 tons | COLEMAN | HRCU-A-CB (Split System: Heat Pump with Remote Outdoor Unit-Air-Source) | HMH72B341 | ASPEN |  | C(A,C,D,E)42A34+TDR | TL8E080C16UH11 | 31800 | 17.5 | 8.4 | 33800 | 27400 | 81.07% | 2.64 | 0 | 9.9 |  |  |  | No | R-410A | 2.65 | Residential & Commercial | No
212623249 | Central HP <5.4 tons | COLEMAN | HRCU-A-CB (Split System: Heat Pump with Remote Outdoor Unit-Air-Source) | HMH72B341 | ASPEN |  | C(A,C,D,E)48A34+TDR | TM9V080C16MP12 | 32400 | 17.5 | 8.4 | 33800 | 27400 | 81.07% | 2.64 | 0 | 9.9 |  |  |  | No | R-410A | 2.7 | Residential & Commercial | No
212623283 | Central HP <5.4 tons | COLEMAN | HRCU-A-CB (Split System: Heat Pump with Remote Outdoor Unit-Air-Source) | HMH72B341 | ASPEN |  | D(A,C,E)42A34+TDR | TM8Y100C16MP11 | 31800 | 18.5 | 8.3 | 33800 | 27400 | 81.07% | 2.63 | 0 | 9.9 |  |  |  | No | R-410A | 2.65 | Residential & Commercial | No
212623333 | Central HP <5.4 tons | COLEMAN | HRCU-A-CB (Split System: Heat Pump with Remote Outdoor Unit-Air-Source) | HMH72B341 | ASPEN |  | C(A,C,D,E)36B34+TDR | TM9V080C16MP12 | 32200 | 17.5 | 8.5 | 33800 | 27400 | 81.07% | 2.66 | 0 | 9.9 |  |  |  | No | R-410A | 2.6833 | Residential & Commercial | No
212623367 | Central HP <5.4 tons | COLEMAN | HRCU-A-CB (Split System: Heat Pump with Remote Outdoor Unit-Air-Source) | HMH72B341 | ASPEN |  | C(A,C,D,E)36B24+TDR | TP9C080C16MP13 | 29400 | 16.7 | 8.1 | 33800 | 27400 | 81.07% | 2.45 | 0 | 9.4 |  |  |  | No | R-410A | 2.45 | Residential & Commercial | No
212623369 | Central HP <5.4 tons | COLEMAN | HRCU-A-CB (Split System: Heat Pump with Remote Outdoor Unit-Air-Source) | HMH72B341 | ASPEN |  | C(A,C,D,E)36C24+TDR | TP9C080C16MP13 | 29800 | 16.9 | 8.1 | 33800 | 27400 | 81.07% | 2.45 | 0 | 9.5 |  |  |  | No | R-410A | 2.4833 | Residential & Commercial | No
215678140 | Central HP <5.4 tons | KEEPRITE | HRCU-A-CB (Split System: Heat Pump with Remote Outdoor Unit-Air-Source) | C5H0V60*K*AAA* |  |  | ESH5X60M12A*+WALLCON | *97CMN0802120B* | 55500 | 17 | 8.5 | 60000 | 42000 | 70% | 1.9 | 0 | 8.5 |  |  |  | No | R-454B | 4.625 | Residential & Commercial | No
215677820 | Central HP <5.4 tons | KEEPRITE | HRCU-A-CB (Split System: Heat Pump with Remote Outdoor Unit-Air-Source) | C5H0V60*K*AAA* |  |  | EA*5X60M24A*+WALLCON | *95CSU1002122B* | 55000 | 18.5 | 8.5 | 59000 | 41500 | 70.34% | 2.04 | 0 | 9 |  |  |  | No | R-454B | 4.5833 | Residential & Commercial | No
215675440 | Central HP <5.4 tons | KEEPRITE | HRCU-A-CB (Split System: Heat Pump with Remote Outdoor Unit-Air-Source) | C5H0V48*K*AAA* |  |  | EVM5X48M21A*+WALLCON | *97CMN0602120B* | 46500 | 18 | 9 | 50000 | 37000 | 74% | 1.98 | 0 | 9.5 |  |  |  | No | R-454B | 3.875 | Residential & Commercial | No
215674241 | Central HP <5.4 tons | KEEPRITE | HRCU-A-CB (Split System: Heat Pump with Remote Outdoor Unit-Air-Source) | C5H0V48*K*AAA* |  |  | EA*5X60M24A*+WALLCON | *97CMN0602120B* | 45000 | 17.5 | 9 | 47500 | 34000 | 71.58% | 2.06 | 0 | 9.5 |  |  |  | No | R-454B | 3.75 | Residential & Commercial | No
215674091 | Central HP <5.4 tons | KEEPRITE | HRCU-A-CB (Split System: Heat Pump with Remote Outdoor Unit-Air-Source) | C5H0V48*K*AAA* |  |  | EA*5X48M21A*+WALLCON | *95CSU0802120B* | 44000 | 17.5 | 9 | 48500 | 34200 | 70.52% | 2.06 | 0 | 9.5 |  |  |  | No | R-454B | 3.6667 | Residential & Commercial | No
215673991 | Central HP <5.4 tons | KEEPRITE | HRCU-A-CB (Split System: Heat Pump with Remote Outdoor Unit-Air-Source) | C5H0V48*K*AAA* |  |  | EA*5X48M21A*+WALLCON | *80CSU0601716A* | 44000 | 17.5 | 9 | 48500 | 34200 | 70.52% | 2.04 | 0 | 9.5 |  |  |  | No | R-454B | 3.6667 | Residential & Commercial | No
212623378 | Central HP <5.4 tons | COLEMAN | HRCU-A-CB (Split System: Heat Pump with Remote Outdoor Unit-Air-Source) | HMH72B341 | ASPEN |  | D(A,C,E)36A44+TDR | TP9C080C16MP13 | 32000 | 17.5 | 8.1 | 33800 | 27400 | 81.07% | 2.45 | 0 | 9.9 |  |  |  | No | R-410A | 2.6667 | Residential & Commercial | No
212623469 | Central HP <5.4 tons | COLEMAN | HRCU-A-CB (Split System: Heat Pump with Remote Outdoor Unit-Air-Source) | HMH72B341 | ASPEN |  | C(A,C,D,E)42A24+TDR | CPLC100C16MP13 | 29200 | 16.7 | 8.1 | 33800 | 27200 | 80.47% | 2.48 | 0 | 9.4 |  |  |  | No | R-410A | 2.4333 | Residential & Commercial | No
212623476 | Central HP <5.4 tons | COLEMAN | HRCU-A-CB (Split System: Heat Pump with Remote Outdoor Unit-Air-Source) | HMH72B341 | ASPEN |  | C(A,C,D,E)42B24+TDR | TL8E080C16UH11 | 29600 | 16.9 | 8.5 | 33800 | 27400 | 81.07% | 2.68 | 0 | 9.5 |  |  |  | No | R-410A | 2.4667 | Residential & Commercial | No
212623478 | Central HP <5.4 tons | COLEMAN | HRCU-A-CB (Split System: Heat Pump with Remote Outdoor Unit-Air-Source) | HMH72B341 | ASPEN |  | C(A,C,D,E)42B34+TDR | TL9E080C16UH11 | 32200 | 17.5 | 8.5 | 33800 | 27800 | 82.25% | 2.66 | 0 | 9.4 |  |  |  | No | R-410A | 2.6833 | Residential & Commercial | No
212623483 | Central HP <5.4 tons | COLEMAN | HRCU-A-CB (Split System: Heat Pump with Remote Outdoor Unit-Air-Source) | HMH72B341 | ASPEN |  | D(A,C,E)36A34+TDR | TL8E080C16UH11 | 31600 | 17.5 | 8.5 | 33800 | 27800 | 82.25% | 2.68 | 0 | 9.8 |  |  |  | No | R-410A | 2.6333 | Residential & Commercial | No
212623485 | Central HP <5.4 tons | COLEMAN | HRCU-A-CB (Split System: Heat Pump with Remote Outdoor Unit-Air-Source) | HMH72B341 | ASPEN |  | D(A,C,E)42D24+TDR | TM8Y100C20MP11 | 32600 | 18 | 8.4 | 33800 | 30000 | 88.76% | 2.83 | 0 | 9 |  |  |  | No | R-410A | 2.7167 | Residential & Commercial | No
212623653 | Central HP <5.4 tons | COLEMAN | HRCU-A-CB (Split System: Heat Pump with Remote Outdoor Unit-Air-Source) | HMH72B341 | ASPEN |  | C(A,C,D,E)48C24+TDR | TPLC080B12MP13 | 31600 | 17 | 8.1 | 33600 | 29400 | 87.5% | 2.42 | 0 | 9 |  |  |  | No | R-410A | 2.6333 | Residential & Commercial | No
213753656 | Central HP <5.4 tons | CARRIER | HRCU-A-CB (Split System: Heat Pump with Remote Outdoor Unit-Air-Source) | 38MURAQ36AB3* | ASPEN |  | D(A,C,E)36B34+TDR | 58S(B,C)*B070M17**12 | 33400 | 16.4 | 8.1 | 37800 | 31800 | 84.13% | 2.73 | 0 | 9.8 |  |  |  | No | R-410A | 2.7833 | Residential & Commercial | No
213753733 | Central HP <5.4 tons | CARRIER | HRCU-A-CB (Split System: Heat Pump with Remote Outdoor Unit-Air-Source) | 38MURAQ36AB3* | ASPEN |  | D(A,C,E)36B34+TDR | 58TP*B090V21**20 | 33600 | 16.4 | 8.5 | 37800 | 31800 | 84.13% | 2.72 | 0 | 9.8 |  |  |  | No | R-410A | 2.8 | Residential & Commercial | No
213077868 | Central HP <5.4 tons | ARCOAIRE | HRCU-A-CB (Split System: Heat Pump with Remote Outdoor Unit-Air-Source) | DLCURAH36ABK |  |  | EA*4X36L17A* | *80MS(N,L)0701412A* | 34800 | 15.5 | 8.1 | 38500 | 35200 | 91.43% | 1.82 | 0 | 9.5 |  |  |  | No | R-410A | 2.9 | Residential & Commercial | No
214092679 | Central HP <5.4 tons | LUXAIRE | HRCU-A-CB (Split System: Heat Pump with Remote Outdoor Unit-Air-Source) | HMH72B361 | ASPEN |  | D(A,C,E)48B34+TDR | Z8ES080C20SMPS1 | 34600 | 17 | 8.1 | 32400 | 44000 | 135.8% | 3.24 | 0 | 9 |  |  |  | No | R-410A | 2.8833 | Residential & Commercial | No
212623678 | Central HP <5.4 tons | COLEMAN | HRCU-A-CB (Split System: Heat Pump with Remote Outdoor Unit-Air-Source) | HMH72B341 | ASPEN |  | D(A,C,E)36B44+TDR | TL9E060B12UH11 | 32800 | 18 | 8.1 | 34000 | 27800 | 81.76% | 2.4 | 0 | 9.5 |  |  |  | No | R-410A | 2.7333 | Residential & Commercial | No
212623685 | Central HP <5.4 tons | COLEMAN | HRCU-A-CB (Split System: Heat Pump with Remote Outdoor Unit-Air-Source) | HMH72B341 | ASPEN |  | D(A,C,E)42C34+TDR | TL9E060B12UH11 | 32800 | 18 | 8.1 | 34000 | 27800 | 81.76% | 2.4 | 0 | 9.5 |  |  |  | No | R-410A | 2.7333 | Residential & Commercial | No
212623742 | Central HP <5.4 tons | COLEMAN | HRCU-A-CB (Split System: Heat Pump with Remote Outdoor Unit-Air-Source) | HMH72B341 | ASPEN |  | D(A,C,E)36D34+TDR | TM9E060B12MP12 | 32800 | 17.5 | 8.1 | 34000 | 28000 | 82.35% | 2.39 | 0 | 9.5 |  |  |  | No | R-410A | 2.7333 | Residential & Commercial | No
212623853 | Central HP <5.4 tons | COLEMAN | HRCU-A-CB (Split System: Heat Pump with Remote Outdoor Unit-Air-Source) | HMH72B341 | ASPEN |  | C(A,C,D,E)42B24+TDR | TM9V060B12MP12 | 29800 | 16.9 | 8.1 | 34000 | 27800 | 81.76% | 2.42 | 0 | 9 |  |  |  | No | R-410A | 2.4833 | Residential & Commercial | No
212623887 | Central HP <5.4 tons | COLEMAN | HRCU-A-CB (Split System: Heat Pump with Remote Outdoor Unit-Air-Source) | HMH72B341 | ASPEN |  | C(A,C,D,E)48D24+TDR | TP9C060B12MP13 | 31200 | 17.3 | 8.1 | 34000 | 27800 | 81.76% | 2.42 | 0 | 9.2 |  |  |  | No | R-410A | 2.6 | Residential & Commercial | No
212623971 | Central HP <5.4 tons | COLEMAN | HRCU-A-CB (Split System: Heat Pump with Remote Outdoor Unit-Air-Source) | HMH72B341 | ASPEN |  | D(A,C,E)42D34+TDR | TM8E080B12MP11 | 33200 | 18 | 8.5 | 34000 | 28000 | 82.35% | 2.63 | 0 | 9 |  |  |  | No | R-410A | 2.7667 | Residential & Commercial | No
212623985 | Central HP <5.4 tons | COLEMAN | HRCU-A-CB (Split System: Heat Pump with Remote Outdoor Unit-Air-Source) | HMH72B341 | ASPEN |  | C(A,C,D,E)42D24+TDR | TM9Y080B12MP11 | 30600 | 17.7 | 8.1 | 34000 | 28000 | 82.35% | 2.41 | 0 | 9 |  |  |  | No | R-410A | 2.55 | Residential & Commercial | No
212520446 | Central HP <5.4 tons | CARRIER | HRCU-A-CB (Split System: Heat Pump with Remote Outdoor Unit-Air-Source) | 38MURAQ36AB3* | ADP |  | H,PG32936 | 58S(B,C)*A090E24**20 | 34200 | 15.2 | 8.1 | 36800 | 28000 | 76.09% | 1.8 | 0 | 9.5 |  |  |  | No | R-410A | 2.85 | Residential & Commercial | No
214092431 | Central HP <5.4 tons | LUXAIRE | HRCU-A-CB (Split System: Heat Pump with Remote Outdoor Unit-Air-Source) | HMH72B341 | ASPEN |  | D(A,C,E)36A34+TDR | TP9C080B12MP13 | 32800 | 17 | 8.1 | 32400 | 46000 | 142% | 3.03 | 0 | 9.5 |  |  |  | No | R-410A | 2.7333 | Residential & Commercial | No
213278567 | Central HP <5.4 tons | COLEMAN | HRCU-A-CB (Split System: Heat Pump with Remote Outdoor Unit-Air-Source) | HMH72B341 | ASPEN |  | D(A,C,E)36A46+JMET12CS2N1+TDR |  | 31600 | 17.5 | 8.5 | 32600 | 28000 | 85.89% | 2.79 | 0 | 9.3 |  |  |  | No | R-410A | 2.6333 | Residential & Commercial | No
214092363 | Central HP <5.4 tons | LUXAIRE | HRCU-A-CB (Split System: Heat Pump with Remote Outdoor Unit-Air-Source) | HMH72B341 | ASPEN |  | D(A,C,E)42A44+TDR | TM9V060B12MP12 | 32600 | 17.5 | 8.1 | 32400 | 44500 | 137.3% | 3.07 | 0 | 9.5 |  |  |  | No | R-410A | 2.7167 | Residential & Commercial | No
214092379 | Central HP <5.4 tons | LUXAIRE | HRCU-A-CB (Split System: Heat Pump with Remote Outdoor Unit-Air-Source) | HMH72B341 | ASPEN |  | D(A,C,E)48B34+TDR | TM9V120D20MP12 | 32200 | 17 | 8.5 | 32400 | 44000 | 135.8% | 3.19 | 0 | 9.4 |  |  |  | No | R-410A | 2.6833 | Residential & Commercial | No
214092430 | Central HP <5.4 tons | LUXAIRE | HRCU-A-CB (Split System: Heat Pump with Remote Outdoor Unit-Air-Source) | HMH72B341 | ASPEN |  | D(A,C,E)48B34+TDR | TP9C060B12MP13 | 32800 | 17.5 | 8.1 | 32400 | 44500 | 137.3% | 3.07 | 0 | 9.5 |  |  |  | No | R-410A | 2.7333 | Residential & Commercial | No
215668553 | Central HP <5.4 tons | KEEPRITE | HRCU-A-CB (Split System: Heat Pump with Remote Outdoor Unit-Air-Source) | C5H0V36*K*AAA* |  |  | EA*5X37M17A*+WALLCON | *80CTL0451712B* | 33600 | 17 | 9 | 36000 | 25800 | 71.67% | 1.86 | 0 | 9 |  |  |  | No | R-454B | 2.8 | Residential & Commercial | No
213078833 | Central HP <5.4 tons | ARCOAIRE | HRCU-A-CB (Split System: Heat Pump with Remote Outdoor Unit-Air-Source) | DLCURAH36ABK |  |  | EA*4X36L21A* | *80MSU1002120A* | 35000 | 16 | 8.5 | 38500 | 35200 | 91.43% | 1.8 | 0 | 9.5 |  |  |  | No | R-410A | 2.9167 | Residential & Commercial | No
213078049 | Central HP <5.4 tons | ARCOAIRE | HRCU-A-CB (Split System: Heat Pump with Remote Outdoor Unit-Air-Source) | DLCURAH36ABK |  |  | EA*4X36L21A* | *80MS(N,L)0701716A* | 34800 | 16 | 8.1 | 38500 | 35200 | 91.43% | 1.82 | 0 | 9.5 |  |  |  | No | R-410A | 2.9 | Residential & Commercial | No
215675180 | Central HP <5.4 tons | KEEPRITE | HRCU-A-CB (Split System: Heat Pump with Remote Outdoor Unit-Air-Source) | C5H0V48*K*AAA* |  |  | ESH5X60M12A*+WALLCON | *80CTL0701716B* | 45000 | 16 | 8.5 | 48500 | 34200 | 70.52% | 1.94 | 0 | 9 |  |  |  | No | R-454B | 3.75 | Residential & Commercial | No
215675380 | Central HP <5.4 tons | KEEPRITE | HRCU-A-CB (Split System: Heat Pump with Remote Outdoor Unit-Air-Source) | C5H0V48*K*AAA* |  |  | EVM5X48M21A*+WALLCON | *80CTL0701716B* | 46500 | 18 | 9 | 50000 | 36800 | 73.6% | 2 | 0 | 9.5 |  |  |  | No | R-454B | 3.875 | Residential & Commercial | No
214608688 | Central HP <5.4 tons | COLEMAN | HRCU-A-CB (Split System: Heat Pump with Remote Outdoor Unit-Air-Source) | HMH72B341 | ASPEN |  | CM36B34+TDR | CP9C060B12MP13 | 32200 | 17.5 | 8.1 | 34000 | 24200 | 71.18% | 2.06 | 0 | 9.4 |  |  |  | No | R-410A | 2.6833 | Residential & Commercial | No
213320492 | Central HP <5.4 tons | CHAMPION HEATING AND COOLING | HRCU-A-CB (Split System: Heat Pump with Remote Outdoor Unit-Air-Source) | HMH72B341 | ASPEN |  | D(A,C,E)48A34+TDR | Z8ES080C16LMPS1 | 32200 | 18 | 8.5 | 33200 | 27400 | 82.53% | 2.7 | 0 | 9.9 |  |  |  | No | R-410A | 2.6833 | Residential & Commercial | No
214092395 | Central HP <5.4 tons | LUXAIRE | HRCU-A-CB (Split System: Heat Pump with Remote Outdoor Unit-Air-Source) | HMH72B341 | ASPEN |  | D(A,C,E)36A34+TDR | TM9Y120D20MP11 | 31200 | 16.3 | 8.5 | 32400 | 44000 | 135.8% | 3.16 | 0 | 9.3 |  |  |  | No | R-410A | 2.6 | Residential & Commercial | No
214092434 | Central HP <5.4 tons | LUXAIRE | HRCU-A-CB (Split System: Heat Pump with Remote Outdoor Unit-Air-Source) | HMH72B341 | ASPEN |  | D(A,C,E)36A34+TDR | TP9C080C16MP13 | 31600 | 17.5 | 8.1 | 32400 | 44000 | 135.8% | 3.09 | 0 | 9.8 |  |  |  | No | R-410A | 2.6333 | Residential & Commercial | No
214521919 | Central HP <5.4 tons | COLEMAN | HRCU-A-CB (Split System: Heat Pump with Remote Outdoor Unit-Air-Source) | HMH72B341 | ASPEN |  | C(A,C,D,E)48A34+TDR | Z8ES080C16SMPS1 | 32200 | 18 | 8.5 | 33200 | 27400 | 82.53% | 2.7 | 0 | 9.9 |  |  |  | No | R-410A | 2.6833 | Residential & Commercial | No
214092452 | Central HP <5.4 tons | LUXAIRE | HRCU-A-CB (Split System: Heat Pump with Remote Outdoor Unit-Air-Source) | HMH72B341 | ASPEN |  | D(A,C,E)36A34+TDR | TPLC080C16MP13 | 31600 | 17.5 | 8.4 | 32400 | 44000 | 135.8% | 3.14 | 0 | 9.8 |  |  |  | No | R-410A | 2.6333 | Residential & Commercial | No
215667517 | Central HP <5.4 tons | KEEPRITE | HRCU-A-CB (Split System: Heat Pump with Remote Outdoor Unit-Air-Source) | C5H0V24*K*AAA* |  |  | EA*5X30M17A*+WALLCON | *96CTN0401410B* | 22600 | 15.5 | 8.5 | 24400 | 17100 | 70.08% | 1.84 | 0 | 9 |  |  |  | No | R-454B | 1.8833 | Residential & Commercial | No
215677890 | Central HP <5.4 tons | KEEPRITE | HRCU-A-CB (Split System: Heat Pump with Remote Outdoor Unit-Air-Source) | C5H0V60*K*AAA* |  |  | EA*5X61M21A*+WALLCON | *80CTL0701716B* | 54500 | 18 | 8.5 | 58500 | 41500 | 70.94% | 1.92 | 0 | 9 |  |  |  | No | R-454B | 4.5417 | Residential & Commercial | No
215677790 | Central HP <5.4 tons | KEEPRITE | HRCU-A-CB (Split System: Heat Pump with Remote Outdoor Unit-Air-Source) | C5H0V60*K*AAA* |  |  | EA*5X60M24A*+WALLCON | *80CTL1102120B* | 55000 | 18.5 | 9 | 59000 | 41500 | 70.34% | 2.02 | 0 | 9 |  |  |  | No | R-454B | 4.5833 | Residential & Commercial | No
212506622 | Central HP <5.4 tons | COLEMAN | HRCU-A-CB (Split System: Heat Pump with Remote Outdoor Unit-Air-Source) | HMH72B361 | ASPEN |  | L(E,G)M36E4 |  | 35000 | 18 | 8.1 | 35400 | 26000 | 73.45% | 2.82 | 0 | 9 |  |  |  | No | R-410A | 2.9167 | Residential & Commercial | No
213273374 | Central HP <5.4 tons | COLEMAN | HRCU-A-CB (Split System: Heat Pump with Remote Outdoor Unit-Air-Source) | HMH72B361 | ASPEN |  | D(A,C,E)36A44+TDR | Z8ES080C20SMPS1 | 34000 | 17 | 8.1 | 36000 | 26400 | 73.33% | 2.83 | 0 | 8.9 |  |  |  | No | R-410A | 2.8333 | Residential & Commercial | No
213278590 | Central HP <5.4 tons | COLEMAN | HRCU-A-CB (Split System: Heat Pump with Remote Outdoor Unit-Air-Source) | HMH72B361 | ASPEN |  | D(A,C,E)36D26+JMET12BS2N1+TDR |  | 32000 | 17.5 | 8.1 | 36000 | 26000 | 72.22% | 2.8 | 0 | 8.6 |  |  |  | No | R-410A | 2.6667 | Residential & Commercial | No
212400414 | Central HP <5.4 tons | COLEMAN | HRCU-A-CB (Split System: Heat Pump with Remote Outdoor Unit-Air-Source) | HMH72B361 | ASPEN |  | C(A,C,D,E)36C44+JMET12BS2N1+TDR |  | 34000 | 18 | 8.1 | 36000 | 25400 | 70.56% | 2.64 | 0 | 8.5 |  |  |  | No | R-410A | 2.8333 | Residential & Commercial | No
213739627 | Central HP <5.4 tons | DAY & NIGHT | HRCU-A-CB (Split System: Heat Pump with Remote Outdoor Unit-Air-Source) | DLCURAH18ABK | ADP |  | PL36H***P039 | *96VTN0401410B* | 16600 | 16 | 8.5 | 16600 | 19000 | 114.5% | 2.34 | 0 | 9.5 |  |  |  | No | R-410A | 1.3833 | Residential & Commercial | No
216055477 | Central HP <5.4 tons | CHAMPION HEATING AND COOLING | HRCU-A-CB (Split System: Heat Pump with Remote Outdoor Unit-Air-Source) | HH824E2S11 | ASPEN |  | D(A,C,E)24B3K+TDR | TM9E026A08MP12 | 20600 | 16.5 | 8.5 | 22800 | 17600 | 77.19% | 2 | 0 | 9.8 |  |  |  | No | R-454B | 1.7167 | Residential & Commercial | No
212984963 | Central HP <5.4 tons | ARCOAIRE | HRCU-A-CB (Split System: Heat Pump with Remote Outdoor Unit-Air-Source) | DLCURAH30ABK |  |  | EA*4X36L21A* | *92MSN0802120A* | 30000 | 15.2 | 8.1 | 34400 | 28000 | 81.4% | 1.78 | 0 | 9 |  |  |  | No | R-410A | 2.5 | Residential & Commercial | No
212989541 | Central HP <5.4 tons | ARCOAIRE | HRCU-A-CB (Split System: Heat Pump with Remote Outdoor Unit-Air-Source) | DLCURAH30ABK |  |  | EA*4X42L21A* | *95MSU0802120A* | 30000 | 15.2 | 8.1 | 34200 | 27600 | 80.7% | 1.8 | 0 | 9 |  |  |  | No | R-410A | 2.5 | Residential & Commercial | No
213753622 | Central HP <5.4 tons | CARRIER | HRCU-A-CB (Split System: Heat Pump with Remote Outdoor Unit-Air-Source) | 38MURAQ30AB3* | ASPEN |  | D(A,C,E)30C44+TDR | 59TP6C100V21**22 | 29600 | 15.2 | 8.1 | 34200 | 24200 | 70.76% | 2.65 | 0 | 9 |  |  |  | No | R-410A | 2.4667 | Residential & Commercial | No
214640118 | Central HP <5.4 tons | RHEEM | HRCU-A-CB (Split System: Heat Pump with Remote Outdoor Unit-Air-Source) | RD17AZ60AJ3N | ADP |  | H,RE49960 | R951V1155A24M4S | 53000 | 17 | 8.1 | 52000 | 48500 | 93.27% | 1.75 | 0 | 9.5 |  |  |  | No | R-410A | 4.4167 | Residential & Commercial | No
215674471 | Central HP <5.4 tons | KEEPRITE | HRCU-A-CB (Split System: Heat Pump with Remote Outdoor Unit-Air-Source) | C5H0V48*K*AAA* |  |  | EA*5X61M24A*+WALLCON | *80CSU1002120A* | 46000 | 18 | 9 | 48000 | 33800 | 70.42% | 2.08 | 0 | 9.5 |  |  |  | No | R-454B | 3.8333 | Residential & Commercial | No
215674071 | Central HP <5.4 tons | KEEPRITE | HRCU-A-CB (Split System: Heat Pump with Remote Outdoor Unit-Air-Source) | C5H0V48*K*AAA* |  |  | EA*5X48M21A*+WALLCON | *80CTL1102120B* | 44500 | 18 | 9 | 48500 | 34000 | 70.1% | 2.06 | 0 | 9.5 |  |  |  | No | R-454B | 3.7083 | Residential & Commercial | No
213739870 | Central HP <5.4 tons | DAY & NIGHT | HRCU-A-CB (Split System: Heat Pump with Remote Outdoor Unit-Air-Source) | DLCURAH24ABK | ADP |  | PL36H***P039 | *80VSL0451412B* | 22600 | 16 | 8.5 | 25400 | 24600 | 96.85% | 2.08 | 0 | 9.5 |  |  |  | No | R-410A | 1.8833 | Residential & Commercial | No
213258292 | Central HP <5.4 tons | KEEPRITE | HRCU-A-CB (Split System: Heat Pump with Remote Outdoor Unit-Air-Source) | DLCURAH24ABK | ADP |  | H,GG32936 | *96VSN0401410A* | 22600 | 16 | 8.5 | 24200 | 23800 | 98.35% | 2.02 | 0 | 9.5 |  |  |  | No | R-410A | 1.8833 | Residential & Commercial | No
215675531 | Central HP <5.4 tons | KENMORE | HRCU-A-CB (Split System: Heat Pump with Remote Outdoor Unit-Air-Source) | (C,H,T)5H0V48*K*AAA* |  |  | EVM5X49M21A*+WALLCON | *80CTL0451712B* | 47500 | 18 | 9 | 50000 | 37600 | 75.2% | 1.98 | 0 | 9.5 |  |  |  | No | R-454B | 3.9583 | Residential & Commercial | No
215682201 | Central HP <5.4 tons | KENMORE | HRCU-A-CB (Split System: Heat Pump with Remote Outdoor Unit-Air-Source) | (C,H,T)5H0V48*K*AAA* |  |  | EVD5X48M24A*+WALLCON | *80CSU1002120B* | 47000 | 18 | 9 | 50000 | 36400 | 72.8% | 2 | 0 | 9.5 |  |  |  | No | R-454B | 3.9167 | Residential & Commercial | No
214521913 | Central HP <5.4 tons | COLEMAN | HRCU-A-CB (Split System: Heat Pump with Remote Outdoor Unit-Air-Source) | HMH72B341 | ASPEN |  | C(A,C,D,E)48A34+TDR | Z8ES080B12SMPS1 | 33000 | 18 | 8.1 | 32600 | 29400 | 90.18% | 2.66 | 0 | 9.5 |  |  |  | No | R-410A | 2.75 | Residential & Commercial | No
214092440 | Central HP <5.4 tons | LUXAIRE | HRCU-A-CB (Split System: Heat Pump with Remote Outdoor Unit-Air-Source) | HMH72B341 | ASPEN |  | D(A,C,E)36A34+TDR | TP9C100C20MP13 | 31600 | 17.5 | 8.1 | 32400 | 45000 | 138.9% | 3.18 | 0 | 9.3 |  |  |  | No | R-410A | 2.6333 | Residential & Commercial | No
214521950 | Central HP <5.4 tons | COLEMAN | HRCU-A-CB (Split System: Heat Pump with Remote Outdoor Unit-Air-Source) | HMH72B341 | ASPEN |  | C(A,C,D,E)36A34+TDR | Z8ES120C20LMPS1 | 31200 | 17.4 | 8.3 | 33600 | 28000 | 83.33% | 2.64 | 0 | 9.3 |  |  |  | No | R-410A | 2.6 | Residential & Commercial | No
214521984 | Central HP <5.4 tons | COLEMAN | HRCU-A-CB (Split System: Heat Pump with Remote Outdoor Unit-Air-Source) | HMH72B341 | ASPEN |  | C(A,C,D,E)42A34+TDR | Z9ES080C20SMPS1 | 31800 | 17.5 | 8.4 | 33200 | 27400 | 82.53% | 2.65 | 0 | 9.4 |  |  |  | No | R-410A | 2.65 | Residential & Commercial | No
214521946 | Central HP <5.4 tons | COLEMAN | HRCU-A-CB (Split System: Heat Pump with Remote Outdoor Unit-Air-Source) | HMH72B341 | ASPEN |  | C(A,C,D,E)48A34+TDR | Z8ES120C16LMPS1 | 33600 | 18 | 8.1 | 32600 | 30200 | 92.64% | 2.73 | 0 | 9.5 |  |  |  | No | R-410A | 2.8 | Residential & Commercial | No
212520335 | Central HP <5.4 tons | CARRIER | HRCU-A-CB (Split System: Heat Pump with Remote Outdoor Unit-Air-Source) | 38MURAQ30AB3* | ADP |  | H,PG9J936 | 58S(B,C)*A110E24**20 | 30000 | 15.2 | 8.1 | 32200 | 26800 | 83.23% | 1.8 | 0 | 9 |  |  |  | No | R-410A | 2.5 | Residential & Commercial | No
212394481 | Central HP <5.4 tons | DAY & NIGHT | HRCU-A-CB (Split System: Heat Pump with Remote Outdoor Unit-Air-Source) | DLCURAH30ABK | ADP |  | H,GE9J936 | *96VTN0802120A* | 29600 | 15.2 | 8.1 | 32000 | 27000 | 84.38% | 1.78 | 0 | 9 |  |  |  | No | R-410A | 2.4667 | Residential & Commercial | No
211222764 | Central HP <5.4 tons | ARCOAIRE | HRCU-A-CB (Split System: Heat Pump with Remote Outdoor Unit-Air-Source) | DLCURAH30ABK |  |  | FMA4X36**AL* |  | 31200 | 15.5 | 8.5 | 35400 | 26800 | 75.71% | 1.86 | 0 | 9 |  |  |  | No | R-410A | 2.6 | Residential & Commercial | No
214521962 | Central HP <5.4 tons | COLEMAN | HRCU-A-CB (Split System: Heat Pump with Remote Outdoor Unit-Air-Source) | HMH72B341 | ASPEN |  | C(A,C,D,E)36A34+TDR | Z8ET100C16LMPS1 | 31200 | 17.8 | 8.3 | 33000 | 27800 | 84.24% | 2.66 | 0 | 9.3 |  |  |  | No | R-410A | 2.6 | Residential & Commercial | No
214092462 | Central HP <5.4 tons | LUXAIRE | HRCU-A-CB (Split System: Heat Pump with Remote Outdoor Unit-Air-Source) | HMH72B341 | ASPEN |  | D(A,C,E)42A44+TDR | TPLC120C20MP13 | 31800 | 16.5 | 8.5 | 32400 | 44000 | 135.8% | 3.14 | 0 | 8.9 |  |  |  | No | R-410A | 2.65 | Residential & Commercial | No
214638690 | Central HP <5.4 tons | RHEEM | HRCU-A-CB (Split System: Heat Pump with Remote Outdoor Unit-Air-Source) | RD17AZ36AJ3N | ADP |  | H,RE9J936 | R951V0703A17M4S | 32200 | 17 | 8.1 | 32600 | 29200 | 89.57% | 1.9 | 0 | 9.5 |  |  |  | No | R-410A | 2.6833 | Residential & Commercial | No
212980933 | Central HP <5.4 tons | GRANDAIRE | HRCU-A-CB (Split System: Heat Pump with Remote Outdoor Unit-Air-Source) | WDLCURAH30ABK |  |  | WLA*424CA* | WFE*110C060C* | 30400 | 15.2 | 8.1 | 34400 | 27400 | 79.65% | 1.82 | 0 | 9 |  |  |  | No | R-410A | 2.5333 | Residential & Commercial | No
215677060 | Central HP <5.4 tons | KEEPRITE | HRCU-A-CB (Split System: Heat Pump with Remote Outdoor Unit-Air-Source) | C5H0V60*K*AAA* |  |  | EVM5X60M21A*+WALLCON | *97CMN0802120B* | 56500 | 18 | 9 | 64000 | 45000 | 70.31% | 2.06 | 0 | 9 |  |  |  | No | R-454B | 4.7083 | Residential & Commercial | No
213320501 | Central HP <5.4 tons | CHAMPION HEATING AND COOLING | HRCU-A-CB (Split System: Heat Pump with Remote Outdoor Unit-Air-Source) | HMH72B341 | ASPEN |  | D(A,C,E)48A34+TDR | Z8ES080C20SMPS1 | 32200 | 18 | 8.5 | 33200 | 28200 | 84.94% | 2.71 | 0 | 9.9 |  |  |  | No | R-410A | 2.6833 | Residential & Commercial | No
213320508 | Central HP <5.4 tons | CHAMPION HEATING AND COOLING | HRCU-A-CB (Split System: Heat Pump with Remote Outdoor Unit-Air-Source) | HMH72B341 | ASPEN |  | D(A,C,E)36A34+TDR | Z8ES100C16LMPS1 | 31600 | 17.9 | 8.5 | 33200 | 28200 | 84.94% | 2.7 | 0 | 9.3 |  |  |  | No | R-410A | 2.6333 | Residential & Commercial | No
213320526 | Central HP <5.4 tons | CHAMPION HEATING AND COOLING | HRCU-A-CB (Split System: Heat Pump with Remote Outdoor Unit-Air-Source) | HMH72B341 | ASPEN |  | D(A,C,E)36A34+TDR | Z8ES120C20LMPS1 | 31600 | 17.5 | 8.5 | 33800 | 27800 | 82.25% | 2.66 | 0 | 9.3 |  |  |  | No | R-410A | 2.6333 | Residential & Commercial | No
214092442 | Central HP <5.4 tons | LUXAIRE | HRCU-A-CB (Split System: Heat Pump with Remote Outdoor Unit-Air-Source) | HMH72B341 | ASPEN |  | D(A,C,E)48B34+TDR | TP9C100C20MP13 | 32600 | 17.5 | 8.1 | 32400 | 45000 | 138.9% | 3.16 | 0 | 9.5 |  |  |  | No | R-410A | 2.7167 | Residential & Commercial | No
215674391 | Central HP <5.4 tons | KEEPRITE | HRCU-A-CB (Split System: Heat Pump with Remote Outdoor Unit-Air-Source) | C5H0V48*K*AAA* |  |  | EA*5X61M21A*+WALLCON | *95CSU0601716B* | 45500 | 17.5 | 9 | 48000 | 34200 | 71.25% | 2.06 | 0 | 9.5 |  |  |  | No | R-454B | 3.7917 | Residential & Commercial | No
215674911 | Central HP <5.4 tons | KEEPRITE | HRCU-A-CB (Split System: Heat Pump with Remote Outdoor Unit-Air-Source) | C5H0V48*K*AAA* |  |  | ESH5X48M12A*+WALLCON | *95CSU0601716B* | 44500 | 16 | 8.5 | 49500 | 34800 | 70.3% | 1.92 | 0 | 9 |  |  |  | No | R-454B | 3.7083 | Residential & Commercial | No
215675260 | Central HP <5.4 tons | KEEPRITE | HRCU-A-CB (Split System: Heat Pump with Remote Outdoor Unit-Air-Source) | C5H0V48*K*AAA* |  |  | ESH5X60M12A*+WALLCON | *95CSU1002122B* | 45500 | 16.5 | 8.5 | 48000 | 33600 | 70% | 2.06 | 0 | 9.5 |  |  |  | No | R-454B | 3.7917 | Residential & Commercial | No
215677680 | Central HP <5.4 tons | KEEPRITE | HRCU-A-CB (Split System: Heat Pump with Remote Outdoor Unit-Air-Source) | C5H0V60*K*AAA* |  |  | EVD5X61M24A*+WALLCON | *95CSU0802120B* | 57500 | 18 | 9 | 64000 | 45000 | 70.31% | 2.08 | 0 | 9 |  |  |  | No | R-454B | 4.7917 | Residential & Commercial | No
215677380 | Central HP <5.4 tons | KEEPRITE | HRCU-A-CB (Split System: Heat Pump with Remote Outdoor Unit-Air-Source) | C5H0V60*K*AAA* |  |  | EVD5X60M21A*+WALLCON | *95CSU0802120B* | 56500 | 18 | 9 | 64000 | 45000 | 70.31% | 2.08 | 0 | 9 |  |  |  | No | R-454B | 4.7083 | Residential & Commercial | No
215677530 | Central HP <5.4 tons | KEEPRITE | HRCU-A-CB (Split System: Heat Pump with Remote Outdoor Unit-Air-Source) | C5H0V60*K*AAA* |  |  | EVD5X60M24A*+WALLCON | *97CMN1002122B* | 56500 | 18.5 | 9 | 63000 | 44500 | 70.63% | 2.08 | 0 | 9 |  |  |  | No | R-454B | 4.7083 | Residential & Commercial | No
215677210 | Central HP <5.4 tons | KEEPRITE | HRCU-A-CB (Split System: Heat Pump with Remote Outdoor Unit-Air-Source) | C5H0V60*K*AAA* |  |  | EVM5X60M24A*+WALLCON | *96CTN1202422B* | 56500 | 18.5 | 9 | 63000 | 44500 | 70.63% | 2.1 | 0 | 9 |  |  |  | No | R-454B | 4.7083 | Residential & Commercial | No
212621814 | Central HP <5.4 tons | COLEMAN | HRCU-A-CB (Split System: Heat Pump with Remote Outdoor Unit-Air-Source) | HMH72B341 | ASPEN |  | D(A,C,E)36A44+TDR | TM9Y120D20MP11 | 31600 | 16.5 | 8.5 | 32400 | 28200 | 87.04% | 2.77 | 0 | 9.3 |  |  |  | No | R-410A | 2.6333 | Residential & Commercial | No
212621821 | Central HP <5.4 tons | COLEMAN | HRCU-A-CB (Split System: Heat Pump with Remote Outdoor Unit-Air-Source) | HMH72B341 | ASPEN |  | D(A,C,E)42B34+TDR | TM9Y120D20MP11 | 32000 | 16.5 | 8.5 | 32400 | 28200 | 87.04% | 2.77 | 0 | 9.4 |  |  |  | No | R-410A | 2.6667 | Residential & Commercial | No
212621846 | Central HP <5.4 tons | COLEMAN | HRCU-A-CB (Split System: Heat Pump with Remote Outdoor Unit-Air-Source) | HMH72B341 | ASPEN |  | C(A,C,D,E)36C24+TDR | CP9C120D20MP13 | 29400 | 16.3 | 8.1 | 32400 | 28200 | 87.04% | 2.51 | 0 | 9 |  |  |  | No | R-410A | 2.45 | Residential & Commercial | No
212621914 | Central HP <5.4 tons | COLEMAN | HRCU-A-CB (Split System: Heat Pump with Remote Outdoor Unit-Air-Source) | HMH72B341 | ASPEN |  | D(A,C,E)48D24+TDR | TP9C120D20MP13 | 30600 | 16.6 | 8.1 | 32400 | 28200 | 87.04% | 2.51 | 0 | 9 |  |  |  | No | R-410A | 2.55 | Residential & Commercial | No
212622055 | Central HP <5.4 tons | COLEMAN | HRCU-A-CB (Split System: Heat Pump with Remote Outdoor Unit-Air-Source) | HMH72B341 | ASPEN |  | C(A,C,D,E)36A34+TDR | TM9E100C16MP12 | 31400 | 17.8 | 8.2 | 33400 | 27000 | 80.84% | 2.58 | 0 | 9.8 |  |  |  | No | R-410A | 2.6167 | Residential & Commercial | No
213320495 | Central HP <5.4 tons | CHAMPION HEATING AND COOLING | HRCU-A-CB (Split System: Heat Pump with Remote Outdoor Unit-Air-Source) | HMH72B341 | ASPEN |  | D(A,C,E)48A34+TDR | Z8ES080C16SMPS1 | 32200 | 18 | 8.5 | 33200 | 27400 | 82.53% | 2.7 | 0 | 9.9 |  |  |  | No | R-410A | 2.6833 | Residential & Commercial | No
213320520 | Central HP <5.4 tons | CHAMPION HEATING AND COOLING | HRCU-A-CB (Split System: Heat Pump with Remote Outdoor Unit-Air-Source) | HMH72B341 | ASPEN |  | D(A,C,E)36A34+TDR | Z8ES120C16LMPS1 | 33600 | 18 | 8.1 | 32600 | 30200 | 92.64% | 2.73 | 0 | 9.5 |  |  |  | No | R-410A | 2.8 | Residential & Commercial | No
213320444 | Central HP <5.4 tons | CHAMPION HEATING AND COOLING | HRCU-A-CB (Split System: Heat Pump with Remote Outdoor Unit-Air-Source) | HMH72B341 | ASPEN |  | D(A,C,E)48A34+TDR | TM8E080B12MP11 | 32200 | 18 | 8.4 | 34000 | 28000 | 82.35% | 2.59 | 0 | 9.4 |  |  |  | No | R-410A | 2.6833 | Residential & Commercial | No
213362805 | Central HP <5.4 tons | COLEMAN | HRCU-A-CB (Split System: Heat Pump with Remote Outdoor Unit-Air-Source) | HMH72B341 | ADP |  | H,YG81936 | Z9ET060B12SMPS1 | 34000 | 18 | 8.1 | 31800 | 23600 | 74.21% | 2.06 | 0 | 9.5 |  |  |  | No | R-410A | 2.8333 | Residential & Commercial | No
214521920 | Central HP <5.4 tons | COLEMAN | HRCU-A-CB (Split System: Heat Pump with Remote Outdoor Unit-Air-Source) | HMH72B341 | ASPEN |  | C(A,C,D,E)36A34+TDR | Z8ES080C20LMPS1 | 31200 | 17.8 | 8.3 | 33000 | 28200 | 85.45% | 2.67 | 0 | 9.8 |  |  |  | No | R-410A | 2.6 | Residential & Commercial | No
214521961 | Central HP <5.4 tons | COLEMAN | HRCU-A-CB (Split System: Heat Pump with Remote Outdoor Unit-Air-Source) | HMH72B341 | ASPEN |  | C(A,C,D,E)48A34+TDR | Z8ET080C16LMPS1 | 33600 | 18.5 | 8.1 | 32600 | 29800 | 91.41% | 2.74 | 0 | 9.5 |  |  |  | No | R-410A | 2.8 | Residential & Commercial | No
214092461 | Central HP <5.4 tons | LUXAIRE | HRCU-A-CB (Split System: Heat Pump with Remote Outdoor Unit-Air-Source) | HMH72B341 | ASPEN |  | D(A,C,E)36A34+TDR | TPLC120C20MP13 | 31000 | 16.3 | 8.5 | 32400 | 43500 | 134.3% | 3.13 | 0 | 8.8 |  |  |  | No | R-410A | 2.5833 | Residential & Commercial | No
213362734 | Central HP <5.4 tons | COLEMAN | HRCU-A-CB (Split System: Heat Pump with Remote Outdoor Unit-Air-Source) | HMH72B341 | ADP |  | H,YG9J936 | TL8E060A12UH11 | 32800 | 18 | 8.1 | 31800 | 23000 | 72.33% | 2.02 | 0 | 9.5 |  |  |  | No | R-410A | 2.7333 | Residential & Commercial | No
213362752 | Central HP <5.4 tons | COLEMAN | HRCU-A-CB (Split System: Heat Pump with Remote Outdoor Unit-Air-Source) | HMH72B341 | ADP |  | H,YG9J936 | TM9E040A10MP12 | 32200 | 17 | 8.1 | 31800 | 23000 | 72.33% | 1.98 | 0 | 9.5 |  |  |  | No | R-410A | 2.6833 | Residential & Commercial | No
213362754 | Central HP <5.4 tons | COLEMAN | HRCU-A-CB (Split System: Heat Pump with Remote Outdoor Unit-Air-Source) | HMH72B341 | ADP |  | H,YG9J936 | TM9E060A10MP12 | 33600 | 17 | 8.1 | 32200 | 23400 | 72.67% | 2.02 | 0 | 9.5 |  |  |  | No | R-410A | 2.8 | Residential & Commercial | No
213752467 | Central HP <5.4 tons | CARRIER | HRCU-A-CB (Split System: Heat Pump with Remote Outdoor Unit-Air-Source) | 38MURAQ24AA3* | ASPEN |  | D(A,C,E)24B44+TDR | 59SC6A080M17**16 | 23600 | 16 | 8.5 | 25400 | 22600 | 88.98% | 2.88 | 0 | 9.5 |  |  |  | No | R-410A | 1.9667 | Residential & Commercial | No
213752549 | Central HP <5.4 tons | CARRIER | HRCU-A-CB (Split System: Heat Pump with Remote Outdoor Unit-Air-Source) | 38MURAQ24AA3* | ASPEN |  | D(A,C,E)24B44+TDR | 59SP6A100V21**20 | 23600 | 16 | 8.1 | 25000 | 22400 | 89.6% | 2.88 | 0 | 9 |  |  |  | No | R-410A | 1.9667 | Residential & Commercial | No
212622066 | Central HP <5.4 tons | COLEMAN | HRCU-A-CB (Split System: Heat Pump with Remote Outdoor Unit-Air-Source) | HMH72B341 | ASPEN |  | C(A,C,D,E)36C24+TDR | TM8Y060A12MP11 | 30000 | 17.4 | 8.1 | 33400 | 27400 | 82.04% | 2.42 | 0 | 9.5 |  |  |  | No | R-410A | 2.5 | Residential & Commercial | No
212622073 | Central HP <5.4 tons | COLEMAN | HRCU-A-CB (Split System: Heat Pump with Remote Outdoor Unit-Air-Source) | HMH72B341 | ASPEN |  | C(A,C,D,E)48C24+TDR | TM8Y060A12MP11 | 30800 | 17.7 | 8.1 | 33400 | 27400 | 82.04% | 2.42 | 0 | 9 |  |  |  | No | R-410A | 2.5667 | Residential & Commercial | No
212622325 | Central HP <5.4 tons | COLEMAN | HRCU-A-CB (Split System: Heat Pump with Remote Outdoor Unit-Air-Source) | HMH72B341 | ASPEN |  | C(A,C,D,E)42A24+TDR | TM8E120C16MP11 | 31000 | 17.9 | 8.1 | 33600 | 28600 | 85.12% | 2.67 | 0 | 9.8 |  |  |  | No | R-410A | 2.5833 | Residential & Commercial | No
212622382 | Central HP <5.4 tons | COLEMAN | HRCU-A-CB (Split System: Heat Pump with Remote Outdoor Unit-Air-Source) | HMH72B341 | ASPEN |  | C(A,C,D,E)42B24+TDR | TM8E120C16MP11 | 31400 | 18 | 8.2 | 33600 | 28600 | 85.12% | 2.68 | 0 | 9.9 |  |  |  | No | R-410A | 2.6167 | Residential & Commercial | No
213278565 | Central HP <5.4 tons | COLEMAN | HRCU-A-CB (Split System: Heat Pump with Remote Outdoor Unit-Air-Source) | HMH72B341 | ASPEN |  | D(A,C,E)36A44+JMET12CS2N1+TDR |  | 31600 | 17.5 | 8.5 | 32600 | 28000 | 85.89% | 2.79 | 0 | 9.3 |  |  |  | No | R-410A | 2.6333 | Residential & Commercial | No
215677230 | Central HP <5.4 tons | KEEPRITE | HRCU-A-CB (Split System: Heat Pump with Remote Outdoor Unit-Air-Source) | C5H0V60*K*AAA* |  |  | EVM5X61M24A*+WALLCON | *80CTL0702120B* | 57000 | 18.5 | 9 | 64000 | 45000 | 70.31% | 2.08 | 0 | 9 |  |  |  | No | R-454B | 4.75 | Residential & Commercial | No
215677180 | Central HP <5.4 tons | KEEPRITE | HRCU-A-CB (Split System: Heat Pump with Remote Outdoor Unit-Air-Source) | C5H0V60*K*AAA* |  |  | EVM5X60M24A*+WALLCON | *97CMN1002122B* | 56500 | 18.5 | 9 | 63000 | 44500 | 70.63% | 2.08 | 0 | 9 |  |  |  | No | R-454B | 4.7083 | Residential & Commercial | No
215677080 | Central HP <5.4 tons | KEEPRITE | HRCU-A-CB (Split System: Heat Pump with Remote Outdoor Unit-Air-Source) | C5H0V60*K*AAA* |  |  | EVM5X60M21A*+WALLCON | *96CTN1002122B* | 56500 | 18.5 | 9 | 64000 | 45000 | 70.31% | 2.08 | 0 | 9 |  |  |  | No | R-454B | 4.7083 | Residential & Commercial | No
213362802 | Central HP <5.4 tons | COLEMAN | HRCU-A-CB (Split System: Heat Pump with Remote Outdoor Unit-Air-Source) | HMH72B341 | ADP |  | H,YG9J936 | Z9ET040A10SMPS1 | 34000 | 17 | 8.1 | 31800 | 23400 | 73.58% | 2.04 | 0 | 9.5 |  |  |  | No | R-410A | 2.8333 | Residential & Commercial | No
213362800 | Central HP <5.4 tons | COLEMAN | HRCU-A-CB (Split System: Heat Pump with Remote Outdoor Unit-Air-Source) | HMH72B341 | ADP |  | H,YG9J936 | Z9ES080B12SMPS1 | 34000 | 17 | 8.1 | 31800 | 23400 | 73.58% | 2.06 | 0 | 9.5 |  |  |  | No | R-410A | 2.8333 | Residential & Commercial | No
213076632 | Central HP <5.4 tons | ARCOAIRE | HRCU-A-CB (Split System: Heat Pump with Remote Outdoor Unit-Air-Source) | DLCURAH36ABK |  |  | EA*4X36L21A* | *80VTL0902120B* | 35000 | 16 | 8.1 | 38500 | 35200 | 91.43% | 1.82 | 0 | 9.5 |  |  |  | No | R-410A | 2.9167 | Residential & Commercial | No
213362801 | Central HP <5.4 tons | COLEMAN | HRCU-A-CB (Split System: Heat Pump with Remote Outdoor Unit-Air-Source) | HMH72B341 | ADP |  | H,YG81936 | Z9ES080B12SMPS1 | 34000 | 17 | 8.1 | 31800 | 23400 | 73.58% | 2.06 | 0 | 9.5 |  |  |  | No | R-410A | 2.8333 | Residential & Commercial | No
213362803 | Central HP <5.4 tons | COLEMAN | HRCU-A-CB (Split System: Heat Pump with Remote Outdoor Unit-Air-Source) | HMH72B341 | ADP |  | H,YG81936 | Z9ET040A10SMPS1 | 34000 | 18 | 8.1 | 31800 | 23400 | 73.58% | 2.04 | 0 | 9.5 |  |  |  | No | R-410A | 2.8333 | Residential & Commercial | No
213320487 | Central HP <5.4 tons | CHAMPION HEATING AND COOLING | HRCU-A-CB (Split System: Heat Pump with Remote Outdoor Unit-Air-Source) | HMH72B341 | ASPEN |  | D(A,C,E)36A34+TDR | Z8ES080B12SMPS1 | 33000 | 18 | 8.1 | 32600 | 29400 | 90.18% | 2.68 | 0 | 9.5 |  |  |  | No | R-410A | 2.75 | Residential & Commercial | No
213320496 | Central HP <5.4 tons | CHAMPION HEATING AND COOLING | HRCU-A-CB (Split System: Heat Pump with Remote Outdoor Unit-Air-Source) | HMH72B341 | ASPEN |  | D(A,C,E)36A34+TDR | Z8ES080C20LMPS1 | 31600 | 17.9 | 8.5 | 33200 | 28200 | 84.94% | 2.71 | 0 | 9.8 |  |  |  | No | R-410A | 2.6333 | Residential & Commercial | No
213493945 | Central HP <5.4 tons | CHAMPION HEATING AND COOLING | HRCU-A-CB (Split System: Heat Pump with Remote Outdoor Unit-Air-Source) | HMH72B341 | ASPEN |  | C(A,C,D,E)48A34+TDR | Z8ES100C16SMPS1 | 32200 | 18 | 8.5 | 33200 | 28200 | 84.94% | 2.7 | 0 | 9.4 |  |  |  | No | R-410A | 2.6833 | Residential & Commercial | No
213493954 | Central HP <5.4 tons | CHAMPION HEATING AND COOLING | HRCU-A-CB (Split System: Heat Pump with Remote Outdoor Unit-Air-Source) | HMH72B341 | ASPEN |  | C(A,C,D,E)48A34+TDR | Z8ES100C20LMPS1 | 32200 | 17.5 | 8.5 | 33200 | 27400 | 82.53% | 2.71 | 0 | 9.4 |  |  |  | No | R-410A | 2.6833 | Residential & Commercial | No
212622425 | Central HP <5.4 tons | COLEMAN | HRCU-A-CB (Split System: Heat Pump with Remote Outdoor Unit-Air-Source) | HMH72B341 | ASPEN |  | C(A,C,D,E)48A24+TDR | TM8V100C16MP12 | 29800 | 16.9 | 8.3 | 33600 | 27200 | 80.95% | 2.64 | 0 | 9.5 |  |  |  | No | R-410A | 2.4833 | Residential & Commercial | No
213495301 | Central HP <5.4 tons | CHAMPION HEATING AND COOLING | HRCU-A-CB (Split System: Heat Pump with Remote Outdoor Unit-Air-Source) | HMH72B341 | ASPEN |  | C(A,C,D,E)48A36+TDR | Z8ES080C20SMPS1 | 32200 | 18 | 8.5 | 33200 | 28200 | 84.94% | 2.71 | 0 | 9.9 |  |  |  | No | R-410A | 2.6833 | Residential & Commercial | No
213495367 | Central HP <5.4 tons | CHAMPION HEATING AND COOLING | HRCU-A-CB (Split System: Heat Pump with Remote Outdoor Unit-Air-Source) | HMH72B341 | ASPEN |  | C(A,C,D,E)36A36+TDR | Z8ES120C20LMPS1 | 31200 | 17.4 | 8.3 | 33600 | 28000 | 83.33% | 2.64 | 0 | 9.3 |  |  |  | No | R-410A | 2.6 | Residential & Commercial | No
213495417 | Central HP <5.4 tons | CHAMPION HEATING AND COOLING | HRCU-A-CB (Split System: Heat Pump with Remote Outdoor Unit-Air-Source) | HMH72B341 | ASPEN |  | C(A,C,D,E)48A36+TDR | Z8ET120C20LMPS1 | 32200 | 18.5 | 8.5 | 33200 | 27800 | 83.73% | 2.7 | 0 | 9.4 |  |  |  | No | R-410A | 2.6833 | Residential & Commercial | No
213803493 | Central HP <5.4 tons | CHAMPION HEATING AND COOLING | HRCU-A-CB (Split System: Heat Pump with Remote Outdoor Unit-Air-Source) | HMH72B341 | ASPEN |  | D(A,C,E)36D34+TDR | Z8ET100C16LMPS1 | 33400 | 18 | 8.4 | 33000 | 30000 | 90.91% | 2.8 | 0 | 9.5 |  |  |  | No | R-410A | 2.7833 | Residential & Commercial | No
213320530 | Central HP <5.4 tons | CHAMPION HEATING AND COOLING | HRCU-A-CB (Split System: Heat Pump with Remote Outdoor Unit-Air-Source) | HMH72B341 | ASPEN |  | D(A,C,E)36D34+TDR | Z8ES120C20SMPS1 | 32800 | 17.5 | 8.5 | 34000 | 28000 | 82.35% | 2.66 | 0 | 9.5 |  |  |  | No | R-410A | 2.7333 | Residential & Commercial | No
212622884 | Central HP <5.4 tons | COLEMAN | HRCU-A-CB (Split System: Heat Pump with Remote Outdoor Unit-Air-Source) | HMH72B341 | ASPEN |  | D(A,C,E)48C24+TDR | TM9V080B12MP12 | 31800 | 17 | 8.4 | 33800 | 29600 | 87.57% | 2.72 | 0 | 9 |  |  |  | No | R-410A | 2.65 | Residential & Commercial | No
212622916 | Central HP <5.4 tons | COLEMAN | HRCU-A-CB (Split System: Heat Pump with Remote Outdoor Unit-Air-Source) | HMH72B341 | ASPEN |  | C(A,C,D,E)36B24+TDR | TM8E100C16MP11 | 30800 | 17.9 | 8.3 | 33800 | 28600 | 84.62% | 2.7 | 0 | 9.8 |  |  |  | No | R-410A | 2.5667 | Residential & Commercial | No
212622998 | Central HP <5.4 tons | COLEMAN | HRCU-A-CB (Split System: Heat Pump with Remote Outdoor Unit-Air-Source) | HMH72B341 | ASPEN |  | D(A,C,E)48A34+TDR | TM8E100B12MP11 | 32400 | 18 | 8.4 | 33800 | 27400 | 81.07% | 2.62 | 0 | 9.9 |  |  |  | No | R-410A | 2.7 | Residential & Commercial | No
215681761 | Central HP <5.4 tons | KENMORE | HRCU-A-CB (Split System: Heat Pump with Remote Outdoor Unit-Air-Source) | (C,H,T)5H0V48*K*AAA* |  |  | EVM5X48M21A*+WALLCON | *80CSU0401712B* | 47000 | 18 | 9 | 50000 | 36400 | 72.8% | 2 | 0 | 9.5 |  |  |  | No | R-454B | 3.9167 | Residential & Commercial | No
215681361 | Central HP <5.4 tons | KENMORE | HRCU-A-CB (Split System: Heat Pump with Remote Outdoor Unit-Air-Source) | (C,H,T)5H0V48*K*AAA* |  |  | EA*5X48M21A*+WALLCON | *97CTN0802120A* | 44000 | 17.5 | 9 | 48500 | 34200 | 70.52% | 2.06 | 0 | 9.5 |  |  |  | No | R-454B | 3.6667 | Residential & Commercial | No
212623025 | Central HP <5.4 tons | COLEMAN | HRCU-A-CB (Split System: Heat Pump with Remote Outdoor Unit-Air-Source) | HMH72B341 | ASPEN |  | C(A,C,D,E)36B34+TDR | TM9E080B12MP12 | 32200 | 17.5 | 8.5 | 33800 | 27400 | 81.07% | 2.65 | 0 | 9.9 |  |  |  | No | R-410A | 2.6833 | Residential & Commercial | No
212623141 | Central HP <5.4 tons | COLEMAN | HRCU-A-CB (Split System: Heat Pump with Remote Outdoor Unit-Air-Source) | HMH72B341 | ASPEN |  | C(A,C,D,E)42B24+TDR | TM8E100B12MP11 | 30000 | 17.4 | 8.5 | 33800 | 27400 | 81.07% | 2.64 | 0 | 9.5 |  |  |  | No | R-410A | 2.5 | Residential & Commercial | No
216054828 | Central HP <5.4 tons | LUXAIRE | HRCU-A-CB (Split System: Heat Pump with Remote Outdoor Unit-Air-Source) | HH824E2S11 | ASPEN |  | C(A,C,D,E)24A3K+TDR | TM9E040A10MP12 | 20200 | 16.5 | 8.5 | 22600 | 18100 | 80.09% | 2 | 0 | 9.8 |  |  |  | No | R-454B | 1.6833 | Residential & Commercial | No
212623175 | Central HP <5.4 tons | COLEMAN | HRCU-A-CB (Split System: Heat Pump with Remote Outdoor Unit-Air-Source) | HMH72B341 | ASPEN |  | C(A,C,D,E)48D24+TDR | TMLE060A12MP11 | 31200 | 17.8 | 8.1 | 33800 | 27400 | 81.07% | 2.44 | 0 | 9.7 |  |  |  | No | R-410A | 2.6 | Residential & Commercial | No
212623177 | Central HP <5.4 tons | COLEMAN | HRCU-A-CB (Split System: Heat Pump with Remote Outdoor Unit-Air-Source) | HMH72B341 | ASPEN |  | D(A,C,E)36B34+TDR | TMLE060A12MP11 | 32200 | 18 | 8.1 | 33800 | 27400 | 81.07% | 2.44 | 0 | 9.9 |  |  |  | No | R-410A | 2.6833 | Residential & Commercial | No
212623300 | Central HP <5.4 tons | COLEMAN | HRCU-A-CB (Split System: Heat Pump with Remote Outdoor Unit-Air-Source) | HMH72B341 | ASPEN |  | C(A,C,D,E)42B24+TDR | CP9C080C16MP13 | 29800 | 16.9 | 8.1 | 33800 | 27400 | 81.07% | 2.45 | 0 | 9.5 |  |  |  | No | R-410A | 2.4833 | Residential & Commercial | No
212623334 | Central HP <5.4 tons | COLEMAN | HRCU-A-CB (Split System: Heat Pump with Remote Outdoor Unit-Air-Source) | HMH72B341 | ASPEN |  | C(A,C,D,E)36C24+TDR | TM9V080C16MP12 | 29800 | 16.9 | 8.5 | 33800 | 27400 | 81.07% | 2.66 | 0 | 9.5 |  |  |  | No | R-410A | 2.4833 | Residential & Commercial | No
212623427 | Central HP <5.4 tons | COLEMAN | HRCU-A-CB (Split System: Heat Pump with Remote Outdoor Unit-Air-Source) | HMH72B341 | ASPEN |  | D(A,C,E)48B24+TDR | TL8E080C16UH11 | 30200 | 17 | 8.4 | 33800 | 27400 | 81.07% | 2.66 | 0 | 9 |  |  |  | No | R-410A | 2.5167 | Residential & Commercial | No
212623500 | Central HP <5.4 tons | COLEMAN | HRCU-A-CB (Split System: Heat Pump with Remote Outdoor Unit-Air-Source) | HMH72B341 | ASPEN |  | C(A,C,D,E)36C24+TDR | TL9E100C20UH11 | 31600 | 17 | 8.5 | 33800 | 28800 | 85.21% | 2.81 | 0 | 9.9 |  |  |  | No | R-410A | 2.6333 | Residential & Commercial | No
212623525 | Central HP <5.4 tons | COLEMAN | HRCU-A-CB (Split System: Heat Pump with Remote Outdoor Unit-Air-Source) | HMH72B341 | ASPEN |  | D(A,C,E)42A34+TDR | TM9V100C20MP12 | 31800 | 17.5 | 8.4 | 33800 | 28200 | 83.43% | 2.67 | 0 | 9.4 |  |  |  | No | R-410A | 2.65 | Residential & Commercial | No
212623534 | Central HP <5.4 tons | COLEMAN | HRCU-A-CB (Split System: Heat Pump with Remote Outdoor Unit-Air-Source) | HMH72B341 | ASPEN |  | C(A,C,D,E)42B24+TDR | TM9V100C20MP12 | 29600 | 16.9 | 8.5 | 33800 | 28200 | 83.43% | 2.7 | 0 | 9 |  |  |  | No | R-410A | 2.4667 | Residential & Commercial | No
212623645 | Central HP <5.4 tons | COLEMAN | HRCU-A-CB (Split System: Heat Pump with Remote Outdoor Unit-Air-Source) | HMH72B341 | ASPEN |  | C(A,C,D,E)48C24+TDR | TM8V080B12MP12 | 31600 | 17 | 8.1 | 33600 | 29400 | 87.5% | 2.42 | 0 | 9 |  |  |  | No | R-410A | 2.6333 | Residential & Commercial | No
212623677 | Central HP <5.4 tons | COLEMAN | HRCU-A-CB (Split System: Heat Pump with Remote Outdoor Unit-Air-Source) | HMH72B341 | ASPEN |  | D(A,C,E)36B34+TDR | TL9E060B12UH11 | 32000 | 18 | 8.1 | 34000 | 27800 | 81.76% | 2.4 | 0 | 9.4 |  |  |  | No | R-410A | 2.6667 | Residential & Commercial | No
212623679 | Central HP <5.4 tons | COLEMAN | HRCU-A-CB (Split System: Heat Pump with Remote Outdoor Unit-Air-Source) | HMH72B341 | ASPEN |  | D(A,C,E)36C34+TDR | TL9E060B12UH11 | 32400 | 18 | 8.1 | 34000 | 27800 | 81.76% | 2.4 | 0 | 9.5 |  |  |  | No | R-410A | 2.7 | Residential & Commercial | No
212623684 | Central HP <5.4 tons | COLEMAN | HRCU-A-CB (Split System: Heat Pump with Remote Outdoor Unit-Air-Source) | HMH72B341 | ASPEN |  | D(A,C,E)42C24+TDR | TL9E060B12UH11 | 30200 | 17.5 | 8.1 | 34000 | 27800 | 81.76% | 2.4 | 0 | 9.1 |  |  |  | No | R-410A | 2.5167 | Residential & Commercial | No
212623770 | Central HP <5.4 tons | COLEMAN | HRCU-A-CB (Split System: Heat Pump with Remote Outdoor Unit-Air-Source) | HMH72B341 | ASPEN |  | D(A,C,E)48D34+TDR | TM9E060B12MP12 | 33600 | 17.5 | 8.1 | 34000 | 28000 | 82.35% | 2.39 | 0 | 9.5 |  |  |  | No | R-410A | 2.8 | Residential & Commercial | No
212623834 | Central HP <5.4 tons | COLEMAN | HRCU-A-CB (Split System: Heat Pump with Remote Outdoor Unit-Air-Source) | HMH72B341 | ASPEN |  | D(A,C,E)42A44+TDR | CP9C060B12MP13 | 32600 | 17.5 | 8.1 | 34000 | 27800 | 81.76% | 2.42 | 0 | 9.5 |  |  |  | No | R-410A | 2.7167 | Residential & Commercial | No
212623868 | Central HP <5.4 tons | COLEMAN | HRCU-A-CB (Split System: Heat Pump with Remote Outdoor Unit-Air-Source) | HMH72B341 | ASPEN |  | D(A,C,E)42C34+TDR | TM9V060B12MP12 | 32800 | 17.5 | 8.1 | 34000 | 27800 | 81.76% | 2.42 | 0 | 9.5 |  |  |  | No | R-410A | 2.7333 | Residential & Commercial | No
212623902 | Central HP <5.4 tons | COLEMAN | HRCU-A-CB (Split System: Heat Pump with Remote Outdoor Unit-Air-Source) | HMH72B341 | ASPEN |  | D(A,C,E)48C34+TDR | TP9C060B12MP13 | 33200 | 17.5 | 8.1 | 34000 | 27800 | 81.76% | 2.42 | 0 | 9 |  |  |  | No | R-410A | 2.7667 | Residential & Commercial | No
212623952 | Central HP <5.4 tons | COLEMAN | HRCU-A-CB (Split System: Heat Pump with Remote Outdoor Unit-Air-Source) | HMH72B341 | ASPEN |  | C(A,C,D,E)36C24+TDR | TM8E080B12MP11 | 29800 | 17.4 | 8.5 | 34000 | 28000 | 82.35% | 2.63 | 0 | 9 |  |  |  | No | R-410A | 2.4833 | Residential & Commercial | No
212623968 | Central HP <5.4 tons | COLEMAN | HRCU-A-CB (Split System: Heat Pump with Remote Outdoor Unit-Air-Source) | HMH72B341 | ASPEN |  | D(A,C,E)42C24+TDR | TM8E080B12MP11 | 30200 | 17.5 | 8.5 | 34000 | 28000 | 82.35% | 2.63 | 0 | 9 |  |  |  | No | R-410A | 2.5167 | Residential & Commercial | No
212623970 | Central HP <5.4 tons | COLEMAN | HRCU-A-CB (Split System: Heat Pump with Remote Outdoor Unit-Air-Source) | HMH72B341 | ASPEN |  | D(A,C,E)42D24+TDR | TM8E080B12MP11 | 30600 | 17.7 | 8.5 | 34000 | 28000 | 82.35% | 2.63 | 0 | 9 |  |  |  | No | R-410A | 2.55 | Residential & Commercial | No
214521969 | Central HP <5.4 tons | COLEMAN | HRCU-A-CB (Split System: Heat Pump with Remote Outdoor Unit-Air-Source) | HMH72B341 | ASPEN |  | C(A,C,D,E)42A34+TDR | Z8ET120C20LMPS1 | 31800 | 18.5 | 8.4 | 33200 | 27800 | 83.73% | 2.68 | 0 | 9.4 |  |  |  | No | R-410A | 2.65 | Residential & Commercial | No
213320488 | Central HP <5.4 tons | CHAMPION HEATING AND COOLING | HRCU-A-CB (Split System: Heat Pump with Remote Outdoor Unit-Air-Source) | HMH72B341 | ASPEN |  | D(A,C,E)36D34+TDR | Z8ES080B12SMPS1 | 33000 | 18 | 8.4 | 33000 | 29600 | 89.7% | 2.76 | 0 | 9.5 |  |  |  | No | R-410A | 2.75 | Residential & Commercial | No
213320527 | Central HP <5.4 tons | CHAMPION HEATING AND COOLING | HRCU-A-CB (Split System: Heat Pump with Remote Outdoor Unit-Air-Source) | HMH72B341 | ASPEN |  | D(A,C,E)36D34+TDR | Z8ES120C20LMPS1 | 32800 | 17.5 | 8.5 | 34000 | 28000 | 82.35% | 2.66 | 0 | 9.5 |  |  |  | No | R-410A | 2.7333 | Residential & Commercial | No
213320514 | Central HP <5.4 tons | CHAMPION HEATING AND COOLING | HRCU-A-CB (Split System: Heat Pump with Remote Outdoor Unit-Air-Source) | HMH72B341 | ASPEN |  | D(A,C,E)36A34+TDR | Z8ES100C20LMPS1 | 31600 | 17.5 | 8.5 | 33200 | 27400 | 82.53% | 2.71 | 0 | 9.3 |  |  |  | No | R-410A | 2.6333 | Residential & Commercial | No
213362797 | Central HP <5.4 tons | COLEMAN | HRCU-A-CB (Split System: Heat Pump with Remote Outdoor Unit-Air-Source) | HMH72B341 | ADP |  | H,YG81936 | Z9ES060A10SMPS1 | 33400 | 18 | 8.1 | 31200 | 22800 | 73.08% | 2.02 | 0 | 9.5 |  |  |  | No | R-410A | 2.7833 | Residential & Commercial | No
213320484 | Central HP <5.4 tons | CHAMPION HEATING AND COOLING | HRCU-A-CB (Split System: Heat Pump with Remote Outdoor Unit-Air-Source) | HMH72B341 | ASPEN |  | D(A,C,E)36A34+TDR | Z8ES080B12LMPS1 | 33000 | 18 | 8.1 | 32600 | 29400 | 90.18% | 2.68 | 0 | 9.5 |  |  |  | No | R-410A | 2.75 | Residential & Commercial | No
213320498 | Central HP <5.4 tons | CHAMPION HEATING AND COOLING | HRCU-A-CB (Split System: Heat Pump with Remote Outdoor Unit-Air-Source) | HMH72B341 | ASPEN |  | D(A,C,E)48A34+TDR | Z8ES080C20LMPS1 | 32200 | 18 | 8.5 | 33200 | 28200 | 84.94% | 2.71 | 0 | 9.9 |  |  |  | No | R-410A | 2.6833 | Residential & Commercial | No
213320499 | Central HP <5.4 tons | CHAMPION HEATING AND COOLING | HRCU-A-CB (Split System: Heat Pump with Remote Outdoor Unit-Air-Source) | HMH72B341 | ASPEN |  | D(A,C,E)36A34+TDR | Z8ES080C20SMPS1 | 31600 | 17.9 | 8.5 | 33200 | 28200 | 84.94% | 2.71 | 0 | 9.8 |  |  |  | No | R-410A | 2.6333 | Residential & Commercial | No
213320531 | Central HP <5.4 tons | CHAMPION HEATING AND COOLING | HRCU-A-CB (Split System: Heat Pump with Remote Outdoor Unit-Air-Source) | HMH72B341 | ASPEN |  | D(A,C,E)48A34+TDR | Z8ES120C20SMPS1 | 32200 | 17.5 | 8.5 | 33800 | 27800 | 82.25% | 2.66 | 0 | 9.4 |  |  |  | No | R-410A | 2.6833 | Residential & Commercial | No
213493976 | Central HP <5.4 tons | CHAMPION HEATING AND COOLING | HRCU-A-CB (Split System: Heat Pump with Remote Outdoor Unit-Air-Source) | HMH72B341 | ASPEN |  | C(A,C,D,E)48A34+TDR | Z8ES120C16SMPS1 | 33600 | 18 | 8.1 | 32600 | 30200 | 92.64% | 2.73 | 0 | 9.5 |  |  |  | No | R-410A | 2.8 | Residential & Commercial | No
212623479 | Central HP <5.4 tons | COLEMAN | HRCU-A-CB (Split System: Heat Pump with Remote Outdoor Unit-Air-Source) | HMH72B341 | ASPEN |  | C(A,C,D,E)48A34+TDR | TL9E080C16UH11 | 32200 | 17.5 | 8.5 | 33800 | 27800 | 82.25% | 2.66 | 0 | 9.4 |  |  |  | No | R-410A | 2.6833 | Residential & Commercial | No
212623496 | Central HP <5.4 tons | COLEMAN | HRCU-A-CB (Split System: Heat Pump with Remote Outdoor Unit-Air-Source) | HMH72B341 | ASPEN |  | C(A,C,D,E)42A24+TDR | TM8Y080C16MP11 | 29200 | 17.7 | 8.5 | 33800 | 27200 | 80.47% | 2.67 | 0 | 9.4 |  |  |  | No | R-410A | 2.4333 | Residential & Commercial | No
212623646 | Central HP <5.4 tons | COLEMAN | HRCU-A-CB (Split System: Heat Pump with Remote Outdoor Unit-Air-Source) | HMH72B341 | ASPEN |  | C(A,C,D,E)48D24+TDR | TM8V080B12MP12 | 32000 | 17 | 8.1 | 33600 | 29400 | 87.5% | 2.42 | 0 | 9.5 |  |  |  | No | R-410A | 2.6667 | Residential & Commercial | No
212623663 | Central HP <5.4 tons | COLEMAN | HRCU-A-CB (Split System: Heat Pump with Remote Outdoor Unit-Air-Source) | HMH72B341 | ASPEN |  | C(A,C,D,E)36B24+TDR | TL9E060B12UH11 | 29200 | 17.2 | 8.1 | 34000 | 27800 | 81.76% | 2.4 | 0 | 9 |  |  |  | No | R-410A | 2.4333 | Residential & Commercial | No
212623665 | Central HP <5.4 tons | COLEMAN | HRCU-A-CB (Split System: Heat Pump with Remote Outdoor Unit-Air-Source) | HMH72B341 | ASPEN |  | C(A,C,D,E)36C24+TDR | TL9E060B12UH11 | 29800 | 17.4 | 8.1 | 34000 | 27800 | 81.76% | 2.4 | 0 | 9 |  |  |  | No | R-410A | 2.4833 | Residential & Commercial | No
212623681 | Central HP <5.4 tons | COLEMAN | HRCU-A-CB (Split System: Heat Pump with Remote Outdoor Unit-Air-Source) | HMH72B341 | ASPEN |  | D(A,C,E)36D34+TDR | TL9E060B12UH11 | 32800 | 18 | 8.1 | 34000 | 27800 | 81.76% | 2.4 | 0 | 9.5 |  |  |  | No | R-410A | 2.7333 | Residential & Commercial | No
212623730 | Central HP <5.4 tons | COLEMAN | HRCU-A-CB (Split System: Heat Pump with Remote Outdoor Unit-Air-Source) | HMH72B341 | ASPEN |  | D(A,C,E)36A44+TDR | TM9E060B12MP12 | 32000 | 17.5 | 8.1 | 34000 | 28000 | 82.35% | 2.39 | 0 | 9.4 |  |  |  | No | R-410A | 2.6667 | Residential & Commercial | No
212623815 | Central HP <5.4 tons | COLEMAN | HRCU-A-CB (Split System: Heat Pump with Remote Outdoor Unit-Air-Source) | HMH72B341 | ASPEN |  | C(A,C,D,E)36B24+TDR | CP9C060B12MP13 | 29400 | 16.7 | 8.1 | 34000 | 27800 | 81.76% | 2.42 | 0 | 9 |  |  |  | No | R-410A | 2.45 | Residential & Commercial | No
212623863 | Central HP <5.4 tons | COLEMAN | HRCU-A-CB (Split System: Heat Pump with Remote Outdoor Unit-Air-Source) | HMH72B341 | ASPEN |  | D(A,C,E)36D24+TDR | TM9V060B12MP12 | 30400 | 17 | 8.1 | 34000 | 27800 | 81.76% | 2.42 | 0 | 9.1 |  |  |  | No | R-410A | 2.5333 | Residential & Commercial | No
212623865 | Central HP <5.4 tons | COLEMAN | HRCU-A-CB (Split System: Heat Pump with Remote Outdoor Unit-Air-Source) | HMH72B341 | ASPEN |  | D(A,C,E)42A44+TDR | TM9V060B12MP12 | 32600 | 17.5 | 8.1 | 34000 | 27800 | 81.76% | 2.42 | 0 | 9.5 |  |  |  | No | R-410A | 2.7167 | Residential & Commercial | No
212623866 | Central HP <5.4 tons | COLEMAN | HRCU-A-CB (Split System: Heat Pump with Remote Outdoor Unit-Air-Source) | HMH72B341 | ASPEN |  | D(A,C,E)42B34+TDR | TM9V060B12MP12 | 32600 | 17.5 | 8.1 | 34000 | 27800 | 81.76% | 2.42 | 0 | 9.5 |  |  |  | No | R-410A | 2.7167 | Residential & Commercial | No
212623900 | Central HP <5.4 tons | COLEMAN | HRCU-A-CB (Split System: Heat Pump with Remote Outdoor Unit-Air-Source) | HMH72B341 | ASPEN |  | D(A,C,E)48B34+TDR | TP9C060B12MP13 | 32800 | 17.5 | 8.1 | 34000 | 27800 | 81.76% | 2.42 | 0 | 9.5 |  |  |  | No | R-410A | 2.7333 | Residential & Commercial | No
212623947 | Central HP <5.4 tons | COLEMAN | HRCU-A-CB (Split System: Heat Pump with Remote Outdoor Unit-Air-Source) | HMH72B341 | ASPEN |  | C(A,C,D,E)42B24+TDR | TM8E080B12MP11 | 29800 | 17.4 | 8.5 | 34000 | 27800 | 81.76% | 2.62 | 0 | 9 |  |  |  | No | R-410A | 2.4833 | Residential & Commercial | No
212623948 | Central HP <5.4 tons | COLEMAN | HRCU-A-CB (Split System: Heat Pump with Remote Outdoor Unit-Air-Source) | HMH72B341 | ASPEN |  | C(A,C,D,E)42B24+TDR | TMLE080B12MP11 | 29800 | 17.4 | 8.1 | 34000 | 27800 | 81.76% | 2.41 | 0 | 9 |  |  |  | No | R-410A | 2.4833 | Residential & Commercial | No
212623964 | Central HP <5.4 tons | COLEMAN | HRCU-A-CB (Split System: Heat Pump with Remote Outdoor Unit-Air-Source) | HMH72B341 | ASPEN |  | D(A,C,E)36D24+TDR | TM8E080B12MP11 | 30200 | 17.5 | 8.5 | 34000 | 28000 | 82.35% | 2.63 | 0 | 9 |  |  |  | No | R-410A | 2.5167 | Residential & Commercial | No
215677321 | Central HP <5.4 tons | KENMORE | HRCU-A-CB (Split System: Heat Pump with Remote Outdoor Unit-Air-Source) | (C,H,T)5H0V60*K*AAA* |  |  | EVD5X60M21A*+WALLCON | *80CSU0802120A* | 57000 | 18 | 9 | 63500 | 44500 | 70.08% | 2.08 | 0 | 9 |  |  |  | No | R-454B | 4.75 | Residential & Commercial | No
215682961 | Central HP <5.4 tons | KENMORE | HRCU-A-CB (Split System: Heat Pump with Remote Outdoor Unit-Air-Source) | (C,H,T)5H0V60*K*AAA* |  |  | EVM5X61M24A*+WALLCON | *97CTN0802120A* | 57500 | 18.5 | 9 | 64000 | 45000 | 70.31% | 2.08 | 0 | 9 |  |  |  | No | R-454B | 4.7917 | Residential & Commercial | No
215677171 | Central HP <5.4 tons | KENMORE | HRCU-A-CB (Split System: Heat Pump with Remote Outdoor Unit-Air-Source) | (C,H,T)5H0V60*K*AAA* |  |  | EVM5X60M24A*+WALLCON | *97CMN0602120B* | 55500 | 17.5 | 8.5 | 64000 | 45500 | 71.09% | 1.94 | 0 | 8.5 |  |  |  | No | R-454B | 4.625 | Residential & Commercial | No
215677051 | Central HP <5.4 tons | KENMORE | HRCU-A-CB (Split System: Heat Pump with Remote Outdoor Unit-Air-Source) | (C,H,T)5H0V60*K*AAA* |  |  | EVM5X60M21A*+WALLCON | *97CMN0602120B* | 55500 | 17.5 | 8.5 | 65000 | 46000 | 70.77% | 1.94 | 0 | 8.5 |  |  |  | No | R-454B | 4.625 | Residential & Commercial | No
215677001 | Central HP <5.4 tons | KENMORE | HRCU-A-CB (Split System: Heat Pump with Remote Outdoor Unit-Air-Source) | (C,H,T)5H0V60*K*AAA* |  |  | EVM5X60M21A*+WALLCON | *80CTL0702120B* | 56500 | 18 | 9 | 64000 | 45000 | 70.31% | 2.06 | 0 | 9 |  |  |  | No | R-454B | 4.7083 | Residential & Commercial | No
215677881 | Central HP <5.4 tons | KENMORE | HRCU-A-CB (Split System: Heat Pump with Remote Outdoor Unit-Air-Source) | (C,H,T)5H0V60*K*AAA* |  |  | EA*5X60M24A*+WALLCON | *96CTN1202422B* | 55000 | 18.5 | 9 | 59000 | 41500 | 70.34% | 2.02 | 0 | 9 |  |  |  | No | R-454B | 4.5833 | Residential & Commercial | No
215682641 | Central HP <5.4 tons | KENMORE | HRCU-A-CB (Split System: Heat Pump with Remote Outdoor Unit-Air-Source) | (C,H,T)5H0V60*K*AAA* |  |  | EA*5X61M21A*+WALLCON | *80CSU0401712B* | 55500 | 18 | 8.5 | 58500 | 41000 | 70.09% | 2.04 | 0 | 9 |  |  |  | No | R-454B | 4.625 | Residential & Commercial | No
215682691 | Central HP <5.4 tons | KENMORE | HRCU-A-CB (Split System: Heat Pump with Remote Outdoor Unit-Air-Source) | (C,H,T)5H0V60*K*AAA* |  |  | EA*5X61M24A*+WALLCON | *97CTN0802120A* | 56000 | 18.5 | 9 | 60000 | 42000 | 70% | 2.02 | 0 | 9 |  |  |  | No | R-454B | 4.6667 | Residential & Commercial | No
215667357 | Central HP <5.4 tons | KENMORE | HRCU-A-CB (Split System: Heat Pump with Remote Outdoor Unit-Air-Source) | (C,H,T)5H0V24*K*AAA* |  |  | EA*5X30M14A*+WALLCON | *96CTN0401410B* | 22600 | 15.5 | 8.5 | 24200 | 17100 | 70.66% | 1.84 | 0 | 9 |  |  |  | No | R-454B | 1.8833 | Residential & Commercial | No
215683061 | Central HP <5.4 tons | KENMORE | HRCU-A-CB (Split System: Heat Pump with Remote Outdoor Unit-Air-Source) | (C,H,T)5H0V60*K*AAA* |  |  | EVD5X60M24A*+WALLCON | *96CTN0802120B* | 56500 | 18 | 9 | 63500 | 44500 | 70.08% | 2.08 | 0 | 9 |  |  |  | No | R-454B | 4.7083 | Residential & Commercial | No
215683111 | Central HP <5.4 tons | KENMORE | HRCU-A-CB (Split System: Heat Pump with Remote Outdoor Unit-Air-Source) | (C,H,T)5H0V60*K*AAA* |  |  | EVD5X60M24A*+WALLCON | *97CTN1202422A* | 56500 | 18.5 | 9 | 63000 | 44500 | 70.63% | 2.1 | 0 | 9 |  |  |  | No | R-454B | 4.7083 | Residential & Commercial | No
215682881 | Central HP <5.4 tons | KENMORE | HRCU-A-CB (Split System: Heat Pump with Remote Outdoor Unit-Air-Source) | (C,H,T)5H0V60*K*AAA* |  |  | EVM5X60M24A*+WALLCON | *80CSU0802120B* | 57000 | 18 | 9 | 62500 | 44000 | 70.4% | 2.1 | 0 | 9.5 |  |  |  | No | R-454B | 4.75 | Residential & Commercial | No
215682651 | Central HP <5.4 tons | KENMORE | HRCU-A-CB (Split System: Heat Pump with Remote Outdoor Unit-Air-Source) | (C,H,T)5H0V60*K*AAA* |  |  | EA*5X61M21A*+WALLCON | *80CSU0601716B* | 55500 | 18 | 8.5 | 58500 | 41000 | 70.09% | 2.04 | 0 | 9 |  |  |  | No | R-454B | 4.625 | Residential & Commercial | No
215682801 | Central HP <5.4 tons | KENMORE | HRCU-A-CB (Split System: Heat Pump with Remote Outdoor Unit-Air-Source) | (C,H,T)5H0V60*K*AAA* |  |  | EVM5X60M21A*+WALLCON | *96CTN0802120B* | 56500 | 18 | 9 | 64000 | 45000 | 70.31% | 2.06 | 0 | 9 |  |  |  | No | R-454B | 4.7083 | Residential & Commercial | No
215682871 | Central HP <5.4 tons | KENMORE | HRCU-A-CB (Split System: Heat Pump with Remote Outdoor Unit-Air-Source) | (C,H,T)5H0V60*K*AAA* |  |  | EVM5X60M24A*+WALLCON | *96CTN0802120B* | 56500 | 18 | 9 | 63500 | 44500 | 70.08% | 2.08 | 0 | 9 |  |  |  | No | R-454B | 4.7083 | Residential & Commercial | No
215682921 | Central HP <5.4 tons | KENMORE | HRCU-A-CB (Split System: Heat Pump with Remote Outdoor Unit-Air-Source) | (C,H,T)5H0V60*K*AAA* |  |  | EVM5X60M24A*+WALLCON | *97CTN1202422A* | 56500 | 18.5 | 9 | 63000 | 44500 | 70.63% | 2.1 | 0 | 9 |  |  |  | No | R-454B | 4.7083 | Residential & Commercial | No
215677831 | Central HP <5.4 tons | KENMORE | HRCU-A-CB (Split System: Heat Pump with Remote Outdoor Unit-Air-Source) | (C,H,T)5H0V60*K*AAA* |  |  | EA*5X60M24A*+WALLCON | *97CMN0602120B* | 54000 | 17.5 | 8.5 | 60500 | 42500 | 70.25% | 1.86 | 0 | 8 |  |  |  | No | R-454B | 4.5 | Residential & Commercial | No
215683011 | Central HP <5.4 tons | KENMORE | HRCU-A-CB (Split System: Heat Pump with Remote Outdoor Unit-Air-Source) | (C,H,T)5H0V60*K*AAA* |  |  | EVD5X60M21A*+WALLCON | *80CSU0601716B* | 56000 | 18.5 | 8.5 | 60000 | 43000 | 71.67% | 2.12 | 0 | 9.5 |  |  |  | No | R-454B | 4.6667 | Residential & Commercial | No
215683191 | Central HP <5.4 tons | KENMORE | HRCU-A-CB (Split System: Heat Pump with Remote Outdoor Unit-Air-Source) | (C,H,T)5H0V60*K*AAA* |  |  | EVD5X61M24A*+WALLCON | *96CTN0802120B* | 57500 | 18.5 | 9 | 64000 | 45000 | 70.31% | 2.08 | 0 | 9 |  |  |  | No | R-454B | 4.7917 | Residential & Commercial | No
215682821 | Central HP <5.4 tons | KENMORE | HRCU-A-CB (Split System: Heat Pump with Remote Outdoor Unit-Air-Source) | (C,H,T)5H0V60*K*AAA* |  |  | EVM5X60M21A*+WALLCON | *80CSU0601716B* | 56000 | 18 | 8.5 | 60000 | 43000 | 71.67% | 2.12 | 0 | 9.5 |  |  |  | No | R-454B | 4.6667 | Residential & Commercial | No
215682891 | Central HP <5.4 tons | KENMORE | HRCU-A-CB (Split System: Heat Pump with Remote Outdoor Unit-Air-Source) | (C,H,T)5H0V60*K*AAA* |  |  | EVM5X60M24A*+WALLCON | *80CSU1002120B* | 57000 | 18 | 9 | 63000 | 44500 | 70.63% | 2.08 | 0 | 9 |  |  |  | No | R-454B | 4.75 | Residential & Commercial | No
212984545 | Central HP <5.4 tons | ARCOAIRE | HRCU-A-CB (Split System: Heat Pump with Remote Outdoor Unit-Air-Source) | DLCURAH30ABK |  |  | END4X42L17** | *92MSN0801716A* | 30000 | 15.2 | 8.1 | 34000 | 27200 | 80% | 1.82 | 0 | 9 |  |  |  | No | R-410A | 2.5 | Residential & Commercial | No
214301536 | Central HP <5.4 tons | CHAMPION HEATING AND COOLING | HRCU-A-CB (Split System: Heat Pump with Remote Outdoor Unit-Air-Source) | HMH72B241 | ADP |  | H,YE7J(1,2)36+TXV | Z8ET080B12LMPS1 | 21800 | 17 | 8.1 | 22000 | 15600 | 70.91% | 1.86 | 0 | 9.5 |  |  |  | No | R-410A | 1.8167 | Residential & Commercial | No
215677110 | Central HP <5.4 tons | KEEPRITE | HRCU-A-CB (Split System: Heat Pump with Remote Outdoor Unit-Air-Source) | C5H0V60*K*AAA* |  |  | EVM5X60M24A*+WALLCON | *80CTL0702120B* | 56000 | 18 | 9 | 63500 | 45000 | 70.87% | 2.06 | 0 | 9 |  |  |  | No | R-454B | 4.6667 | Residential & Commercial | No
213753862 | Central HP <5.4 tons | CARRIER | HRCU-A-CB (Split System: Heat Pump with Remote Outdoor Unit-Air-Source) | 38MURAQ36AB3* | ASPEN |  | D(A,C,E)42B34+TDR | 59TP6C080V17**16 | 33800 | 16 | 8.1 | 37800 | 31800 | 84.13% | 2.7 | 0 | 9.9 |  |  |  | No | R-410A | 2.8167 | Residential & Commercial | No
216367895 | Central HP <5.4 tons | BRYANT HEATING AND COOLING SYSTEMS | HRCU-A-CB (Split System: Heat Pump with Remote Outdoor Unit-Air-Source) | 38MURAQ36AB3* | ADP |  | V,C36H175P149 | 935SB48060M17*** | 35000 | 16 | 8.1 | 36800 | 34600 | 94.02% | 1.86 | 0 | 9.5 |  |  |  | No | R-410A | 2.9167 | Residential & Commercial | No
215668585 | Central HP <5.4 tons | KEEPRITE | HRCU-A-CB (Split System: Heat Pump with Remote Outdoor Unit-Air-Source) | C5H0V36*K*AAA* |  |  | EA*5X37M17A*+WALLCON | *95CSU0601716B* | 33800 | 17 | 9 | 35800 | 25600 | 71.51% | 1.86 | 0 | 9.5 |  |  |  | No | R-454B | 2.8167 | Residential & Commercial | No
212986551 | Central HP <5.4 tons | ARCOAIRE | HRCU-A-CB (Split System: Heat Pump with Remote Outdoor Unit-Air-Source) | DLCURAH24ABK |  |  | EA*4X30L17A* | *96MSN0401712A* | 23200 | 16 | 8.5 | 26400 | 25000 | 94.7% | 2.08 | 0 | 9.5 |  |  |  | No | R-410A | 1.9333 | Residential & Commercial | No
212621546 | Central HP <5.4 tons | COLEMAN | HRCU-A-CB (Split System: Heat Pump with Remote Outdoor Unit-Air-Source) | HMH72B341 | ASPEN |  | D(A,C,E)36A34+TDR | TM8V120C20MP12 | 31000 | 16.3 | 8.5 | 32200 | 27600 | 85.71% | 2.7 | 0 | 8.8 |  |  |  | No | R-410A | 2.5833 | Residential & Commercial | No
212621553 | Central HP <5.4 tons | COLEMAN | HRCU-A-CB (Split System: Heat Pump with Remote Outdoor Unit-Air-Source) | HMH72B341 | ASPEN |  | C(A,C,D,E)48A34+TDR | TMLV120C20MP12 | 31600 | 16.5 | 8.1 | 32200 | 27600 | 85.71% | 2.44 | 0 | 8.9 |  |  |  | No | R-410A | 2.6333 | Residential & Commercial | No
212621589 | Central HP <5.4 tons | COLEMAN | HRCU-A-CB (Split System: Heat Pump with Remote Outdoor Unit-Air-Source) | HMH72B341 | ASPEN |  | D(A,C,E)36A34+TDR | TM9V120D20MP12 | 31200 | 16.8 | 8.5 | 32200 | 28000 | 86.96% | 2.79 | 0 | 9.3 |  |  |  | No | R-410A | 2.6 | Residential & Commercial | No
212621598 | Central HP <5.4 tons | COLEMAN | HRCU-A-CB (Split System: Heat Pump with Remote Outdoor Unit-Air-Source) | HMH72B341 | ASPEN |  | C(A,C,D,E)42B34+TDR | TM9V120D20MP12 | 31800 | 17 | 8.5 | 32200 | 28200 | 87.58% | 2.8 | 0 | 9.4 |  |  |  | No | R-410A | 2.65 | Residential & Commercial | No
212621614 | Central HP <5.4 tons | COLEMAN | HRCU-A-CB (Split System: Heat Pump with Remote Outdoor Unit-Air-Source) | HMH72B341 | ASPEN |  | C(A,C,D,E)36B24+TDR | TM8V100C20MP12 | 28600 | 15.6 | 8.1 | 32400 | 27400 | 84.57% | 2.45 | 0 | 8.4 |  |  |  | No | R-410A | 2.3833 | Residential & Commercial | No
215677770 | Central HP <5.4 tons | KEEPRITE | HRCU-A-CB (Split System: Heat Pump with Remote Outdoor Unit-Air-Source) | C5H0V60*K*AAA* |  |  | EA*5X60M24A*+WALLCON | *80CTL0702120B* | 54500 | 18 | 8.5 | 59500 | 42000 | 70.59% | 1.88 | 0 | 8.5 |  |  |  | No | R-454B | 4.5417 | Residential & Commercial | No
215677270 | Central HP <5.4 tons | KEEPRITE | HRCU-A-CB (Split System: Heat Pump with Remote Outdoor Unit-Air-Source) | C5H0V60*K*AAA* |  |  | EVM5X61M24A*+WALLCON | *97CMN0602120B* | 56500 | 18 | 9 | 65000 | 45500 | 70% | 2.06 | 0 | 8.5 |  |  |  | No | R-454B | 4.7083 | Residential & Commercial | No
215675280 | Central HP <5.4 tons | KEEPRITE | HRCU-A-CB (Split System: Heat Pump with Remote Outdoor Unit-Air-Source) | C5H0V48*K*AAA* |  |  | ESH5X60M12A*+WALLCON | *97CMN0801714B* | 45000 | 16 | 8.5 | 48500 | 34200 | 70.52% | 1.94 | 0 | 9 |  |  |  | No | R-454B | 3.75 | Residential & Commercial | No
214640119 | Central HP <5.4 tons | RHEEM | HRCU-A-CB (Split System: Heat Pump with Remote Outdoor Unit-Air-Source) | RD17AZ60AJ3N | ADP |  | H,RE49960 | R962V1005A21M4S | 52500 | 17 | 8.1 | 52000 | 49000 | 94.23% | 1.75 | 0 | 9.5 |  |  |  | No | R-410A | 4.375 | Residential & Commercial | No
212621637 | Central HP <5.4 tons | COLEMAN | HRCU-A-CB (Split System: Heat Pump with Remote Outdoor Unit-Air-Source) | HMH72B341 | ASPEN |  | D(A,C,E)36D24+TDR | TPLC120C20MP13 | 29600 | 15.9 | 8.1 | 32400 | 27400 | 84.57% | 2.45 | 0 | 8 |  |  |  | No | R-410A | 2.4667 | Residential & Commercial | No
212621698 | Central HP <5.4 tons | COLEMAN | HRCU-A-CB (Split System: Heat Pump with Remote Outdoor Unit-Air-Source) | HMH72B341 | ASPEN |  | D(A,C,E)42A44+TDR | TM8V100C20MP12 | 31800 | 16.5 | 8.1 | 32400 | 27800 | 85.8% | 2.44 | 0 | 8.9 |  |  |  | No | R-410A | 2.65 | Residential & Commercial | No
212621714 | Central HP <5.4 tons | COLEMAN | HRCU-A-CB (Split System: Heat Pump with Remote Outdoor Unit-Air-Source) | HMH72B341 | ASPEN |  | C(A,C,D,E)48C24+TDR | TM8V120C20MP12 | 30000 | 16 | 8.5 | 32400 | 27800 | 85.8% | 2.7 | 0 | 8.6 |  |  |  | No | R-410A | 2.5 | Residential & Commercial | No
212621721 | Central HP <5.4 tons | COLEMAN | HRCU-A-CB (Split System: Heat Pump with Remote Outdoor Unit-Air-Source) | HMH72B341 | ASPEN |  | D(A,C,E)42A44+TDR | TM8V120C20MP12 | 31800 | 16.5 | 8.5 | 32400 | 27800 | 85.8% | 2.7 | 0 | 8.9 |  |  |  | No | R-410A | 2.65 | Residential & Commercial | No
212621732 | Central HP <5.4 tons | COLEMAN | HRCU-A-CB (Split System: Heat Pump with Remote Outdoor Unit-Air-Source) | HMH72B341 | ASPEN |  | C(A,C,D,E)36B34+TDR | TMLV120C20MP12 | 31400 | 16.5 | 8.1 | 32400 | 27800 | 85.8% | 2.44 | 0 | 8.9 |  |  |  | No | R-410A | 2.6167 | Residential & Commercial | No
212621748 | Central HP <5.4 tons | COLEMAN | HRCU-A-CB (Split System: Heat Pump with Remote Outdoor Unit-Air-Source) | HMH72B341 | ASPEN |  | D(A,C,E)42D34+TDR | TMLV120C20MP12 | 32600 | 16.5 | 8.1 | 32400 | 27800 | 85.8% | 2.44 | 0 | 9 |  |  |  | No | R-410A | 2.7167 | Residential & Commercial | No
212621753 | Central HP <5.4 tons | COLEMAN | HRCU-A-CB (Split System: Heat Pump with Remote Outdoor Unit-Air-Source) | HMH72B341 | ASPEN |  | D(A,C,E)48D34+TDR | TMLV120C20MP12 | 32800 | 16.5 | 8.1 | 32400 | 27800 | 85.8% | 2.44 | 0 | 9 |  |  |  | No | R-410A | 2.7333 | Residential & Commercial | No
212621762 | Central HP <5.4 tons | COLEMAN | HRCU-A-CB (Split System: Heat Pump with Remote Outdoor Unit-Air-Source) | HMH72B341 | ASPEN |  | D(A,C,E)36A44+TDR | TPLC100C20MP13 | 31400 | 16.5 | 8.1 | 32400 | 27800 | 85.8% | 2.44 | 0 | 8.9 |  |  |  | No | R-410A | 2.6167 | Residential & Commercial | No
212621780 | Central HP <5.4 tons | COLEMAN | HRCU-A-CB (Split System: Heat Pump with Remote Outdoor Unit-Air-Source) | HMH72B341 | ASPEN |  | C(A,C,D,E)36D24+TDR | TPLC120C20MP13 | 29600 | 15.9 | 8.1 | 32400 | 27800 | 85.8% | 2.44 | 0 | 8 |  |  |  | No | R-410A | 2.4667 | Residential & Commercial | No
212621798 | Central HP <5.4 tons | COLEMAN | HRCU-A-CB (Split System: Heat Pump with Remote Outdoor Unit-Air-Source) | HMH72B341 | ASPEN |  | D(A,C,E)48D24+TDR | TPLC120C20MP13 | 30400 | 16.1 | 8.1 | 32400 | 27800 | 85.8% | 2.44 | 0 | 8 |  |  |  | No | R-410A | 2.5333 | Residential & Commercial | No
212621823 | Central HP <5.4 tons | COLEMAN | HRCU-A-CB (Split System: Heat Pump with Remote Outdoor Unit-Air-Source) | HMH72B341 | ASPEN |  | D(A,C,E)42C34+TDR | TM9Y120D20MP11 | 32400 | 16.5 | 8.5 | 32400 | 28200 | 87.04% | 2.77 | 0 | 9.5 |  |  |  | No | R-410A | 2.7 | Residential & Commercial | No
212621839 | Central HP <5.4 tons | COLEMAN | HRCU-A-CB (Split System: Heat Pump with Remote Outdoor Unit-Air-Source) | HMH72B341 | ASPEN |  | D(A,C,E)42C24+TDR | TM9V120D20MP12 | 29800 | 16.4 | 8.5 | 32400 | 27800 | 85.8% | 2.79 | 0 | 9 |  |  |  | No | R-410A | 2.4833 | Residential & Commercial | No
212621882 | Central HP <5.4 tons | COLEMAN | HRCU-A-CB (Split System: Heat Pump with Remote Outdoor Unit-Air-Source) | HMH72B341 | ASPEN |  | D(A,C,E)42A44+TDR | TM9V120D20MP12 | 32000 | 17 | 8.5 | 32400 | 28200 | 87.04% | 2.79 | 0 | 9.4 |  |  |  | No | R-410A | 2.6667 | Residential & Commercial | No
212621939 | Central HP <5.4 tons | COLEMAN | HRCU-A-CB (Split System: Heat Pump with Remote Outdoor Unit-Air-Source) | HMH72B341 | ASPEN |  | C(A,C,D,E)36C34+TDR | TM9V040A10MP12 | 32000 | 17 | 8.1 | 33200 | 27400 | 82.53% | 2.41 | 0 | 9.4 |  |  |  | No | R-410A | 2.6667 | Residential & Commercial | No
212622250 | Central HP <5.4 tons | COLEMAN | HRCU-A-CB (Split System: Heat Pump with Remote Outdoor Unit-Air-Source) | HMH72B341 | ASPEN |  | C(A,C,D,E)48A34+TDR | TM9V080B12MP12 | 32800 | 17 | 8.1 | 33600 | 29400 | 87.5% | 2.64 | 0 | 9.5 |  |  |  | No | R-410A | 2.7333 | Residential & Commercial | No
212622373 | Central HP <5.4 tons | COLEMAN | HRCU-A-CB (Split System: Heat Pump with Remote Outdoor Unit-Air-Source) | HMH72B341 | ASPEN |  | C(A,C,D,E)42A34+TDR | TM8E100B12MP11 | 32000 | 17.9 | 8.3 | 33600 | 27600 | 82.14% | 2.61 | 0 | 9.9 |  |  |  | No | R-410A | 2.6667 | Residential & Commercial | No
212622375 | Central HP <5.4 tons | COLEMAN | HRCU-A-CB (Split System: Heat Pump with Remote Outdoor Unit-Air-Source) | HMH72B341 | ASPEN |  | D(A,C,E)48B24+TDR | TM9E080B12MP12 | 30400 | 17 | 8.4 | 33600 | 27600 | 82.14% | 2.61 | 0 | 9 |  |  |  | No | R-410A | 2.5333 | Residential & Commercial | No
212622748 | Central HP <5.4 tons | COLEMAN | HRCU-A-CB (Split System: Heat Pump with Remote Outdoor Unit-Air-Source) | HMH72B341 | ASPEN |  | D(A,C,E)42A44+TDR | TM9V080B12MP12 | 32800 | 17 | 8.3 | 33800 | 29600 | 87.57% | 2.7 | 0 | 9.5 |  |  |  | No | R-410A | 2.7333 | Residential & Commercial | No
213278583 | Central HP <5.4 tons | COLEMAN | HRCU-A-CB (Split System: Heat Pump with Remote Outdoor Unit-Air-Source) | HMH72B361 | ASPEN |  | D(A,C,E)36A46+JMET12BS2N1+TDR |  | 34000 | 18 | 8.1 | 36000 | 26000 | 72.22% | 2.8 | 0 | 8.9 |  |  |  | No | R-410A | 2.8333 | Residential & Commercial | No
212506454 | Central HP <5.4 tons | YORK | HRCU-A-CB (Split System: Heat Pump with Remote Outdoor Unit-Air-Source) | HMH72B361 | ASPEN |  | L(E,G)M48A4 |  | 35000 | 18 | 8.1 | 36000 | 26400 | 73.33% | 2.81 | 0 | 9 |  |  |  | No | R-410A | 2.9167 | Residential & Commercial | No
212622757 | Central HP <5.4 tons | COLEMAN | HRCU-A-CB (Split System: Heat Pump with Remote Outdoor Unit-Air-Source) | HMH72B341 | ASPEN |  | C(A,C,D,E)36C24+TDR | TM9E060A10MP12 | 29600 | 16.9 | 8.1 | 33800 | 27400 | 81.07% | 2.4 | 0 | 9 |  |  |  | No | R-410A | 2.4667 | Residential & Commercial | No
212622759 | Central HP <5.4 tons | COLEMAN | HRCU-A-CB (Split System: Heat Pump with Remote Outdoor Unit-Air-Source) | HMH72B341 | ASPEN |  | C(A,C,D,E)36D24+TDR | TM9E060A10MP12 | 30200 | 17.1 | 8.1 | 33800 | 27400 | 81.07% | 2.4 | 0 | 9.1 |  |  |  | No | R-410A | 2.5167 | Residential & Commercial | No
212622775 | Central HP <5.4 tons | COLEMAN | HRCU-A-CB (Split System: Heat Pump with Remote Outdoor Unit-Air-Source) | HMH72B341 | ASPEN |  | D(A,C,E)42C34+TDR | TM9E060A10MP12 | 32600 | 17.5 | 8.1 | 33800 | 27400 | 81.07% | 2.4 | 0 | 9.5 |  |  |  | No | R-410A | 2.7167 | Residential & Commercial | No
212622782 | Central HP <5.4 tons | COLEMAN | HRCU-A-CB (Split System: Heat Pump with Remote Outdoor Unit-Air-Source) | HMH72B341 | ASPEN |  | D(A,C,E)48D34+TDR | TM9E060A10MP12 | 33200 | 17.5 | 8.1 | 33800 | 27400 | 81.07% | 2.4 | 0 | 9.5 |  |  |  | No | R-410A | 2.7667 | Residential & Commercial | No
212621728 | Central HP <5.4 tons | COLEMAN | HRCU-A-CB (Split System: Heat Pump with Remote Outdoor Unit-Air-Source) | HMH72B341 | ASPEN |  | D(A,C,E)48C34+TDR | TM8V120C20MP12 | 32600 | 16.5 | 8.5 | 32400 | 27800 | 85.8% | 2.7 | 0 | 9 |  |  |  | No | R-410A | 2.7167 | Residential & Commercial | No
212621730 | Central HP <5.4 tons | COLEMAN | HRCU-A-CB (Split System: Heat Pump with Remote Outdoor Unit-Air-Source) | HMH72B341 | ASPEN |  | D(A,C,E)48D34+TDR | TM8V120C20MP12 | 32800 | 16.5 | 8.5 | 32400 | 27800 | 85.8% | 2.7 | 0 | 9 |  |  |  | No | R-410A | 2.7333 | Residential & Commercial | No
212621737 | Central HP <5.4 tons | COLEMAN | HRCU-A-CB (Split System: Heat Pump with Remote Outdoor Unit-Air-Source) | HMH72B341 | ASPEN |  | C(A,C,D,E)48C24+TDR | TMLV120C20MP12 | 30000 | 16 | 8.1 | 32400 | 27800 | 85.8% | 2.44 | 0 | 8.6 |  |  |  | No | R-410A | 2.5 | Residential & Commercial | No
212621755 | Central HP <5.4 tons | COLEMAN | HRCU-A-CB (Split System: Heat Pump with Remote Outdoor Unit-Air-Source) | HMH72B341 | ASPEN |  | C(A,C,D,E)36B34+TDR | TPLC100C20MP13 | 31400 | 16.5 | 8.1 | 32400 | 27800 | 85.8% | 2.44 | 0 | 8.9 |  |  |  | No | R-410A | 2.6167 | Residential & Commercial | No
213739950 | Central HP <5.4 tons | DAY & NIGHT | HRCU-A-CB (Split System: Heat Pump with Remote Outdoor Unit-Air-Source) | DLCURAH24ABK | ADP |  | PL36H175P789 | *96MSN0601412A* | 23600 | 17 | 8.5 | 23600 | 21400 | 90.68% | 1.82 | 0 | 9.5 |  |  |  | No | R-410A | 1.9667 | Residential & Commercial | No
213739966 | Central HP <5.4 tons | DAY & NIGHT | HRCU-A-CB (Split System: Heat Pump with Remote Outdoor Unit-Air-Source) | DLCURAH24ABK | ADP |  | FG33936 | *96VSN0401712B* | 23400 | 16 | 8.5 | 25400 | 25800 | 101.6% | 2.18 | 0 | 9.5 |  |  |  | No | R-410A | 1.95 | Residential & Commercial | No
213739984 | Central HP <5.4 tons | DAY & NIGHT | HRCU-A-CB (Split System: Heat Pump with Remote Outdoor Unit-Air-Source) | DLCURAH24ABK | ADP |  | FG32936 | *96VTN0401410B* | 23000 | 16 | 8.5 | 25400 | 26600 | 104.7% | 2.28 | 0 | 9.5 |  |  |  | No | R-410A | 1.9167 | Residential & Commercial | No
211780577 | Central HP <5.4 tons | KEEPRITE | HRCU-A-CB (Split System: Heat Pump with Remote Outdoor Unit-Air-Source) | DLCURAH24ABK | ADP |  | H,GE30924 | *92ESN0801716A* | 23400 | 17 | 8.5 | 25200 | 23800 | 94.44% | 1.96 | 0 | 9.5 |  |  |  | No | R-410A | 1.95 | Residential & Commercial | No
213273410 | Central HP <5.4 tons | COLEMAN | HRCU-A-CB (Split System: Heat Pump with Remote Outdoor Unit-Air-Source) | HMH72B361 | ASPEN |  | D(A,C,E)36A44+TDR | Z8ES100C20SMPS1 | 34000 | 16.5 | 8.1 | 36000 | 26800 | 74.44% | 2.83 | 0 | 8.9 |  |  |  | No | R-410A | 2.8333 | Residential & Commercial | No
214385391 | Central HP <5.4 tons | COMFORTMAKER | HRCU-A-CB (Split System: Heat Pump with Remote Outdoor Unit-Air-Source) | DLCURAH36ABK | ADP |  | H,YE35936 | *95MSU0401712A* | 34600 | 15.2 | 8.5 | 36800 | 34600 | 94.02% | 2.04 | 0 | 9.5 |  |  |  | No | R-410A | 2.8833 | Residential & Commercial | No
215675210 | Central HP <5.4 tons | KEEPRITE | HRCU-A-CB (Split System: Heat Pump with Remote Outdoor Unit-Air-Source) | C5H0V48*K*AAA* |  |  | ESH5X60M12A*+WALLCON | *80CTL0902120B* | 45500 | 16.5 | 8.5 | 48000 | 33600 | 70% | 2.06 | 0 | 9.5 |  |  |  | No | R-454B | 3.7917 | Residential & Commercial | No
212621757 | Central HP <5.4 tons | COLEMAN | HRCU-A-CB (Split System: Heat Pump with Remote Outdoor Unit-Air-Source) | HMH72B341 | ASPEN |  | C(A,C,D,E)36D24+TDR | TPLC100C20MP13 | 29600 | 15.9 | 8.1 | 32400 | 27800 | 85.8% | 2.44 | 0 | 8 |  |  |  | No | R-410A | 2.4667 | Residential & Commercial | No
212621796 | Central HP <5.4 tons | COLEMAN | HRCU-A-CB (Split System: Heat Pump with Remote Outdoor Unit-Air-Source) | HMH72B341 | ASPEN |  | D(A,C,E)48C24+TDR | TPLC120C20MP13 | 30000 | 16 | 8.1 | 32400 | 27800 | 85.8% | 2.44 | 0 | 8.6 |  |  |  | No | R-410A | 2.5 | Residential & Commercial | No
213493888 | Central HP <5.4 tons | CHAMPION HEATING AND COOLING | HRCU-A-CB (Split System: Heat Pump with Remote Outdoor Unit-Air-Source) | HMH72B341 | ASPEN |  | C(A,C,D,E)36A34+TDR | Z8ES080C16LMPS1 | 31200 | 17.8 | 8.3 | 33000 | 27600 | 83.64% | 2.68 | 0 | 9.8 |  |  |  | No | R-410A | 2.6 | Residential & Commercial | No
213494011 | Central HP <5.4 tons | CHAMPION HEATING AND COOLING | HRCU-A-CB (Split System: Heat Pump with Remote Outdoor Unit-Air-Source) | HMH72B341 | ASPEN |  | C(A,C,D,E)36A34+TDR | Z8ET100C16LMPS1 | 31200 | 17.8 | 8.3 | 33000 | 27800 | 84.24% | 2.66 | 0 | 9.3 |  |  |  | No | R-410A | 2.6 | Residential & Commercial | No
213494027 | Central HP <5.4 tons | CHAMPION HEATING AND COOLING | HRCU-A-CB (Split System: Heat Pump with Remote Outdoor Unit-Air-Source) | HMH72B341 | ASPEN |  | C(A,C,D,E)36A34+TDR | Z8ET120C20LMPS1 | 31200 | 18.3 | 8.3 | 33000 | 27800 | 84.24% | 2.66 | 0 | 9.3 |  |  |  | No | R-410A | 2.6 | Residential & Commercial | No
213495267 | Central HP <5.4 tons | CHAMPION HEATING AND COOLING | HRCU-A-CB (Split System: Heat Pump with Remote Outdoor Unit-Air-Source) | HMH72B341 | ASPEN |  | C(A,C,D,E)48A36+TDR | Z8ES080B12SMPS1 | 33000 | 18 | 8.1 | 32600 | 29400 | 90.18% | 2.66 | 0 | 9.5 |  |  |  | No | R-410A | 2.75 | Residential & Commercial | No
213493903 | Central HP <5.4 tons | CHAMPION HEATING AND COOLING | HRCU-A-CB (Split System: Heat Pump with Remote Outdoor Unit-Air-Source) | HMH72B341 | ASPEN |  | C(A,C,D,E)36A34+TDR | Z8ES080C20LMPS1 | 31200 | 17.8 | 8.3 | 33000 | 28200 | 85.45% | 2.67 | 0 | 9.8 |  |  |  | No | R-410A | 2.6 | Residential & Commercial | No
213493930 | Central HP <5.4 tons | CHAMPION HEATING AND COOLING | HRCU-A-CB (Split System: Heat Pump with Remote Outdoor Unit-Air-Source) | HMH72B341 | ASPEN |  | C(A,C,D,E)48A34+TDR | Z8ES100B12SMPS1 | 32200 | 18.5 | 8.1 | 33800 | 27800 | 82.25% | 2.66 | 0 | 9.4 |  |  |  | No | R-410A | 2.6833 | Residential & Commercial | No
213495275 | Central HP <5.4 tons | CHAMPION HEATING AND COOLING | HRCU-A-CB (Split System: Heat Pump with Remote Outdoor Unit-Air-Source) | HMH72B341 | ASPEN |  | C(A,C,D,E)48A36+TDR | Z8ES080C16LMPS1 | 32200 | 18 | 8.5 | 33200 | 27400 | 82.53% | 2.7 | 0 | 9.9 |  |  |  | No | R-410A | 2.6833 | Residential & Commercial | No
213495309 | Central HP <5.4 tons | CHAMPION HEATING AND COOLING | HRCU-A-CB (Split System: Heat Pump with Remote Outdoor Unit-Air-Source) | HMH72B341 | ASPEN |  | C(A,C,D,E)48A36+TDR | Z8ES100B12LMPS1 | 32200 | 18.5 | 8.1 | 33800 | 27800 | 82.25% | 2.66 | 0 | 9.4 |  |  |  | No | R-410A | 2.6833 | Residential & Commercial | No
213740004 | Central HP <5.4 tons | DAY & NIGHT | HRCU-A-CB (Split System: Heat Pump with Remote Outdoor Unit-Air-Source) | DLCURAH24ABK | ADP |  | FG33936 | *96VTN0601412B* | 23200 | 17 | 8.5 | 24600 | 23600 | 95.93% | 2 | 0 | 9.5 |  |  |  | No | R-410A | 1.9333 | Residential & Commercial | No
215677070 | Central HP <5.4 tons | KEEPRITE | HRCU-A-CB (Split System: Heat Pump with Remote Outdoor Unit-Air-Source) | C5H0V60*K*AAA* |  |  | EVM5X60M21A*+WALLCON | *97CMN1002122B* | 56500 | 18.5 | 9 | 64000 | 45000 | 70.31% | 2.08 | 0 | 9 |  |  |  | No | R-454B | 4.7083 | Residential & Commercial | No
212980909 | Central HP <5.4 tons | GRANDAIRE | HRCU-A-CB (Split System: Heat Pump with Remote Outdoor Unit-Air-Source) | WDLCURAH30ABK |  |  | WLA*364CA* | WFE*110C060C* | 30200 | 15.2 | 8.1 | 34400 | 26200 | 76.16% | 1.86 | 0 | 9 |  |  |  | No | R-410A | 2.5167 | Residential & Commercial | No
212982131 | Central HP <5.4 tons | GRANDAIRE | HRCU-A-CB (Split System: Heat Pump with Remote Outdoor Unit-Air-Source) | WDLCURAH30ABK |  |  | WLA*364CA* | WFEU040B036B* | 29800 | 15.2 | 8.5 | 33800 | 27800 | 82.25% | 1.76 | 0 | 9 |  |  |  | No | R-410A | 2.4833 | Residential & Commercial | No
212982947 | Central HP <5.4 tons | GRANDAIRE | HRCU-A-CB (Split System: Heat Pump with Remote Outdoor Unit-Air-Source) | WDLCURAH30ABK |  |  | WLA*374CA* | WFEU080C060B* | 30600 | 15.2 | 8.1 | 33400 | 26200 | 78.44% | 1.86 | 0 | 9 |  |  |  | No | R-410A | 2.55 | Residential & Commercial | No
212623027 | Central HP <5.4 tons | COLEMAN | HRCU-A-CB (Split System: Heat Pump with Remote Outdoor Unit-Air-Source) | HMH72B341 | ASPEN |  | C(A,C,D,E)36C24+TDR | TM9E080B12MP12 | 30000 | 16.9 | 8.5 | 33800 | 27400 | 81.07% | 2.65 | 0 | 9.5 |  |  |  | No | R-410A | 2.5 | Residential & Commercial | No
212623041 | Central HP <5.4 tons | COLEMAN | HRCU-A-CB (Split System: Heat Pump with Remote Outdoor Unit-Air-Source) | HMH72B341 | ASPEN |  | C(A,C,D,E)48B24+TDR | TM9E080B12MP12 | 30400 | 17 | 8.5 | 33800 | 27400 | 81.07% | 2.65 | 0 | 9 |  |  |  | No | R-410A | 2.5333 | Residential & Commercial | No
215679851 | Central HP <5.4 tons | KENMORE | HRCU-A-CB (Split System: Heat Pump with Remote Outdoor Unit-Air-Source) | (C,H,T)5H0V36*K*AAA* |  |  | ESH5X42M12A*+WALLCON | *97CTN1002122A* | 34000 | 16.5 | 8.5 | 35600 | 25200 | 70.79% | 1.78 | 0 | 9.5 |  |  |  | No | R-454B | 2.8333 | Residential & Commercial | No
215679971 | Central HP <5.4 tons | KENMORE | HRCU-A-CB (Split System: Heat Pump with Remote Outdoor Unit-Air-Source) | (C,H,T)5H0V36*K*AAA* |  |  | ESH5X60M12A*+WALLCON | *97CTN0601716A* | 34200 | 16 | 8.5 | 34800 | 25200 | 72.41% | 1.8 | 0 | 9 |  |  |  | No | R-454B | 2.85 | Residential & Commercial | No
213739935 | Central HP <5.4 tons | DAY & NIGHT | HRCU-A-CB (Split System: Heat Pump with Remote Outdoor Unit-Air-Source) | DLCURAH24ABK | ADP |  | PL36H175P069 | *96MSN0401712A* | 23400 | 16 | 8.5 | 24600 | 24000 | 97.56% | 2 | 0 | 9.5 |  |  |  | No | R-410A | 1.95 | Residential & Commercial | No
214849220 | Central HP <5.4 tons | RHEEM | HRCU-A-CB (Split System: Heat Pump with Remote Outdoor Unit-Air-Source) | RD17AZ60AJ3N | ADP |  | H,RE49960 | R801V0755A21DZ | 53000 | 17 | 8.1 | 52000 | 48500 | 93.27% | 1.75 | 0 | 9.5 |  |  |  | No | R-410A | 4.4167 | Residential & Commercial | No
213367368 | Central HP <5.4 tons | CARRIER | HRCU-A-CB (Split System: Heat Pump with Remote Outdoor Unit-Air-Source) | 38MURAQ24AB3* | ADP |  | H,PG31930 | 59TP6C040V14**10 | 22600 | 16 | 8.5 | 25400 | 26600 | 104.7% | 2.28 | 0 | 9 |  |  |  | No | R-410A | 1.8833 | Residential & Commercial | No
212982983 | Central HP <5.4 tons | GRANDAIRE | HRCU-A-CB (Split System: Heat Pump with Remote Outdoor Unit-Air-Source) | WDLCURAH30ABK |  |  | WLA*434CA* | WFEU080C060B* | 30600 | 15.5 | 8.5 | 33400 | 26200 | 78.44% | 1.88 | 0 | 9 |  |  |  | No | R-410A | 2.55 | Residential & Commercial | No
215675190 | Central HP <5.4 tons | KEEPRITE | HRCU-A-CB (Split System: Heat Pump with Remote Outdoor Unit-Air-Source) | C5H0V48*K*AAA* |  |  | ESH5X60M12A*+WALLCON | *80CTL0702120B* | 45500 | 16.5 | 8.5 | 48000 | 33800 | 70.42% | 2.06 | 0 | 9.5 |  |  |  | No | R-454B | 3.7917 | Residential & Commercial | No
212603182 | Central HP <5.4 tons | DAY & NIGHT | HRCU-A-CB (Split System: Heat Pump with Remote Outdoor Unit-Air-Source) | DLCURAH24ABK | ADP |  | FG80936 | *95ESN0601412A* | 24600 | 16 | 8.5 | 24400 | 20800 | 85.25% | 1.76 | 0 | 9.5 |  |  |  | No | R-410A | 2.05 | Residential & Commercial | No
210342132 | Central HP <5.4 tons | DIRECT AIR | HRCU-A-CB (Split System: Heat Pump with Remote Outdoor Unit-Air-Source) | DIRM-60MAGICPRO20-OU |  |  | DIRM-60MAGICPRO20-AH |  | 55000 | 15.3 | 9.4 | 59000 | 48500 | 82.2% | 1.91 | 9 | 8.8 |  |  |  | No | R-410A | 4.5833 | Residential & Commercial | No
214595161 | Central HP <5.4 tons | BRYANT HEATING AND COOLING SYSTEMS | HRCU-A-CB (Split System: Heat Pump with Remote Outdoor Unit-Air-Source) | 38MURAQ24AB3* | ASPEN |  | L(E,G)M36B4 |  | 23400 | 15.2 | 8.5 | 26400 | 23400 | 88.64% | 1.92 | 0 | 9.8 |  |  |  | No | R-410A | 1.95 | Residential & Commercial | No
212623102 | Central HP <5.4 tons | COLEMAN | HRCU-A-CB (Split System: Heat Pump with Remote Outdoor Unit-Air-Source) | HMH72B341 | ASPEN |  | C(A,C,D,E)42B34+TDR | TM9Y100C20MP11 | 32200 | 15.5 | 8.1 | 33800 | 27400 | 81.07% | 2.38 | 0 | 9.4 |  |  |  | No | R-410A | 2.6833 | Residential & Commercial | No
212623116 | Central HP <5.4 tons | COLEMAN | HRCU-A-CB (Split System: Heat Pump with Remote Outdoor Unit-Air-Source) | HMH72B341 | ASPEN |  | C(A,C,D,E)48C24+TDR | TM8E060A12MP11 | 30800 | 17.7 | 8.1 | 33800 | 27400 | 81.07% | 2.44 | 0 | 9 |  |  |  | No | R-410A | 2.5667 | Residential & Commercial | No
212623877 | Central HP <5.4 tons | COLEMAN | HRCU-A-CB (Split System: Heat Pump with Remote Outdoor Unit-Air-Source) | HMH72B341 | ASPEN |  | C(A,C,D,E)36B24+TDR | TP9C060B12MP13 | 29400 | 16.7 | 8.1 | 34000 | 27800 | 81.76% | 2.42 | 0 | 9 |  |  |  | No | R-410A | 2.45 | Residential & Commercial | No
212623884 | Central HP <5.4 tons | COLEMAN | HRCU-A-CB (Split System: Heat Pump with Remote Outdoor Unit-Air-Source) | HMH72B341 | ASPEN |  | C(A,C,D,E)42D24+TDR | TP9C060B12MP13 | 30800 | 17.2 | 8.1 | 34000 | 27800 | 81.76% | 2.42 | 0 | 9 |  |  |  | No | R-410A | 2.5667 | Residential & Commercial | No
212623886 | Central HP <5.4 tons | COLEMAN | HRCU-A-CB (Split System: Heat Pump with Remote Outdoor Unit-Air-Source) | HMH72B341 | ASPEN |  | C(A,C,D,E)48C24+TDR | TP9C060B12MP13 | 30800 | 17.2 | 8.1 | 34000 | 27800 | 81.76% | 2.42 | 0 | 9 |  |  |  | No | R-410A | 2.5667 | Residential & Commercial | No
213739917 | Central HP <5.4 tons | DAY & NIGHT | HRCU-A-CB (Split System: Heat Pump with Remote Outdoor Unit-Air-Source) | DLCURAH24ABK | ADP |  | PL36H***P039 | *96MSN0261410A* | 22600 | 16 | 8.5 | 25400 | 25800 | 101.6% | 2.2 | 0 | 9.5 |  |  |  | No | R-410A | 1.8833 | Residential & Commercial | No
213739965 | Central HP <5.4 tons | DAY & NIGHT | HRCU-A-CB (Split System: Heat Pump with Remote Outdoor Unit-Air-Source) | DLCURAH24ABK | ADP |  | FG32936 | *96VSN0401712B* | 23400 | 16 | 8.5 | 25400 | 25800 | 101.6% | 2.18 | 0 | 9.5 |  |  |  | No | R-410A | 1.95 | Residential & Commercial | No
214092688 | Central HP <5.4 tons | LUXAIRE | HRCU-A-CB (Split System: Heat Pump with Remote Outdoor Unit-Air-Source) | HMH72B361 | ASPEN |  | D(A,C,E)48B34+TDR | Z8ES100C20LMPS1 | 34600 | 16.5 | 8.1 | 32400 | 44500 | 137.3% | 3.25 | 0 | 9 |  |  |  | No | R-410A | 2.8833 | Residential & Commercial | No
213206543 | Central HP <5.4 tons | CARRIER | HRCU-A-CB (Split System: Heat Pump with Remote Outdoor Unit-Air-Source) | 38MURAQ24AB3* | ASPEN |  | D(A,C,E)30C44+TDR | 59SC5B080E17**16 | 23800 | 16 | 8.1 | 26200 | 20200 | 77.1% | 2.71 | 0 | 9.9 |  |  |  | No | R-410A | 1.9833 | Residential & Commercial | No
215677600 | Central HP <5.4 tons | KEEPRITE | HRCU-A-CB (Split System: Heat Pump with Remote Outdoor Unit-Air-Source) | C5H0V60*K*AAA* |  |  | EVD5X61M21A*+WALLCON | *95CSU0802120B* | 57000 | 18 | 9 | 64000 | 45000 | 70.31% | 2.08 | 0 | 9 |  |  |  | No | R-454B | 4.75 | Residential & Commercial | No
212979652 | Central HP <5.4 tons | GRANDAIRE | HRCU-A-CB (Split System: Heat Pump with Remote Outdoor Unit-Air-Source) | WDLCURAH24AAK |  |  | WLNC364CA* | WFE*090B042C* | 23800 | 16 | 8.1 | 24800 | 35200 | 141.9% | 1.82 | 0 | 9.5 |  |  |  | No | R-410A | 1.9833 | Residential & Commercial | No
212623895 | Central HP <5.4 tons | COLEMAN | HRCU-A-CB (Split System: Heat Pump with Remote Outdoor Unit-Air-Source) | HMH72B341 | ASPEN |  | D(A,C,E)42B34+TDR | TP9C060B12MP13 | 32600 | 17.5 | 8.1 | 34000 | 27800 | 81.76% | 2.42 | 0 | 9.5 |  |  |  | No | R-410A | 2.7167 | Residential & Commercial | No
212623934 | Central HP <5.4 tons | COLEMAN | HRCU-A-CB (Split System: Heat Pump with Remote Outdoor Unit-Air-Source) | HMH72B341 | ASPEN |  | C(A,C,D,E)48D24+TDR | TL8E060A12UH11 | 32400 | 18 | 8.1 | 33400 | 29000 | 86.83% | 2.46 | 0 | 9.5 |  |  |  | No | R-410A | 2.7 | Residential & Commercial | No
212623959 | Central HP <5.4 tons | COLEMAN | HRCU-A-CB (Split System: Heat Pump with Remote Outdoor Unit-Air-Source) | HMH72B341 | ASPEN |  | C(A,C,D,E)48D24+TDR | TM8E080B12MP11 | 31000 | 17.8 | 8.5 | 34000 | 28000 | 82.35% | 2.63 | 0 | 9.2 |  |  |  | No | R-410A | 2.5833 | Residential & Commercial | No
212623961 | Central HP <5.4 tons | COLEMAN | HRCU-A-CB (Split System: Heat Pump with Remote Outdoor Unit-Air-Source) | HMH72B341 | ASPEN |  | D(A,C,E)36B34+TDR | TM8E080B12MP11 | 32000 | 18 | 8.5 | 34000 | 28000 | 82.35% | 2.63 | 0 | 9.4 |  |  |  | No | R-410A | 2.6667 | Residential & Commercial | No
212623963 | Central HP <5.4 tons | COLEMAN | HRCU-A-CB (Split System: Heat Pump with Remote Outdoor Unit-Air-Source) | HMH72B341 | ASPEN |  | D(A,C,E)36C34+TDR | TM8E080B12MP11 | 32400 | 18 | 8.5 | 34000 | 28000 | 82.35% | 2.63 | 0 | 9.5 |  |  |  | No | R-410A | 2.7 | Residential & Commercial | No
213278571 | Central HP <5.4 tons | COLEMAN | HRCU-A-CB (Split System: Heat Pump with Remote Outdoor Unit-Air-Source) | HMH72B341 | ASPEN |  | D(A,C,E)36D26+JMET12CS2N1+TDR |  | 29800 | 16.9 | 8.5 | 32600 | 27800 | 85.28% | 2.8 | 0 | 9 |  |  |  | No | R-410A | 2.4833 | Residential & Commercial | No
212623409 | Central HP <5.4 tons | COLEMAN | HRCU-A-CB (Split System: Heat Pump with Remote Outdoor Unit-Air-Source) | HMH72B341 | ASPEN |  | D(A,C,E)42B34+TDR | TM8Y120C20MP11 | 33600 | 18 | 8.3 | 33800 | 30200 | 89.35% | 2.82 | 0 | 9.5 |  |  |  | No | R-410A | 2.8 | Residential & Commercial | No
215668937 | Central HP <5.4 tons | KEEPRITE | HRCU-A-CB (Split System: Heat Pump with Remote Outdoor Unit-Air-Source) | C5H0V36*K*AAA* |  |  | EA*5X42M21A*+WALLCON | *96CTN0801714B* | 33000 | 17.5 | 9 | 36000 | 25800 | 71.67% | 1.84 | 0 | 9.5 |  |  |  | No | R-454B | 2.75 | Residential & Commercial | No
215668873 | Central HP <5.4 tons | KEEPRITE | HRCU-A-CB (Split System: Heat Pump with Remote Outdoor Unit-Air-Source) | C5H0V36*K*AAA* |  |  | EA*5X42M21A*+WALLCON | *95CSU0802120B* | 33200 | 17.5 | 8.5 | 35800 | 25600 | 71.51% | 1.86 | 0 | 9.5 |  |  |  | No | R-454B | 2.7667 | Residential & Commercial | No
215679991 | Central HP <5.4 tons | KENMORE | HRCU-A-CB (Split System: Heat Pump with Remote Outdoor Unit-Air-Source) | (C,H,T)5H0V36*K*AAA* |  |  | ESH5X60M12A*+WALLCON | *97CTN0802120A* | 34600 | 16.5 | 8.5 | 34600 | 24800 | 71.68% | 1.8 | 0 | 9.5 |  |  |  | No | R-454B | 2.8833 | Residential & Commercial | No
213258337 | Central HP <5.4 tons | KEEPRITE | HRCU-A-CB (Split System: Heat Pump with Remote Outdoor Unit-Air-Source) | DLCURAH24ABK | ADP |  | H,GE32936 | *96VTN0401410A* | 22600 | 16 | 8.5 | 24200 | 23800 | 98.35% | 2.02 | 0 | 9.5 |  |  |  | No | R-410A | 1.8833 | Residential & Commercial | No
213258338 | Central HP <5.4 tons | KEEPRITE | HRCU-A-CB (Split System: Heat Pump with Remote Outdoor Unit-Air-Source) | DLCURAH24ABK | ADP |  | H,GG33936 | *96VTN0401410A* | 23000 | 16 | 8.5 | 24000 | 23400 | 97.5% | 1.96 | 0 | 9.5 |  |  |  | No | R-410A | 1.9167 | Residential & Commercial | No
215677400 | Central HP <5.4 tons | KEEPRITE | HRCU-A-CB (Split System: Heat Pump with Remote Outdoor Unit-Air-Source) | C5H0V60*K*AAA* |  |  | EVD5X60M21A*+WALLCON | *97CMN0602120B* | 55500 | 17.5 | 8.5 | 64000 | 46000 | 71.88% | 1.94 | 0 | 8.5 |  |  |  | No | R-454B | 4.625 | Residential & Commercial | No
215677350 | Central HP <5.4 tons | KEEPRITE | HRCU-A-CB (Split System: Heat Pump with Remote Outdoor Unit-Air-Source) | C5H0V60*K*AAA* |  |  | EVD5X60M21A*+WALLCON | *80CTL0702120B* | 56500 | 18 | 9 | 64000 | 45000 | 70.31% | 2.06 | 0 | 9 |  |  |  | No | R-454B | 4.7083 | Residential & Commercial | No
215677200 | Central HP <5.4 tons | KEEPRITE | HRCU-A-CB (Split System: Heat Pump with Remote Outdoor Unit-Air-Source) | C5H0V60*K*AAA* |  |  | EVM5X60M24A*+WALLCON | *96CTN1002122B* | 56500 | 18.5 | 9 | 63000 | 44500 | 70.63% | 2.08 | 0 | 9 |  |  |  | No | R-454B | 4.7083 | Residential & Commercial | No
215676980 | Central HP <5.4 tons | KEEPRITE | HRCU-A-CB (Split System: Heat Pump with Remote Outdoor Unit-Air-Source) | C5H0V60*K*AAA* |  |  | EVM5X60M21A*+WALLCON | *80CSU1002120A* | 56500 | 18 | 9 | 64000 | 45000 | 70.31% | 2.08 | 0 | 9 |  |  |  | No | R-454B | 4.7083 | Residential & Commercial | No
212623418 | Central HP <5.4 tons | COLEMAN | HRCU-A-CB (Split System: Heat Pump with Remote Outdoor Unit-Air-Source) | HMH72B341 | ASPEN |  | D(A,C,E)48B24+TDR | TM8V100C16MP12 | 30200 | 17 | 8.4 | 33800 | 27200 | 80.47% | 2.65 | 0 | 9 |  |  |  | No | R-410A | 2.5167 | Residential & Commercial | No
212623441 | Central HP <5.4 tons | COLEMAN | HRCU-A-CB (Split System: Heat Pump with Remote Outdoor Unit-Air-Source) | HMH72B341 | ASPEN |  | C(A,C,D,E)48A34+TDR | TM9Y080C16MP11 | 32200 | 18.5 | 8.5 | 33800 | 28200 | 83.43% | 2.67 | 0 | 9.4 |  |  |  | No | R-410A | 2.6833 | Residential & Commercial | No
212623459 | Central HP <5.4 tons | COLEMAN | HRCU-A-CB (Split System: Heat Pump with Remote Outdoor Unit-Air-Source) | HMH72B341 | ASPEN |  | D(A,C,E)48B24+TDR | TM8Y080C16MP11 | 30200 | 17.9 | 8.4 | 33800 | 27200 | 80.47% | 2.64 | 0 | 9 |  |  |  | No | R-410A | 2.5167 | Residential & Commercial | No
212623466 | Central HP <5.4 tons | COLEMAN | HRCU-A-CB (Split System: Heat Pump with Remote Outdoor Unit-Air-Source) | HMH72B341 | ASPEN |  | C(A,C,D,E)42A24+TDR | CPLC080C16MP13 | 29200 | 16.7 | 8.1 | 33800 | 27200 | 80.47% | 2.48 | 0 | 9.4 |  |  |  | No | R-410A | 2.4333 | Residential & Commercial | No
212623536 | Central HP <5.4 tons | COLEMAN | HRCU-A-CB (Split System: Heat Pump with Remote Outdoor Unit-Air-Source) | HMH72B341 | ASPEN |  | C(A,C,D,E)48A34+TDR | TM9V100C20MP12 | 32200 | 17.5 | 8.5 | 33800 | 28200 | 83.43% | 2.7 | 0 | 9.4 |  |  |  | No | R-410A | 2.6833 | Residential & Commercial | No
212623600 | Central HP <5.4 tons | COLEMAN | HRCU-A-CB (Split System: Heat Pump with Remote Outdoor Unit-Air-Source) | HMH72B341 | ASPEN |  | C(A,C,D,E)42C24+TDR | TM9Y060B12MP11 | 31400 | 17.5 | 8.1 | 34000 | 29400 | 86.47% | 2.43 | 0 | 9.5 |  |  |  | No | R-410A | 2.6167 | Residential & Commercial | No
212623634 | Central HP <5.4 tons | COLEMAN | HRCU-A-CB (Split System: Heat Pump with Remote Outdoor Unit-Air-Source) | HMH72B341 | ASPEN |  | C(A,C,D,E)36D24+TDR | CPLC080B12MP13 | 31200 | 17 | 8.1 | 33600 | 29400 | 87.5% | 2.42 | 0 | 9.5 |  |  |  | No | R-410A | 2.6 | Residential & Commercial | No
212623650 | Central HP <5.4 tons | COLEMAN | HRCU-A-CB (Split System: Heat Pump with Remote Outdoor Unit-Air-Source) | HMH72B341 | ASPEN |  | C(A,C,D,E)36D24+TDR | TPLC080B12MP13 | 31200 | 17 | 8.1 | 33600 | 29400 | 87.5% | 2.42 | 0 | 9.5 |  |  |  | No | R-410A | 2.6 | Residential & Commercial | No
215677050 | Central HP <5.4 tons | KEEPRITE | HRCU-A-CB (Split System: Heat Pump with Remote Outdoor Unit-Air-Source) | C5H0V60*K*AAA* |  |  | EVM5X60M21A*+WALLCON | *97CMN0602120B* | 55500 | 17.5 | 8.5 | 65000 | 46000 | 70.77% | 1.94 | 0 | 8.5 |  |  |  | No | R-454B | 4.625 | Residential & Commercial | No
212982167 | Central HP <5.4 tons | GRANDAIRE | HRCU-A-CB (Split System: Heat Pump with Remote Outdoor Unit-Air-Source) | WDLCURAH30ABK |  |  | WLA*424CA* | WFEU040B036B* | 30000 | 15.2 | 8.5 | 33800 | 27400 | 81.07% | 1.78 | 0 | 9 |  |  |  | No | R-410A | 2.5 | Residential & Commercial | No
212982635 | Central HP <5.4 tons | GRANDAIRE | HRCU-A-CB (Split System: Heat Pump with Remote Outdoor Unit-Air-Source) | WDLCURAH30ABK |  |  | WLA*374CA* | WFEU060B048B* | 30800 | 15.2 | 8.5 | 33000 | 26200 | 79.39% | 1.84 | 0 | 9 |  |  |  | No | R-410A | 2.5667 | Residential & Commercial | No
215667121 | Central HP <5.4 tons | KEEPRITE | HRCU-A-CB (Split System: Heat Pump with Remote Outdoor Unit-Air-Source) | C5H0V24*K*AAA* |  |  | EA*5X24M17A*+WALLCON | *96CTN0401410B* | 22400 | 15.5 | 8.5 | 24400 | 17200 | 70.49% | 1.82 | 0 | 9 |  |  |  | No | R-454B | 1.8667 | Residential & Commercial | No
212979449 | Central HP <5.4 tons | KEEPRITE | HRCU-A-CB (Split System: Heat Pump with Remote Outdoor Unit-Air-Source) | DLCURAH30ABK |  |  | EA*4X42L21A* | *80MS(N,L)0702116A* | 29800 | 15.2 | 8.1 | 34200 | 27600 | 80.7% | 1.8 | 0 | 9 |  |  |  | No | R-410A | 2.4833 | Residential & Commercial | No
213306313 | Central HP <5.4 tons | CHAMPION HEATING AND COOLING | HRCU-A-CB (Split System: Heat Pump with Remote Outdoor Unit-Air-Source) | HMH72B361 | ASPEN |  | D(A,C,E)36D34+TDR | Z8ES100C20LMPS1 | 34800 | 16.5 | 8.1 | 36000 | 26800 | 74.44% | 2.83 | 0 | 9 |  |  |  | No | R-410A | 2.9 | Residential & Commercial | No
212982227 | Central HP <5.4 tons | GRANDAIRE | HRCU-A-CB (Split System: Heat Pump with Remote Outdoor Unit-Air-Source) | WDLCURAH30ABK |  |  | WLNC424BA* | WFEU040B036B* | 29800 | 15.2 | 8.5 | 33600 | 27000 | 80.36% | 1.82 | 0 | 9 |  |  |  | No | R-410A | 2.4833 | Residential & Commercial | No
212982659 | Central HP <5.4 tons | GRANDAIRE | HRCU-A-CB (Split System: Heat Pump with Remote Outdoor Unit-Air-Source) | WDLCURAH30ABK |  |  | WLA*424DA* | WFEU060B048B* | 30000 | 15.5 | 8.1 | 34200 | 26400 | 77.19% | 1.86 | 0 | 9 |  |  |  | No | R-410A | 2.5 | Residential & Commercial | No
212977075 | Central HP <5.4 tons | KEEPRITE | HRCU-A-CB (Split System: Heat Pump with Remote Outdoor Unit-Air-Source) | DLCURAH30ABK |  |  | EN(A,D,W)4X42L21** | *96VTN1002122B* | 29800 | 15.2 | 8.1 | 34200 | 27800 | 81.29% | 1.8 | 0 | 9 |  |  |  | No | R-410A | 2.4833 | Residential & Commercial | No
212980549 | Central HP <5.4 tons | KEEPRITE | HRCU-A-CB (Split System: Heat Pump with Remote Outdoor Unit-Air-Source) | DLCURAH30ABK |  |  | EA*4X43L21A* | *80MS(N,L)0902120A* | 30800 | 15.2 | 8.5 | 33600 | 26400 | 78.57% | 1.86 | 0 | 9 |  |  |  | No | R-410A | 2.5667 | Residential & Commercial | No
212982656 | Central HP <5.4 tons | KEEPRITE | HRCU-A-CB (Split System: Heat Pump with Remote Outdoor Unit-Air-Source) | DLCURAH30ABK |  |  | EA*4X42L24A* | *80MSU0601716A* | 30000 | 15.5 | 8.1 | 34200 | 27600 | 80.7% | 1.8 | 0 | 9 |  |  |  | No | R-410A | 2.5 | Residential & Commercial | No
213753597 | Central HP <5.4 tons | CARRIER | HRCU-A-CB (Split System: Heat Pump with Remote Outdoor Unit-Air-Source) | 38MURAQ30AB3* | ASPEN |  | D(A,C,E)30C44+TDR | 59TP6C080V21**20 | 29000 | 15.2 | 8.1 | 33400 | 23800 | 71.26% | 2.8 | 0 | 8.9 |  |  |  | No | R-410A | 2.4167 | Residential & Commercial | No
213753617 | Central HP <5.4 tons | CARRIER | HRCU-A-CB (Split System: Heat Pump with Remote Outdoor Unit-Air-Source) | 38MURAQ30AB3* | ASPEN |  | D(A,C,E)42B34+TDR | 59TP6C100V21**20 | 29600 | 15.2 | 8.5 | 34200 | 24200 | 70.76% | 2.69 | 0 | 9 |  |  |  | No | R-410A | 2.4667 | Residential & Commercial | No
212383007 | Central HP <5.4 tons | GRANDAIRE | HRCU-A-CB (Split System: Heat Pump with Remote Outdoor Unit-Air-Source) | WDLCURAH36ABK |  |  | WLA*364BA* | WFEL090B042B* | 35600 | 15.5 | 8.1 | 39500 | 35200 | 89.11% | 1.84 | 0 | 9.5 |  |  |  | No | R-410A | 2.9667 | Residential & Commercial | No
212982956 | Central HP <5.4 tons | KEEPRITE | HRCU-A-CB (Split System: Heat Pump with Remote Outdoor Unit-Air-Source) | DLCURAH30ABK |  |  | EA*4X42L21A* | *80MSU0802120A* | 29600 | 15.5 | 8.5 | 33600 | 27600 | 82.14% | 1.78 | 0 | 9 |  |  |  | No | R-410A | 2.4667 | Residential & Commercial | No
212623652 | Central HP <5.4 tons | COLEMAN | HRCU-A-CB (Split System: Heat Pump with Remote Outdoor Unit-Air-Source) | HMH72B341 | ASPEN |  | C(A,C,D,E)42D24+TDR | TPLC080B12MP13 | 31600 | 17 | 8.1 | 33600 | 29400 | 87.5% | 2.42 | 0 | 9 |  |  |  | No | R-410A | 2.6333 | Residential & Commercial | No
212623670 | Central HP <5.4 tons | COLEMAN | HRCU-A-CB (Split System: Heat Pump with Remote Outdoor Unit-Air-Source) | HMH72B341 | ASPEN |  | C(A,C,D,E)42D24+TDR | TL9E060B12UH11 | 30600 | 17.7 | 8.1 | 34000 | 27800 | 81.76% | 2.4 | 0 | 9 |  |  |  | No | R-410A | 2.55 | Residential & Commercial | No
212623718 | Central HP <5.4 tons | COLEMAN | HRCU-A-CB (Split System: Heat Pump with Remote Outdoor Unit-Air-Source) | HMH72B341 | ASPEN |  | C(A,C,D,E)42D24+TDR | TM9E060B12MP12 | 30800 | 17.2 | 8.1 | 34000 | 28000 | 82.35% | 2.39 | 0 | 9 |  |  |  | No | R-410A | 2.5667 | Residential & Commercial | No
212623768 | Central HP <5.4 tons | COLEMAN | HRCU-A-CB (Split System: Heat Pump with Remote Outdoor Unit-Air-Source) | HMH72B341 | ASPEN |  | D(A,C,E)48D24+TDR | TM9E060B12MP12 | 31200 | 17.3 | 8.1 | 34000 | 28000 | 82.35% | 2.39 | 0 | 9.2 |  |  |  | No | R-410A | 2.6 | Residential & Commercial | No
212623811 | Central HP <5.4 tons | COLEMAN | HRCU-A-CB (Split System: Heat Pump with Remote Outdoor Unit-Air-Source) | HMH72B341 | ASPEN |  | D(A,C,E)42C34+TDR | TM9V080B12MP12 | 32800 | 17 | 8.4 | 34000 | 29400 | 86.47% | 2.71 | 0 | 9.5 |  |  |  | No | R-410A | 2.7333 | Residential & Commercial | No
212623820 | Central HP <5.4 tons | COLEMAN | HRCU-A-CB (Split System: Heat Pump with Remote Outdoor Unit-Air-Source) | HMH72B341 | ASPEN |  | C(A,C,D,E)42B24+TDR | CP9C060B12MP13 | 29800 | 16.9 | 8.1 | 34000 | 27800 | 81.76% | 2.42 | 0 | 9 |  |  |  | No | R-410A | 2.4833 | Residential & Commercial | No
212623845 | Central HP <5.4 tons | COLEMAN | HRCU-A-CB (Split System: Heat Pump with Remote Outdoor Unit-Air-Source) | HMH72B341 | ASPEN |  | C(A,C,D,E)36A44+TDR | TM9V060B12MP12 | 32000 | 17.5 | 8.1 | 34000 | 27800 | 81.76% | 2.42 | 0 | 9.4 |  |  |  | No | R-410A | 2.6667 | Residential & Commercial | No
212623859 | Central HP <5.4 tons | COLEMAN | HRCU-A-CB (Split System: Heat Pump with Remote Outdoor Unit-Air-Source) | HMH72B341 | ASPEN |  | D(A,C,E)36A44+TDR | TM9V060B12MP12 | 32000 | 17.5 | 8.1 | 34000 | 27800 | 81.76% | 2.42 | 0 | 9.4 |  |  |  | No | R-410A | 2.6667 | Residential & Commercial | No
213495321 | Central HP <5.4 tons | CHAMPION HEATING AND COOLING | HRCU-A-CB (Split System: Heat Pump with Remote Outdoor Unit-Air-Source) | HMH72B341 | ASPEN |  | C(A,C,D,E)36A36+TDR | Z8ES100C16LMPS1 | 31200 | 17.8 | 8.3 | 33000 | 28200 | 85.45% | 2.66 | 0 | 9.3 |  |  |  | No | R-410A | 2.6 | Residential & Commercial | No
213495370 | Central HP <5.4 tons | CHAMPION HEATING AND COOLING | HRCU-A-CB (Split System: Heat Pump with Remote Outdoor Unit-Air-Source) | HMH72B341 | ASPEN |  | C(A,C,D,E)48A36+TDR | Z8ES120C20LMPS1 | 32200 | 17.5 | 8.5 | 33800 | 27800 | 82.25% | 2.66 | 0 | 9.4 |  |  |  | No | R-410A | 2.6833 | Residential & Commercial | No
213803498 | Central HP <5.4 tons | CHAMPION HEATING AND COOLING | HRCU-A-CB (Split System: Heat Pump with Remote Outdoor Unit-Air-Source) | HMH72B341 | ASPEN |  | D(A,C,E)36A34+TDR | Z8ET120C20LMPS1 | 33600 | 18.5 | 8.1 | 32600 | 29800 | 91.41% | 2.72 | 0 | 9.5 |  |  |  | No | R-410A | 2.8 | Residential & Commercial | No
212623166 | Central HP <5.4 tons | COLEMAN | HRCU-A-CB (Split System: Heat Pump with Remote Outdoor Unit-Air-Source) | HMH72B341 | ASPEN |  | C(A,C,D,E)36B34+TDR | TMLE060A12MP11 | 32200 | 18 | 8.1 | 33800 | 27400 | 81.07% | 2.44 | 0 | 9.9 |  |  |  | No | R-410A | 2.6833 | Residential & Commercial | No
212623191 | Central HP <5.4 tons | COLEMAN | HRCU-A-CB (Split System: Heat Pump with Remote Outdoor Unit-Air-Source) | HMH72B341 | ASPEN |  | D(A,C,E)48D24+TDR | TMLE060A12MP11 | 31200 | 17.8 | 8.1 | 33800 | 27400 | 81.07% | 2.44 | 0 | 9.7 |  |  |  | No | R-410A | 2.6 | Residential & Commercial | No
213204103 | Central HP <5.4 tons | TEMPSTAR | HRCU-A-CB (Split System: Heat Pump with Remote Outdoor Unit-Air-Source) | DLCURAH24AAK | ASPEN |  | D(A,C,E)30C44+TDR | *80ES(N,L)0902120A* | 23800 | 16 | 8.5 | 25800 | 29000 | 112.4% | 2.59 | 0 | 9.5 |  |  |  | No | R-410A | 1.9833 | Residential & Commercial | No
213204257 | Central HP <5.4 tons | TEMPSTAR | HRCU-A-CB (Split System: Heat Pump with Remote Outdoor Unit-Air-Source) | DLCURAH24AAK | ASPEN |  | D(A,C,E)36B34+TDR | *95ESN0601714A* | 23600 | 15.3 | 8.4 | 25400 | 26800 | 105.5% | 2.74 | 0 | 9.3 |  |  |  | No | R-410A | 1.9667 | Residential & Commercial | No
213320504 | Central HP <5.4 tons | CHAMPION HEATING AND COOLING | HRCU-A-CB (Split System: Heat Pump with Remote Outdoor Unit-Air-Source) | HMH72B341 | ASPEN |  | D(A,C,E)48A34+TDR | Z8ES100B12LMPS1 | 32200 | 18.5 | 8.1 | 33800 | 27800 | 82.25% | 2.66 | 0 | 9.4 |  |  |  | No | R-410A | 2.6833 | Residential & Commercial | No
213320513 | Central HP <5.4 tons | CHAMPION HEATING AND COOLING | HRCU-A-CB (Split System: Heat Pump with Remote Outdoor Unit-Air-Source) | HMH72B341 | ASPEN |  | D(A,C,E)48A34+TDR | Z8ES100C16SMPS1 | 32200 | 18 | 8.5 | 33200 | 28200 | 84.94% | 2.7 | 0 | 9.4 |  |  |  | No | R-410A | 2.6833 | Residential & Commercial | No
213320518 | Central HP <5.4 tons | CHAMPION HEATING AND COOLING | HRCU-A-CB (Split System: Heat Pump with Remote Outdoor Unit-Air-Source) | HMH72B341 | ASPEN |  | D(A,C,E)36D34+TDR | Z8ES100C20SMPS1 | 32800 | 17.5 | 8.5 | 33400 | 27600 | 82.63% | 2.7 | 0 | 9.5 |  |  |  | No | R-410A | 2.7333 | Residential & Commercial | No
213320522 | Central HP <5.4 tons | CHAMPION HEATING AND COOLING | HRCU-A-CB (Split System: Heat Pump with Remote Outdoor Unit-Air-Source) | HMH72B341 | ASPEN |  | D(A,C,E)48A34+TDR | Z8ES120C16LMPS1 | 33600 | 18 | 8.1 | 32600 | 30200 | 92.64% | 2.73 | 0 | 9.5 |  |  |  | No | R-410A | 2.8 | Residential & Commercial | No
212623200 | Central HP <5.4 tons | COLEMAN | HRCU-A-CB (Split System: Heat Pump with Remote Outdoor Unit-Air-Source) | HMH72B341 | ASPEN |  | C(A,C,D,E)42C24+TDR | TMLE100B12MP11 | 30400 | 17.5 | 8.1 | 33800 | 27400 | 81.07% | 2.44 | 0 | 9 |  |  |  | No | R-410A | 2.5333 | Residential & Commercial | No
212623227 | Central HP <5.4 tons | COLEMAN | HRCU-A-CB (Split System: Heat Pump with Remote Outdoor Unit-Air-Source) | HMH72B341 | ASPEN |  | C(A,C,D,E)36B34+TDR | TM8Y100C20MP11 | 33600 | 18 | 8.2 | 33800 | 30000 | 88.76% | 2.76 | 0 | 9.5 |  |  |  | No | R-410A | 2.8 | Residential & Commercial | No
212623284 | Central HP <5.4 tons | COLEMAN | HRCU-A-CB (Split System: Heat Pump with Remote Outdoor Unit-Air-Source) | HMH72B341 | ASPEN |  | C(A,C,D,E)42A34+TDR | TM9V100C16MP12 | 31800 | 17.5 | 8.3 | 33800 | 27400 | 81.07% | 2.63 | 0 | 9.9 |  |  |  | No | R-410A | 2.65 | Residential & Commercial | No
213493922 | Central HP <5.4 tons | CHAMPION HEATING AND COOLING | HRCU-A-CB (Split System: Heat Pump with Remote Outdoor Unit-Air-Source) | HMH72B341 | ASPEN |  | C(A,C,D,E)48A34+TDR | Z8ES100B12LMPS1 | 32200 | 18.5 | 8.1 | 33800 | 27800 | 82.25% | 2.66 | 0 | 9.4 |  |  |  | No | R-410A | 2.6833 | Residential & Commercial | No
212982224 | Central HP <5.4 tons | KEEPRITE | HRCU-A-CB (Split System: Heat Pump with Remote Outdoor Unit-Air-Source) | DLCURAH30ABK |  |  | END4X42L17** | *80MSU0401712A* | 29800 | 15.2 | 8.5 | 33600 | 27000 | 80.36% | 1.82 | 0 | 9 |  |  |  | No | R-410A | 2.4833 | Residential & Commercial | No
211222228 | Central HP <5.4 tons | ARCOAIRE | HRCU-A-CB (Split System: Heat Pump with Remote Outdoor Unit-Air-Source) | DLCURAH30ABK |  |  | EA*4X36L21A* | *96VTN1002122A* | 29600 | 15.2 | 8.1 | 33800 | 27800 | 82.25% | 1.76 | 0 | 9 |  |  |  | No | R-410A | 2.4667 | Residential & Commercial | No
212674055 | Central HP <5.4 tons | CHAMPION HEATING AND COOLING | HRCU-A-CB (Split System: Heat Pump with Remote Outdoor Unit-Air-Source) | HMH72B361 | ASPEN |  | L(E,G)M48A4 |  | 35000 | 18 | 8.1 | 36000 | 26400 | 73.33% | 2.81 | 0 | 9 |  |  |  | No | R-410A | 2.9167 | Residential & Commercial | No
211222748 | Central HP <5.4 tons | ARCOAIRE | HRCU-A-CB (Split System: Heat Pump with Remote Outdoor Unit-Air-Source) | DLCURAH30ABK |  |  | FM(C,U)4Z36**AL* |  | 30400 | 15.5 | 8.5 | 35000 | 27400 | 78.29% | 1.82 | 0 | 9 |  |  |  | No | R-410A | 2.5333 | Residential & Commercial | No
214638686 | Central HP <5.4 tons | RHEEM | HRCU-A-CB (Split System: Heat Pump with Remote Outdoor Unit-Air-Source) | RD17AZ24AJ3N | ADP |  | H,RE7J936 | R98MV0603A17UPS | 21600 | 18 | 8.1 | 21000 | 16500 | 78.57% | 2 | 0 | 9.5 |  |  |  | No | R-410A | 1.8 | Residential & Commercial | No
212985003 | Central HP <5.4 tons | ARCOAIRE | HRCU-A-CB (Split System: Heat Pump with Remote Outdoor Unit-Air-Source) | DLCURAH30ABK |  |  | EA*4X43L21A* | *92MSN0802120A* | 30600 | 15.5 | 8.5 | 33400 | 26400 | 79.04% | 1.86 | 0 | 9 |  |  |  | No | R-410A | 2.55 | Residential & Commercial | No
213145925 | Central HP <5.4 tons | CARRIER | HRCU-A-CB (Split System: Heat Pump with Remote Outdoor Unit-Air-Source) | 38MURAQ30AB3* | ADP |  | PL36H***P449+AEFE3A* |  | 30400 | 15.2 | 8.5 | 33400 | 27000 | 80.84% | 1.82 | 0 | 9 |  |  |  | No | R-410A | 2.5333 | Residential & Commercial | No
214385662 | Central HP <5.4 tons | COMFORTMAKER | HRCU-A-CB (Split System: Heat Pump with Remote Outdoor Unit-Air-Source) | DLCURAH36ABK | ADP |  | H,YA10936 | *95MSU0401712A* | 34000 | 15.2 | 8.1 | 37400 | 35000 | 93.58% | 1.82 | 0 | 9 |  |  |  | No | R-410A | 2.8333 | Residential & Commercial | No
215682911 | Central HP <5.4 tons | KENMORE | HRCU-A-CB (Split System: Heat Pump with Remote Outdoor Unit-Air-Source) | (C,H,T)5H0V60*K*AAA* |  |  | EVM5X60M24A*+WALLCON | *97CTN1002122A* | 56500 | 18.5 | 9 | 63000 | 44500 | 70.63% | 2.08 | 0 | 9 |  |  |  | No | R-454B | 4.7083 | Residential & Commercial | No
215682611 | Central HP <5.4 tons | KENMORE | HRCU-A-CB (Split System: Heat Pump with Remote Outdoor Unit-Air-Source) | (C,H,T)5H0V60*K*AAA* |  |  | EA*5X60M24A*+WALLCON | *97CTN0802120A* | 54500 | 18.5 | 9 | 59500 | 42000 | 70.59% | 1.9 | 0 | 8.5 |  |  |  | No | R-454B | 4.5417 | Residential & Commercial | No
213739943 | Central HP <5.4 tons | DAY & NIGHT | HRCU-A-CB (Split System: Heat Pump with Remote Outdoor Unit-Air-Source) | DLCURAH24ABK | ADP |  | FG80936 | *96MSN0401712A* | 23400 | 16 | 8.5 | 24600 | 23800 | 96.75% | 2 | 0 | 9.5 |  |  |  | No | R-410A | 1.95 | Residential & Commercial | No
213258339 | Central HP <5.4 tons | KEEPRITE | HRCU-A-CB (Split System: Heat Pump with Remote Outdoor Unit-Air-Source) | DLCURAH24ABK | ADP |  | H,GE33936 | *96VTN0401410A* | 23000 | 16 | 8.5 | 24000 | 23400 | 97.5% | 1.96 | 0 | 9.5 |  |  |  | No | R-410A | 1.9167 | Residential & Commercial | No
213258352 | Central HP <5.4 tons | KEEPRITE | HRCU-A-CB (Split System: Heat Pump with Remote Outdoor Unit-Air-Source) | DLCURAH24ABK | ADP |  | H,GG31930 | *96VTN0601412A* | 22800 | 16 | 8.5 | 24800 | 25200 | 101.6% | 2.14 | 0 | 9.5 |  |  |  | No | R-410A | 1.9 | Residential & Commercial | No
213258369 | Central HP <5.4 tons | KEEPRITE | HRCU-A-CB (Split System: Heat Pump with Remote Outdoor Unit-Air-Source) | DLCURAH24ABK | ADP |  | H,GE30924 | *96VTN0601714A* | 23000 | 16 | 8.5 | 25200 | 24000 | 95.24% | 2.02 | 0 | 9.5 |  |  |  | No | R-410A | 1.9167 | Residential & Commercial | No
211242504 | Central HP <5.4 tons | KEEPRITE | HRCU-A-CB (Split System: Heat Pump with Remote Outdoor Unit-Air-Source) | DLCURAH24ABK |  |  | EA*4X36L21A* | *95ESN0401712A* | 24200 | 15.2 | 8.5 | 26400 | 22600 | 85.61% | 1.84 | 0 | 9.5 |  |  |  | No | R-410A | 2.0167 | Residential & Commercial | No
213252519 | Central HP <5.4 tons | BRYANT HEATING AND COOLING SYSTEMS | HRCU-A-CB (Split System: Heat Pump with Remote Outdoor Unit-Air-Source) | 38MURAQ30AB3* | ADP |  | CF361E* |  | 30200 | 15.2 | 8.4 | 33400 | 27000 | 80.84% | 1.8 | 0 | 9 |  |  |  | No | R-410A | 2.5167 | Residential & Commercial | No
214849161 | Central HP <5.4 tons | YORK | HRCU-A-CB (Split System: Heat Pump with Remote Outdoor Unit-Air-Source) | HMH72B341 | ADP |  | CH365B9 | Y82E080B12LMPS1 | 33200 | 18 | 8.5 | 31400 | 23000 | 73.25% | 2.04 | 0 | 9.5 |  |  |  | No | R-410A | 2.7667 | Residential & Commercial | No
213320503 | Central HP <5.4 tons | CHAMPION HEATING AND COOLING | HRCU-A-CB (Split System: Heat Pump with Remote Outdoor Unit-Air-Source) | HMH72B341 | ASPEN |  | D(A,C,E)36D34+TDR | Z8ES100B12LMPS1 | 32800 | 18.5 | 8.1 | 34000 | 28000 | 82.35% | 2.66 | 0 | 9.5 |  |  |  | No | R-410A | 2.7333 | Residential & Commercial | No
213320521 | Central HP <5.4 tons | CHAMPION HEATING AND COOLING | HRCU-A-CB (Split System: Heat Pump with Remote Outdoor Unit-Air-Source) | HMH72B341 | ASPEN |  | D(A,C,E)36D34+TDR | Z8ES120C16LMPS1 | 33600 | 18 | 8.4 | 33000 | 30400 | 92.12% | 2.84 | 0 | 9.5 |  |  |  | No | R-410A | 2.8 | Residential & Commercial | No
213493893 | Central HP <5.4 tons | CHAMPION HEATING AND COOLING | HRCU-A-CB (Split System: Heat Pump with Remote Outdoor Unit-Air-Source) | HMH72B341 | ASPEN |  | C(A,C,D,E)48A34+TDR | Z8ES080C16LMPS1 | 32200 | 18 | 8.5 | 33200 | 27400 | 82.53% | 2.7 | 0 | 9.9 |  |  |  | No | R-410A | 2.6833 | Residential & Commercial | No
212383081 | Central HP <5.4 tons | GRANDAIRE | HRCU-A-CB (Split System: Heat Pump with Remote Outdoor Unit-Air-Source) | WDLCURAH36ABK |  |  | WLA*364BA* | WFEU060B048A* | 35600 | 15.5 | 8.1 | 39500 | 35200 | 89.11% | 1.84 | 0 | 9.5 |  |  |  | No | R-410A | 2.9667 | Residential & Commercial | No
215293522 | Central HP <5.4 tons | AIRQUEST | HRCU-A-CB (Split System: Heat Pump with Remote Outdoor Unit-Air-Source) | DLCURAH30ABK | ADP |  | HE34936 | *92MSN0801716A* | 29600 | 15.2 | 8.1 | 32400 | 27200 | 83.95% | 1.8 | 0 | 9 |  |  |  | No | R-410A | 2.4667 | Residential & Commercial | No
215293555 | Central HP <5.4 tons | AIRQUEST | HRCU-A-CB (Split System: Heat Pump with Remote Outdoor Unit-Air-Source) | DLCURAH30ABK | ADP |  | HG31930 | *92MSN0802120A* | 29000 | 15.2 | 8.1 | 32800 | 27600 | 84.15% | 1.78 | 0 | 8.5 |  |  |  | No | R-410A | 2.4167 | Residential & Commercial | No
213077478 | Central HP <5.4 tons | ARCOAIRE | HRCU-A-CB (Split System: Heat Pump with Remote Outdoor Unit-Air-Source) | DLCURAH36ABK |  |  | EA*4X36L21A* | *96VTN0802120B* | 34800 | 16 | 8.1 | 38500 | 35200 | 91.43% | 1.82 | 0 | 9.5 |  |  |  | No | R-410A | 2.9 | Residential & Commercial | No
213258293 | Central HP <5.4 tons | KEEPRITE | HRCU-A-CB (Split System: Heat Pump with Remote Outdoor Unit-Air-Source) | DLCURAH24ABK | ADP |  | H,GE32936 | *96VSN0401410A* | 22600 | 16 | 8.5 | 24200 | 23800 | 98.35% | 2.02 | 0 | 9.5 |  |  |  | No | R-410A | 1.8833 | Residential & Commercial | No
213258325 | Central HP <5.4 tons | KEEPRITE | HRCU-A-CB (Split System: Heat Pump with Remote Outdoor Unit-Air-Source) | DLCURAH24ABK | ADP |  | H,GE30924 | *96VSN0601714A* | 23200 | 16 | 8.5 | 25200 | 23600 | 93.65% | 1.98 | 0 | 9.5 |  |  |  | No | R-410A | 1.9333 | Residential & Commercial | No
213493970 | Central HP <5.4 tons | CHAMPION HEATING AND COOLING | HRCU-A-CB (Split System: Heat Pump with Remote Outdoor Unit-Air-Source) | HMH72B341 | ASPEN |  | C(A,C,D,E)48A34+TDR | Z8ES120C16LMPS1 | 33600 | 18 | 8.1 | 32600 | 30200 | 92.64% | 2.73 | 0 | 9.5 |  |  |  | No | R-410A | 2.8 | Residential & Commercial | No
213493988 | Central HP <5.4 tons | CHAMPION HEATING AND COOLING | HRCU-A-CB (Split System: Heat Pump with Remote Outdoor Unit-Air-Source) | HMH72B341 | ASPEN |  | C(A,C,D,E)36A34+TDR | Z8ES120C20SMPS1 | 31200 | 17.4 | 8.3 | 33600 | 28000 | 83.33% | 2.64 | 0 | 9.3 |  |  |  | No | R-410A | 2.6 | Residential & Commercial | No
213495317 | Central HP <5.4 tons | CHAMPION HEATING AND COOLING | HRCU-A-CB (Split System: Heat Pump with Remote Outdoor Unit-Air-Source) | HMH72B341 | ASPEN |  | C(A,C,D,E)48A36+TDR | Z8ES100B12SMPS1 | 32200 | 18.5 | 8.1 | 33800 | 27800 | 82.25% | 2.66 | 0 | 9.4 |  |  |  | No | R-410A | 2.6833 | Residential & Commercial | No
214595136 | Central HP <5.4 tons | YORK | HRCU-A-CB (Split System: Heat Pump with Remote Outdoor Unit-Air-Source) | HMH72B341 | ADP |  | AD-33(P,U)*****9 | TM9Y080B12MP11 | 34000 | 18 | 8.1 | 32400 | 24000 | 74.07% | 2.06 | 0 | 9.5 |  |  |  | No | R-410A | 2.8333 | Residential & Commercial | No
214437570 | Central HP <5.4 tons | LUXAIRE | HRCU-A-CB (Split System: Heat Pump with Remote Outdoor Unit-Air-Source) | HMH72B341 | ASPEN |  | D(A,C,E)42D34+TDR | TM9V080B12MP12 | 32800 | 17 | 8.5 | 34000 | 29400 | 86.47% | 2.73 | 0 | 9.5 |  |  |  | No | R-410A | 2.7333 | Residential & Commercial | No
215293574 | Central HP <5.4 tons | AIRQUEST | HRCU-A-CB (Split System: Heat Pump with Remote Outdoor Unit-Air-Source) | DLCURAH30ABK | ADP |  | H,GE35936 | *92MSN0802120A* | 30200 | 15.2 | 8.1 | 32600 | 27000 | 82.82% | 1.8 | 0 | 9 |  |  |  | No | R-410A | 2.5167 | Residential & Commercial | No
215293588 | Central HP <5.4 tons | AIRQUEST | HRCU-A-CB (Split System: Heat Pump with Remote Outdoor Unit-Air-Source) | DLCURAH30ABK | ADP |  | H,GG9J936 | *92MSN0802120A* | 30200 | 15.2 | 8.1 | 32600 | 27000 | 82.82% | 1.8 | 0 | 9 |  |  |  | No | R-410A | 2.5167 | Residential & Commercial | No
215293606 | Central HP <5.4 tons | AIRQUEST | HRCU-A-CB (Split System: Heat Pump with Remote Outdoor Unit-Air-Source) | DLCURAH30ABK | ADP |  | H,GG32930 | *92MSN1002120A* | 29600 | 15.2 | 8.1 | 32800 | 27600 | 84.15% | 1.78 | 0 | 8.5 |  |  |  | No | R-410A | 2.4667 | Residential & Commercial | No
215293608 | Central HP <5.4 tons | AIRQUEST | HRCU-A-CB (Split System: Heat Pump with Remote Outdoor Unit-Air-Source) | DLCURAH30ABK | ADP |  | HG32936 | *92MSN1002120A* | 29600 | 15.2 | 8.1 | 32800 | 27600 | 84.15% | 1.78 | 0 | 8.5 |  |  |  | No | R-410A | 2.4667 | Residential & Commercial | No
215293622 | Central HP <5.4 tons | AIRQUEST | HRCU-A-CB (Split System: Heat Pump with Remote Outdoor Unit-Air-Source) | DLCURAH30ABK | ADP |  | H,GE35936 | *92MSN1002120A* | 30200 | 15.2 | 8.1 | 32600 | 27000 | 82.82% | 1.8 | 0 | 9 |  |  |  | No | R-410A | 2.5167 | Residential & Commercial | No
215293655 | Central HP <5.4 tons | AIRQUEST | HRCU-A-CB (Split System: Heat Pump with Remote Outdoor Unit-Air-Source) | DLCURAH30ABK | ADP |  | H,GG32930 | *92MSN1202420A* | 29200 | 15.2 | 8.1 | 32600 | 27200 | 83.44% | 1.8 | 0 | 8.5 |  |  |  | No | R-410A | 2.4333 | Residential & Commercial | No
215293689 | Central HP <5.4 tons | AIRQUEST | HRCU-A-CB (Split System: Heat Pump with Remote Outdoor Unit-Air-Source) | DLCURAH30ABK | ADP |  | H,GE1K936 | *92MSN1202420A* | 30000 | 15.2 | 8.1 | 32600 | 27200 | 83.44% | 1.8 | 0 | 9 |  |  |  | No | R-410A | 2.5 | Residential & Commercial | No
215293872 | Central HP <5.4 tons | AIRQUEST | HRCU-A-CB (Split System: Heat Pump with Remote Outdoor Unit-Air-Source) | DLCURAH30ABK | ADP |  | H,GG32936 | *96MSN0802120A* | 28800 | 15.2 | 8.1 | 32600 | 27200 | 83.44% | 1.8 | 0 | 8.5 |  |  |  | No | R-410A | 2.4 | Residential & Commercial | No
215294592 | Central HP <5.4 tons | AIRQUEST | HRCU-A-CB (Split System: Heat Pump with Remote Outdoor Unit-Air-Source) | DLCURAH36ABK | ADP |  | HE33936 | *92MSN0601412A* | 35000 | 15.2 | 8.1 | 36800 | 34800 | 94.57% | 1.82 | 0 | 9.5 |  |  |  | No | R-410A | 2.9167 | Residential & Commercial | No
215294608 | Central HP <5.4 tons | AIRQUEST | HRCU-A-CB (Split System: Heat Pump with Remote Outdoor Unit-Air-Source) | DLCURAH36ABK | ADP |  | H,GE7J936 | *92MSN0601412A* | 35000 | 15.2 | 8.1 | 36800 | 34800 | 94.57% | 1.82 | 0 | 9.5 |  |  |  | No | R-410A | 2.9167 | Residential & Commercial | No
213258316 | Central HP <5.4 tons | KEEPRITE | HRCU-A-CB (Split System: Heat Pump with Remote Outdoor Unit-Air-Source) | DLCURAH24ABK | ADP |  | H,GE30924 | *96VSN0601412A* | 22400 | 16 | 8.5 | 24800 | 25200 | 101.6% | 2.14 | 0 | 9.5 |  |  |  | No | R-410A | 1.8667 | Residential & Commercial | No
215674747 | Central HP <5.4 tons | KEEPRITE | HRCU-A-CB (Split System: Heat Pump with Remote Outdoor Unit-Air-Source) | C5H0V48*K*AAA* |  |  | ESH5X48M12A*+WALLCON | *80CTL0451712B* | 44000 | 15.5 | 8.5 | 50000 | 35200 | 70.4% | 1.92 | 0 | 9 |  |  |  | No | R-454B | 3.6667 | Residential & Commercial | No
214640121 | Central HP <5.4 tons | RHEEM | HRCU-A-CB (Split System: Heat Pump with Remote Outdoor Unit-Air-Source) | RD17AZ60AJ3N | ADP |  | H,RE49960 | R98MV1005A21UPS | 52500 | 16 | 8.1 | 52500 | 49000 | 93.33% | 1.75 | 0 | 9.5 |  |  |  | No | R-410A | 4.375 | Residential & Commercial | No
213320529 | Central HP <5.4 tons | CHAMPION HEATING AND COOLING | HRCU-A-CB (Split System: Heat Pump with Remote Outdoor Unit-Air-Source) | HMH72B341 | ASPEN |  | D(A,C,E)36A34+TDR | Z8ES120C20SMPS1 | 31600 | 17.5 | 8.5 | 33800 | 27800 | 82.25% | 2.66 | 0 | 9.3 |  |  |  | No | R-410A | 2.6333 | Residential & Commercial | No
213493896 | Central HP <5.4 tons | CHAMPION HEATING AND COOLING | HRCU-A-CB (Split System: Heat Pump with Remote Outdoor Unit-Air-Source) | HMH72B341 | ASPEN |  | C(A,C,D,E)36A34+TDR | Z8ES080C16SMPS1 | 31200 | 17.8 | 8.3 | 33000 | 27600 | 83.64% | 2.68 | 0 | 9.8 |  |  |  | No | R-410A | 2.6 | Residential & Commercial | No
214521933 | Central HP <5.4 tons | COLEMAN | HRCU-A-CB (Split System: Heat Pump with Remote Outdoor Unit-Air-Source) | HMH72B341 | ASPEN |  | C(A,C,D,E)42A34+TDR | Z8ES100C16LMPS1 | 31800 | 17.9 | 8.4 | 33200 | 28200 | 84.94% | 2.68 | 0 | 9.4 |  |  |  | No | R-410A | 2.65 | Residential & Commercial | No
215293874 | Central HP <5.4 tons | AIRQUEST | HRCU-A-CB (Split System: Heat Pump with Remote Outdoor Unit-Air-Source) | DLCURAH30ABK | ADP |  | H,GE32930 | *96MSN0802120A* | 28800 | 15.2 | 8.1 | 32600 | 27200 | 83.44% | 1.8 | 0 | 8.5 |  |  |  | No | R-410A | 2.4 | Residential & Commercial | No
215293892 | Central HP <5.4 tons | AIRQUEST | HRCU-A-CB (Split System: Heat Pump with Remote Outdoor Unit-Air-Source) | DLCURAH30ABK | ADP |  | H,GG37936 | *96MSN0802120A* | 29800 | 15.2 | 8.1 | 32600 | 27200 | 83.44% | 1.8 | 0 | 9 |  |  |  | No | R-410A | 2.4833 | Residential & Commercial | No
215293907 | Central HP <5.4 tons | AIRQUEST | HRCU-A-CB (Split System: Heat Pump with Remote Outdoor Unit-Air-Source) | DLCURAH30ABK | ADP |  | HG80936 | *96MSN0802120A* | 29800 | 15.2 | 8.1 | 32600 | 27200 | 83.44% | 1.8 | 0 | 9 |  |  |  | No | R-410A | 2.4833 | Residential & Commercial | No
215293909 | Central HP <5.4 tons | AIRQUEST | HRCU-A-CB (Split System: Heat Pump with Remote Outdoor Unit-Air-Source) | DLCURAH30ABK | ADP |  | H,GG81936 | *96MSN0802120A* | 29800 | 15.2 | 8.1 | 32600 | 27200 | 83.44% | 1.8 | 0 | 9 |  |  |  | No | R-410A | 2.4833 | Residential & Commercial | No
215293922 | Central HP <5.4 tons | AIRQUEST | HRCU-A-CB (Split System: Heat Pump with Remote Outdoor Unit-Air-Source) | DLCURAH30ABK | ADP |  | HG32936 | *96MSN1002120A* | 29400 | 15.2 | 8.5 | 32400 | 27000 | 83.33% | 1.8 | 0 | 8.5 |  |  |  | No | R-410A | 2.45 | Residential & Commercial | No
215293972 | Central HP <5.4 tons | AIRQUEST | HRCU-A-CB (Split System: Heat Pump with Remote Outdoor Unit-Air-Source) | DLCURAH30ABK | ADP |  | H,GE32930 | *96MSN1202422A* | 29000 | 15.2 | 8.1 | 32600 | 27200 | 83.44% | 1.8 | 0 | 8.5 |  |  |  | No | R-410A | 2.4167 | Residential & Commercial | No
215293992 | Central HP <5.4 tons | AIRQUEST | HRCU-A-CB (Split System: Heat Pump with Remote Outdoor Unit-Air-Source) | DLCURAH30ABK | ADP |  | HG48936 | *96MSN1202422A* | 30000 | 15.2 | 8.1 | 32600 | 27200 | 83.44% | 1.8 | 0 | 9 |  |  |  | No | R-410A | 2.5 | Residential & Commercial | No
215294006 | Central HP <5.4 tons | AIRQUEST | HRCU-A-CB (Split System: Heat Pump with Remote Outdoor Unit-Air-Source) | DLCURAH30ABK | ADP |  | H,GE80936 | *96MSN1202422A* | 30000 | 15.2 | 8.1 | 32600 | 27200 | 83.44% | 1.8 | 0 | 9 |  |  |  | No | R-410A | 2.5 | Residential & Commercial | No
215294724 | Central HP <5.4 tons | AIRQUEST | HRCU-A-CB (Split System: Heat Pump with Remote Outdoor Unit-Air-Source) | DLCURAH36ABK | ADP |  | H,GE24936 | *92MSN0802120A* | 33800 | 16 | 8.1 | 36800 | 34600 | 94.02% | 1.88 | 0 | 9.5 |  |  |  | No | R-410A | 2.8167 | Residential & Commercial | No
215294878 | Central HP <5.4 tons | AIRQUEST | HRCU-A-CB (Split System: Heat Pump with Remote Outdoor Unit-Air-Source) | DLCURAH36ABK | ADP |  | H,GE32936 | *92MSN1202420A* | 35200 | 16 | 8.1 | 36800 | 34800 | 94.57% | 1.9 | 0 | 9.5 |  |  |  | No | R-410A | 2.9333 | Residential & Commercial | No
215294975 | Central HP <5.4 tons | AIRQUEST | HRCU-A-CB (Split System: Heat Pump with Remote Outdoor Unit-Air-Source) | DLCURAH36ABK | ADP |  | H,GE35936 | *96MSN0601716A* | 35200 | 15.2 | 8.5 | 36800 | 34800 | 94.57% | 1.88 | 0 | 9.5 |  |  |  | No | R-410A | 2.9333 | Residential & Commercial | No
213320509 | Central HP <5.4 tons | CHAMPION HEATING AND COOLING | HRCU-A-CB (Split System: Heat Pump with Remote Outdoor Unit-Air-Source) | HMH72B341 | ASPEN |  | D(A,C,E)36D34+TDR | Z8ES100C16LMPS1 | 32800 | 18 | 8.5 | 33400 | 28400 | 85.03% | 2.7 | 0 | 9.5 |  |  |  | No | R-410A | 2.7333 | Residential & Commercial | No
213320489 | Central HP <5.4 tons | CHAMPION HEATING AND COOLING | HRCU-A-CB (Split System: Heat Pump with Remote Outdoor Unit-Air-Source) | HMH72B341 | ASPEN |  | D(A,C,E)48A34+TDR | Z8ES080B12SMPS1 | 33000 | 18 | 8.1 | 32600 | 29400 | 90.18% | 2.66 | 0 | 9.5 |  |  |  | No | R-410A | 2.75 | Residential & Commercial | No
215294206 | Central HP <5.4 tons | AIRQUEST | HRCU-A-CB (Split System: Heat Pump with Remote Outdoor Unit-Air-Source) | DLCURAH30ABK | ADP |  | HE33936 | *96VTN0802120A* | 29000 | 15.2 | 8.1 | 32000 | 27000 | 84.38% | 1.78 | 0 | 8.5 |  |  |  | No | R-410A | 2.4167 | Residential & Commercial | No
215294359 | Central HP <5.4 tons | AIRQUEST | HRCU-A-CB (Split System: Heat Pump with Remote Outdoor Unit-Air-Source) | DLCURAH30ABK | ADP |  | HG35936 | *96VTN1002120B* | 30200 | 15.2 | 8.5 | 32600 | 27200 | 83.44% | 1.8 | 0 | 9 |  |  |  | No | R-410A | 2.5167 | Residential & Commercial | No
215294375 | Central HP <5.4 tons | AIRQUEST | HRCU-A-CB (Split System: Heat Pump with Remote Outdoor Unit-Air-Source) | DLCURAH30ABK | ADP |  | HG9J936 | *96VTN1002120B* | 30200 | 15.2 | 8.5 | 32600 | 27200 | 83.44% | 1.8 | 0 | 9 |  |  |  | No | R-410A | 2.5167 | Residential & Commercial | No
215294377 | Central HP <5.4 tons | AIRQUEST | HRCU-A-CB (Split System: Heat Pump with Remote Outdoor Unit-Air-Source) | DLCURAH30ABK | ADP |  | H,GG1K936 | *96VTN1002120B* | 30200 | 15.2 | 8.5 | 32600 | 27200 | 83.44% | 1.8 | 0 | 9 |  |  |  | No | R-410A | 2.5167 | Residential & Commercial | No
215294393 | Central HP <5.4 tons | AIRQUEST | HRCU-A-CB (Split System: Heat Pump with Remote Outdoor Unit-Air-Source) | DLCURAH30ABK | ADP |  | H,GG32930 | *96VTN1002122A* | 29000 | 15.2 | 8.1 | 32200 | 27400 | 85.09% | 1.76 | 0 | 8.5 |  |  |  | No | R-410A | 2.4167 | Residential & Commercial | No
215294409 | Central HP <5.4 tons | AIRQUEST | HRCU-A-CB (Split System: Heat Pump with Remote Outdoor Unit-Air-Source) | DLCURAH30ABK | ADP |  | H,GE35936 | *96VTN1002122A* | 30000 | 15.2 | 8.1 | 32400 | 26800 | 82.72% | 1.8 | 0 | 9 |  |  |  | No | R-410A | 2.5 | Residential & Commercial | No
215294441 | Central HP <5.4 tons | AIRQUEST | HRCU-A-CB (Split System: Heat Pump with Remote Outdoor Unit-Air-Source) | DLCURAH30ABK | ADP |  | HE31930 | *96VTN1002122B* | 28800 | 15.2 | 8.1 | 32600 | 27600 | 84.66% | 1.78 | 0 | 8.5 |  |  |  | No | R-410A | 2.4 | Residential & Commercial | No
215295028 | Central HP <5.4 tons | AIRQUEST | HRCU-A-CB (Split System: Heat Pump with Remote Outdoor Unit-Air-Source) | DLCURAH36ABK | ADP |  | HE7J936 | *96MSN0801716A* | 34200 | 15.2 | 8.5 | 36400 | 34400 | 94.51% | 2.02 | 0 | 9.5 |  |  |  | No | R-410A | 2.85 | Residential & Commercial | No
215677780 | Central HP <5.4 tons | KEEPRITE | HRCU-A-CB (Split System: Heat Pump with Remote Outdoor Unit-Air-Source) | C5H0V60*K*AAA* |  |  | EA*5X60M24A*+WALLCON | *80CTL0902120B* | 55000 | 18.5 | 9 | 59000 | 41500 | 70.34% | 2.04 | 0 | 9 |  |  |  | No | R-454B | 4.5833 | Residential & Commercial | No
212983161 | Central HP <5.4 tons | GRANDAIRE | HRCU-A-CB (Split System: Heat Pump with Remote Outdoor Unit-Air-Source) | WDLCURAH24ABK |  |  | WLA*304BA* | WFAX040B036B* | 23400 | 16 | 8.5 | 26400 | 24000 | 90.91% | 1.98 | 0 | 9.5 |  |  |  | No | R-410A | 1.95 | Residential & Commercial | No
215295177 | Central HP <5.4 tons | AIRQUEST | HRCU-A-CB (Split System: Heat Pump with Remote Outdoor Unit-Air-Source) | DLCURAH36ABK | ADP |  | HG32936 | *96MSN1202422A* | 33800 | 16 | 8.5 | 36200 | 34200 | 94.48% | 2.02 | 0 | 9.5 |  |  |  | No | R-410A | 2.8167 | Residential & Commercial | No
212982671 | Central HP <5.4 tons | GRANDAIRE | HRCU-A-CB (Split System: Heat Pump with Remote Outdoor Unit-Air-Source) | WDLCURAH30ABK |  |  | WLA*434CA* | WFEU060B048B* | 30800 | 15.2 | 8.5 | 33000 | 26200 | 79.39% | 1.86 | 0 | 9 |  |  |  | No | R-410A | 2.5667 | Residential & Commercial | No
215677150 | Central HP <5.4 tons | KEEPRITE | HRCU-A-CB (Split System: Heat Pump with Remote Outdoor Unit-Air-Source) | C5H0V60*K*AAA* |  |  | EVM5X60M24A*+WALLCON | *95CSU0802120B* | 56500 | 18 | 9 | 63500 | 44500 | 70.08% | 2.08 | 0 | 9 |  |  |  | No | R-454B | 4.7083 | Residential & Commercial | No
212507779 | Central HP <5.4 tons | BOSCH | HRCU-A-CB (Split System: Heat Pump with Remote Outdoor Unit-Air-Source) | BOVA-60HDN1-M15G | ASPEN |  | L(E,G)M60B4 |  | 54500 | 15.2 | 8.1 | 55000 | 40500 | 73.64% | 2.25 | 0 | 9.5 |  |  |  | No | R-410A | 4.5417 | Residential & Commercial | No
215295377 | Central HP <5.4 tons | AIRQUEST | HRCU-A-CB (Split System: Heat Pump with Remote Outdoor Unit-Air-Source) | DLCURAH36ABK | ADP |  | H,GE23936 | *96VTN0801716A* | 33000 | 15.2 | 8.1 | 36800 | 34600 | 94.02% | 1.86 | 0 | 9 |  |  |  | No | R-410A | 2.75 | Residential & Commercial | No
215295394 | Central HP <5.4 tons | AIRQUEST | HRCU-A-CB (Split System: Heat Pump with Remote Outdoor Unit-Air-Source) | DLCURAH36ABK | ADP |  | HE35936 | *96VTN0801716A* | 35200 | 15.2 | 8.1 | 36800 | 34600 | 94.02% | 1.86 | 0 | 9.5 |  |  |  | No | R-410A | 2.9333 | Residential & Commercial | No
215295410 | Central HP <5.4 tons | AIRQUEST | HRCU-A-CB (Split System: Heat Pump with Remote Outdoor Unit-Air-Source) | DLCURAH36ABK | ADP |  | HG80936 | *96VTN0801716A* | 35200 | 15.2 | 8.1 | 36800 | 34600 | 94.02% | 1.86 | 0 | 9.5 |  |  |  | No | R-410A | 2.9333 | Residential & Commercial | No
215295411 | Central HP <5.4 tons | AIRQUEST | HRCU-A-CB (Split System: Heat Pump with Remote Outdoor Unit-Air-Source) | DLCURAH36ABK | ADP |  | H,GE80936 | *96VTN0801716A* | 35200 | 15.2 | 8.1 | 36800 | 34600 | 94.02% | 1.86 | 0 | 9.5 |  |  |  | No | R-410A | 2.9333 | Residential & Commercial | No
215295412 | Central HP <5.4 tons | AIRQUEST | HRCU-A-CB (Split System: Heat Pump with Remote Outdoor Unit-Air-Source) | DLCURAH36ABK | ADP |  | H,GG81936 | *96VTN0801716A* | 35200 | 15.2 | 8.1 | 36800 | 34600 | 94.02% | 1.86 | 0 | 9.5 |  |  |  | No | R-410A | 2.9333 | Residential & Commercial | No
215295429 | Central HP <5.4 tons | AIRQUEST | HRCU-A-CB (Split System: Heat Pump with Remote Outdoor Unit-Air-Source) | DLCURAH36ABK | ADP |  | HE34936 | *96VTN0801716B* | 34400 | 16 | 8.1 | 36200 | 34400 | 95.03% | 2 | 0 | 9.5 |  |  |  | No | R-410A | 2.8667 | Residential & Commercial | No
207573708 | Central HP <5.4 tons | DAY & NIGHT | HRCU-A-CB (Split System: Heat Pump with Remote Outdoor Unit-Air-Source) | CVH848GKA2* | ADP |  | FG36960 | *80CTL1102120A* | 45000 | 17 | 8.1 | 44000 | 31600 | 71.82% | 2.26 | 10.5 | 9.5 |  |  |  | No | R-410A | 3.75 | Residential & Commercial | No
215295444 | Central HP <5.4 tons | AIRQUEST | HRCU-A-CB (Split System: Heat Pump with Remote Outdoor Unit-Air-Source) | DLCURAH36ABK | ADP |  | H,GE8J936 | *96VTN0801716B* | 34200 | 16 | 8.1 | 36200 | 34400 | 95.03% | 2 | 0 | 9.5 |  |  |  | No | R-410A | 2.85 | Residential & Commercial | No
215295463 | Central HP <5.4 tons | AIRQUEST | HRCU-A-CB (Split System: Heat Pump with Remote Outdoor Unit-Air-Source) | DLCURAH36ABK | ADP |  | H,GE32936 | *96VTN0802120A* | 34200 | 16 | 8.1 | 36800 | 34600 | 94.02% | 1.86 | 0 | 9 |  |  |  | No | R-410A | 2.85 | Residential & Commercial | No
214385660 | Central HP <5.4 tons | COMFORTMAKER | HRCU-A-CB (Split System: Heat Pump with Remote Outdoor Unit-Air-Source) | DLCURAH36ABK | ADP |  | H,YA10936 | *80MSU0401712A* | 33600 | 16 | 8.1 | 36800 | 34600 | 94.02% | 1.88 | 0 | 9.5 |  |  |  | No | R-410A | 2.8 | Residential & Commercial | No
213080518 | Central HP <5.4 tons | DAY & NIGHT | HRCU-A-CB (Split System: Heat Pump with Remote Outdoor Unit-Air-Source) | DLCURAH36ABK |  |  | EA*4X36L21A* | *95MSU0401712A* | 35000 | 15.2 | 8.1 | 39000 | 35400 | 90.77% | 1.82 | 0 | 9.5 |  |  |  | No | R-410A | 2.9167 | Residential & Commercial | No
215296855 | Central HP <5.4 tons | Wells | HRCU-A-C (Split System: Heat Pump with Remote Outdoor Unit with No Indoor Fan --Air Source) | WUCA-36HFMO | ADP |  | H,A,DE32936+TD |  | 33800 | 15.2 | 8.2 | 36200 | 31200 | 86.19% | 1.78 | 0 | 9.5 |  |  |  | No | R-410A | 2.8167 | Residential & Commercial | No
215295579 | Central HP <5.4 tons | AIRQUEST | HRCU-A-CB (Split System: Heat Pump with Remote Outdoor Unit-Air-Source) | DLCURAH36ABK | ADP |  | H,GE24936 | *96VTN1002120B* | 34200 | 16 | 8.1 | 36800 | 34800 | 94.57% | 1.82 | 0 | 9.5 |  |  |  | No | R-410A | 2.85 | Residential & Commercial | No
215682901 | Central HP <5.4 tons | KENMORE | HRCU-A-CB (Split System: Heat Pump with Remote Outdoor Unit-Air-Source) | (C,H,T)5H0V60*K*AAA* |  |  | EVM5X60M24A*+WALLCON | *97CTN0802120A* | 56500 | 18 | 9 | 63500 | 44500 | 70.08% | 2.08 | 0 | 9 |  |  |  | No | R-454B | 4.7083 | Residential & Commercial | No
215683101 | Central HP <5.4 tons | KENMORE | HRCU-A-CB (Split System: Heat Pump with Remote Outdoor Unit-Air-Source) | (C,H,T)5H0V60*K*AAA* |  |  | EVD5X60M24A*+WALLCON | *97CTN1002122A* | 56500 | 18.5 | 9 | 63000 | 44500 | 70.63% | 2.08 | 0 | 9 |  |  |  | No | R-454B | 4.7083 | Residential & Commercial | No
215683221 | Central HP <5.4 tons | KENMORE | HRCU-A-CB (Split System: Heat Pump with Remote Outdoor Unit-Air-Source) | (C,H,T)5H0V60*K*AAA* |  |  | EVD5X61M24A*+WALLCON | *97CTN0802120A* | 57500 | 18.5 | 9 | 64000 | 45000 | 70.31% | 2.08 | 0 | 9 |  |  |  | No | R-454B | 4.7917 | Residential & Commercial | No
215682581 | Central HP <5.4 tons | KENMORE | HRCU-A-CB (Split System: Heat Pump with Remote Outdoor Unit-Air-Source) | (C,H,T)5H0V60*K*AAA* |  |  | EA*5X60M24A*+WALLCON | *96CTN0802120B* | 54500 | 18.5 | 9 | 59500 | 42000 | 70.59% | 1.9 | 0 | 8.5 |  |  |  | No | R-454B | 4.5417 | Residential & Commercial | No
213739910 | Central HP <5.4 tons | DAY & NIGHT | HRCU-A-CB (Split System: Heat Pump with Remote Outdoor Unit-Air-Source) | DLCURAH24ABK | ADP |  | FG33936 | *95MSU0401712A* | 23000 | 17 | 8.5 | 24400 | 24000 | 98.36% | 2.02 | 0 | 9.5 |  |  |  | No | R-410A | 1.9167 | Residential & Commercial | No
212983159 | Central HP <5.4 tons | KEEPRITE | HRCU-A-CB (Split System: Heat Pump with Remote Outdoor Unit-Air-Source) | DLCURAH24ABK |  |  | EA*4X30L17A* | *92MSN0401712A* | 23400 | 16 | 8.5 | 26400 | 24800 | 93.94% | 2.04 | 0 | 9.5 |  |  |  | No | R-410A | 1.95 | Residential & Commercial | No
213739976 | Central HP <5.4 tons | DAY & NIGHT | HRCU-A-CB (Split System: Heat Pump with Remote Outdoor Unit-Air-Source) | DLCURAH24ABK | ADP |  | FG33936 | *96VSN0601412B* | 23200 | 17 | 8.5 | 24600 | 23600 | 95.93% | 2 | 0 | 9.5 |  |  |  | No | R-410A | 1.9333 | Residential & Commercial | No
213739944 | Central HP <5.4 tons | DAY & NIGHT | HRCU-A-CB (Split System: Heat Pump with Remote Outdoor Unit-Air-Source) | DLCURAH24ABK | ADP |  | FG81936 | *96MSN0401712A* | 23400 | 16 | 8.5 | 24600 | 23800 | 96.75% | 2 | 0 | 9.5 |  |  |  | No | R-410A | 1.95 | Residential & Commercial | No
213739994 | Central HP <5.4 tons | DAY & NIGHT | HRCU-A-CB (Split System: Heat Pump with Remote Outdoor Unit-Air-Source) | DLCURAH24ABK | ADP |  | FG33936 | *96VTN0401712B* | 23400 | 16 | 8.5 | 25400 | 25800 | 101.6% | 2.18 | 0 | 9.5 |  |  |  | No | R-410A | 1.95 | Residential & Commercial | No
215679901 | Central HP <5.4 tons | KENMORE | HRCU-A-CB (Split System: Heat Pump with Remote Outdoor Unit-Air-Source) | (C,H,T)5H0V36*K*AAA* |  |  | ESH5X48M12A*+WALLCON | *97CTN0601716A* | 33800 | 16 | 8.5 | 35600 | 25600 | 71.91% | 1.78 | 0 | 9 |  |  |  | No | R-454B | 2.8167 | Residential & Commercial | No
215679921 | Central HP <5.4 tons | KENMORE | HRCU-A-CB (Split System: Heat Pump with Remote Outdoor Unit-Air-Source) | (C,H,T)5H0V36*K*AAA* |  |  | ESH5X48M12A*+WALLCON | *97CTN1002122A* | 34200 | 16.5 | 8.5 | 35400 | 25200 | 71.19% | 1.9 | 0 | 9.5 |  |  |  | No | R-454B | 2.85 | Residential & Commercial | No
214385796 | Central HP <5.4 tons | COMFORTMAKER | HRCU-A-CB (Split System: Heat Pump with Remote Outdoor Unit-Air-Source) | DLCURAH24ABK | ADP |  | H,YE21924 | *95MSU0401712A* | 22000 | 16 | 8.45 | 25400 | 25800 | 101.6% | 2.2 | 0 | 9 |  |  |  | No | R-410A | 1.8333 | Residential & Commercial | No
207573706 | Central HP <5.4 tons | DAY & NIGHT | HRCU-A-CB (Split System: Heat Pump with Remote Outdoor Unit-Air-Source) | CVH848GKA2* | ADP |  | FG35948 | *80CTL1102120A* | 43500 | 17 | 8.1 | 44500 | 31600 | 71.01% | 2.24 | 10.5 | 9.5 |  |  |  | No | R-410A | 3.625 | Residential & Commercial | No
211240394 | Central HP <5.4 tons | ARCOAIRE | HRCU-A-CB (Split System: Heat Pump with Remote Outdoor Unit-Air-Source) | DLCURAH24ABK |  |  | EA*4X24L17A* | *96VSN0401410A* | 23400 | 15.5 | 8.5 | 26800 | 24800 | 92.54% | 2.04 | 0 | 9.5 |  |  |  | No | R-410A | 1.95 | Residential & Commercial | No
213320523 | Central HP <5.4 tons | CHAMPION HEATING AND COOLING | HRCU-A-CB (Split System: Heat Pump with Remote Outdoor Unit-Air-Source) | HMH72B341 | ASPEN |  | D(A,C,E)36A34+TDR | Z8ES120C16SMPS1 | 33600 | 18 | 8.1 | 32600 | 30200 | 92.64% | 2.73 | 0 | 9.5 |  |  |  | No | R-410A | 2.8 | Residential & Commercial | No
214849158 | Central HP <5.4 tons | YORK | HRCU-A-CB (Split System: Heat Pump with Remote Outdoor Unit-Air-Source) | HMH72B341 | ADP |  | CH360*9 | Y82E080B12LMPS1 | 33200 | 18 | 8.5 | 31400 | 23000 | 73.25% | 2.04 | 0 | 9.5 |  |  |  | No | R-410A | 2.7667 | Residential & Commercial | No
214849160 | Central HP <5.4 tons | YORK | HRCU-A-CB (Split System: Heat Pump with Remote Outdoor Unit-Air-Source) | HMH72B341 | ADP |  | CV363*9 | Y82E080B12LMPS1 | 33200 | 18 | 8.5 | 31400 | 23000 | 73.25% | 2.04 | 0 | 9.5 |  |  |  | No | R-410A | 2.7667 | Residential & Commercial | No
213320486 | Central HP <5.4 tons | CHAMPION HEATING AND COOLING | HRCU-A-CB (Split System: Heat Pump with Remote Outdoor Unit-Air-Source) | HMH72B341 | ASPEN |  | D(A,C,E)48A34+TDR | Z8ES080B12LMPS1 | 33000 | 18 | 8.1 | 32600 | 29400 | 90.18% | 2.66 | 0 | 9.5 |  |  |  | No | R-410A | 2.75 | Residential & Commercial | No
212986143 | Central HP <5.4 tons | ARCOAIRE | HRCU-A-CB (Split System: Heat Pump with Remote Outdoor Unit-Air-Source) | DLCURAH24ABK |  |  | EA*4X24L17A* | *96MSN0401410A* | 23200 | 16 | 8.5 | 27000 | 26400 | 97.78% | 2.2 | 0 | 9.5 |  |  |  | No | R-410A | 1.9333 | Residential & Commercial | No
213077388 | Central HP <5.4 tons | ARCOAIRE | HRCU-A-CB (Split System: Heat Pump with Remote Outdoor Unit-Air-Source) | DLCURAH36ABK |  |  | EA*4X42L21A* | *96VTN0801716B* | 35000 | 15.5 | 8.1 | 38500 | 35200 | 91.43% | 1.86 | 0 | 9.5 |  |  |  | No | R-410A | 2.9167 | Residential & Commercial | No
214595160 | Central HP <5.4 tons | BRYANT HEATING AND COOLING SYSTEMS | HRCU-A-CB (Split System: Heat Pump with Remote Outdoor Unit-Air-Source) | 38MURAQ24AB3* | ASPEN |  | L(E,G)M36A4 |  | 22800 | 15.2 | 8.5 | 26400 | 23400 | 88.64% | 1.92 | 0 | 9.8 |  |  |  | No | R-410A | 1.9 | Residential & Commercial | No
213077482 | Central HP <5.4 tons | KEEPRITE | HRCU-A-CB (Split System: Heat Pump with Remote Outdoor Unit-Air-Source) | DLCURAH36ABK |  |  | EA*4X36L21A* | *96VTN0802120B* | 34800 | 16 | 8.1 | 38500 | 35200 | 91.43% | 1.82 | 0 | 9.5 |  |  |  | No | R-410A | 2.9 | Residential & Commercial | No
215294444 | Central HP <5.4 tons | AIRQUEST | HRCU-A-CB (Split System: Heat Pump with Remote Outdoor Unit-Air-Source) | DLCURAH30ABK | ADP |  | HG32936 | *96VTN1002122B* | 29400 | 15.2 | 8.1 | 32600 | 27600 | 84.66% | 1.78 | 0 | 8.5 |  |  |  | No | R-410A | 2.45 | Residential & Commercial | No
213752561 | Central HP <5.4 tons | CARRIER | HRCU-A-CB (Split System: Heat Pump with Remote Outdoor Unit-Air-Source) | 38MURAQ24AA3* | ASPEN |  | D(A,C,E)30B34+TDR | 59TP6C040V14**10 | 22400 | 15.3 | 8.1 | 24400 | 22200 | 90.98% | 2.86 | 0 | 9.3 |  |  |  | No | R-410A | 1.8667 | Residential & Commercial | No
213752622 | Central HP <5.4 tons | CARRIER | HRCU-A-CB (Split System: Heat Pump with Remote Outdoor Unit-Air-Source) | 38MURAQ24AA3* | ASPEN |  | D(A,C,E)30B34+TDR | 59TP6C100V21**22 | 23800 | 16.5 | 8.5 | 25200 | 22400 | 88.89% | 2.91 | 0 | 9 |  |  |  | No | R-410A | 1.9833 | Residential & Commercial | No
215668745 | Central HP <5.4 tons | KEEPRITE | HRCU-A-CB (Split System: Heat Pump with Remote Outdoor Unit-Air-Source) | C5H0V36*K*AAA* |  |  | EA*5X37M21A*+WALLCON | *97CMN0801714B* | 34200 | 17.5 | 9 | 35400 | 25400 | 71.75% | 1.88 | 0 | 9.5 |  |  |  | No | R-454B | 2.85 | Residential & Commercial | No
215293204 | Central HP <5.4 tons | AIRQUEST | HRCU-A-CB (Split System: Heat Pump with Remote Outdoor Unit-Air-Source) | DLCURAH24ABK | ADP |  | HE30924 | *96VTN1002120B* | 22200 | 17 | 8.5 | 24600 | 23400 | 95.12% | 1.98 | 0 | 9.5 |  |  |  | No | R-410A | 1.85 | Residential & Commercial | No
215294475 | Central HP <5.4 tons | AIRQUEST | HRCU-A-CB (Split System: Heat Pump with Remote Outdoor Unit-Air-Source) | DLCURAH30ABK | ADP |  | H,GG1K936 | *96VTN1002122B* | 30000 | 15.2 | 8.1 | 32600 | 27200 | 83.44% | 1.8 | 0 | 9 |  |  |  | No | R-410A | 2.5 | Residential & Commercial | No
212988055 | Central HP <5.4 tons | KEEPRITE | HRCU-A-CB (Split System: Heat Pump with Remote Outdoor Unit-Air-Source) | DLCURAH30ABK |  |  | EA*4X42L21A* | *96MSN1002120A* | 30200 | 15.2 | 8.5 | 34000 | 27400 | 80.59% | 1.8 | 0 | 9 |  |  |  | No | R-410A | 2.5167 | Residential & Commercial | No
211756095 | Central HP <5.4 tons | YORK | HRCU-A-CB (Split System: Heat Pump with Remote Outdoor Unit-Air-Source) | HMH72B341 | ASPEN |  | D(A,C,E)36A46+TDR | TPLC060A12MP13 | 32000 | 17.5 | 8.1 | 34000 | 27800 | 81.76% | 2.5 | 0 | 9.4 |  |  |  | No | R-410A | 2.6667 | Residential & Commercial | No
212984485 | Central HP <5.4 tons | ARCOAIRE | HRCU-A-CB (Split System: Heat Pump with Remote Outdoor Unit-Air-Source) | DLCURAH30ABK |  |  | EA*4X42L21A* | *92MSN0801716A* | 29800 | 15.2 | 8.1 | 34000 | 27600 | 81.18% | 1.8 | 0 | 9 |  |  |  | No | R-410A | 2.4833 | Residential & Commercial | No
215293273 | Central HP <5.4 tons | AIRQUEST | HRCU-A-CB (Split System: Heat Pump with Remote Outdoor Unit-Air-Source) | DLCURAH24ABK | ADP |  | H,GG31924 | *96VTN1002122B* | 23200 | 17 | 8.5 | 24800 | 22800 | 91.94% | 1.92 | 0 | 9.5 |  |  |  | No | R-410A | 1.9333 | Residential & Commercial | No
215679941 | Central HP <5.4 tons | KENMORE | HRCU-A-CB (Split System: Heat Pump with Remote Outdoor Unit-Air-Source) | (C,H,T)5H0V36*K*AAA* |  |  | ESH5X60M12A*+WALLCON | *96CTN0802120B* | 34600 | 16.5 | 8.5 | 34600 | 24800 | 71.68% | 1.8 | 0 | 9.5 |  |  |  | No | R-454B | 2.8833 | Residential & Commercial | No
215679721 | Central HP <5.4 tons | KENMORE | HRCU-A-CB (Split System: Heat Pump with Remote Outdoor Unit-Air-Source) | (C,H,T)5H0V36*K*AAA* |  |  | ESH5X36M12A*+WALLCON | *80CSU0401712B* | 33800 | 16 | 8.5 | 35600 | 25400 | 71.35% | 1.78 | 0 | 9.5 |  |  |  | No | R-454B | 2.8167 | Residential & Commercial | No
215293533 | Central HP <5.4 tons | AIRQUEST | HRCU-A-CB (Split System: Heat Pump with Remote Outdoor Unit-Air-Source) | DLCURAH30ABK | ADP |  | HG7J936 | *92MSN0801716A* | 29400 | 15.2 | 8.1 | 32400 | 27600 | 85.19% | 1.78 | 0 | 9 |  |  |  | No | R-410A | 2.45 | Residential & Commercial | No
215293548 | Central HP <5.4 tons | AIRQUEST | HRCU-A-CB (Split System: Heat Pump with Remote Outdoor Unit-Air-Source) | DLCURAH30ABK | ADP |  | HG81936 | *92MSN0801716A* | 30000 | 15.2 | 8.1 | 32400 | 26800 | 82.72% | 1.82 | 0 | 9 |  |  |  | No | R-410A | 2.5 | Residential & Commercial | No
215293566 | Central HP <5.4 tons | AIRQUEST | HRCU-A-CB (Split System: Heat Pump with Remote Outdoor Unit-Air-Source) | DLCURAH30ABK | ADP |  | H,GE33936 | *92MSN0802120A* | 30000 | 15.2 | 8.1 | 32800 | 27600 | 84.15% | 1.78 | 0 | 9 |  |  |  | No | R-410A | 2.5 | Residential & Commercial | No
215293580 | Central HP <5.4 tons | AIRQUEST | HRCU-A-CB (Split System: Heat Pump with Remote Outdoor Unit-Air-Source) | DLCURAH30ABK | ADP |  | H,GG48936 | *92MSN0802120A* | 30200 | 15.2 | 8.1 | 32600 | 27000 | 82.82% | 1.8 | 0 | 9 |  |  |  | No | R-410A | 2.5167 | Residential & Commercial | No
215293583 | Central HP <5.4 tons | AIRQUEST | HRCU-A-CB (Split System: Heat Pump with Remote Outdoor Unit-Air-Source) | DLCURAH30ABK | ADP |  | H,GE7J936 | *92MSN0802120A* | 29800 | 15.2 | 8.1 | 32800 | 27600 | 84.15% | 1.78 | 0 | 9 |  |  |  | No | R-410A | 2.4833 | Residential & Commercial | No
215676710 | Central HP <5.4 tons | KEEPRITE | HRCU-A-CB (Split System: Heat Pump with Remote Outdoor Unit-Air-Source) | C5H0V48*K*AAA* |  |  | EVD5X61M21A*+WALLCON | *80CTL0451712B* | 48000 | 18.5 | 9 | 50000 | 37600 | 75.2% | 1.98 | 0 | 9.5 |  |  |  | No | R-454B | 4 | Residential & Commercial | No
214595143 | Central HP <5.4 tons | BRYANT HEATING AND COOLING SYSTEMS | HRCU-A-CB (Split System: Heat Pump with Remote Outdoor Unit-Air-Source) | 38MURAQ18AB3* | ASPEN |  | A(E,F)M364+TDR |  | 18000 | 15.2 | 9 | 19300 | 18300 | 94.82% | 2.2 | 0 | 9.8 |  |  |  | No | R-410A | 1.5 | Residential & Commercial | No
215677330 | Central HP <5.4 tons | KEEPRITE | HRCU-A-CB (Split System: Heat Pump with Remote Outdoor Unit-Air-Source) | C5H0V60*K*AAA* |  |  | EVD5X60M21A*+WALLCON | *80CSU1002120A* | 56500 | 18 | 9 | 64000 | 45000 | 70.31% | 2.08 | 0 | 9 |  |  |  | No | R-454B | 4.7083 | Residential & Commercial | No
215677880 | Central HP <5.4 tons | KEEPRITE | HRCU-A-CB (Split System: Heat Pump with Remote Outdoor Unit-Air-Source) | C5H0V60*K*AAA* |  |  | EA*5X60M24A*+WALLCON | *96CTN1202422B* | 55000 | 18.5 | 9 | 59000 | 41500 | 70.34% | 2.02 | 0 | 9 |  |  |  | No | R-454B | 4.5833 | Residential & Commercial | No
213752180 | Central HP <5.4 tons | CARRIER | HRCU-A-CB (Split System: Heat Pump with Remote Outdoor Unit-Air-Source) | 38MURAQ24AA3* | ASPEN |  | D(A,C,E)24B44+TDR | 58S(B,C)*B070M17**12 | 23600 | 16.5 | 8.1 | 24600 | 22200 | 90.24% | 2.87 | 0 | 9.5 |  |  |  | No | R-410A | 1.9667 | Residential & Commercial | No
213752199 | Central HP <5.4 tons | CARRIER | HRCU-A-CB (Split System: Heat Pump with Remote Outdoor Unit-Air-Source) | 38MURAQ24AA3* | ASPEN |  | D(A,C,E)30C44+TDR | 58S(B,C)*B070M17**16 | 23800 | 16.5 | 8.1 | 24800 | 22400 | 90.32% | 2.91 | 0 | 9 |  |  |  | No | R-410A | 1.9833 | Residential & Commercial | No
213752266 | Central HP <5.4 tons | CARRIER | HRCU-A-CB (Split System: Heat Pump with Remote Outdoor Unit-Air-Source) | 38MURAQ24AA3* | ASPEN |  | D(A,C,E)36B34+TDR | 58S(B,C)*B110M21**20 | 23600 | 16.5 | 8.1 | 24800 | 22200 | 89.52% | 2.88 | 0 | 9.5 |  |  |  | No | R-410A | 1.9667 | Residential & Commercial | No
213752314 | Central HP <5.4 tons | CARRIER | HRCU-A-CB (Split System: Heat Pump with Remote Outdoor Unit-Air-Source) | 38MURAQ24AA3* | ASPEN |  | D(A,C,E)30B34+TDR | 58TP*B090V17**16 | 23400 | 16 | 8.1 | 25000 | 22400 | 89.6% | 2.87 | 0 | 9.5 |  |  |  | No | R-410A | 1.95 | Residential & Commercial | No
213752416 | Central HP <5.4 tons | CARRIER | HRCU-A-CB (Split System: Heat Pump with Remote Outdoor Unit-Air-Source) | 38MURAQ24AA3* | ASPEN |  | D(A,C,E)24B44+TDR | 59SC2E100M21**20 | 23600 | 16.5 | 8.1 | 24800 | 22400 | 90.32% | 2.91 | 0 | 9 |  |  |  | No | R-410A | 1.9667 | Residential & Commercial | No
213752531 | Central HP <5.4 tons | CARRIER | HRCU-A-CB (Split System: Heat Pump with Remote Outdoor Unit-Air-Source) | 38MURAQ24AA3* | ASPEN |  | D(A,C,E)30B34+TDR | 59SP6A080V17**16 | 23800 | 16 | 8.1 | 25400 | 22600 | 88.98% | 2.89 | 0 | 9 |  |  |  | No | R-410A | 1.9833 | Residential & Commercial | No
213076932 | Central HP <5.4 tons | KEEPRITE | HRCU-A-CB (Split System: Heat Pump with Remote Outdoor Unit-Air-Source) | DLCURAH36ABK |  |  | EA*4X36L17A* | *96VSN0801716B* | 35200 | 15.2 | 8.1 | 39000 | 35400 | 90.77% | 1.82 | 0 | 9.5 |  |  |  | No | R-410A | 2.9333 | Residential & Commercial | No
213079005 | Central HP <5.4 tons | KEEPRITE | HRCU-A-CB (Split System: Heat Pump with Remote Outdoor Unit-Air-Source) | DLCURAH36ABK |  |  | EA*4X42L21A* | *80MSU0401712A* | 35200 | 16 | 8.1 | 38500 | 35000 | 90.91% | 1.88 | 0 | 9.5 |  |  |  | No | R-410A | 2.9333 | Residential & Commercial | No
215294582 | Central HP <5.4 tons | AIRQUEST | HRCU-A-CB (Split System: Heat Pump with Remote Outdoor Unit-Air-Source) | DLCURAH36ABK | ADP |  | H,GE23936 | *92MSN0601412A* | 33400 | 15.2 | 8.1 | 36800 | 34800 | 94.57% | 1.82 | 0 | 9 |  |  |  | No | R-410A | 2.7833 | Residential & Commercial | No
215294585 | Central HP <5.4 tons | AIRQUEST | HRCU-A-CB (Split System: Heat Pump with Remote Outdoor Unit-Air-Source) | DLCURAH36ABK | ADP |  | H,GG32936 | *92MSN0601412A* | 34800 | 15.2 | 8.1 | 36800 | 34800 | 94.57% | 1.82 | 0 | 9.5 |  |  |  | No | R-410A | 2.9 | Residential & Commercial | No
215682601 | Central HP <5.4 tons | KENMORE | HRCU-A-CB (Split System: Heat Pump with Remote Outdoor Unit-Air-Source) | (C,H,T)5H0V60*K*AAA* |  |  | EA*5X60M24A*+WALLCON | *80CSU1002120B* | 55000 | 18 | 8.5 | 59000 | 41500 | 70.34% | 2.02 | 0 | 9 |  |  |  | No | R-454B | 4.5833 | Residential & Commercial | No
215293600 | Central HP <5.4 tons | AIRQUEST | HRCU-A-CB (Split System: Heat Pump with Remote Outdoor Unit-Air-Source) | DLCURAH30ABK | ADP |  | H,GG24936 | *92MSN1002120A* | 29200 | 15.2 | 8.1 | 32800 | 27600 | 84.15% | 1.78 | 0 | 8.5 |  |  |  | No | R-410A | 2.4333 | Residential & Commercial | No
215293614 | Central HP <5.4 tons | AIRQUEST | HRCU-A-CB (Split System: Heat Pump with Remote Outdoor Unit-Air-Source) | DLCURAH30ABK | ADP |  | H,GE33936 | *92MSN1002120A* | 30000 | 15.2 | 8.1 | 32800 | 27600 | 84.15% | 1.78 | 0 | 9 |  |  |  | No | R-410A | 2.5 | Residential & Commercial | No
215293665 | Central HP <5.4 tons | AIRQUEST | HRCU-A-CB (Split System: Heat Pump with Remote Outdoor Unit-Air-Source) | DLCURAH30ABK | ADP |  | H,GG34936 | *92MSN1202420A* | 30000 | 15.2 | 8.1 | 32600 | 27200 | 83.44% | 1.8 | 0 | 9 |  |  |  | No | R-410A | 2.5 | Residential & Commercial | No
215293666 | Central HP <5.4 tons | AIRQUEST | HRCU-A-CB (Split System: Heat Pump with Remote Outdoor Unit-Air-Source) | DLCURAH30ABK | ADP |  | HG34936 | *92MSN1202420A* | 30000 | 15.2 | 8.1 | 32600 | 27200 | 83.44% | 1.8 | 0 | 9 |  |  |  | No | R-410A | 2.5 | Residential & Commercial | No
215293884 | Central HP <5.4 tons | AIRQUEST | HRCU-A-CB (Split System: Heat Pump with Remote Outdoor Unit-Air-Source) | DLCURAH30ABK | ADP |  | HE34936 | *96MSN0802120A* | 29600 | 15.2 | 8.1 | 32600 | 27200 | 83.44% | 1.8 | 0 | 9 |  |  |  | No | R-410A | 2.4667 | Residential & Commercial | No
214849156 | Central HP <5.4 tons | YORK | HRCU-A-CB (Split System: Heat Pump with Remote Outdoor Unit-Air-Source) | HMH72B341 | ADP |  | CV360*9 | Y82E080B12LMPS1 | 32800 | 18 | 8.3 | 31200 | 23000 | 73.72% | 2 | 0 | 9 |  |  |  | No | R-410A | 2.7333 | Residential & Commercial | No
213803491 | Central HP <5.4 tons | CHAMPION HEATING AND COOLING | HRCU-A-CB (Split System: Heat Pump with Remote Outdoor Unit-Air-Source) | HMH72B341 | ASPEN |  | D(A,C,E)48A34+TDR | Z8ET080C16LMPS1 | 33600 | 18.5 | 8.1 | 32600 | 29800 | 91.41% | 2.74 | 0 | 9.5 |  |  |  | No | R-410A | 2.8 | Residential & Commercial | No
214521942 | Central HP <5.4 tons | COLEMAN | HRCU-A-CB (Split System: Heat Pump with Remote Outdoor Unit-Air-Source) | HMH72B341 | ASPEN |  | C(A,C,D,E)42A34+TDR | Z8ES100C20SMPS1 | 31800 | 17.5 | 8.4 | 33200 | 27400 | 82.53% | 2.68 | 0 | 9.4 |  |  |  | No | R-410A | 2.65 | Residential & Commercial | No
215293898 | Central HP <5.4 tons | AIRQUEST | HRCU-A-CB (Split System: Heat Pump with Remote Outdoor Unit-Air-Source) | DLCURAH30ABK | ADP |  | HG8J936 | *96MSN0802120A* | 29400 | 15.2 | 8.1 | 32600 | 27200 | 83.44% | 1.8 | 0 | 8.5 |  |  |  | No | R-410A | 2.45 | Residential & Commercial | No
215293900 | Central HP <5.4 tons | AIRQUEST | HRCU-A-CB (Split System: Heat Pump with Remote Outdoor Unit-Air-Source) | DLCURAH30ABK | ADP |  | HE8J936 | *96MSN0802120A* | 29400 | 15.2 | 8.1 | 32600 | 27200 | 83.44% | 1.8 | 0 | 8.5 |  |  |  | No | R-410A | 2.45 | Residential & Commercial | No
215293947 | Central HP <5.4 tons | AIRQUEST | HRCU-A-CB (Split System: Heat Pump with Remote Outdoor Unit-Air-Source) | DLCURAH30ABK | ADP |  | HG8J936 | *96MSN1002120A* | 30000 | 15.2 | 8.5 | 32400 | 27000 | 83.33% | 1.8 | 0 | 9 |  |  |  | No | R-410A | 2.5 | Residential & Commercial | No
215293948 | Central HP <5.4 tons | AIRQUEST | HRCU-A-CB (Split System: Heat Pump with Remote Outdoor Unit-Air-Source) | DLCURAH30ABK | ADP |  | H,GE8J936 | *96MSN1002120A* | 30000 | 15.2 | 8.5 | 32400 | 27000 | 83.33% | 1.8 | 0 | 9 |  |  |  | No | R-410A | 2.5 | Residential & Commercial | No
215293951 | Central HP <5.4 tons | AIRQUEST | HRCU-A-CB (Split System: Heat Pump with Remote Outdoor Unit-Air-Source) | DLCURAH30ABK | ADP |  | HG9J936 | *96MSN1002120A* | 30200 | 15.2 | 8.5 | 32400 | 27000 | 83.33% | 1.8 | 0 | 9 |  |  |  | No | R-410A | 2.5167 | Residential & Commercial | No
215293997 | Central HP <5.4 tons | AIRQUEST | HRCU-A-CB (Split System: Heat Pump with Remote Outdoor Unit-Air-Source) | DLCURAH30ABK | ADP |  | H,GE8J936 | *96MSN1202422A* | 29800 | 15.2 | 8.1 | 32600 | 27200 | 83.44% | 1.8 | 0 | 9 |  |  |  | No | R-410A | 2.4833 | Residential & Commercial | No
215293998 | Central HP <5.4 tons | AIRQUEST | HRCU-A-CB (Split System: Heat Pump with Remote Outdoor Unit-Air-Source) | DLCURAH30ABK | ADP |  | HE8J936 | *96MSN1202422A* | 29800 | 15.2 | 8.1 | 32600 | 27200 | 83.44% | 1.8 | 0 | 9 |  |  |  | No | R-410A | 2.4833 | Residential & Commercial | No
215294233 | Central HP <5.4 tons | AIRQUEST | HRCU-A-CB (Split System: Heat Pump with Remote Outdoor Unit-Air-Source) | DLCURAH30ABK | ADP |  | HG80936 | *96VTN0802120A* | 29600 | 15.2 | 8.1 | 32000 | 27000 | 84.38% | 1.78 | 0 | 9 |  |  |  | No | R-410A | 2.4667 | Residential & Commercial | No
215294268 | Central HP <5.4 tons | AIRQUEST | HRCU-A-CB (Split System: Heat Pump with Remote Outdoor Unit-Air-Source) | DLCURAH30ABK | ADP |  | H,GG48936 | *96VTN0802120B* | 29800 | 15.2 | 8.5 | 31800 | 26000 | 81.76% | 1.86 | 0 | 8.5 |  |  |  | No | R-410A | 2.4833 | Residential & Commercial | No
215294350 | Central HP <5.4 tons | AIRQUEST | HRCU-A-CB (Split System: Heat Pump with Remote Outdoor Unit-Air-Source) | DLCURAH30ABK | ADP |  | H,GG33936 | *96VTN1002120B* | 29800 | 15.2 | 8.5 | 32600 | 27200 | 83.44% | 1.8 | 0 | 8.5 |  |  |  | No | R-410A | 2.4833 | Residential & Commercial | No
215294352 | Central HP <5.4 tons | AIRQUEST | HRCU-A-CB (Split System: Heat Pump with Remote Outdoor Unit-Air-Source) | DLCURAH30ABK | ADP |  | H,GE33936 | *96VTN1002120B* | 29800 | 15.2 | 8.5 | 32600 | 27200 | 83.44% | 1.8 | 0 | 8.5 |  |  |  | No | R-410A | 2.4833 | Residential & Commercial | No
215293544 | Central HP <5.4 tons | AIRQUEST | HRCU-A-CB (Split System: Heat Pump with Remote Outdoor Unit-Air-Source) | DLCURAH30ABK | ADP |  | H,GG80936 | *92MSN0801716A* | 29800 | 15.2 | 8.1 | 32400 | 27200 | 83.95% | 1.8 | 0 | 9 |  |  |  | No | R-410A | 2.4833 | Residential & Commercial | No
215293553 | Central HP <5.4 tons | AIRQUEST | HRCU-A-CB (Split System: Heat Pump with Remote Outdoor Unit-Air-Source) | DLCURAH30ABK | ADP |  | H,GE24936 | *92MSN0802120A* | 29200 | 15.2 | 8.1 | 32800 | 27600 | 84.15% | 1.78 | 0 | 8.5 |  |  |  | No | R-410A | 2.4333 | Residential & Commercial | No
215294366 | Central HP <5.4 tons | AIRQUEST | HRCU-A-CB (Split System: Heat Pump with Remote Outdoor Unit-Air-Source) | DLCURAH30ABK | ADP |  | H,GG48936 | *96VTN1002120B* | 30200 | 15.2 | 8.5 | 32600 | 27200 | 83.44% | 1.8 | 0 | 9 |  |  |  | No | R-410A | 2.5167 | Residential & Commercial | No
214521921 | Central HP <5.4 tons | COLEMAN | HRCU-A-CB (Split System: Heat Pump with Remote Outdoor Unit-Air-Source) | HMH72B341 | ASPEN |  | C(A,C,D,E)42A34+TDR | Z8ES080C20LMPS1 | 31800 | 17.9 | 8.4 | 33200 | 28200 | 84.94% | 2.69 | 0 | 9.9 |  |  |  | No | R-410A | 2.65 | Residential & Commercial | No
214521955 | Central HP <5.4 tons | COLEMAN | HRCU-A-CB (Split System: Heat Pump with Remote Outdoor Unit-Air-Source) | HMH72B341 | ASPEN |  | C(A,C,D,E)48A34+TDR | Z8ES120C20SMPS1 | 32200 | 17.5 | 8.5 | 33800 | 27800 | 82.25% | 2.66 | 0 | 9.4 |  |  |  | No | R-410A | 2.6833 | Residential & Commercial | No
214521964 | Central HP <5.4 tons | COLEMAN | HRCU-A-CB (Split System: Heat Pump with Remote Outdoor Unit-Air-Source) | HMH72B341 | ASPEN |  | C(A,C,D,E)48A34+TDR | Z8ET100C16LMPS1 | 32200 | 18 | 8.5 | 33200 | 27800 | 83.73% | 2.7 | 0 | 9.4 |  |  |  | No | R-410A | 2.6833 | Residential & Commercial | No
213803500 | Central HP <5.4 tons | CHAMPION HEATING AND COOLING | HRCU-A-CB (Split System: Heat Pump with Remote Outdoor Unit-Air-Source) | HMH72B341 | ASPEN |  | D(A,C,E)48A34+TDR | Z8ET120C20LMPS1 | 33600 | 18.5 | 8.1 | 32600 | 29800 | 91.41% | 2.72 | 0 | 9.5 |  |  |  | No | R-410A | 2.8 | Residential & Commercial | No
214521922 | Central HP <5.4 tons | COLEMAN | HRCU-A-CB (Split System: Heat Pump with Remote Outdoor Unit-Air-Source) | HMH72B341 | ASPEN |  | C(A,C,D,E)48A34+TDR | Z8ES080C20LMPS1 | 32200 | 18 | 8.5 | 33200 | 28200 | 84.94% | 2.71 | 0 | 9.9 |  |  |  | No | R-410A | 2.6833 | Residential & Commercial | No
213493875 | Central HP <5.4 tons | CHAMPION HEATING AND COOLING | HRCU-A-CB (Split System: Heat Pump with Remote Outdoor Unit-Air-Source) | HMH72B341 | ASPEN |  | C(A,C,D,E)48A34+TDR | Z8ES080B12LMPS1 | 33000 | 18 | 8.1 | 32600 | 29400 | 90.18% | 2.66 | 0 | 9.5 |  |  |  | No | R-410A | 2.75 | Residential & Commercial | No
213493941 | Central HP <5.4 tons | CHAMPION HEATING AND COOLING | HRCU-A-CB (Split System: Heat Pump with Remote Outdoor Unit-Air-Source) | HMH72B341 | ASPEN |  | C(A,C,D,E)36A34+TDR | Z8ES100C16SMPS1 | 31200 | 17.8 | 8.3 | 33000 | 28200 | 85.45% | 2.66 | 0 | 9.3 |  |  |  | No | R-410A | 2.6 | Residential & Commercial | No
213495344 | Central HP <5.4 tons | CHAMPION HEATING AND COOLING | HRCU-A-CB (Split System: Heat Pump with Remote Outdoor Unit-Air-Source) | HMH72B341 | ASPEN |  | C(A,C,D,E)36A36+TDR | Z8ES100C20SMPS1 | 31200 | 17.4 | 8.3 | 33000 | 27600 | 83.64% | 2.68 | 0 | 9.3 |  |  |  | No | R-410A | 2.6 | Residential & Commercial | No
213613568 | Central HP <5.4 tons | BRYANT HEATING AND COOLING SYSTEMS | HRCU-A-CB (Split System: Heat Pump with Remote Outdoor Unit-Air-Source) | 38MURAQ18AB3* | ASPEN |  | L(E,G)M24I4 |  | 17900 | 15.2 | 8.5 | 19300 | 18300 | 94.82% | 2.2 | 0 | 9.8 |  |  |  | No | R-410A | 1.4917 | Residential & Commercial | No
213752985 | Central HP <5.4 tons | CARRIER | HRCU-A-CB (Split System: Heat Pump with Remote Outdoor Unit-Air-Source) | 38MURAQ24AB3* | ASPEN |  | D(A,C,E)30C44+TDR | 59TP6C040V14**10 | 23000 | 16 | 8.5 | 27000 | 20600 | 76.3% | 2.85 | 0 | 9.5 |  |  |  | No | R-410A | 1.9167 | Residential & Commercial | No
213306298 | Central HP <5.4 tons | CHAMPION HEATING AND COOLING | HRCU-A-CB (Split System: Heat Pump with Remote Outdoor Unit-Air-Source) | HMH72B361 | ASPEN |  | D(A,C,E)36D34+TDR | Z8ES080C20SMPS1 | 34800 | 17 | 8.1 | 36000 | 26400 | 73.33% | 2.83 | 0 | 9 |  |  |  | No | R-410A | 2.9 | Residential & Commercial | No
215294614 | Central HP <5.4 tons | AIRQUEST | HRCU-A-CB (Split System: Heat Pump with Remote Outdoor Unit-Air-Source) | DLCURAH36ABK | ADP |  | HG9J936 | *92MSN0601412A* | 35200 | 15.2 | 8.5 | 36800 | 34800 | 94.57% | 2 | 0 | 9.5 |  |  |  | No | R-410A | 2.9333 | Residential & Commercial | No
215294830 | Central HP <5.4 tons | AIRQUEST | HRCU-A-CB (Split System: Heat Pump with Remote Outdoor Unit-Air-Source) | DLCURAH36ABK | ADP |  | H,GG24936 | *92MSN1002122A* | 34000 | 16 | 8.1 | 36800 | 34600 | 94.02% | 1.88 | 0 | 9.5 |  |  |  | No | R-410A | 2.8333 | Residential & Commercial | No
215294367 | Central HP <5.4 tons | AIRQUEST | HRCU-A-CB (Split System: Heat Pump with Remote Outdoor Unit-Air-Source) | DLCURAH30ABK | ADP |  | HG48936 | *96VTN1002120B* | 30200 | 15.2 | 8.5 | 32600 | 27200 | 83.44% | 1.8 | 0 | 9 |  |  |  | No | R-410A | 2.5167 | Residential & Commercial | No
215294368 | Central HP <5.4 tons | AIRQUEST | HRCU-A-CB (Split System: Heat Pump with Remote Outdoor Unit-Air-Source) | DLCURAH30ABK | ADP |  | HG7J936 | *96VTN1002120B* | 29600 | 15.2 | 8.5 | 32600 | 27200 | 83.44% | 1.8 | 0 | 8.5 |  |  |  | No | R-410A | 2.4667 | Residential & Commercial | No
215294399 | Central HP <5.4 tons | AIRQUEST | HRCU-A-CB (Split System: Heat Pump with Remote Outdoor Unit-Air-Source) | DLCURAH30ABK | ADP |  | H,GG33936 | *96VTN1002122A* | 29400 | 15.2 | 8.1 | 32200 | 27400 | 85.09% | 1.76 | 0 | 9 |  |  |  | No | R-410A | 2.45 | Residential & Commercial | No
215293562 | Central HP <5.4 tons | AIRQUEST | HRCU-A-CB (Split System: Heat Pump with Remote Outdoor Unit-Air-Source) | DLCURAH30ABK | ADP |  | H,GE32936 | *92MSN0802120A* | 29600 | 15.2 | 8.1 | 32800 | 27600 | 84.15% | 1.78 | 0 | 8.5 |  |  |  | No | R-410A | 2.4667 | Residential & Commercial | No
215293592 | Central HP <5.4 tons | AIRQUEST | HRCU-A-CB (Split System: Heat Pump with Remote Outdoor Unit-Air-Source) | DLCURAH30ABK | ADP |  | H,GE1K936 | *92MSN0802120A* | 30200 | 15.2 | 8.1 | 32600 | 27000 | 82.82% | 1.8 | 0 | 9 |  |  |  | No | R-410A | 2.5167 | Residential & Commercial | No
215293628 | Central HP <5.4 tons | AIRQUEST | HRCU-A-CB (Split System: Heat Pump with Remote Outdoor Unit-Air-Source) | DLCURAH30ABK | ADP |  | H,GG48936 | *92MSN1002120A* | 30000 | 16 | 8.5 | 33400 | 26400 | 79.04% | 1.86 | 0 | 8.5 |  |  |  | No | R-410A | 2.5 | Residential & Commercial | No
215293644 | Central HP <5.4 tons | AIRQUEST | HRCU-A-CB (Split System: Heat Pump with Remote Outdoor Unit-Air-Source) | DLCURAH30ABK | ADP |  | H,GG81936 | *92MSN1002120A* | 29600 | 16 | 8.5 | 33400 | 26400 | 79.04% | 1.86 | 0 | 8.5 |  |  |  | No | R-410A | 2.4667 | Residential & Commercial | No
215294401 | Central HP <5.4 tons | AIRQUEST | HRCU-A-CB (Split System: Heat Pump with Remote Outdoor Unit-Air-Source) | DLCURAH30ABK | ADP |  | H,GE33936 | *96VTN1002122A* | 29400 | 15.2 | 8.1 | 32200 | 27400 | 85.09% | 1.76 | 0 | 9 |  |  |  | No | R-410A | 2.45 | Residential & Commercial | No
215294834 | Central HP <5.4 tons | AIRQUEST | HRCU-A-CB (Split System: Heat Pump with Remote Outdoor Unit-Air-Source) | DLCURAH36ABK | ADP |  | H,GE32936 | *92MSN1002122A* | 34200 | 16 | 8.5 | 36200 | 34200 | 94.48% | 2.04 | 0 | 9.5 |  |  |  | No | R-410A | 2.85 | Residential & Commercial | No
215294416 | Central HP <5.4 tons | AIRQUEST | HRCU-A-CB (Split System: Heat Pump with Remote Outdoor Unit-Air-Source) | DLCURAH30ABK | ADP |  | HG48936 | *96VTN1002122A* | 30000 | 15.2 | 8.1 | 32400 | 26800 | 82.72% | 1.8 | 0 | 9 |  |  |  | No | R-410A | 2.5 | Residential & Commercial | No
215294417 | Central HP <5.4 tons | AIRQUEST | HRCU-A-CB (Split System: Heat Pump with Remote Outdoor Unit-Air-Source) | DLCURAH30ABK | ADP |  | HG7J936 | *96VTN1002122A* | 29200 | 15.2 | 8.1 | 32400 | 26800 | 82.72% | 1.8 | 0 | 8.5 |  |  |  | No | R-410A | 2.4333 | Residential & Commercial | No
215294418 | Central HP <5.4 tons | AIRQUEST | HRCU-A-CB (Split System: Heat Pump with Remote Outdoor Unit-Air-Source) | DLCURAH30ABK | ADP |  | H,GE7J936 | *96VTN1002122A* | 29200 | 15.2 | 8.1 | 32200 | 27400 | 85.09% | 1.76 | 0 | 8.5 |  |  |  | No | R-410A | 2.4333 | Residential & Commercial | No
215293646 | Central HP <5.4 tons | AIRQUEST | HRCU-A-CB (Split System: Heat Pump with Remote Outdoor Unit-Air-Source) | DLCURAH30ABK | ADP |  | HG82936 | *92MSN1002120A* | 30000 | 16 | 8.5 | 33400 | 26400 | 79.04% | 1.86 | 0 | 8.5 |  |  |  | No | R-410A | 2.5 | Residential & Commercial | No
215293894 | Central HP <5.4 tons | AIRQUEST | HRCU-A-CB (Split System: Heat Pump with Remote Outdoor Unit-Air-Source) | DLCURAH30ABK | ADP |  | HG48936 | *96MSN0802120A* | 29800 | 15.2 | 8.1 | 32600 | 27200 | 83.44% | 1.8 | 0 | 9 |  |  |  | No | R-410A | 2.4833 | Residential & Commercial | No
215293896 | Central HP <5.4 tons | AIRQUEST | HRCU-A-CB (Split System: Heat Pump with Remote Outdoor Unit-Air-Source) | DLCURAH30ABK | ADP |  | H,GE7J936 | *96MSN0802120A* | 29000 | 15.2 | 8.1 | 32600 | 27200 | 83.44% | 1.8 | 0 | 8.5 |  |  |  | No | R-410A | 2.4167 | Residential & Commercial | No
215293944 | Central HP <5.4 tons | AIRQUEST | HRCU-A-CB (Split System: Heat Pump with Remote Outdoor Unit-Air-Source) | DLCURAH30ABK | ADP |  | HG7J936 | *96MSN1002120A* | 29600 | 15.2 | 8.5 | 32400 | 27000 | 83.33% | 1.8 | 0 | 8.5 |  |  |  | No | R-410A | 2.4667 | Residential & Commercial | No
215293955 | Central HP <5.4 tons | AIRQUEST | HRCU-A-CB (Split System: Heat Pump with Remote Outdoor Unit-Air-Source) | DLCURAH30ABK | ADP |  | H,GG80936 | *96MSN1002120A* | 30200 | 15.2 | 8.5 | 32400 | 27000 | 83.33% | 1.8 | 0 | 9 |  |  |  | No | R-410A | 2.5167 | Residential & Commercial | No
215294966 | Central HP <5.4 tons | AIRQUEST | HRCU-A-CB (Split System: Heat Pump with Remote Outdoor Unit-Air-Source) | DLCURAH36ABK | ADP |  | HG33936 | *96MSN0601716A* | 35000 | 15.2 | 8.5 | 36800 | 34800 | 94.57% | 1.88 | 0 | 9.5 |  |  |  | No | R-410A | 2.9167 | Residential & Commercial | No
215294989 | Central HP <5.4 tons | AIRQUEST | HRCU-A-CB (Split System: Heat Pump with Remote Outdoor Unit-Air-Source) | DLCURAH36ABK | ADP |  | H,GG9J936 | *96MSN0601716A* | 35200 | 15.2 | 8.5 | 36800 | 34800 | 94.57% | 1.88 | 0 | 9.5 |  |  |  | No | R-410A | 2.9333 | Residential & Commercial | No
215295005 | Central HP <5.4 tons | AIRQUEST | HRCU-A-CB (Split System: Heat Pump with Remote Outdoor Unit-Air-Source) | DLCURAH36ABK | ADP |  | HG32936 | *96MSN0801716A* | 34000 | 15.2 | 8.5 | 36400 | 34400 | 94.51% | 2.02 | 0 | 9.5 |  |  |  | No | R-410A | 2.8333 | Residential & Commercial | No
215295071 | Central HP <5.4 tons | AIRQUEST | HRCU-A-CB (Split System: Heat Pump with Remote Outdoor Unit-Air-Source) | DLCURAH36ABK | ADP |  | HE7J936 | *96MSN0802120A* | 35200 | 16 | 8.1 | 36800 | 34800 | 94.57% | 1.9 | 0 | 9.5 |  |  |  | No | R-410A | 2.9333 | Residential & Commercial | No
215295089 | Central HP <5.4 tons | AIRQUEST | HRCU-A-CB (Split System: Heat Pump with Remote Outdoor Unit-Air-Source) | DLCURAH36ABK | ADP |  | H,GE24936 | *96MSN1002120A* | 33400 | 16 | 8.45 | 36200 | 34200 | 94.48% | 2.02 | 0 | 9 |  |  |  | No | R-410A | 2.7833 | Residential & Commercial | No
215293980 | Central HP <5.4 tons | AIRQUEST | HRCU-A-CB (Split System: Heat Pump with Remote Outdoor Unit-Air-Source) | DLCURAH30ABK | ADP |  | HG34936 | *96MSN1202422A* | 29800 | 15.2 | 8.1 | 32600 | 27200 | 83.44% | 1.8 | 0 | 9 |  |  |  | No | R-410A | 2.4833 | Residential & Commercial | No
215293985 | Central HP <5.4 tons | AIRQUEST | HRCU-A-CB (Split System: Heat Pump with Remote Outdoor Unit-Air-Source) | DLCURAH30ABK | ADP |  | H,GE35936 | *96MSN1202422A* | 30000 | 15.2 | 8.1 | 32600 | 27200 | 83.44% | 1.8 | 0 | 9 |  |  |  | No | R-410A | 2.5 | Residential & Commercial | No
215294214 | Central HP <5.4 tons | AIRQUEST | HRCU-A-CB (Split System: Heat Pump with Remote Outdoor Unit-Air-Source) | DLCURAH30ABK | ADP |  | HE35936 | *96VTN0802120A* | 29600 | 15.2 | 8.1 | 32000 | 27000 | 84.38% | 1.78 | 0 | 9 |  |  |  | No | R-410A | 2.4667 | Residential & Commercial | No
215294221 | Central HP <5.4 tons | AIRQUEST | HRCU-A-CB (Split System: Heat Pump with Remote Outdoor Unit-Air-Source) | DLCURAH30ABK | ADP |  | HG7J936 | *96VTN0802120A* | 28800 | 15.2 | 8.1 | 32000 | 27000 | 84.38% | 1.78 | 0 | 8.5 |  |  |  | No | R-410A | 2.4 | Residential & Commercial | No
215294344 | Central HP <5.4 tons | AIRQUEST | HRCU-A-CB (Split System: Heat Pump with Remote Outdoor Unit-Air-Source) | DLCURAH30ABK | ADP |  | H,GG32930 | *96VTN1002120B* | 29400 | 15.2 | 8.5 | 32600 | 27200 | 83.44% | 1.8 | 0 | 8.5 |  |  |  | No | R-410A | 2.45 | Residential & Commercial | No
215294346 | Central HP <5.4 tons | AIRQUEST | HRCU-A-CB (Split System: Heat Pump with Remote Outdoor Unit-Air-Source) | DLCURAH30ABK | ADP |  | HG32936 | *96VTN1002120B* | 29400 | 15.2 | 8.5 | 32600 | 27200 | 83.44% | 1.8 | 0 | 8.5 |  |  |  | No | R-410A | 2.45 | Residential & Commercial | No
215294353 | Central HP <5.4 tons | AIRQUEST | HRCU-A-CB (Split System: Heat Pump with Remote Outdoor Unit-Air-Source) | DLCURAH30ABK | ADP |  | HE33936 | *96VTN1002120B* | 29800 | 15.2 | 8.5 | 32600 | 27200 | 83.44% | 1.8 | 0 | 8.5 |  |  |  | No | R-410A | 2.4833 | Residential & Commercial | No
215294355 | Central HP <5.4 tons | AIRQUEST | HRCU-A-CB (Split System: Heat Pump with Remote Outdoor Unit-Air-Source) | DLCURAH30ABK | ADP |  | HG34936 | *96VTN1002120B* | 30200 | 15.2 | 8.5 | 32600 | 27200 | 83.44% | 1.8 | 0 | 9 |  |  |  | No | R-410A | 2.5167 | Residential & Commercial | No
215294968 | Central HP <5.4 tons | AIRQUEST | HRCU-A-CB (Split System: Heat Pump with Remote Outdoor Unit-Air-Source) | DLCURAH36ABK | ADP |  | HE33936 | *96MSN0601716A* | 35000 | 15.2 | 8.5 | 36800 | 34800 | 94.57% | 1.88 | 0 | 9.5 |  |  |  | No | R-410A | 2.9167 | Residential & Commercial | No
215295069 | Central HP <5.4 tons | AIRQUEST | HRCU-A-CB (Split System: Heat Pump with Remote Outdoor Unit-Air-Source) | DLCURAH36ABK | ADP |  | HG7J936 | *96MSN0802120A* | 35200 | 16 | 8.1 | 36800 | 34800 | 94.57% | 1.9 | 0 | 9.5 |  |  |  | No | R-410A | 2.9333 | Residential & Commercial | No
215295216 | Central HP <5.4 tons | AIRQUEST | HRCU-A-CB (Split System: Heat Pump with Remote Outdoor Unit-Air-Source) | DLCURAH36ABK | ADP |  | H,GE23936 | *96MSN1402422A* | 32400 | 15.2 | 8.3 | 36200 | 34200 | 94.48% | 1.98 | 0 | 9 |  |  |  | No | R-410A | 2.7 | Residential & Commercial | No
215295232 | Central HP <5.4 tons | AIRQUEST | HRCU-A-CB (Split System: Heat Pump with Remote Outdoor Unit-Air-Source) | DLCURAH36ABK | ADP |  | HG35936 | *96MSN1402422A* | 35000 | 16 | 8.5 | 36200 | 34200 | 94.48% | 2.02 | 0 | 9.5 |  |  |  | No | R-410A | 2.9167 | Residential & Commercial | No
215295389 | Central HP <5.4 tons | AIRQUEST | HRCU-A-CB (Split System: Heat Pump with Remote Outdoor Unit-Air-Source) | DLCURAH36ABK | ADP |  | HG34936 | *96VTN0801716A* | 35200 | 15.2 | 8.1 | 36800 | 34600 | 94.02% | 1.86 | 0 | 9.5 |  |  |  | No | R-410A | 2.9333 | Residential & Commercial | No
215295136 | Central HP <5.4 tons | AIRQUEST | HRCU-A-CB (Split System: Heat Pump with Remote Outdoor Unit-Air-Source) | DLCURAH36ABK | ADP |  | HE32936 | *96MSN1002122A* | 34600 | 16 | 8.5 | 36800 | 34600 | 94.02% | 1.88 | 0 | 9.5 |  |  |  | No | R-410A | 2.8833 | Residential & Commercial | No
215295473 | Central HP <5.4 tons | AIRQUEST | HRCU-A-CB (Split System: Heat Pump with Remote Outdoor Unit-Air-Source) | DLCURAH36ABK | ADP |  | H,GG35936 | *96VTN0802120A* | 35000 | 16 | 8.1 | 36800 | 34600 | 94.02% | 1.86 | 0 | 9.5 |  |  |  | No | R-410A | 2.9167 | Residential & Commercial | No
215295498 | Central HP <5.4 tons | AIRQUEST | HRCU-A-CB (Split System: Heat Pump with Remote Outdoor Unit-Air-Source) | DLCURAH36ABK | ADP |  | H,GE24936 | *96VTN0802120B* | 33800 | 16 | 8.1 | 36800 | 34800 | 94.57% | 1.82 | 0 | 9 |  |  |  | No | R-410A | 2.8167 | Residential & Commercial | No
215295221 | Central HP <5.4 tons | AIRQUEST | HRCU-A-CB (Split System: Heat Pump with Remote Outdoor Unit-Air-Source) | DLCURAH36ABK | ADP |  | H,GE32936 | *96MSN1402422A* | 33600 | 16 | 8.5 | 36200 | 34200 | 94.48% | 2.02 | 0 | 9.5 |  |  |  | No | R-410A | 2.8 | Residential & Commercial | No
215295420 | Central HP <5.4 tons | AIRQUEST | HRCU-A-CB (Split System: Heat Pump with Remote Outdoor Unit-Air-Source) | DLCURAH36ABK | ADP |  | H,GE32936 | *96VTN0801716B* | 35000 | 15.2 | 8.1 | 37400 | 35000 | 93.58% | 1.82 | 0 | 9.5 |  |  |  | No | R-410A | 2.9167 | Residential & Commercial | No
215295469 | Central HP <5.4 tons | AIRQUEST | HRCU-A-CB (Split System: Heat Pump with Remote Outdoor Unit-Air-Source) | DLCURAH36ABK | ADP |  | H,GG34936 | *96VTN0802120A* | 35000 | 16 | 8.1 | 36800 | 34600 | 94.02% | 1.86 | 0 | 9.5 |  |  |  | No | R-410A | 2.9167 | Residential & Commercial | No
215295521 | Central HP <5.4 tons | AIRQUEST | HRCU-A-CB (Split System: Heat Pump with Remote Outdoor Unit-Air-Source) | DLCURAH36ABK | ADP |  | HG7J936 | *96VTN0802120B* | 35200 | 16 | 8.1 | 36800 | 34800 | 94.57% | 1.9 | 0 | 9.5 |  |  |  | No | R-410A | 2.9333 | Residential & Commercial | No
215295738 | Central HP <5.4 tons | AIRQUEST | HRCU-A-CB (Split System: Heat Pump with Remote Outdoor Unit-Air-Source) | DLCURAH36ABK | ADP |  | H,GE22936 | *96VTN1202422B* | 31600 | 15.2 | 8.2 | 36000 | 34200 | 95% | 1.96 | 0 | 8.5 |  |  |  | No | R-410A | 2.6333 | Residential & Commercial | No
215679741 | Central HP <5.4 tons | KENMORE | HRCU-A-CB (Split System: Heat Pump with Remote Outdoor Unit-Air-Source) | (C,H,T)5H0V36*K*AAA* |  |  | ESH5X36M12A*+WALLCON | *97CTN0601716A* | 33400 | 16 | 8.5 | 36000 | 25800 | 71.67% | 1.76 | 0 | 9 |  |  |  | No | R-454B | 2.7833 | Residential & Commercial | No
215291891 | Central HP <5.4 tons | AIRQUEST | HRCU-A-CB (Split System: Heat Pump with Remote Outdoor Unit-Air-Source) | DLCURAH24ABK | ADP |  | H,GE7J936 | *92MSN0401712A* | 23000 | 16 | 8.5 | 24800 | 23600 | 95.16% | 1.96 | 0 | 9.5 |  |  |  | No | R-410A | 1.9167 | Residential & Commercial | No
215291966 | Central HP <5.4 tons | AIRQUEST | HRCU-A-CB (Split System: Heat Pump with Remote Outdoor Unit-Air-Source) | DLCURAH24ABK | ADP |  | HE31924 | *92MSN0601714A* | 23000 | 17 | 8.5 | 25200 | 26000 | 103.2% | 2.24 | 0 | 9.5 |  |  |  | No | R-410A | 1.9167 | Residential & Commercial | No
215291989 | Central HP <5.4 tons | AIRQUEST | HRCU-A-CB (Split System: Heat Pump with Remote Outdoor Unit-Air-Source) | DLCURAH24ABK | ADP |  | H,GG30924 | *92MSN0601714A* | 22400 | 17 | 8.5 | 24600 | 23200 | 94.31% | 1.96 | 0 | 9.5 |  |  |  | No | R-410A | 1.8667 | Residential & Commercial | No
215292071 | Central HP <5.4 tons | AIRQUEST | HRCU-A-CB (Split System: Heat Pump with Remote Outdoor Unit-Air-Source) | DLCURAH24ABK | ADP |  | HE31930 | *92MSN0802120A* | 22400 | 17 | 8.5 | 24400 | 23600 | 96.72% | 2.02 | 0 | 9.5 |  |  |  | No | R-410A | 1.8667 | Residential & Commercial | No
213258943 | Central HP <5.4 tons | KEEPRITE | HRCU-A-CB (Split System: Heat Pump with Remote Outdoor Unit-Air-Source) | DLCURAH24ABK | ADP |  | H,GE7J936 | *96VSN0401410A* | 22800 | 16 | 8.5 | 24200 | 23800 | 98.35% | 2.02 | 0 | 9.5 |  |  |  | No | R-410A | 1.9 | Residential & Commercial | No
215292992 | Central HP <5.4 tons | AIRQUEST | HRCU-A-CB (Split System: Heat Pump with Remote Outdoor Unit-Air-Source) | DLCURAH24ABK | ADP |  | H,GE33936 | *96VTN0801716B* | 23200 | 17 | 8.5 | 24600 | 23600 | 95.93% | 2 | 0 | 9.5 |  |  |  | No | R-410A | 1.9333 | Residential & Commercial | No
213739993 | Central HP <5.4 tons | DAY & NIGHT | HRCU-A-CB (Split System: Heat Pump with Remote Outdoor Unit-Air-Source) | DLCURAH24ABK | ADP |  | FG32936 | *96VTN0401712B* | 23400 | 16 | 8.5 | 25400 | 25800 | 101.6% | 2.18 | 0 | 9.5 |  |  |  | No | R-410A | 1.95 | Residential & Commercial | No
214385794 | Central HP <5.4 tons | COMFORTMAKER | HRCU-A-CB (Split System: Heat Pump with Remote Outdoor Unit-Air-Source) | DLCURAH24ABK | ADP |  | H,YE21924 | *80MSU0401712A* | 21400 | 16 | 8.3 | 24600 | 24000 | 97.56% | 1.98 | 0 | 9.5 |  |  |  | No | R-410A | 1.7833 | Residential & Commercial | No
215292328 | Central HP <5.4 tons | AIRQUEST | HRCU-A-CB (Split System: Heat Pump with Remote Outdoor Unit-Air-Source) | DLCURAH24ABK | ADP |  | H,GE31924 | *96MSN0601412A* | 23000 | 16 | 8.5 | 25400 | 26000 | 102.4% | 2.22 | 0 | 9.5 |  |  |  | No | R-410A | 1.9167 | Residential & Commercial | No
215292378 | Central HP <5.4 tons | AIRQUEST | HRCU-A-CB (Split System: Heat Pump with Remote Outdoor Unit-Air-Source) | DLCURAH24ABK | ADP |  | H,GG31930 | *96MSN0601716A* | 23200 | 16 | 9.5 | 25000 | 24400 | 97.6% | 2.04 | 0 | 9.5 |  |  |  | No | R-410A | 1.9333 | Residential & Commercial | No
215292410 | Central HP <5.4 tons | AIRQUEST | HRCU-A-CB (Split System: Heat Pump with Remote Outdoor Unit-Air-Source) | DLCURAH24ABK | ADP |  | H,GE7J924 | *96MSN0601716A* | 23000 | 17 | 9 | 24200 | 23200 | 95.87% | 1.96 | 0 | 9.5 |  |  |  | No | R-410A | 1.9167 | Residential & Commercial | No
215292510 | Central HP <5.4 tons | AIRQUEST | HRCU-A-CB (Split System: Heat Pump with Remote Outdoor Unit-Air-Source) | DLCURAH24ABK | ADP |  | H,GE30924 | *96MSN0802120A* | 22400 | 16 | 8.5 | 24600 | 23200 | 94.31% | 1.96 | 0 | 9.5 |  |  |  | No | R-410A | 1.8667 | Residential & Commercial | No
215292511 | Central HP <5.4 tons | AIRQUEST | HRCU-A-CB (Split System: Heat Pump with Remote Outdoor Unit-Air-Source) | DLCURAH24ABK | ADP |  | HE30924 | *96MSN0802120A* | 22400 | 16 | 8.5 | 24600 | 23200 | 94.31% | 1.96 | 0 | 9.5 |  |  |  | No | R-410A | 1.8667 | Residential & Commercial | No
215292546 | Central HP <5.4 tons | AIRQUEST | HRCU-A-CB (Split System: Heat Pump with Remote Outdoor Unit-Air-Source) | DLCURAH24ABK | ADP |  | H,GG33936 | *96VTN0401410A* | 23000 | 16 | 8.5 | 24000 | 23400 | 97.5% | 1.96 | 0 | 9.5 |  |  |  | No | R-410A | 1.9167 | Residential & Commercial | No
215292612 | Central HP <5.4 tons | AIRQUEST | HRCU-A-CB (Split System: Heat Pump with Remote Outdoor Unit-Air-Source) | DLCURAH24ABK | ADP |  | HG7J936 | *96VTN0401410B* | 23000 | 16 | 8.5 | 25400 | 26600 | 104.7% | 2.28 | 0 | 9.5 |  |  |  | No | R-410A | 1.9167 | Residential & Commercial | No
215292629 | Central HP <5.4 tons | AIRQUEST | HRCU-A-CB (Split System: Heat Pump with Remote Outdoor Unit-Air-Source) | DLCURAH24ABK | ADP |  | H,GE23936 | *96VTN0401712A* | 22400 | 15.2 | 8.5 | 24200 | 23200 | 95.87% | 1.96 | 0 | 9.5 |  |  |  | No | R-410A | 1.8667 | Residential & Commercial | No
215292679 | Central HP <5.4 tons | AIRQUEST | HRCU-A-CB (Split System: Heat Pump with Remote Outdoor Unit-Air-Source) | DLCURAH24ABK | ADP |  | H,GG31924 | *96VTN0401712B* | 22200 | 16 | 8.5 | 24600 | 23800 | 96.75% | 2 | 0 | 9.5 |  |  |  | No | R-410A | 1.85 | Residential & Commercial | No
215293126 | Central HP <5.4 tons | AIRQUEST | HRCU-A-CB (Split System: Heat Pump with Remote Outdoor Unit-Air-Source) | DLCURAH24ABK | ADP |  | H,GE24936 | *96VTN1002120A* | 23400 | 17 | 8.5 | 24400 | 22400 | 91.8% | 1.9 | 0 | 9.5 |  |  |  | No | R-410A | 1.95 | Residential & Commercial | No
215292291 | Central HP <5.4 tons | AIRQUEST | HRCU-A-CB (Split System: Heat Pump with Remote Outdoor Unit-Air-Source) | DLCURAH24ABK | ADP |  | H,GG34936 | *96MSN0401712A* | 23200 | 16 | 8.5 | 24600 | 24000 | 97.56% | 2 | 0 | 9.5 |  |  |  | No | R-410A | 1.9333 | Residential & Commercial | No
215292778 | Central HP <5.4 tons | AIRQUEST | HRCU-A-CB (Split System: Heat Pump with Remote Outdoor Unit-Air-Source) | DLCURAH24ABK | ADP |  | H,GG31924 | *96VTN0601412B* | 22800 | 16 | 8.5 | 25200 | 26600 | 105.6% | 2.3 | 0 | 9.5 |  |  |  | No | R-410A | 1.9 | Residential & Commercial | No
215292779 | Central HP <5.4 tons | AIRQUEST | HRCU-A-CB (Split System: Heat Pump with Remote Outdoor Unit-Air-Source) | DLCURAH24ABK | ADP |  | H,GG31930 | *96VTN0601412B* | 22800 | 16 | 8.5 | 25200 | 26600 | 105.6% | 2.3 | 0 | 9.5 |  |  |  | No | R-410A | 1.9 | Residential & Commercial | No
215292781 | Central HP <5.4 tons | AIRQUEST | HRCU-A-CB (Split System: Heat Pump with Remote Outdoor Unit-Air-Source) | DLCURAH24ABK | ADP |  | H,GE31924 | *96VTN0601412B* | 22800 | 16 | 8.5 | 25200 | 26600 | 105.6% | 2.3 | 0 | 9.5 |  |  |  | No | R-410A | 1.9 | Residential & Commercial | No
215292794 | Central HP <5.4 tons | AIRQUEST | HRCU-A-CB (Split System: Heat Pump with Remote Outdoor Unit-Air-Source) | DLCURAH24ABK | ADP |  | H,GE33936 | *96VTN0601412B* | 23200 | 17 | 8.5 | 24600 | 23600 | 95.93% | 2 | 0 | 9.5 |  |  |  | No | R-410A | 1.9333 | Residential & Commercial | No
215293158 | Central HP <5.4 tons | AIRQUEST | HRCU-A-CB (Split System: Heat Pump with Remote Outdoor Unit-Air-Source) | DLCURAH24ABK | ADP |  | H,GE7J936 | *96VTN1002120A* | 23600 | 17 | 8.5 | 24400 | 22400 | 91.8% | 1.9 | 0 | 9.5 |  |  |  | No | R-410A | 1.9667 | Residential & Commercial | No
215293178 | Central HP <5.4 tons | AIRQUEST | HRCU-A-CB (Split System: Heat Pump with Remote Outdoor Unit-Air-Source) | DLCURAH24ABK | ADP |  | H,GE31930 | *96VTN1002120B* | 22600 | 17 | 8.5 | 24600 | 23400 | 95.12% | 1.98 | 0 | 9.5 |  |  |  | No | R-410A | 1.8833 | Residential & Commercial | No
215292795 | Central HP <5.4 tons | AIRQUEST | HRCU-A-CB (Split System: Heat Pump with Remote Outdoor Unit-Air-Source) | DLCURAH24ABK | ADP |  | HE33936 | *96VTN0601412B* | 23200 | 17 | 8.5 | 24600 | 23600 | 95.93% | 2 | 0 | 9.5 |  |  |  | No | R-410A | 1.9333 | Residential & Commercial | No
215292811 | Central HP <5.4 tons | AIRQUEST | HRCU-A-CB (Split System: Heat Pump with Remote Outdoor Unit-Air-Source) | DLCURAH24ABK | ADP |  | H,GE7J924 | *96VTN0601412B* | 23000 | 17 | 8.5 | 24600 | 23600 | 95.93% | 2 | 0 | 9.5 |  |  |  | No | R-410A | 1.9167 | Residential & Commercial | No
215292978 | Central HP <5.4 tons | AIRQUEST | HRCU-A-CB (Split System: Heat Pump with Remote Outdoor Unit-Air-Source) | DLCURAH24ABK | ADP |  | HG31930 | *96VTN0801716B* | 23200 | 16 | 8.5 | 25400 | 25200 | 99.21% | 2.14 | 0 | 9.5 |  |  |  | No | R-410A | 1.9333 | Residential & Commercial | No
215292979 | Central HP <5.4 tons | AIRQUEST | HRCU-A-CB (Split System: Heat Pump with Remote Outdoor Unit-Air-Source) | DLCURAH24ABK | ADP |  | H,GE31924 | *96VTN0801716B* | 23200 | 16 | 8.5 | 25400 | 25200 | 99.21% | 2.14 | 0 | 9.5 |  |  |  | No | R-410A | 1.9333 | Residential & Commercial | No
215292981 | Central HP <5.4 tons | AIRQUEST | HRCU-A-CB (Split System: Heat Pump with Remote Outdoor Unit-Air-Source) | DLCURAH24ABK | ADP |  | HE31924 | *96VTN0801716B* | 23200 | 16 | 8.5 | 25400 | 25200 | 99.21% | 2.14 | 0 | 9.5 |  |  |  | No | R-410A | 1.9333 | Residential & Commercial | No
215293011 | Central HP <5.4 tons | AIRQUEST | HRCU-A-CB (Split System: Heat Pump with Remote Outdoor Unit-Air-Source) | DLCURAH24ABK | ADP |  | HE7J936 | *96VTN0801716B* | 23000 | 17 | 8.5 | 24600 | 23600 | 95.93% | 2 | 0 | 9.5 |  |  |  | No | R-410A | 1.9167 | Residential & Commercial | No
215293185 | Central HP <5.4 tons | AIRQUEST | HRCU-A-CB (Split System: Heat Pump with Remote Outdoor Unit-Air-Source) | DLCURAH24ABK | ADP |  | H,GE32930 | *96VTN1002120B* | 22800 | 17 | 8.5 | 24600 | 23400 | 95.12% | 1.98 | 0 | 9.5 |  |  |  | No | R-410A | 1.9 | Residential & Commercial | No
215293203 | Central HP <5.4 tons | AIRQUEST | HRCU-A-CB (Split System: Heat Pump with Remote Outdoor Unit-Air-Source) | DLCURAH24ABK | ADP |  | H,GE30924 | *96VTN1002120B* | 22200 | 17 | 8.5 | 24600 | 23400 | 95.12% | 1.98 | 0 | 9.5 |  |  |  | No | R-410A | 1.85 | Residential & Commercial | No
215292316 | Central HP <5.4 tons | AIRQUEST | HRCU-A-CB (Split System: Heat Pump with Remote Outdoor Unit-Air-Source) | DLCURAH24ABK | ADP |  | H,GE1K936 | *96MSN0401712A* | 23400 | 16 | 8.5 | 24600 | 23800 | 96.75% | 2 | 0 | 9.5 |  |  |  | No | R-410A | 1.95 | Residential & Commercial | No
215292330 | Central HP <5.4 tons | AIRQUEST | HRCU-A-CB (Split System: Heat Pump with Remote Outdoor Unit-Air-Source) | DLCURAH24ABK | ADP |  | HE31924 | *96MSN0601412A* | 23000 | 16 | 8.5 | 25400 | 26000 | 102.4% | 2.22 | 0 | 9.5 |  |  |  | No | R-410A | 1.9167 | Residential & Commercial | No
215294364 | Central HP <5.4 tons | AIRQUEST | HRCU-A-CB (Split System: Heat Pump with Remote Outdoor Unit-Air-Source) | DLCURAH30ABK | ADP |  | HE36936 | *96VTN1002120B* | 30200 | 15.2 | 8.5 | 32600 | 27200 | 83.44% | 1.8 | 0 | 9 |  |  |  | No | R-410A | 2.5167 | Residential & Commercial | No
215294369 | Central HP <5.4 tons | AIRQUEST | HRCU-A-CB (Split System: Heat Pump with Remote Outdoor Unit-Air-Source) | DLCURAH30ABK | ADP |  | H,GE7J936 | *96VTN1002120B* | 29600 | 15.2 | 8.5 | 32600 | 27200 | 83.44% | 1.8 | 0 | 8.5 |  |  |  | No | R-410A | 2.4667 | Residential & Commercial | No
215294371 | Central HP <5.4 tons | AIRQUEST | HRCU-A-CB (Split System: Heat Pump with Remote Outdoor Unit-Air-Source) | DLCURAH30ABK | ADP |  | HG8J936 | *96VTN1002120B* | 30000 | 15.2 | 8.5 | 32600 | 27200 | 83.44% | 1.8 | 0 | 9 |  |  |  | No | R-410A | 2.5 | Residential & Commercial | No
213146411 | Central HP <5.4 tons | BRYANT HEATING AND COOLING SYSTEMS | HRCU-A-CB (Split System: Heat Pump with Remote Outdoor Unit-Air-Source) | 38MURAQ30AB3* | ADP |  | V,C36H175P159+AEFE4B* |  | 31200 | 15.2 | 8.5 | 33800 | 26400 | 78.11% | 1.86 | 0 | 9 |  |  |  | No | R-410A | 2.6 | Residential & Commercial | No
215293520 | Central HP <5.4 tons | AIRQUEST | HRCU-A-CB (Split System: Heat Pump with Remote Outdoor Unit-Air-Source) | DLCURAH30ABK | ADP |  | HG34936 | *92MSN0801716A* | 29600 | 15.2 | 8.1 | 32400 | 27200 | 83.95% | 1.8 | 0 | 9 |  |  |  | No | R-410A | 2.4667 | Residential & Commercial | No
215293577 | Central HP <5.4 tons | AIRQUEST | HRCU-A-CB (Split System: Heat Pump with Remote Outdoor Unit-Air-Source) | DLCURAH30ABK | ADP |  | H,GE36936 | *92MSN0802120A* | 30200 | 15.2 | 8.1 | 32600 | 27000 | 82.82% | 1.8 | 0 | 9 |  |  |  | No | R-410A | 2.5167 | Residential & Commercial | No
215293180 | Central HP <5.4 tons | AIRQUEST | HRCU-A-CB (Split System: Heat Pump with Remote Outdoor Unit-Air-Source) | DLCURAH24ABK | ADP |  | HE31930 | *96VTN1002120B* | 22600 | 17 | 8.5 | 24600 | 23400 | 95.12% | 1.98 | 0 | 9.5 |  |  |  | No | R-410A | 1.8833 | Residential & Commercial | No
215293636 | Central HP <5.4 tons | AIRQUEST | HRCU-A-CB (Split System: Heat Pump with Remote Outdoor Unit-Air-Source) | DLCURAH30ABK | ADP |  | H,GG9J936 | *92MSN1002120A* | 30200 | 15.2 | 8.1 | 32600 | 27000 | 82.82% | 1.8 | 0 | 9 |  |  |  | No | R-410A | 2.5167 | Residential & Commercial | No
215293684 | Central HP <5.4 tons | AIRQUEST | HRCU-A-CB (Split System: Heat Pump with Remote Outdoor Unit-Air-Source) | DLCURAH30ABK | ADP |  | HE8J936 | *92MSN1202420A* | 29800 | 15.2 | 8.1 | 32600 | 27200 | 83.44% | 1.8 | 0 | 9 |  |  |  | No | R-410A | 2.4833 | Residential & Commercial | No
215293693 | Central HP <5.4 tons | AIRQUEST | HRCU-A-CB (Split System: Heat Pump with Remote Outdoor Unit-Air-Source) | DLCURAH30ABK | ADP |  | H,GG81936 | *92MSN1202420A* | 30000 | 15.2 | 8.1 | 32600 | 27200 | 83.44% | 1.8 | 0 | 9 |  |  |  | No | R-410A | 2.5 | Residential & Commercial | No
215293888 | Central HP <5.4 tons | AIRQUEST | HRCU-A-CB (Split System: Heat Pump with Remote Outdoor Unit-Air-Source) | DLCURAH30ABK | ADP |  | HE35936 | *96MSN0802120A* | 29800 | 15.2 | 8.1 | 32600 | 27200 | 83.44% | 1.8 | 0 | 9 |  |  |  | No | R-410A | 2.4833 | Residential & Commercial | No
215293943 | Central HP <5.4 tons | AIRQUEST | HRCU-A-CB (Split System: Heat Pump with Remote Outdoor Unit-Air-Source) | DLCURAH30ABK | ADP |  | HG48936 | *96MSN1002120A* | 30200 | 15.2 | 8.5 | 32400 | 27000 | 83.33% | 1.8 | 0 | 9 |  |  |  | No | R-410A | 2.5167 | Residential & Commercial | No
215293952 | Central HP <5.4 tons | AIRQUEST | HRCU-A-CB (Split System: Heat Pump with Remote Outdoor Unit-Air-Source) | DLCURAH30ABK | ADP |  | H,GE9J936 | *96MSN1002120A* | 30200 | 15.2 | 8.5 | 32400 | 27000 | 83.33% | 1.8 | 0 | 9 |  |  |  | No | R-410A | 2.5167 | Residential & Commercial | No
215293977 | Central HP <5.4 tons | AIRQUEST | HRCU-A-CB (Split System: Heat Pump with Remote Outdoor Unit-Air-Source) | DLCURAH30ABK | ADP |  | H,GE33936 | *96MSN1202422A* | 29400 | 15.2 | 8.1 | 32600 | 27200 | 83.44% | 1.8 | 0 | 8.5 |  |  |  | No | R-410A | 2.45 | Residential & Commercial | No
215294204 | Central HP <5.4 tons | AIRQUEST | HRCU-A-CB (Split System: Heat Pump with Remote Outdoor Unit-Air-Source) | DLCURAH30ABK | ADP |  | HG33936 | *96VTN0802120A* | 29000 | 15.2 | 8.1 | 32000 | 27000 | 84.38% | 1.78 | 0 | 8.5 |  |  |  | No | R-410A | 2.4167 | Residential & Commercial | No
215294590 | Central HP <5.4 tons | AIRQUEST | HRCU-A-CB (Split System: Heat Pump with Remote Outdoor Unit-Air-Source) | DLCURAH36ABK | ADP |  | HG33936 | *92MSN0601412A* | 35000 | 15.2 | 8.1 | 36800 | 34800 | 94.57% | 1.82 | 0 | 9.5 |  |  |  | No | R-410A | 2.9167 | Residential & Commercial | No
215294595 | Central HP <5.4 tons | AIRQUEST | HRCU-A-CB (Split System: Heat Pump with Remote Outdoor Unit-Air-Source) | DLCURAH36ABK | ADP |  | H,GE34936 | *92MSN0601412A* | 35000 | 15.2 | 8.5 | 36800 | 34800 | 94.57% | 2 | 0 | 9.5 |  |  |  | No | R-410A | 2.9167 | Residential & Commercial | No
215294615 | Central HP <5.4 tons | AIRQUEST | HRCU-A-CB (Split System: Heat Pump with Remote Outdoor Unit-Air-Source) | DLCURAH36ABK | ADP |  | H,GE9J936 | *92MSN0601412A* | 35200 | 15.2 | 8.5 | 36800 | 34800 | 94.57% | 2 | 0 | 9.5 |  |  |  | No | R-410A | 2.9333 | Residential & Commercial | No
215293279 | Central HP <5.4 tons | AIRQUEST | HRCU-A-CB (Split System: Heat Pump with Remote Outdoor Unit-Air-Source) | DLCURAH24ABK | ADP |  | HE31930 | *96VTN1002122B* | 23200 | 17 | 8.5 | 24800 | 22800 | 91.94% | 1.92 | 0 | 9.5 |  |  |  | No | R-410A | 1.9333 | Residential & Commercial | No
215292539 | Central HP <5.4 tons | AIRQUEST | HRCU-A-CB (Split System: Heat Pump with Remote Outdoor Unit-Air-Source) | DLCURAH24ABK | ADP |  | H,GG32930 | *96VTN0401410A* | 22600 | 16 | 8.5 | 24200 | 23800 | 98.35% | 2.02 | 0 | 9.5 |  |  |  | No | R-410A | 1.8833 | Residential & Commercial | No
215292559 | Central HP <5.4 tons | AIRQUEST | HRCU-A-CB (Split System: Heat Pump with Remote Outdoor Unit-Air-Source) | DLCURAH24ABK | ADP |  | H,GG30924 | *96VTN0401410A* | 22800 | 15.2 | 8.5 | 25200 | 24400 | 96.83% | 2.04 | 0 | 9.5 |  |  |  | No | R-410A | 1.9 | Residential & Commercial | No
215294222 | Central HP <5.4 tons | AIRQUEST | HRCU-A-CB (Split System: Heat Pump with Remote Outdoor Unit-Air-Source) | DLCURAH30ABK | ADP |  | H,GE7J936 | *96VTN0802120A* | 28800 | 15.2 | 8.1 | 32000 | 27000 | 84.38% | 1.78 | 0 | 8.5 |  |  |  | No | R-410A | 2.4 | Residential & Commercial | No
215294286 | Central HP <5.4 tons | AIRQUEST | HRCU-A-CB (Split System: Heat Pump with Remote Outdoor Unit-Air-Source) | DLCURAH30ABK | ADP |  | HG82936 | *96VTN0802120B* | 29800 | 15.2 | 8.5 | 31800 | 26000 | 81.76% | 1.86 | 0 | 8.5 |  |  |  | No | R-410A | 2.4833 | Residential & Commercial | No
215294347 | Central HP <5.4 tons | AIRQUEST | HRCU-A-CB (Split System: Heat Pump with Remote Outdoor Unit-Air-Source) | DLCURAH30ABK | ADP |  | H,GE32930 | *96VTN1002120B* | 29400 | 15.2 | 8.5 | 32600 | 27200 | 83.44% | 1.8 | 0 | 8.5 |  |  |  | No | R-410A | 2.45 | Residential & Commercial | No
215294379 | Central HP <5.4 tons | AIRQUEST | HRCU-A-CB (Split System: Heat Pump with Remote Outdoor Unit-Air-Source) | DLCURAH30ABK | ADP |  | H,GG80936 | *96VTN1002120B* | 30200 | 15.2 | 8.5 | 32600 | 27200 | 83.44% | 1.8 | 0 | 9 |  |  |  | No | R-410A | 2.5167 | Residential & Commercial | No
215294397 | Central HP <5.4 tons | AIRQUEST | HRCU-A-CB (Split System: Heat Pump with Remote Outdoor Unit-Air-Source) | DLCURAH30ABK | ADP |  | H,GE32936 | *96VTN1002122A* | 29000 | 15.2 | 8.1 | 32200 | 27400 | 85.09% | 1.76 | 0 | 8.5 |  |  |  | No | R-410A | 2.4167 | Residential & Commercial | No
215294438 | Central HP <5.4 tons | AIRQUEST | HRCU-A-CB (Split System: Heat Pump with Remote Outdoor Unit-Air-Source) | DLCURAH30ABK | ADP |  | H,GG31930 | *96VTN1002122B* | 28800 | 15.2 | 8.1 | 32600 | 27600 | 84.66% | 1.78 | 0 | 8.5 |  |  |  | No | R-410A | 2.4 | Residential & Commercial | No
215294461 | Central HP <5.4 tons | AIRQUEST | HRCU-A-CB (Split System: Heat Pump with Remote Outdoor Unit-Air-Source) | DLCURAH30ABK | ADP |  | H,GE36936 | *96VTN1002122B* | 30000 | 15.2 | 8.1 | 32600 | 27200 | 83.44% | 1.8 | 0 | 9 |  |  |  | No | R-410A | 2.5 | Residential & Commercial | No
215294463 | Central HP <5.4 tons | AIRQUEST | HRCU-A-CB (Split System: Heat Pump with Remote Outdoor Unit-Air-Source) | DLCURAH30ABK | ADP |  | H,GG37936 | *96VTN1002122B* | 30000 | 15.2 | 8.1 | 32600 | 27200 | 83.44% | 1.8 | 0 | 9 |  |  |  | No | R-410A | 2.5 | Residential & Commercial | No
212621885 | Central HP <5.4 tons | COLEMAN | HRCU-A-CB (Split System: Heat Pump with Remote Outdoor Unit-Air-Source) | HMH72B341 | ASPEN |  | D(A,C,E)42D24+TDR | TM9V120D20MP12 | 30200 | 16.5 | 8.5 | 32400 | 28200 | 87.04% | 2.79 | 0 | 9.1 |  |  |  | No | R-410A | 2.5167 | Residential & Commercial | No
212621900 | Central HP <5.4 tons | COLEMAN | HRCU-A-CB (Split System: Heat Pump with Remote Outdoor Unit-Air-Source) | HMH72B341 | ASPEN |  | C(A,C,D,E)48D24+TDR | TP9C120D20MP13 | 30600 | 16.6 | 8.1 | 32400 | 28200 | 87.04% | 2.51 | 0 | 9 |  |  |  | No | R-410A | 2.55 | Residential & Commercial | No
212621903 | Central HP <5.4 tons | COLEMAN | HRCU-A-CB (Split System: Heat Pump with Remote Outdoor Unit-Air-Source) | HMH72B341 | ASPEN |  | D(A,C,E)36B44+TDR | TP9C120D20MP13 | 32600 | 17 | 8.1 | 32400 | 28200 | 87.04% | 2.51 | 0 | 9.5 |  |  |  | No | R-410A | 2.7167 | Residential & Commercial | No
212621951 | Central HP <5.4 tons | COLEMAN | HRCU-A-CB (Split System: Heat Pump with Remote Outdoor Unit-Air-Source) | HMH72B341 | ASPEN |  | D(A,C,E)36D24+TDR | TM9V040A10MP12 | 30000 | 16.6 | 8.1 | 33200 | 27400 | 82.53% | 2.41 | 0 | 9.1 |  |  |  | No | R-410A | 2.5 | Residential & Commercial | No
212621952 | Central HP <5.4 tons | COLEMAN | HRCU-A-CB (Split System: Heat Pump with Remote Outdoor Unit-Air-Source) | HMH72B341 | ASPEN |  | D(A,C,E)36D34+TDR | TM9V040A10MP12 | 32200 | 17 | 8.1 | 33200 | 27400 | 82.53% | 2.41 | 0 | 9.5 |  |  |  | No | R-410A | 2.6833 | Residential & Commercial | No
215295004 | Central HP <5.4 tons | AIRQUEST | HRCU-A-CB (Split System: Heat Pump with Remote Outdoor Unit-Air-Source) | DLCURAH36ABK | ADP |  | H,GG32936 | *96MSN0801716A* | 34000 | 15.2 | 8.5 | 36400 | 34400 | 94.51% | 2.02 | 0 | 9.5 |  |  |  | No | R-410A | 2.8333 | Residential & Commercial | No
215295038 | Central HP <5.4 tons | AIRQUEST | HRCU-A-CB (Split System: Heat Pump with Remote Outdoor Unit-Air-Source) | DLCURAH36ABK | ADP |  | HG80936 | *96MSN0801716A* | 35000 | 16 | 8.1 | 36800 | 34600 | 94.02% | 1.98 | 0 | 9.5 |  |  |  | No | R-410A | 2.9167 | Residential & Commercial | No
211227919 | Central HP <5.4 tons | ARCOAIRE | HRCU-A-CB (Split System: Heat Pump with Remote Outdoor Unit-Air-Source) | DLCURAH36ABK |  |  | EA*4X42L24A* | *80VTL0902120A* | 35000 | 16 | 8.1 | 38500 | 35000 | 90.91% | 1.86 | 0 | 9.5 |  |  |  | No | R-410A | 2.9167 | Residential & Commercial | No
212621985 | Central HP <5.4 tons | COLEMAN | HRCU-A-CB (Split System: Heat Pump with Remote Outdoor Unit-Air-Source) | HMH72B341 | ASPEN |  | D(A,C,E)36A44+TDR | TM9E100C20MP12 | 32000 | 15.5 | 8.1 | 33200 | 27000 | 81.33% | 2.43 | 0 | 9.9 |  |  |  | No | R-410A | 2.6667 | Residential & Commercial | No
212622069 | Central HP <5.4 tons | COLEMAN | HRCU-A-CB (Split System: Heat Pump with Remote Outdoor Unit-Air-Source) | HMH72B341 | ASPEN |  | C(A,C,D,E)42B24+TDR | TM8Y060A12MP11 | 30000 | 17.4 | 8.1 | 33400 | 27400 | 82.04% | 2.42 | 0 | 9.5 |  |  |  | No | R-410A | 2.5 | Residential & Commercial | No
212622100 | Central HP <5.4 tons | COLEMAN | HRCU-A-CB (Split System: Heat Pump with Remote Outdoor Unit-Air-Source) | HMH72B341 | ASPEN |  | D(A,C,E)48A34+TDR | TM8Y080B12MP11 | 32400 | 18 | 8.4 | 33400 | 27400 | 82.04% | 2.63 | 0 | 9.9 |  |  |  | No | R-410A | 2.7 | Residential & Commercial | No
212622118 | Central HP <5.4 tons | COLEMAN | HRCU-A-CB (Split System: Heat Pump with Remote Outdoor Unit-Air-Source) | HMH72B341 | ASPEN |  | D(A,C,E)36A44+TDR | TM8Y080B12MP11 | 32200 | 18 | 8.5 | 33400 | 27400 | 82.04% | 2.65 | 0 | 9.9 |  |  |  | No | R-410A | 2.6833 | Residential & Commercial | No
215292641 | Central HP <5.4 tons | AIRQUEST | HRCU-A-CB (Split System: Heat Pump with Remote Outdoor Unit-Air-Source) | DLCURAH24ABK | ADP |  | HG32936 | *96VTN0401712A* | 22600 | 16 | 8.5 | 24200 | 23200 | 95.87% | 1.94 | 0 | 9.5 |  |  |  | No | R-410A | 1.8833 | Residential & Commercial | No
215292643 | Central HP <5.4 tons | AIRQUEST | HRCU-A-CB (Split System: Heat Pump with Remote Outdoor Unit-Air-Source) | DLCURAH24ABK | ADP |  | H,GE32936 | *96VTN0401712A* | 22600 | 16 | 8.5 | 24200 | 23800 | 98.35% | 2 | 0 | 9.5 |  |  |  | No | R-410A | 1.8833 | Residential & Commercial | No
215292734 | Central HP <5.4 tons | AIRQUEST | HRCU-A-CB (Split System: Heat Pump with Remote Outdoor Unit-Air-Source) | DLCURAH24ABK | ADP |  | H,GE31930 | *96VTN0601412A* | 22800 | 16 | 8.5 | 24800 | 25200 | 101.6% | 2.14 | 0 | 9.5 |  |  |  | No | R-410A | 1.9 | Residential & Commercial | No
215292757 | Central HP <5.4 tons | AIRQUEST | HRCU-A-CB (Split System: Heat Pump with Remote Outdoor Unit-Air-Source) | DLCURAH24ABK | ADP |  | H,GG30924 | *96VTN0601412A* | 22400 | 16 | 8.5 | 24800 | 25200 | 101.6% | 2.14 | 0 | 9.5 |  |  |  | No | R-410A | 1.8667 | Residential & Commercial | No
215292759 | Central HP <5.4 tons | AIRQUEST | HRCU-A-CB (Split System: Heat Pump with Remote Outdoor Unit-Air-Source) | DLCURAH24ABK | ADP |  | HE30924 | *96VTN0601412A* | 22400 | 16 | 8.5 | 24800 | 25200 | 101.6% | 2.14 | 0 | 9.5 |  |  |  | No | R-410A | 1.8667 | Residential & Commercial | No
212622419 | Central HP <5.4 tons | COLEMAN | HRCU-A-CB (Split System: Heat Pump with Remote Outdoor Unit-Air-Source) | HMH72B341 | ASPEN |  | C(A,C,D,E)36A34+TDR | TL9E080C16UH11 | 31200 | 17.4 | 8.3 | 33600 | 28000 | 83.33% | 2.62 | 0 | 9.3 |  |  |  | No | R-410A | 2.6 | Residential & Commercial | No
212622905 | Central HP <5.4 tons | COLEMAN | HRCU-A-CB (Split System: Heat Pump with Remote Outdoor Unit-Air-Source) | HMH72B341 | ASPEN |  | D(A,C,E)48A34+TDR | TM9E080B12MP12 | 32400 | 17.5 | 8.4 | 33800 | 27400 | 81.07% | 2.62 | 0 | 9.9 |  |  |  | No | R-410A | 2.7 | Residential & Commercial | No
212623038 | Central HP <5.4 tons | COLEMAN | HRCU-A-CB (Split System: Heat Pump with Remote Outdoor Unit-Air-Source) | HMH72B341 | ASPEN |  | C(A,C,D,E)42D24+TDR | TM9E080B12MP12 | 30800 | 17.2 | 8.5 | 33800 | 27400 | 81.07% | 2.65 | 0 | 9 |  |  |  | No | R-410A | 2.5667 | Residential & Commercial | No
212623089 | Central HP <5.4 tons | COLEMAN | HRCU-A-CB (Split System: Heat Pump with Remote Outdoor Unit-Air-Source) | HMH72B341 | ASPEN |  | C(A,C,D,E)36B24+TDR | TM8E120C16MP11 | 31000 | 17.9 | 8.3 | 33800 | 28800 | 85.21% | 2.73 | 0 | 9.8 |  |  |  | No | R-410A | 2.5833 | Residential & Commercial | No
215292775 | Central HP <5.4 tons | AIRQUEST | HRCU-A-CB (Split System: Heat Pump with Remote Outdoor Unit-Air-Source) | DLCURAH24ABK | ADP |  | H,GE23936 | *96VTN0601412B* | 22800 | 16 | 8.5 | 25200 | 26600 | 105.6% | 2.3 | 0 | 9.5 |  |  |  | No | R-410A | 1.9 | Residential & Commercial | No
215292782 | Central HP <5.4 tons | AIRQUEST | HRCU-A-CB (Split System: Heat Pump with Remote Outdoor Unit-Air-Source) | DLCURAH24ABK | ADP |  | H,GE31930 | *96VTN0601412B* | 22800 | 16 | 8.5 | 25200 | 26600 | 105.6% | 2.3 | 0 | 9.5 |  |  |  | No | R-410A | 1.9 | Residential & Commercial | No
215292827 | Central HP <5.4 tons | AIRQUEST | HRCU-A-CB (Split System: Heat Pump with Remote Outdoor Unit-Air-Source) | DLCURAH24ABK | ADP |  | H,GE23936 | *96VTN0601714A* | 23200 | 16 | 8.5 | 25200 | 24000 | 95.24% | 2.02 | 0 | 9.5 |  |  |  | No | R-410A | 1.9333 | Residential & Commercial | No
212623103 | Central HP <5.4 tons | COLEMAN | HRCU-A-CB (Split System: Heat Pump with Remote Outdoor Unit-Air-Source) | HMH72B341 | ASPEN |  | C(A,C,D,E)48A34+TDR | TM9Y100C20MP11 | 32200 | 15.5 | 8.1 | 33800 | 27400 | 81.07% | 2.38 | 0 | 9.4 |  |  |  | No | R-410A | 2.6833 | Residential & Commercial | No
212623106 | Central HP <5.4 tons | COLEMAN | HRCU-A-CB (Split System: Heat Pump with Remote Outdoor Unit-Air-Source) | HMH72B341 | ASPEN |  | C(A,C,D,E)36A44+TDR | TM8E060A12MP11 | 32200 | 18 | 8.1 | 33800 | 27400 | 81.07% | 2.44 | 0 | 9.9 |  |  |  | No | R-410A | 2.6833 | Residential & Commercial | No
212623136 | Central HP <5.4 tons | COLEMAN | HRCU-A-CB (Split System: Heat Pump with Remote Outdoor Unit-Air-Source) | HMH72B341 | ASPEN |  | C(A,C,D,E)36B24+TDR | TM8E100B12MP11 | 29400 | 17.2 | 8.5 | 33800 | 27400 | 81.07% | 2.64 | 0 | 9.4 |  |  |  | No | R-410A | 2.45 | Residential & Commercial | No
212623137 | Central HP <5.4 tons | COLEMAN | HRCU-A-CB (Split System: Heat Pump with Remote Outdoor Unit-Air-Source) | HMH72B341 | ASPEN |  | C(A,C,D,E)36B34+TDR | TM8E100B12MP11 | 32200 | 18 | 8.5 | 33800 | 27400 | 81.07% | 2.64 | 0 | 9.9 |  |  |  | No | R-410A | 2.6833 | Residential & Commercial | No
212623155 | Central HP <5.4 tons | COLEMAN | HRCU-A-CB (Split System: Heat Pump with Remote Outdoor Unit-Air-Source) | HMH72B341 | ASPEN |  | D(A,C,E)42C24+TDR | TM8E100B12MP11 | 30400 | 17.5 | 8.5 | 33800 | 27400 | 81.07% | 2.64 | 0 | 9 |  |  |  | No | R-410A | 2.5333 | Residential & Commercial | No
212623172 | Central HP <5.4 tons | COLEMAN | HRCU-A-CB (Split System: Heat Pump with Remote Outdoor Unit-Air-Source) | HMH72B341 | ASPEN |  | C(A,C,D,E)42D24+TDR | TMLE060A12MP11 | 30800 | 17.7 | 8.1 | 33800 | 27400 | 81.07% | 2.44 | 0 | 9 |  |  |  | No | R-410A | 2.5667 | Residential & Commercial | No
215292982 | Central HP <5.4 tons | AIRQUEST | HRCU-A-CB (Split System: Heat Pump with Remote Outdoor Unit-Air-Source) | DLCURAH24ABK | ADP |  | HE31930 | *96VTN0801716B* | 23200 | 16 | 8.5 | 25400 | 25200 | 99.21% | 2.14 | 0 | 9.5 |  |  |  | No | R-410A | 1.9333 | Residential & Commercial | No
212623205 | Central HP <5.4 tons | COLEMAN | HRCU-A-CB (Split System: Heat Pump with Remote Outdoor Unit-Air-Source) | HMH72B341 | ASPEN |  | D(A,C,E)36A44+TDR | TMLE100B12MP11 | 32200 | 18 | 8.1 | 33800 | 27400 | 81.07% | 2.44 | 0 | 9.9 |  |  |  | No | R-410A | 2.6833 | Residential & Commercial | No
212623206 | Central HP <5.4 tons | COLEMAN | HRCU-A-CB (Split System: Heat Pump with Remote Outdoor Unit-Air-Source) | HMH72B341 | ASPEN |  | D(A,C,E)36B34+TDR | TMLE100B12MP11 | 32200 | 18 | 8.1 | 33800 | 27400 | 81.07% | 2.44 | 0 | 9.9 |  |  |  | No | R-410A | 2.6833 | Residential & Commercial | No
212623220 | Central HP <5.4 tons | COLEMAN | HRCU-A-CB (Split System: Heat Pump with Remote Outdoor Unit-Air-Source) | HMH72B341 | ASPEN |  | D(A,C,E)48D24+TDR | TMLE100B12MP11 | 31200 | 17.8 | 8.1 | 33800 | 27400 | 81.07% | 2.44 | 0 | 9.7 |  |  |  | No | R-410A | 2.6 | Residential & Commercial | No
212623304 | Central HP <5.4 tons | COLEMAN | HRCU-A-CB (Split System: Heat Pump with Remote Outdoor Unit-Air-Source) | HMH72B341 | ASPEN |  | C(A,C,D,E)48C24+TDR | CP9C080C16MP13 | 30800 | 17.2 | 8.1 | 33800 | 27400 | 81.07% | 2.45 | 0 | 9 |  |  |  | No | R-410A | 2.5667 | Residential & Commercial | No
212623407 | Central HP <5.4 tons | COLEMAN | HRCU-A-CB (Split System: Heat Pump with Remote Outdoor Unit-Air-Source) | HMH72B341 | ASPEN |  | D(A,C,E)36C34+TDR | TM8Y120C20MP11 | 33600 | 18 | 8.3 | 33800 | 30200 | 89.35% | 2.82 | 0 | 9.5 |  |  |  | No | R-410A | 2.8 | Residential & Commercial | No
212623487 | Central HP <5.4 tons | COLEMAN | HRCU-A-CB (Split System: Heat Pump with Remote Outdoor Unit-Air-Source) | HMH72B341 | ASPEN |  | D(A,C,E)48C24+TDR | TM8Y100C20MP11 | 32600 | 18 | 8.4 | 33800 | 30000 | 88.76% | 2.83 | 0 | 9 |  |  |  | No | R-410A | 2.7167 | Residential & Commercial | No
212623490 | Central HP <5.4 tons | COLEMAN | HRCU-A-CB (Split System: Heat Pump with Remote Outdoor Unit-Air-Source) | HMH72B341 | ASPEN |  | D(A,C,E)42D24+TDR | TM8Y120C20MP11 | 32600 | 18 | 8.4 | 33800 | 30000 | 88.76% | 2.83 | 0 | 9 |  |  |  | No | R-410A | 2.7167 | Residential & Commercial | No
215293034 | Central HP <5.4 tons | AIRQUEST | HRCU-A-CB (Split System: Heat Pump with Remote Outdoor Unit-Air-Source) | DLCURAH24ABK | ADP |  | H,GG32930 | *96VTN0802120A* | 23200 | 17 | 8.5 | 24200 | 22800 | 94.21% | 1.94 | 0 | 9.5 |  |  |  | No | R-410A | 1.9333 | Residential & Commercial | No
215293125 | Central HP <5.4 tons | AIRQUEST | HRCU-A-CB (Split System: Heat Pump with Remote Outdoor Unit-Air-Source) | DLCURAH24ABK | ADP |  | H,GG24936 | *96VTN1002120A* | 23400 | 17 | 8.5 | 24400 | 22400 | 91.8% | 1.9 | 0 | 9.5 |  |  |  | No | R-410A | 1.95 | Residential & Commercial | No
212623507 | Central HP <5.4 tons | COLEMAN | HRCU-A-CB (Split System: Heat Pump with Remote Outdoor Unit-Air-Source) | HMH72B341 | ASPEN |  | C(A,C,D,E)36C24+TDR | TM8Y120C20MP11 | 31800 | 18 | 8.5 | 33800 | 30000 | 88.76% | 2.85 | 0 | 9.4 |  |  |  | No | R-410A | 2.65 | Residential & Commercial | No
212623523 | Central HP <5.4 tons | COLEMAN | HRCU-A-CB (Split System: Heat Pump with Remote Outdoor Unit-Air-Source) | HMH72B341 | ASPEN |  | C(A,C,D,E)42A34+TDR | TM9V100C20MP12 | 31800 | 17.5 | 8.4 | 33800 | 28200 | 83.43% | 2.67 | 0 | 9.4 |  |  |  | No | R-410A | 2.65 | Residential & Commercial | No
212623537 | Central HP <5.4 tons | COLEMAN | HRCU-A-CB (Split System: Heat Pump with Remote Outdoor Unit-Air-Source) | HMH72B341 | ASPEN |  | D(A,C,E)36A34+TDR | TM9V100C20MP12 | 31600 | 17.5 | 8.5 | 33800 | 28200 | 83.43% | 2.7 | 0 | 9.3 |  |  |  | No | R-410A | 2.6333 | Residential & Commercial | No
212623555 | Central HP <5.4 tons | COLEMAN | HRCU-A-CB (Split System: Heat Pump with Remote Outdoor Unit-Air-Source) | HMH72B341 | ASPEN |  | C(A,C,D,E)36D24+TDR | TM9E040A10MP12 | 31200 | 17 | 8.1 | 33400 | 28400 | 85.03% | 2.42 | 0 | 9.5 |  |  |  | No | R-410A | 2.6 | Residential & Commercial | No
212623605 | Central HP <5.4 tons | COLEMAN | HRCU-A-CB (Split System: Heat Pump with Remote Outdoor Unit-Air-Source) | HMH72B341 | ASPEN |  | D(A,C,E)42D34+TDR | TM9Y060B12MP11 | 32600 | 17.5 | 8.1 | 34000 | 29400 | 86.47% | 2.43 | 0 | 9.5 |  |  |  | No | R-410A | 2.7167 | Residential & Commercial | No
212623639 | Central HP <5.4 tons | COLEMAN | HRCU-A-CB (Split System: Heat Pump with Remote Outdoor Unit-Air-Source) | HMH72B341 | ASPEN |  | D(A,C,E)42D34+TDR | CPLC080B12MP13 | 32400 | 17 | 8.1 | 33600 | 29400 | 87.5% | 2.42 | 0 | 9.5 |  |  |  | No | R-410A | 2.7 | Residential & Commercial | No
212623672 | Central HP <5.4 tons | COLEMAN | HRCU-A-CB (Split System: Heat Pump with Remote Outdoor Unit-Air-Source) | HMH72B341 | ASPEN |  | C(A,C,D,E)48C24+TDR | TL9E060B12UH11 | 30600 | 17.7 | 8.1 | 34000 | 27800 | 81.76% | 2.4 | 0 | 9 |  |  |  | No | R-410A | 2.55 | Residential & Commercial | No
212623688 | Central HP <5.4 tons | COLEMAN | HRCU-A-CB (Split System: Heat Pump with Remote Outdoor Unit-Air-Source) | HMH72B341 | ASPEN |  | D(A,C,E)42D34+TDR | TL9E060B12UH11 | 33000 | 18 | 8.1 | 34000 | 27800 | 81.76% | 2.4 | 0 | 9 |  |  |  | No | R-410A | 2.75 | Residential & Commercial | No
215293302 | Central HP <5.4 tons | AIRQUEST | HRCU-A-CB (Split System: Heat Pump with Remote Outdoor Unit-Air-Source) | DLCURAH24ABK | ADP |  | H,GE30924 | *96VTN1002122B* | 23000 | 17 | 8.5 | 24800 | 22800 | 91.94% | 1.92 | 0 | 9.5 |  |  |  | No | R-410A | 1.9167 | Residential & Commercial | No
212623705 | Central HP <5.4 tons | COLEMAN | HRCU-A-CB (Split System: Heat Pump with Remote Outdoor Unit-Air-Source) | HMH72B341 | ASPEN |  | C(A,C,D,E)36A44+TDR | TM9E060B12MP12 | 32000 | 17.5 | 8.1 | 34000 | 28000 | 82.35% | 2.39 | 0 | 9.4 |  |  |  | No | R-410A | 2.6667 | Residential & Commercial | No
212623721 | Central HP <5.4 tons | COLEMAN | HRCU-A-CB (Split System: Heat Pump with Remote Outdoor Unit-Air-Source) | HMH72B341 | ASPEN |  | C(A,C,D,E)48B24+TDR | TM9E060B12MP12 | 30400 | 17 | 8.1 | 34000 | 28000 | 82.35% | 2.39 | 0 | 9.1 |  |  |  | No | R-410A | 2.5333 | Residential & Commercial | No
212623822 | Central HP <5.4 tons | COLEMAN | HRCU-A-CB (Split System: Heat Pump with Remote Outdoor Unit-Air-Source) | HMH72B341 | ASPEN |  | C(A,C,D,E)42D24+TDR | CP9C060B12MP13 | 30800 | 17.2 | 8.1 | 34000 | 27800 | 81.76% | 2.42 | 0 | 9 |  |  |  | No | R-410A | 2.5667 | Residential & Commercial | No
212623825 | Central HP <5.4 tons | COLEMAN | HRCU-A-CB (Split System: Heat Pump with Remote Outdoor Unit-Air-Source) | HMH72B341 | ASPEN |  | C(A,C,D,E)48D24+TDR | CP9C060B12MP13 | 31200 | 17.3 | 8.1 | 34000 | 27800 | 81.76% | 2.42 | 0 | 9.2 |  |  |  | No | R-410A | 2.6 | Residential & Commercial | No
212623840 | Central HP <5.4 tons | COLEMAN | HRCU-A-CB (Split System: Heat Pump with Remote Outdoor Unit-Air-Source) | HMH72B341 | ASPEN |  | D(A,C,E)48B34+TDR | CP9C060B12MP13 | 32800 | 17.5 | 8.1 | 34000 | 27800 | 81.76% | 2.42 | 0 | 9.5 |  |  |  | No | R-410A | 2.7333 | Residential & Commercial | No
212623857 | Central HP <5.4 tons | COLEMAN | HRCU-A-CB (Split System: Heat Pump with Remote Outdoor Unit-Air-Source) | HMH72B341 | ASPEN |  | C(A,C,D,E)48C24+TDR | TM9V060B12MP12 | 30800 | 17.2 | 8.1 | 34000 | 27800 | 81.76% | 2.42 | 0 | 9 |  |  |  | No | R-410A | 2.5667 | Residential & Commercial | No
212623873 | Central HP <5.4 tons | COLEMAN | HRCU-A-CB (Split System: Heat Pump with Remote Outdoor Unit-Air-Source) | HMH72B341 | ASPEN |  | D(A,C,E)48C34+TDR | TM9V060B12MP12 | 33200 | 17.5 | 8.1 | 34000 | 27800 | 81.76% | 2.42 | 0 | 9 |  |  |  | No | R-410A | 2.7667 | Residential & Commercial | No
212623888 | Central HP <5.4 tons | COLEMAN | HRCU-A-CB (Split System: Heat Pump with Remote Outdoor Unit-Air-Source) | HMH72B341 | ASPEN |  | D(A,C,E)36A44+TDR | TP9C060B12MP13 | 32000 | 17.5 | 8.1 | 34000 | 27800 | 81.76% | 2.42 | 0 | 9.4 |  |  |  | No | R-410A | 2.6667 | Residential & Commercial | No
215294587 | Central HP <5.4 tons | AIRQUEST | HRCU-A-CB (Split System: Heat Pump with Remote Outdoor Unit-Air-Source) | DLCURAH36ABK | ADP |  | H,GE32936 | *92MSN0601412A* | 34800 | 15.2 | 8.1 | 36800 | 34800 | 94.57% | 1.82 | 0 | 9.5 |  |  |  | No | R-410A | 2.9 | Residential & Commercial | No
215294612 | Central HP <5.4 tons | AIRQUEST | HRCU-A-CB (Split System: Heat Pump with Remote Outdoor Unit-Air-Source) | DLCURAH36ABK | ADP |  | HE8J936 | *92MSN0601412A* | 35000 | 15.2 | 8.1 | 36800 | 34800 | 94.57% | 1.82 | 0 | 9.5 |  |  |  | No | R-410A | 2.9167 | Residential & Commercial | No
215294628 | Central HP <5.4 tons | AIRQUEST | HRCU-A-CB (Split System: Heat Pump with Remote Outdoor Unit-Air-Source) | DLCURAH36ABK | ADP |  | H,GG32936 | *92MSN0601714A* | 34800 | 16 | 8.1 | 36800 | 34800 | 94.57% | 1.82 | 0 | 9.5 |  |  |  | No | R-410A | 2.9 | Residential & Commercial | No
215294671 | Central HP <5.4 tons | AIRQUEST | HRCU-A-CB (Split System: Heat Pump with Remote Outdoor Unit-Air-Source) | DLCURAH36ABK | ADP |  | H,GG32936 | *92MSN0801716A* | 34000 | 16 | 8.5 | 36200 | 34200 | 94.48% | 2.02 | 0 | 9.5 |  |  |  | No | R-410A | 2.8333 | Residential & Commercial | No
215294673 | Central HP <5.4 tons | AIRQUEST | HRCU-A-CB (Split System: Heat Pump with Remote Outdoor Unit-Air-Source) | DLCURAH36ABK | ADP |  | H,GE32936 | *92MSN0801716A* | 34000 | 16 | 8.5 | 36200 | 34200 | 94.48% | 2.02 | 0 | 9.5 |  |  |  | No | R-410A | 2.8333 | Residential & Commercial | No
215294787 | Central HP <5.4 tons | AIRQUEST | HRCU-A-CB (Split System: Heat Pump with Remote Outdoor Unit-Air-Source) | DLCURAH36ABK | ADP |  | H,GG24936 | *92MSN1002120A* | 34000 | 16 | 8.1 | 36800 | 34600 | 94.02% | 1.88 | 0 | 9.5 |  |  |  | No | R-410A | 2.8333 | Residential & Commercial | No
214521917 | Central HP <5.4 tons | COLEMAN | HRCU-A-CB (Split System: Heat Pump with Remote Outdoor Unit-Air-Source) | HMH72B341 | ASPEN |  | C(A,C,D,E)36A34+TDR | Z8ES080C16SMPS1 | 31200 | 17.8 | 8.3 | 33000 | 27600 | 83.64% | 2.68 | 0 | 9.8 |  |  |  | No | R-410A | 2.6 | Residential & Commercial | No
214521932 | Central HP <5.4 tons | COLEMAN | HRCU-A-CB (Split System: Heat Pump with Remote Outdoor Unit-Air-Source) | HMH72B341 | ASPEN |  | C(A,C,D,E)36A34+TDR | Z8ES100C16LMPS1 | 31200 | 17.8 | 8.3 | 33000 | 28200 | 85.45% | 2.66 | 0 | 9.3 |  |  |  | No | R-410A | 2.6 | Residential & Commercial | No
213320442 | Central HP <5.4 tons | CHAMPION HEATING AND COOLING | HRCU-A-CB (Split System: Heat Pump with Remote Outdoor Unit-Air-Source) | HMH72B341 | ASPEN |  | D(A,C,E)36A34+TDR | TM8E080B12MP11 | 31600 | 17.9 | 8.4 | 34000 | 28000 | 82.35% | 2.62 | 0 | 9.3 |  |  |  | No | R-410A | 2.6333 | Residential & Commercial | No
213320506 | Central HP <5.4 tons | CHAMPION HEATING AND COOLING | HRCU-A-CB (Split System: Heat Pump with Remote Outdoor Unit-Air-Source) | HMH72B341 | ASPEN |  | D(A,C,E)36D34+TDR | Z8ES100B12SMPS1 | 32800 | 18.5 | 8.1 | 34000 | 28000 | 82.35% | 2.66 | 0 | 9.5 |  |  |  | No | R-410A | 2.7333 | Residential & Commercial | No
212626821 | Central HP <5.4 tons | COLEMAN | HRCU-A-CB (Split System: Heat Pump with Remote Outdoor Unit-Air-Source) | HMH72B341 | ASPEN |  | C(A,C,D,E)48A36+TDR | TM8E100B12MP11 | 32400 | 18 | 8.4 | 33800 | 27400 | 81.07% | 2.62 | 0 | 9.9 |  |  |  | No | R-410A | 2.7 | Residential & Commercial | No
212626888 | Central HP <5.4 tons | COLEMAN | HRCU-A-CB (Split System: Heat Pump with Remote Outdoor Unit-Air-Source) | HMH72B341 | ASPEN |  | D(A,C,E)36A46+TDR | TM8E060A12MP11 | 32200 | 18 | 8.1 | 33800 | 27400 | 81.07% | 2.44 | 0 | 9.9 |  |  |  | No | R-410A | 2.6833 | Residential & Commercial | No
212626889 | Central HP <5.4 tons | COLEMAN | HRCU-A-CB (Split System: Heat Pump with Remote Outdoor Unit-Air-Source) | HMH72B341 | ASPEN |  | D(A,C,E)36B36+TDR | TM8E060A12MP11 | 32200 | 18 | 8.1 | 33800 | 27400 | 81.07% | 2.44 | 0 | 9.9 |  |  |  | No | R-410A | 2.6833 | Residential & Commercial | No
212627022 | Central HP <5.4 tons | COLEMAN | HRCU-A-CB (Split System: Heat Pump with Remote Outdoor Unit-Air-Source) | HMH72B341 | ASPEN |  | C(A,C,D,E)42A36+TDR | TM8Y080C16MP11 | 31800 | 18.5 | 8.3 | 33800 | 27400 | 81.07% | 2.63 | 0 | 9.9 |  |  |  | No | R-410A | 2.65 | Residential & Commercial | No
212627024 | Central HP <5.4 tons | COLEMAN | HRCU-A-CB (Split System: Heat Pump with Remote Outdoor Unit-Air-Source) | HMH72B341 | ASPEN |  | C(A,C,D,E)42A36+TDR | TM8Y100C16MP11 | 31800 | 18.5 | 8.3 | 33800 | 27400 | 81.07% | 2.63 | 0 | 9.9 |  |  |  | No | R-410A | 2.65 | Residential & Commercial | No
212627040 | Central HP <5.4 tons | COLEMAN | HRCU-A-CB (Split System: Heat Pump with Remote Outdoor Unit-Air-Source) | HMH72B341 | ASPEN |  | D(A,C,E)36D26+TDR | CP9C080C16MP13 | 30400 | 17 | 8.1 | 33800 | 27400 | 81.07% | 2.45 | 0 | 9 |  |  |  | No | R-410A | 2.5333 | Residential & Commercial | No
215294973 | Central HP <5.4 tons | AIRQUEST | HRCU-A-CB (Split System: Heat Pump with Remote Outdoor Unit-Air-Source) | DLCURAH36ABK | ADP |  | H,GG35936 | *96MSN0601716A* | 35200 | 15.2 | 8.5 | 36800 | 34800 | 94.57% | 1.88 | 0 | 9.5 |  |  |  | No | R-410A | 2.9333 | Residential & Commercial | No
215294991 | Central HP <5.4 tons | AIRQUEST | HRCU-A-CB (Split System: Heat Pump with Remote Outdoor Unit-Air-Source) | DLCURAH36ABK | ADP |  | H,GE9J936 | *96MSN0601716A* | 35200 | 15.2 | 8.5 | 36800 | 34800 | 94.57% | 1.88 | 0 | 9.5 |  |  |  | No | R-410A | 2.9333 | Residential & Commercial | No
215295007 | Central HP <5.4 tons | AIRQUEST | HRCU-A-CB (Split System: Heat Pump with Remote Outdoor Unit-Air-Source) | DLCURAH36ABK | ADP |  | HE32936 | *96MSN0801716A* | 34000 | 15.2 | 8.5 | 36400 | 34400 | 94.51% | 2.02 | 0 | 9.5 |  |  |  | No | R-410A | 2.8333 | Residential & Commercial | No
215295048 | Central HP <5.4 tons | AIRQUEST | HRCU-A-CB (Split System: Heat Pump with Remote Outdoor Unit-Air-Source) | DLCURAH36ABK | ADP |  | HG32936 | *96MSN0802120A* | 35000 | 16 | 8.1 | 37400 | 34800 | 93.05% | 1.84 | 0 | 9.5 |  |  |  | No | R-410A | 2.9167 | Residential & Commercial | No
215295132 | Central HP <5.4 tons | AIRQUEST | HRCU-A-CB (Split System: Heat Pump with Remote Outdoor Unit-Air-Source) | DLCURAH36ABK | ADP |  | H,GE24936 | *96MSN1002122A* | 33200 | 16 | 8.45 | 36200 | 34200 | 94.48% | 2.04 | 0 | 9 |  |  |  | No | R-410A | 2.7667 | Residential & Commercial | No
212627056 | Central HP <5.4 tons | COLEMAN | HRCU-A-CB (Split System: Heat Pump with Remote Outdoor Unit-Air-Source) | HMH72B341 | ASPEN |  | C(A,C,D,E)36C26+TDR | TM9V080C16MP12 | 29800 | 16.9 | 8.5 | 33800 | 27400 | 81.07% | 2.66 | 0 | 9.5 |  |  |  | No | R-410A | 2.4833 | Residential & Commercial | No
212627090 | Central HP <5.4 tons | COLEMAN | HRCU-A-CB (Split System: Heat Pump with Remote Outdoor Unit-Air-Source) | HMH72B341 | ASPEN |  | D(A,C,E)42C26+TDR | TP9C080C16MP13 | 30400 | 17 | 8.1 | 33800 | 27400 | 81.07% | 2.45 | 0 | 9 |  |  |  | No | R-410A | 2.5333 | Residential & Commercial | No
212627106 | Central HP <5.4 tons | COLEMAN | HRCU-A-CB (Split System: Heat Pump with Remote Outdoor Unit-Air-Source) | HMH72B341 | ASPEN |  | D(A,C,E)36C36+TDR | TM8Y120C20MP11 | 33600 | 18 | 8.3 | 33800 | 30200 | 89.35% | 2.82 | 0 | 9.5 |  |  |  | No | R-410A | 2.8 | Residential & Commercial | No
212627122 | Central HP <5.4 tons | COLEMAN | HRCU-A-CB (Split System: Heat Pump with Remote Outdoor Unit-Air-Source) | HMH72B341 | ASPEN |  | C(A,C,D,E)48A36+TDR | TM9Y080C16MP11 | 32200 | 18.5 | 8.5 | 33800 | 28200 | 83.43% | 2.67 | 0 | 9.4 |  |  |  | No | R-410A | 2.6833 | Residential & Commercial | No
212627142 | Central HP <5.4 tons | COLEMAN | HRCU-A-CB (Split System: Heat Pump with Remote Outdoor Unit-Air-Source) | HMH72B341 | ASPEN |  | C(A,C,D,E)42B36+TDR | TL9E080C16UH11 | 32200 | 17.5 | 8.5 | 33800 | 27800 | 82.25% | 2.66 | 0 | 9.4 |  |  |  | No | R-410A | 2.6833 | Residential & Commercial | No
212627157 | Central HP <5.4 tons | COLEMAN | HRCU-A-CB (Split System: Heat Pump with Remote Outdoor Unit-Air-Source) | HMH72B341 | ASPEN |  | D(A,C,E)48B26+TDR | TL8E100C20UH11 | 30200 | 17 | 8.4 | 33800 | 27200 | 80.47% | 2.66 | 0 | 9 |  |  |  | No | R-410A | 2.5167 | Residential & Commercial | No
212627224 | Central HP <5.4 tons | COLEMAN | HRCU-A-CB (Split System: Heat Pump with Remote Outdoor Unit-Air-Source) | HMH72B341 | ASPEN |  | D(A,C,E)48C36+TDR | CPLC080B12MP13 | 32400 | 17 | 8.1 | 33600 | 29400 | 87.5% | 2.42 | 0 | 9.5 |  |  |  | No | R-410A | 2.7 | Residential & Commercial | No
213752551 | Central HP <5.4 tons | CARRIER | HRCU-A-CB (Split System: Heat Pump with Remote Outdoor Unit-Air-Source) | 38MURAQ24AA3* | ASPEN |  | D(A,C,E)30B34+TDR | 59SP6A100V21**20 | 23600 | 16 | 8.1 | 25000 | 22400 | 89.6% | 2.88 | 0 | 9 |  |  |  | No | R-410A | 1.9667 | Residential & Commercial | No
213752566 | Central HP <5.4 tons | CARRIER | HRCU-A-CB (Split System: Heat Pump with Remote Outdoor Unit-Air-Source) | 38MURAQ24AA3* | ASPEN |  | D(A,C,E)36B34+TDR | 59TP6C040V14**10 | 22600 | 15.4 | 8.1 | 24400 | 22200 | 90.98% | 2.86 | 0 | 9.3 |  |  |  | No | R-410A | 1.8833 | Residential & Commercial | No
215295173 | Central HP <5.4 tons | AIRQUEST | HRCU-A-CB (Split System: Heat Pump with Remote Outdoor Unit-Air-Source) | DLCURAH36ABK | ADP |  | H,GE23936 | *96MSN1202422A* | 32400 | 15.2 | 8.3 | 36200 | 34200 | 94.48% | 1.98 | 0 | 9 |  |  |  | No | R-410A | 2.7 | Residential & Commercial | No
215295241 | Central HP <5.4 tons | AIRQUEST | HRCU-A-CB (Split System: Heat Pump with Remote Outdoor Unit-Air-Source) | DLCURAH36ABK | ADP |  | HG7J936 | *96MSN1402422A* | 34000 | 16 | 8.5 | 36200 | 34200 | 94.48% | 2.02 | 0 | 9.5 |  |  |  | No | R-410A | 2.8333 | Residential & Commercial | No
212627241 | Central HP <5.4 tons | COLEMAN | HRCU-A-CB (Split System: Heat Pump with Remote Outdoor Unit-Air-Source) | HMH72B341 | ASPEN |  | C(A,C,D,E)36C26+TDR | TL9E060B12UH11 | 29800 | 17.4 | 8.1 | 34000 | 27800 | 81.76% | 2.4 | 0 | 9 |  |  |  | No | R-410A | 2.4833 | Residential & Commercial | No
212627242 | Central HP <5.4 tons | COLEMAN | HRCU-A-CB (Split System: Heat Pump with Remote Outdoor Unit-Air-Source) | HMH72B341 | ASPEN |  | C(A,C,D,E)36C36+TDR | TL9E060B12UH11 | 32400 | 18 | 8.1 | 34000 | 27800 | 81.76% | 2.4 | 0 | 9.5 |  |  |  | No | R-410A | 2.7 | Residential & Commercial | No
212627275 | Central HP <5.4 tons | COLEMAN | HRCU-A-CB (Split System: Heat Pump with Remote Outdoor Unit-Air-Source) | HMH72B341 | ASPEN |  | D(A,C,E)36A46+TDR | TM9E060B12MP12 | 32000 | 17.5 | 8.1 | 34000 | 28000 | 82.35% | 2.39 | 0 | 9.4 |  |  |  | No | R-410A | 2.6667 | Residential & Commercial | No
212627359 | Central HP <5.4 tons | COLEMAN | HRCU-A-CB (Split System: Heat Pump with Remote Outdoor Unit-Air-Source) | HMH72B341 | ASPEN |  | C(A,C,D,E)36B26+TDR | TP9C060B12MP13 | 29400 | 16.7 | 8.1 | 34000 | 27800 | 81.76% | 2.42 | 0 | 9 |  |  |  | No | R-410A | 2.45 | Residential & Commercial | No
212627375 | Central HP <5.4 tons | COLEMAN | HRCU-A-CB (Split System: Heat Pump with Remote Outdoor Unit-Air-Source) | HMH72B341 | ASPEN |  | D(A,C,E)42D36+TDR | TP9C060B12MP13 | 33200 | 17.5 | 8.1 | 34000 | 27800 | 81.76% | 2.42 | 0 | 9 |  |  |  | No | R-410A | 2.7667 | Residential & Commercial | No
212627391 | Central HP <5.4 tons | COLEMAN | HRCU-A-CB (Split System: Heat Pump with Remote Outdoor Unit-Air-Source) | HMH72B341 | ASPEN |  | D(A,C,E)36A36+TDR | TM8E080B12MP11 | 31600 | 17.9 | 8.4 | 34000 | 28000 | 82.35% | 2.63 | 0 | 9.3 |  |  |  | No | R-410A | 2.6333 | Residential & Commercial | No
212627406 | Central HP <5.4 tons | COLEMAN | HRCU-A-CB (Split System: Heat Pump with Remote Outdoor Unit-Air-Source) | HMH72B341 | ASPEN |  | D(A,C,E)48C36+TDR | TL8E060A12UH11 | 32800 | 18 | 8.1 | 33400 | 29000 | 86.83% | 2.46 | 0 | 9.5 |  |  |  | No | R-410A | 2.7333 | Residential & Commercial | No
212627407 | Central HP <5.4 tons | COLEMAN | HRCU-A-CB (Split System: Heat Pump with Remote Outdoor Unit-Air-Source) | HMH72B341 | ASPEN |  | D(A,C,E)48D36+TDR | TL8E060A12UH11 | 32800 | 18 | 8.1 | 33400 | 29000 | 86.83% | 2.46 | 0 | 9.5 |  |  |  | No | R-410A | 2.7333 | Residential & Commercial | No
212627425 | Central HP <5.4 tons | COLEMAN | HRCU-A-CB (Split System: Heat Pump with Remote Outdoor Unit-Air-Source) | HMH72B341 | ASPEN |  | D(A,C,E)36B46+TDR | TM8E080B12MP11 | 33000 | 18 | 8.5 | 34000 | 28000 | 82.35% | 2.63 | 0 | 9 |  |  |  | No | R-410A | 2.75 | Residential & Commercial | No
212627442 | Central HP <5.4 tons | COLEMAN | HRCU-A-CB (Split System: Heat Pump with Remote Outdoor Unit-Air-Source) | HMH72B341 | ASPEN |  | C(A,C,D,E)36B36+TDR | TM9Y080B12MP11 | 32000 | 18 | 8.1 | 34000 | 28000 | 82.35% | 2.41 | 0 | 9.4 |  |  |  | No | R-410A | 2.6667 | Residential & Commercial | No
212627459 | Central HP <5.4 tons | COLEMAN | HRCU-A-CB (Split System: Heat Pump with Remote Outdoor Unit-Air-Source) | HMH72B341 | ASPEN |  | D(A,C,E)48C26+TDR | TM9Y080B12MP11 | 30600 | 17.7 | 8.1 | 34000 | 28000 | 82.35% | 2.41 | 0 | 9 |  |  |  | No | R-410A | 2.55 | Residential & Commercial | No
212627460 | Central HP <5.4 tons | COLEMAN | HRCU-A-CB (Split System: Heat Pump with Remote Outdoor Unit-Air-Source) | HMH72B341 | ASPEN |  | D(A,C,E)48C36+TDR | TM9Y080B12MP11 | 33200 | 18 | 8.1 | 34000 | 28000 | 82.35% | 2.41 | 0 | 9 |  |  |  | No | R-410A | 2.7667 | Residential & Commercial | No
212627475 | Central HP <5.4 tons | COLEMAN | HRCU-A-CB (Split System: Heat Pump with Remote Outdoor Unit-Air-Source) | HMH72B341 | ASPEN |  | D(A,C,E)42A46+TDR | TMLE080B12MP11 | 32400 | 18 | 8.1 | 34000 | 28000 | 82.35% | 2.41 | 0 | 9.5 |  |  |  | No | R-410A | 2.7 | Residential & Commercial | No
212627490 | Central HP <5.4 tons | COLEMAN | HRCU-A-CB (Split System: Heat Pump with Remote Outdoor Unit-Air-Source) | HMH72B341 | ASPEN |  | D(A,C,E)48D36+TDR | CPLC060A12MP13 | 32800 | 17.5 | 8.1 | 33400 | 28800 | 86.23% | 2.49 | 0 | 9.5 |  |  |  | No | R-410A | 2.7333 | Residential & Commercial | No
212627491 | Central HP <5.4 tons | COLEMAN | HRCU-A-CB (Split System: Heat Pump with Remote Outdoor Unit-Air-Source) | HMH72B341 | ASPEN |  | C(A,C,D,E)36C26+TDR | TM8E080C16MP11 | 31400 | 18 | 8.4 | 34000 | 28400 | 83.53% | 2.75 | 0 | 9.9 |  |  |  | No | R-410A | 2.6167 | Residential & Commercial | No
212627541 | Central HP <5.4 tons | COLEMAN | HRCU-A-CB (Split System: Heat Pump with Remote Outdoor Unit-Air-Source) | HMH72B341 | ASPEN |  | D(A,C,E)36B36+TDR | TM9Y100C20MP11 | 32000 | 15.5 | 8.1 | 34000 | 27800 | 81.76% | 2.38 | 0 | 9.4 |  |  |  | No | R-410A | 2.6667 | Residential & Commercial | No
215295423 | Central HP <5.4 tons | AIRQUEST | HRCU-A-CB (Split System: Heat Pump with Remote Outdoor Unit-Air-Source) | DLCURAH36ABK | ADP |  | HG33936 | *96VTN0801716B* | 34400 | 15.2 | 8.5 | 36800 | 34800 | 94.57% | 2 | 0 | 9.5 |  |  |  | No | R-410A | 2.8667 | Residential & Commercial | No
215295448 | Central HP <5.4 tons | AIRQUEST | HRCU-A-CB (Split System: Heat Pump with Remote Outdoor Unit-Air-Source) | DLCURAH36ABK | ADP |  | H,GE9J936 | *96VTN0801716B* | 34600 | 16 | 8.1 | 36200 | 34400 | 95.03% | 2 | 0 | 9.5 |  |  |  | No | R-410A | 2.8833 | Residential & Commercial | No
215295475 | Central HP <5.4 tons | AIRQUEST | HRCU-A-CB (Split System: Heat Pump with Remote Outdoor Unit-Air-Source) | DLCURAH36ABK | ADP |  | HE35936 | *96VTN0802120A* | 35000 | 16 | 8.1 | 36800 | 34600 | 94.02% | 1.86 | 0 | 9.5 |  |  |  | No | R-410A | 2.9167 | Residential & Commercial | No
215295541 | Central HP <5.4 tons | AIRQUEST | HRCU-A-CB (Split System: Heat Pump with Remote Outdoor Unit-Air-Source) | DLCURAH36ABK | ADP |  | H,GE24936 | *96VTN1002120A* | 34400 | 15.2 | 8.1 | 37800 | 34800 | 92.06% | 1.9 | 0 | 9.5 |  |  |  | No | R-410A | 2.8667 | Residential & Commercial | No
211240398 | Central HP <5.4 tons | KEEPRITE | HRCU-A-CB (Split System: Heat Pump with Remote Outdoor Unit-Air-Source) | DLCURAH24ABK |  |  | EA*4X24L17A* | *96VSN0401410A* | 23400 | 15.5 | 8.5 | 26800 | 24800 | 92.54% | 2.04 | 0 | 9.5 |  |  |  | No | R-410A | 1.95 | Residential & Commercial | No
212627543 | Central HP <5.4 tons | COLEMAN | HRCU-A-CB (Split System: Heat Pump with Remote Outdoor Unit-Air-Source) | HMH72B341 | ASPEN |  | D(A,C,E)36C36+TDR | TM9Y100C20MP11 | 32400 | 15.5 | 8.1 | 34000 | 27800 | 81.76% | 2.38 | 0 | 9.5 |  |  |  | No | R-410A | 2.7 | Residential & Commercial | No
212627591 | Central HP <5.4 tons | COLEMAN | HRCU-A-CB (Split System: Heat Pump with Remote Outdoor Unit-Air-Source) | HMH72B341 | ASPEN |  | C(A,C,D,E)36C26+TDR | TM8E120C16MP11 | 31400 | 18 | 8.4 | 34000 | 28800 | 84.71% | 2.77 | 0 | 9.9 |  |  |  | No | R-410A | 2.6167 | Residential & Commercial | No
212627658 | Central HP <5.4 tons | COLEMAN | HRCU-A-CB (Split System: Heat Pump with Remote Outdoor Unit-Air-Source) | HMH72B341 | ASPEN |  | D(A,C,E)42C26+TDR | TM9Y080C16MP11 | 30200 | 17.9 | 8.5 | 34000 | 28000 | 82.35% | 2.66 | 0 | 9 |  |  |  | No | R-410A | 2.5167 | Residential & Commercial | No
212627659 | Central HP <5.4 tons | COLEMAN | HRCU-A-CB (Split System: Heat Pump with Remote Outdoor Unit-Air-Source) | HMH72B341 | ASPEN |  | D(A,C,E)42C36+TDR | TM9Y080C16MP11 | 32800 | 18.5 | 8.5 | 34000 | 28000 | 82.35% | 2.66 | 0 | 9.5 |  |  |  | No | R-410A | 2.7333 | Residential & Commercial | No
212627660 | Central HP <5.4 tons | COLEMAN | HRCU-A-CB (Split System: Heat Pump with Remote Outdoor Unit-Air-Source) | HMH72B341 | ASPEN |  | D(A,C,E)42D26+TDR | TM9Y080C16MP11 | 30600 | 18.1 | 8.5 | 34000 | 28000 | 82.35% | 2.66 | 0 | 9 |  |  |  | No | R-410A | 2.55 | Residential & Commercial | No
212627707 | Central HP <5.4 tons | COLEMAN | HRCU-A-CB (Split System: Heat Pump with Remote Outdoor Unit-Air-Source) | HMH72B341 | ASPEN |  | D(A,C,E)42C26+TDR | CPLC080C16MP13 | 30200 | 17 | 8.1 | 33800 | 27400 | 81.07% | 2.47 | 0 | 9 |  |  |  | No | R-410A | 2.5167 | Residential & Commercial | No
212627743 | Central HP <5.4 tons | COLEMAN | HRCU-A-CB (Split System: Heat Pump with Remote Outdoor Unit-Air-Source) | HMH72B341 | ASPEN |  | C(A,C,D,E)36C26+TDR | TM8V080C16MP12 | 29800 | 16.9 | 8.5 | 34000 | 27400 | 80.59% | 2.67 | 0 | 9.5 |  |  |  | No | R-410A | 2.4833 | Residential & Commercial | No
212627794 | Central HP <5.4 tons | COLEMAN | HRCU-A-CB (Split System: Heat Pump with Remote Outdoor Unit-Air-Source) | HMH72B341 | ASPEN |  | C(A,C,D,E)48C26+TDR | TMLV100C16MP12 | 30600 | 17.2 | 8.1 | 33800 | 27400 | 81.07% | 2.47 | 0 | 9.6 |  |  |  | No | R-410A | 2.55 | Residential & Commercial | No
212627810 | Central HP <5.4 tons | COLEMAN | HRCU-A-CB (Split System: Heat Pump with Remote Outdoor Unit-Air-Source) | HMH72B341 | ASPEN |  | D(A,C,E)48D26+TDR | TMLV100C16MP12 | 31000 | 17.3 | 8.1 | 33800 | 27400 | 81.07% | 2.47 | 0 | 9.7 |  |  |  | No | R-410A | 2.5833 | Residential & Commercial | No
215292074 | Central HP <5.4 tons | AIRQUEST | HRCU-A-CB (Split System: Heat Pump with Remote Outdoor Unit-Air-Source) | DLCURAH24ABK | ADP |  | HG32924 | *92MSN0802120A* | 22800 | 17 | 8.5 | 24400 | 23600 | 96.72% | 2.02 | 0 | 9.5 |  |  |  | No | R-410A | 1.9 | Residential & Commercial | No
212627875 | Central HP <5.4 tons | COLEMAN | HRCU-A-CB (Split System: Heat Pump with Remote Outdoor Unit-Air-Source) | HMH72B341 | ASPEN |  | D(A,C,E)42C26+TDR | TL8E080C16UH11 | 30200 | 17 | 8.5 | 34000 | 27800 | 81.76% | 2.68 | 0 | 9 |  |  |  | No | R-410A | 2.5167 | Residential & Commercial | No
212627893 | Central HP <5.4 tons | COLEMAN | HRCU-A-CB (Split System: Heat Pump with Remote Outdoor Unit-Air-Source) | HMH72B341 | ASPEN |  | D(A,C,E)36D36+TDR | TL9E080C16UH11 | 32800 | 17.5 | 8.5 | 34000 | 28000 | 82.35% | 2.66 | 0 | 9.5 |  |  |  | No | R-410A | 2.7333 | Residential & Commercial | No
212627908 | Central HP <5.4 tons | COLEMAN | HRCU-A-CB (Split System: Heat Pump with Remote Outdoor Unit-Air-Source) | HMH72B341 | ASPEN |  | C(A,C,D,E)36A46+TDR | CP9C100C16MP13 | 32000 | 17.5 | 8.1 | 34000 | 27400 | 80.59% | 2.47 | 0 | 9.9 |  |  |  | No | R-410A | 2.6667 | Residential & Commercial | No
212627911 | Central HP <5.4 tons | COLEMAN | HRCU-A-CB (Split System: Heat Pump with Remote Outdoor Unit-Air-Source) | HMH72B341 | ASPEN |  | C(A,C,D,E)36C26+TDR | CP9C100C16MP13 | 29800 | 16.9 | 8.1 | 34000 | 27400 | 80.59% | 2.47 | 0 | 9.5 |  |  |  | No | R-410A | 2.4833 | Residential & Commercial | No
212627978 | Central HP <5.4 tons | COLEMAN | HRCU-A-CB (Split System: Heat Pump with Remote Outdoor Unit-Air-Source) | HMH72B341 | ASPEN |  | C(A,C,D,E)36B26+TDR | TM9V100C16MP12 | 29200 | 16.7 | 8.5 | 34000 | 27400 | 80.59% | 2.67 | 0 | 9.4 |  |  |  | No | R-410A | 2.4333 | Residential & Commercial | No
212627991 | Central HP <5.4 tons | COLEMAN | HRCU-A-CB (Split System: Heat Pump with Remote Outdoor Unit-Air-Source) | HMH72B341 | ASPEN |  | D(A,C,E)42C26+TDR | TM9V100C16MP12 | 30200 | 17 | 8.5 | 34000 | 27400 | 80.59% | 2.67 | 0 | 9 |  |  |  | No | R-410A | 2.5167 | Residential & Commercial | No
213495284 | Central HP <5.4 tons | CHAMPION HEATING AND COOLING | HRCU-A-CB (Split System: Heat Pump with Remote Outdoor Unit-Air-Source) | HMH72B341 | ASPEN |  | C(A,C,D,E)48A36+TDR | Z8ES080C16SMPS1 | 32200 | 18 | 8.5 | 33200 | 27400 | 82.53% | 2.7 | 0 | 9.9 |  |  |  | No | R-410A | 2.6833 | Residential & Commercial | No
214521939 | Central HP <5.4 tons | COLEMAN | HRCU-A-CB (Split System: Heat Pump with Remote Outdoor Unit-Air-Source) | HMH72B341 | ASPEN |  | C(A,C,D,E)42A34+TDR | Z8ES100C20LMPS1 | 31800 | 17.5 | 8.4 | 33200 | 27400 | 82.53% | 2.68 | 0 | 9.4 |  |  |  | No | R-410A | 2.65 | Residential & Commercial | No
212623994 | Central HP <5.4 tons | COLEMAN | HRCU-A-CB (Split System: Heat Pump with Remote Outdoor Unit-Air-Source) | HMH72B341 | ASPEN |  | D(A,C,E)36D34+TDR | TM9Y080B12MP11 | 32800 | 18 | 8.1 | 34000 | 28000 | 82.35% | 2.41 | 0 | 9.5 |  |  |  | No | R-410A | 2.7333 | Residential & Commercial | No
212623996 | Central HP <5.4 tons | COLEMAN | HRCU-A-CB (Split System: Heat Pump with Remote Outdoor Unit-Air-Source) | HMH72B341 | ASPEN |  | D(A,C,E)42B34+TDR | TM9Y080B12MP11 | 32400 | 18 | 8.1 | 34000 | 28000 | 82.35% | 2.41 | 0 | 9.5 |  |  |  | No | R-410A | 2.7 | Residential & Commercial | No
211229221 | Central HP <5.4 tons | ARCOAIRE | HRCU-A-CB (Split System: Heat Pump with Remote Outdoor Unit-Air-Source) | DLCURAH36ABK |  |  | EA*4X48L21A* | OMV112K14A | 35600 | 15.5 | 8.1 | 38500 | 34800 | 90.39% | 2.04 | 0 | 9.5 |  |  |  | No | R-410A | 2.9667 | Residential & Commercial | No
211227594 | Central HP <5.4 tons | ARCOAIRE | HRCU-A-CB (Split System: Heat Pump with Remote Outdoor Unit-Air-Source) | DLCURAH36ABK |  |  | EA*4X42L21A* | *96VSN0601714A* | 35000 | 15.2 | 8.1 | 38500 | 35200 | 91.43% | 1.86 | 0 | 9.5 |  |  |  | No | R-410A | 2.9167 | Residential & Commercial | No
215292165 | Central HP <5.4 tons | AIRQUEST | HRCU-A-CB (Split System: Heat Pump with Remote Outdoor Unit-Air-Source) | DLCURAH24ABK | ADP |  | H,GE22936 | *96MSN0261410A* | 22600 | 16 | 8.5 | 25400 | 25800 | 101.6% | 2.2 | 0 | 9.5 |  |  |  | No | R-410A | 1.8833 | Residential & Commercial | No
215292272 | Central HP <5.4 tons | AIRQUEST | HRCU-A-CB (Split System: Heat Pump with Remote Outdoor Unit-Air-Source) | DLCURAH24ABK | ADP |  | H,GE24936 | *96MSN0401712A* | 22800 | 16 | 8.5 | 24800 | 24600 | 99.19% | 2.08 | 0 | 9 |  |  |  | No | R-410A | 1.9 | Residential & Commercial | No
212624003 | Central HP <5.4 tons | COLEMAN | HRCU-A-CB (Split System: Heat Pump with Remote Outdoor Unit-Air-Source) | HMH72B341 | ASPEN |  | D(A,C,E)48C34+TDR | TM9Y080B12MP11 | 33200 | 18 | 8.1 | 34000 | 28000 | 82.35% | 2.41 | 0 | 9 |  |  |  | No | R-410A | 2.7667 | Residential & Commercial | No
212624026 | Central HP <5.4 tons | COLEMAN | HRCU-A-CB (Split System: Heat Pump with Remote Outdoor Unit-Air-Source) | HMH72B341 | ASPEN |  | D(A,C,E)36C34+TDR | TMLE080B12MP11 | 32400 | 18 | 8.1 | 34000 | 28000 | 82.35% | 2.41 | 0 | 9.5 |  |  |  | No | R-410A | 2.7 | Residential & Commercial | No
212624053 | Central HP <5.4 tons | COLEMAN | HRCU-A-CB (Split System: Heat Pump with Remote Outdoor Unit-Air-Source) | HMH72B341 | ASPEN |  | D(A,C,E)48D34+TDR | TMLE080B12MP11 | 33400 | 18 | 8.1 | 34000 | 28000 | 82.35% | 2.41 | 0 | 9.5 |  |  |  | No | R-410A | 2.7833 | Residential & Commercial | No
212624069 | Central HP <5.4 tons | COLEMAN | HRCU-A-CB (Split System: Heat Pump with Remote Outdoor Unit-Air-Source) | HMH72B341 | ASPEN |  | D(A,C,E)48D34+TDR | CPLC060A12MP13 | 32800 | 17.5 | 8.1 | 33400 | 28800 | 86.23% | 2.49 | 0 | 9.5 |  |  |  | No | R-410A | 2.7333 | Residential & Commercial | No
212624096 | Central HP <5.4 tons | COLEMAN | HRCU-A-CB (Split System: Heat Pump with Remote Outdoor Unit-Air-Source) | HMH72B341 | ASPEN |  | D(A,C,E)48C34+TDR | TM8V060A12MP12 | 32800 | 17.5 | 8.1 | 33400 | 28800 | 86.23% | 2.49 | 0 | 9.5 |  |  |  | No | R-410A | 2.7333 | Residential & Commercial | No
212624162 | Central HP <5.4 tons | COLEMAN | HRCU-A-CB (Split System: Heat Pump with Remote Outdoor Unit-Air-Source) | HMH72B341 | ASPEN |  | D(A,C,E)48C34+TDR | TP9C080B12MP13 | 32800 | 17 | 8.1 | 33600 | 29600 | 88.1% | 2.45 | 0 | 9.5 |  |  |  | No | R-410A | 2.7333 | Residential & Commercial | No
215292306 | Central HP <5.4 tons | AIRQUEST | HRCU-A-CB (Split System: Heat Pump with Remote Outdoor Unit-Air-Source) | DLCURAH24ABK | ADP |  | H,GE7J924 | *96MSN0401712A* | 22800 | 16 | 8.5 | 24600 | 23800 | 96.75% | 2 | 0 | 9 |  |  |  | No | R-410A | 1.9 | Residential & Commercial | No
215292317 | Central HP <5.4 tons | AIRQUEST | HRCU-A-CB (Split System: Heat Pump with Remote Outdoor Unit-Air-Source) | DLCURAH24ABK | ADP |  | H,GG80936 | *96MSN0401712A* | 23400 | 16 | 8.5 | 24600 | 23800 | 96.75% | 2 | 0 | 9.5 |  |  |  | No | R-410A | 1.95 | Residential & Commercial | No
215292322 | Central HP <5.4 tons | AIRQUEST | HRCU-A-CB (Split System: Heat Pump with Remote Outdoor Unit-Air-Source) | DLCURAH24ABK | ADP |  | H,GE23936 | *96MSN0601412A* | 23000 | 16 | 8.5 | 25400 | 26000 | 102.4% | 2.22 | 0 | 9.5 |  |  |  | No | R-410A | 1.9167 | Residential & Commercial | No
215292433 | Central HP <5.4 tons | AIRQUEST | HRCU-A-CB (Split System: Heat Pump with Remote Outdoor Unit-Air-Source) | DLCURAH24ABK | ADP |  | H,GE31930 | *96MSN0801716A* | 21800 | 17 | 8.85 | 27600 | 24800 | 89.86% | 2.08 | 0 | 9 |  |  |  | No | R-410A | 1.8167 | Residential & Commercial | No
212624371 | Central HP <5.4 tons | COLEMAN | HRCU-A-CB (Split System: Heat Pump with Remote Outdoor Unit-Air-Source) | HMH72B341 | ASPEN |  | D(A,C,E)36A34+TDR | TM8V080C16MP12 | 31600 | 17.5 | 8.4 | 34000 | 27400 | 80.59% | 2.68 | 0 | 9.8 |  |  |  | No | R-410A | 2.6333 | Residential & Commercial | No
212624421 | Central HP <5.4 tons | COLEMAN | HRCU-A-CB (Split System: Heat Pump with Remote Outdoor Unit-Air-Source) | HMH72B341 | ASPEN |  | D(A,C,E)48D24+TDR | TM9Y080C16MP11 | 30800 | 18.2 | 8.5 | 34000 | 28000 | 82.35% | 2.66 | 0 | 9.2 |  |  |  | No | R-410A | 2.5667 | Residential & Commercial | No
212624505 | Central HP <5.4 tons | COLEMAN | HRCU-A-CB (Split System: Heat Pump with Remote Outdoor Unit-Air-Source) | HMH72B341 | ASPEN |  | C(A,C,D,E)36C24+TDR | CPLC100C16MP13 | 29800 | 16.9 | 8.1 | 33800 | 27400 | 81.07% | 2.47 | 0 | 9.5 |  |  |  | No | R-410A | 2.4833 | Residential & Commercial | No
212624596 | Central HP <5.4 tons | COLEMAN | HRCU-A-CB (Split System: Heat Pump with Remote Outdoor Unit-Air-Source) | HMH72B341 | ASPEN |  | D(A,C,E)48D24+TDR | TM8V080C16MP12 | 31000 | 17.3 | 8.5 | 34000 | 27400 | 80.59% | 2.67 | 0 | 9.7 |  |  |  | No | R-410A | 2.5833 | Residential & Commercial | No
212624662 | Central HP <5.4 tons | COLEMAN | HRCU-A-CB (Split System: Heat Pump with Remote Outdoor Unit-Air-Source) | HMH72B341 | ASPEN |  | D(A,C,E)36B34+TDR | TMLV100C16MP12 | 32000 | 17.5 | 8.1 | 33800 | 27400 | 81.07% | 2.47 | 0 | 9.9 |  |  |  | No | R-410A | 2.6667 | Residential & Commercial | No
212624680 | Central HP <5.4 tons | COLEMAN | HRCU-A-CB (Split System: Heat Pump with Remote Outdoor Unit-Air-Source) | HMH72B341 | ASPEN |  | C(A,C,D,E)36B24+TDR | TPLC080C16MP13 | 29200 | 16.7 | 8.1 | 33800 | 27400 | 81.07% | 2.47 | 0 | 9.4 |  |  |  | No | R-410A | 2.4333 | Residential & Commercial | No
215292540 | Central HP <5.4 tons | AIRQUEST | HRCU-A-CB (Split System: Heat Pump with Remote Outdoor Unit-Air-Source) | DLCURAH24ABK | ADP |  | H,GG32936 | *96VTN0401410A* | 22600 | 16 | 8.5 | 24200 | 23800 | 98.35% | 2.02 | 0 | 9.5 |  |  |  | No | R-410A | 1.8833 | Residential & Commercial | No
215292576 | Central HP <5.4 tons | AIRQUEST | HRCU-A-CB (Split System: Heat Pump with Remote Outdoor Unit-Air-Source) | DLCURAH24ABK | ADP |  | H,GE22936 | *96VTN0401410B* | 22200 | 15.2 | 8.5 | 25400 | 24600 | 96.85% | 2.06 | 0 | 9.5 |  |  |  | No | R-410A | 1.85 | Residential & Commercial | No
215292590 | Central HP <5.4 tons | AIRQUEST | HRCU-A-CB (Split System: Heat Pump with Remote Outdoor Unit-Air-Source) | DLCURAH24ABK | ADP |  | HG32936 | *96VTN0401410B* | 23000 | 16 | 8.5 | 25400 | 26600 | 104.7% | 2.28 | 0 | 9.5 |  |  |  | No | R-410A | 1.9167 | Residential & Commercial | No
215292685 | Central HP <5.4 tons | AIRQUEST | HRCU-A-CB (Split System: Heat Pump with Remote Outdoor Unit-Air-Source) | DLCURAH24ABK | ADP |  | HE31930 | *96VTN0401712B* | 22200 | 16 | 8.5 | 24600 | 23800 | 96.75% | 2 | 0 | 9.5 |  |  |  | No | R-410A | 1.85 | Residential & Commercial | No
215292710 | Central HP <5.4 tons | AIRQUEST | HRCU-A-CB (Split System: Heat Pump with Remote Outdoor Unit-Air-Source) | DLCURAH24ABK | ADP |  | HG7J924 | *96VTN0401712B* | 23400 | 16 | 8.5 | 25400 | 25800 | 101.6% | 2.18 | 0 | 9.5 |  |  |  | No | R-410A | 1.95 | Residential & Commercial | No
215292735 | Central HP <5.4 tons | AIRQUEST | HRCU-A-CB (Split System: Heat Pump with Remote Outdoor Unit-Air-Source) | DLCURAH24ABK | ADP |  | HE31924 | *96VTN0601412A* | 22800 | 16 | 8.5 | 24800 | 25200 | 101.6% | 2.14 | 0 | 9.5 |  |  |  | No | R-410A | 1.9 | Residential & Commercial | No
215292783 | Central HP <5.4 tons | AIRQUEST | HRCU-A-CB (Split System: Heat Pump with Remote Outdoor Unit-Air-Source) | DLCURAH24ABK | ADP |  | HE31924 | *96VTN0601412B* | 22800 | 16 | 8.5 | 25200 | 26600 | 105.6% | 2.3 | 0 | 9.5 |  |  |  | No | R-410A | 1.9 | Residential & Commercial | No
215292792 | Central HP <5.4 tons | AIRQUEST | HRCU-A-CB (Split System: Heat Pump with Remote Outdoor Unit-Air-Source) | DLCURAH24ABK | ADP |  | H,GG33936 | *96VTN0601412B* | 23200 | 17 | 8.5 | 24600 | 23600 | 95.93% | 2 | 0 | 9.5 |  |  |  | No | R-410A | 1.9333 | Residential & Commercial | No
215292985 | Central HP <5.4 tons | AIRQUEST | HRCU-A-CB (Split System: Heat Pump with Remote Outdoor Unit-Air-Source) | DLCURAH24ABK | ADP |  | HG32924 | *96VTN0801716B* | 22800 | 17 | 8.5 | 24600 | 24600 | 100% | 2.08 | 0 | 9.5 |  |  |  | No | R-410A | 1.9 | Residential & Commercial | No
215293035 | Central HP <5.4 tons | AIRQUEST | HRCU-A-CB (Split System: Heat Pump with Remote Outdoor Unit-Air-Source) | DLCURAH24ABK | ADP |  | H,GG32936 | *96VTN0802120A* | 23200 | 17 | 8.5 | 24200 | 22800 | 94.21% | 1.94 | 0 | 9.5 |  |  |  | No | R-410A | 1.9333 | Residential & Commercial | No
212624714 | Central HP <5.4 tons | COLEMAN | HRCU-A-CB (Split System: Heat Pump with Remote Outdoor Unit-Air-Source) | HMH72B341 | ASPEN |  | C(A,C,D,E)36D24+TDR | TPLC100C16MP13 | 30200 | 17 | 8.1 | 33800 | 27400 | 81.07% | 2.47 | 0 | 9 |  |  |  | No | R-410A | 2.5167 | Residential & Commercial | No
212624880 | Central HP <5.4 tons | COLEMAN | HRCU-A-CB (Split System: Heat Pump with Remote Outdoor Unit-Air-Source) | HMH72B341 | ASPEN |  | C(A,C,D,E)48D24+TDR | CP9C100C16MP13 | 31000 | 17.3 | 8.1 | 34000 | 27400 | 80.59% | 2.47 | 0 | 9.7 |  |  |  | No | R-410A | 2.5833 | Residential & Commercial | No
212627993 | Central HP <5.4 tons | COLEMAN | HRCU-A-CB (Split System: Heat Pump with Remote Outdoor Unit-Air-Source) | HMH72B341 | ASPEN |  | D(A,C,E)42D26+TDR | TM9V100C16MP12 | 30600 | 17.2 | 8.5 | 34000 | 27400 | 80.59% | 2.67 | 0 | 9.6 |  |  |  | No | R-410A | 2.55 | Residential & Commercial | No
212624015 | Central HP <5.4 tons | COLEMAN | HRCU-A-CB (Split System: Heat Pump with Remote Outdoor Unit-Air-Source) | HMH72B341 | ASPEN |  | C(A,C,D,E)42D24+TDR | TMLE080B12MP11 | 30600 | 17.7 | 8.1 | 34000 | 28000 | 82.35% | 2.41 | 0 | 9 |  |  |  | No | R-410A | 2.55 | Residential & Commercial | No
212624017 | Central HP <5.4 tons | COLEMAN | HRCU-A-CB (Split System: Heat Pump with Remote Outdoor Unit-Air-Source) | HMH72B341 | ASPEN |  | C(A,C,D,E)48B24+TDR | TMLE080B12MP11 | 30200 | 17.5 | 8.1 | 34000 | 28000 | 82.35% | 2.41 | 0 | 9 |  |  |  | No | R-410A | 2.5167 | Residential & Commercial | No
212624033 | Central HP <5.4 tons | COLEMAN | HRCU-A-CB (Split System: Heat Pump with Remote Outdoor Unit-Air-Source) | HMH72B341 | ASPEN |  | D(A,C,E)42A44+TDR | TMLE080B12MP11 | 32400 | 18 | 8.1 | 34000 | 28000 | 82.35% | 2.41 | 0 | 9.5 |  |  |  | No | R-410A | 2.7 | Residential & Commercial | No
215293233 | Central HP <5.4 tons | AIRQUEST | HRCU-A-CB (Split System: Heat Pump with Remote Outdoor Unit-Air-Source) | DLCURAH24ABK | ADP |  | H,GG32936 | *96VTN1002122A* | 23200 | 17 | 8.5 | 24200 | 22800 | 94.21% | 1.92 | 0 | 9.5 |  |  |  | No | R-410A | 1.9333 | Residential & Commercial | No
212624115 | Central HP <5.4 tons | COLEMAN | HRCU-A-CB (Split System: Heat Pump with Remote Outdoor Unit-Air-Source) | HMH72B341 | ASPEN |  | D(A,C,E)48D34+TDR | TMLV060A12MP12 | 32800 | 17.5 | 8.1 | 33400 | 28800 | 86.23% | 2.49 | 0 | 9.5 |  |  |  | No | R-410A | 2.7333 | Residential & Commercial | No
212624116 | Central HP <5.4 tons | COLEMAN | HRCU-A-CB (Split System: Heat Pump with Remote Outdoor Unit-Air-Source) | HMH72B341 | ASPEN |  | C(A,C,D,E)36D24+TDR | TPLC060A12MP13 | 31600 | 17.5 | 8.1 | 33400 | 28800 | 86.23% | 2.49 | 0 | 9.5 |  |  |  | No | R-410A | 2.6333 | Residential & Commercial | No
212624181 | Central HP <5.4 tons | COLEMAN | HRCU-A-CB (Split System: Heat Pump with Remote Outdoor Unit-Air-Source) | HMH72B341 | ASPEN |  | D(A,C,E)36D34+TDR | TM9Y100C20MP11 | 32800 | 15.5 | 8.1 | 34000 | 27800 | 81.76% | 2.38 | 0 | 9.5 |  |  |  | No | R-410A | 2.7333 | Residential & Commercial | No
212624882 | Central HP <5.4 tons | COLEMAN | HRCU-A-CB (Split System: Heat Pump with Remote Outdoor Unit-Air-Source) | HMH72B341 | ASPEN |  | D(A,C,E)36B34+TDR | CP9C100C16MP13 | 32000 | 17.5 | 8.1 | 34000 | 27400 | 80.59% | 2.47 | 0 | 9.9 |  |  |  | No | R-410A | 2.6667 | Residential & Commercial | No
212624930 | Central HP <5.4 tons | COLEMAN | HRCU-A-CB (Split System: Heat Pump with Remote Outdoor Unit-Air-Source) | HMH72B341 | ASPEN |  | D(A,C,E)36D24+TDR | TM8Y080C16MP11 | 30200 | 17.9 | 8.5 | 34000 | 27400 | 80.59% | 2.67 | 0 | 9 |  |  |  | No | R-410A | 2.5167 | Residential & Commercial | No
212625048 | Central HP <5.4 tons | COLEMAN | HRCU-A-CB (Split System: Heat Pump with Remote Outdoor Unit-Air-Source) | HMH72B341 | ASPEN |  | C(A,C,D,E)48C24+TDR | TM9V100C16MP12 | 30600 | 17.2 | 8.5 | 34000 | 27400 | 80.59% | 2.67 | 0 | 9.6 |  |  |  | No | R-410A | 2.55 | Residential & Commercial | No
212625105 | Central HP <5.4 tons | COLEMAN | HRCU-A-CB (Split System: Heat Pump with Remote Outdoor Unit-Air-Source) | HMH72B341 | ASPEN |  | C(A,C,D,E)48B24+TDR | TP9C100C16MP13 | 30200 | 17 | 8.1 | 34000 | 27400 | 80.59% | 2.47 | 0 | 9 |  |  |  | No | R-410A | 2.5167 | Residential & Commercial | No
212625182 | Central HP <5.4 tons | COLEMAN | HRCU-A-CB (Split System: Heat Pump with Remote Outdoor Unit-Air-Source) | HMH72B341 | ASPEN |  | C(A,C,D,E)48A34+TDR | TL8E100C20UH11 | 32200 | 17.5 | 8.4 | 34000 | 27400 | 80.59% | 2.66 | 0 | 9.9 |  |  |  | No | R-410A | 2.6833 | Residential & Commercial | No
212625214 | Central HP <5.4 tons | COLEMAN | HRCU-A-CB (Split System: Heat Pump with Remote Outdoor Unit-Air-Source) | HMH72B341 | ASPEN |  | C(A,C,D,E)48D24+TDR | TM8Y120C20MP11 | 33000 | 18 | 8.5 | 34000 | 30200 | 88.82% | 2.85 | 0 | 9.5 |  |  |  | No | R-410A | 2.75 | Residential & Commercial | No
212625241 | Central HP <5.4 tons | COLEMAN | HRCU-A-CB (Split System: Heat Pump with Remote Outdoor Unit-Air-Source) | HMH72B341 | ASPEN |  | C(A,C,D,E)36D24+TDR | TL8E100C20UH11 | 30200 | 17 | 8.5 | 34000 | 27400 | 80.59% | 2.69 | 0 | 9 |  |  |  | No | R-410A | 2.5167 | Residential & Commercial | No
212625289 | Central HP <5.4 tons | COLEMAN | HRCU-A-CB (Split System: Heat Pump with Remote Outdoor Unit-Air-Source) | HMH72B341 | ASPEN |  | D(A,C,E)48D24+TDR | TL8E100C20UH11 | 31000 | 17.3 | 8.5 | 34000 | 27400 | 80.59% | 2.69 | 0 | 9.7 |  |  |  | No | R-410A | 2.5833 | Residential & Commercial | No
212625296 | Central HP <5.4 tons | COLEMAN | HRCU-A-CB (Split System: Heat Pump with Remote Outdoor Unit-Air-Source) | HMH72B341 | ASPEN |  | C(A,C,D,E)48B24+TDR | CP9C100C20MP13 | 30000 | 17 | 8.1 | 34000 | 28000 | 82.35% | 2.47 | 0 | 9 |  |  |  | No | R-410A | 2.5 | Residential & Commercial | No
212625307 | Central HP <5.4 tons | COLEMAN | HRCU-A-CB (Split System: Heat Pump with Remote Outdoor Unit-Air-Source) | HMH72B341 | ASPEN |  | D(A,C,E)36D24+TDR | TM9V100C20MP12 | 30000 | 17 | 8.5 | 34000 | 28000 | 82.35% | 2.69 | 0 | 9 |  |  |  | No | R-410A | 2.5 | Residential & Commercial | No
212625414 | Central HP <5.4 tons | COLEMAN | HRCU-A-CB (Split System: Heat Pump with Remote Outdoor Unit-Air-Source) | HMH72B341 | ASPEN |  | D(A,C,E)42D34+TDR | TM9V100C20MP12 | 33000 | 17.5 | 8.5 | 34000 | 28400 | 83.53% | 2.7 | 0 | 9 |  |  |  | No | R-410A | 2.75 | Residential & Commercial | No
215293253 | Central HP <5.4 tons | AIRQUEST | HRCU-A-CB (Split System: Heat Pump with Remote Outdoor Unit-Air-Source) | DLCURAH24ABK | ADP |  | H,GE30924 | *96VTN1002122A* | 22400 | 16 | 8.5 | 24200 | 22800 | 94.21% | 1.92 | 0 | 9.5 |  |  |  | No | R-410A | 1.8667 | Residential & Commercial | No
211241413 | Central HP <5.4 tons | ARCOAIRE | HRCU-A-CB (Split System: Heat Pump with Remote Outdoor Unit-Air-Source) | DLCURAH24ABK |  |  | EA*4X30L17A* | *96VSN0401712A* | 23200 | 16 | 8.5 | 25800 | 24200 | 93.8% | 2 | 0 | 9.5 |  |  |  | No | R-410A | 1.9333 | Residential & Commercial | No
212625482 | Central HP <5.4 tons | COLEMAN | HRCU-A-CB (Split System: Heat Pump with Remote Outdoor Unit-Air-Source) | HMH72B341 | ASPEN |  | C(A,C,D,E)36A36+TDR | TM8V120C20MP12 | 30600 | 16.2 | 8.4 | 32000 | 27600 | 86.25% | 2.66 | 0 | 8.7 |  |  |  | No | R-410A | 2.55 | Residential & Commercial | No
212625530 | Central HP <5.4 tons | COLEMAN | HRCU-A-CB (Split System: Heat Pump with Remote Outdoor Unit-Air-Source) | HMH72B341 | ASPEN |  | C(A,C,D,E)36A36+TDR | TM9Y120D20MP11 | 31000 | 16.2 | 8.3 | 32200 | 28000 | 86.96% | 2.73 | 0 | 9.2 |  |  |  | No | R-410A | 2.5833 | Residential & Commercial | No
212625591 | Central HP <5.4 tons | COLEMAN | HRCU-A-CB (Split System: Heat Pump with Remote Outdoor Unit-Air-Source) | HMH72B341 | ASPEN |  | D(A,C,E)36A36+TDR | TMLV120C20MP12 | 31000 | 16.3 | 8.1 | 32200 | 27600 | 85.71% | 2.44 | 0 | 8.8 |  |  |  | No | R-410A | 2.5833 | Residential & Commercial | No
212625607 | Central HP <5.4 tons | COLEMAN | HRCU-A-CB (Split System: Heat Pump with Remote Outdoor Unit-Air-Source) | HMH72B341 | ASPEN |  | D(A,C,E)48A36+TDR | TPLC120C20MP13 | 31600 | 16.5 | 8.1 | 32200 | 27600 | 85.71% | 2.44 | 0 | 8.9 |  |  |  | No | R-410A | 2.6333 | Residential & Commercial | No
212625614 | Central HP <5.4 tons | COLEMAN | HRCU-A-CB (Split System: Heat Pump with Remote Outdoor Unit-Air-Source) | HMH72B341 | ASPEN |  | D(A,C,E)48B26+TDR | TM9Y120D20MP11 | 29800 | 15.9 | 8.5 | 32200 | 28000 | 86.96% | 2.77 | 0 | 9 |  |  |  | No | R-410A | 2.4833 | Residential & Commercial | No
212625634 | Central HP <5.4 tons | COLEMAN | HRCU-A-CB (Split System: Heat Pump with Remote Outdoor Unit-Air-Source) | HMH72B341 | ASPEN |  | D(A,C,E)48A36+TDR | TP9C120D20MP13 | 31800 | 17 | 8.1 | 32200 | 28200 | 87.58% | 2.5 | 0 | 9.4 |  |  |  | No | R-410A | 2.65 | Residential & Commercial | No
212625641 | Central HP <5.4 tons | COLEMAN | HRCU-A-CB (Split System: Heat Pump with Remote Outdoor Unit-Air-Source) | HMH72B341 | ASPEN |  | D(A,C,E)36D26+TDR | CPLC120C20MP13 | 29600 | 15.9 | 8.1 | 32400 | 27400 | 84.57% | 2.45 | 0 | 8 |  |  |  | No | R-410A | 2.4667 | Residential & Commercial | No
212625675 | Central HP <5.4 tons | COLEMAN | HRCU-A-CB (Split System: Heat Pump with Remote Outdoor Unit-Air-Source) | HMH72B341 | ASPEN |  | D(A,C,E)42D26+TDR | CPLC100C20MP13 | 30000 | 16 | 8.1 | 32400 | 27800 | 85.8% | 2.44 | 0 | 8.6 |  |  |  | No | R-410A | 2.5 | Residential & Commercial | No
215291869 | Central HP <5.4 tons | AIRQUEST | HRCU-A-CB (Split System: Heat Pump with Remote Outdoor Unit-Air-Source) | DLCURAH24ABK | ADP |  | H,GE32936 | *92MSN0401712A* | 23000 | 16 | 8.5 | 24800 | 23600 | 95.16% | 1.96 | 0 | 9.5 |  |  |  | No | R-410A | 1.9167 | Residential & Commercial | No
215292067 | Central HP <5.4 tons | AIRQUEST | HRCU-A-CB (Split System: Heat Pump with Remote Outdoor Unit-Air-Source) | DLCURAH24ABK | ADP |  | HG31930 | *92MSN0802120A* | 22400 | 17 | 8.5 | 24400 | 23600 | 96.72% | 2.02 | 0 | 9.5 |  |  |  | No | R-410A | 1.8667 | Residential & Commercial | No
215292069 | Central HP <5.4 tons | AIRQUEST | HRCU-A-CB (Split System: Heat Pump with Remote Outdoor Unit-Air-Source) | DLCURAH24ABK | ADP |  | H,GE31930 | *92MSN0802120A* | 22400 | 17 | 8.5 | 24400 | 23600 | 96.72% | 2.02 | 0 | 9.5 |  |  |  | No | R-410A | 1.8667 | Residential & Commercial | No
215291861 | Central HP <5.4 tons | AIRQUEST | HRCU-A-CB (Split System: Heat Pump with Remote Outdoor Unit-Air-Source) | DLCURAH24ABK | ADP |  | H,GE31930 | *92MSN0401712A* | 22600 | 15.2 | 8.5 | 24800 | 23600 | 95.16% | 1.96 | 0 | 9.5 |  |  |  | No | R-410A | 1.8833 | Residential & Commercial | No
212625684 | Central HP <5.4 tons | COLEMAN | HRCU-A-CB (Split System: Heat Pump with Remote Outdoor Unit-Air-Source) | HMH72B341 | ASPEN |  | C(A,C,D,E)36C36+TDR | CPLC120C20MP13 | 31800 | 16.5 | 8.1 | 32400 | 27800 | 85.8% | 2.44 | 0 | 8.9 |  |  |  | No | R-410A | 2.65 | Residential & Commercial | No
212625716 | Central HP <5.4 tons | COLEMAN | HRCU-A-CB (Split System: Heat Pump with Remote Outdoor Unit-Air-Source) | HMH72B341 | ASPEN |  | D(A,C,E)48C26+TDR | TM8V100C20MP12 | 30000 | 16 | 8.1 | 32400 | 27800 | 85.8% | 2.44 | 0 | 8.6 |  |  |  | No | R-410A | 2.5 | Residential & Commercial | No
212625734 | Central HP <5.4 tons | COLEMAN | HRCU-A-CB (Split System: Heat Pump with Remote Outdoor Unit-Air-Source) | HMH72B341 | ASPEN |  | D(A,C,E)48B36+TDR | TM8V120C20MP12 | 32000 | 16.5 | 8.5 | 32400 | 27800 | 85.8% | 2.7 | 0 | 8.9 |  |  |  | No | R-410A | 2.6667 | Residential & Commercial | No
212625743 | Central HP <5.4 tons | COLEMAN | HRCU-A-CB (Split System: Heat Pump with Remote Outdoor Unit-Air-Source) | HMH72B341 | ASPEN |  | D(A,C,E)36A46+TDR | TMLV120C20MP12 | 31400 | 16.5 | 8.1 | 32400 | 27800 | 85.8% | 2.44 | 0 | 8.9 |  |  |  | No | R-410A | 2.6167 | Residential & Commercial | No
212625757 | Central HP <5.4 tons | COLEMAN | HRCU-A-CB (Split System: Heat Pump with Remote Outdoor Unit-Air-Source) | HMH72B341 | ASPEN |  | D(A,C,E)48D36+TDR | TMLV120C20MP12 | 32800 | 16.5 | 8.1 | 32400 | 27800 | 85.8% | 2.44 | 0 | 9 |  |  |  | No | R-410A | 2.7333 | Residential & Commercial | No
212625773 | Central HP <5.4 tons | COLEMAN | HRCU-A-CB (Split System: Heat Pump with Remote Outdoor Unit-Air-Source) | HMH72B341 | ASPEN |  | D(A,C,E)48C26+TDR | TPLC100C20MP13 | 30000 | 16 | 8.1 | 32400 | 27800 | 85.8% | 2.44 | 0 | 8.6 |  |  |  | No | R-410A | 2.5 | Residential & Commercial | No
212625798 | Central HP <5.4 tons | COLEMAN | HRCU-A-CB (Split System: Heat Pump with Remote Outdoor Unit-Air-Source) | HMH72B341 | ASPEN |  | C(A,C,D,E)36B36+TDR | TM9Y120D20MP11 | 31600 | 16.5 | 8.5 | 32400 | 28200 | 87.04% | 2.77 | 0 | 9.3 |  |  |  | No | R-410A | 2.6333 | Residential & Commercial | No
212625800 | Central HP <5.4 tons | COLEMAN | HRCU-A-CB (Split System: Heat Pump with Remote Outdoor Unit-Air-Source) | HMH72B341 | ASPEN |  | C(A,C,D,E)36C36+TDR | TM9Y120D20MP11 | 32000 | 16.5 | 8.5 | 32400 | 28200 | 87.04% | 2.77 | 0 | 9.4 |  |  |  | No | R-410A | 2.6667 | Residential & Commercial | No
211712458 | Central HP <5.4 tons | GRANDAIRE | HRCU-A-CB (Split System: Heat Pump with Remote Outdoor Unit-Air-Source) | WDLCURAH30ABK |  |  | WLA*424CA* | WFER070C048A* | 29600 | 15.2 | 8.1 | 33600 | 27400 | 81.55% | 1.78 | 0 | 9 |  |  |  | No | R-410A | 2.4667 | Residential & Commercial | No
213753668 | Central HP <5.4 tons | CARRIER | HRCU-A-CB (Split System: Heat Pump with Remote Outdoor Unit-Air-Source) | 38MURAQ36AB3* | ASPEN |  | D(A,C,E)42B34+TDR | 58S(B,C)*B070M21**16 | 35000 | 16.5 | 8.1 | 38500 | 32200 | 83.64% | 2.6 | 0 | 9 |  |  |  | No | R-410A | 2.9167 | Residential & Commercial | No
213753735 | Central HP <5.4 tons | CARRIER | HRCU-A-CB (Split System: Heat Pump with Remote Outdoor Unit-Air-Source) | 38MURAQ36AB3* | ASPEN |  | D(A,C,E)42B34+TDR | 58TP*B090V21**20 | 34000 | 16.5 | 8.5 | 37800 | 31800 | 84.13% | 2.72 | 0 | 9.9 |  |  |  | No | R-410A | 2.8333 | Residential & Commercial | No
213753804 | Central HP <5.4 tons | CARRIER | HRCU-A-CB (Split System: Heat Pump with Remote Outdoor Unit-Air-Source) | 38MURAQ36AB3* | ASPEN |  | D(A,C,E)36B34+TDR | 59SC6A100M21**22 | 33600 | 16.4 | 8.5 | 37800 | 31800 | 84.13% | 2.71 | 0 | 9.8 |  |  |  | No | R-410A | 2.8 | Residential & Commercial | No
215292169 | Central HP <5.4 tons | AIRQUEST | HRCU-A-CB (Split System: Heat Pump with Remote Outdoor Unit-Air-Source) | DLCURAH24ABK | ADP |  | H,GG31924 | *96MSN0261410A* | 23000 | 16 | 8.5 | 25400 | 25800 | 101.6% | 2.2 | 0 | 9.5 |  |  |  | No | R-410A | 1.9167 | Residential & Commercial | No
215292318 | Central HP <5.4 tons | AIRQUEST | HRCU-A-CB (Split System: Heat Pump with Remote Outdoor Unit-Air-Source) | DLCURAH24ABK | ADP |  | HG80936 | *96MSN0401712A* | 23400 | 16 | 8.5 | 24600 | 23800 | 96.75% | 2 | 0 | 9.5 |  |  |  | No | R-410A | 1.95 | Residential & Commercial | No
212625816 | Central HP <5.4 tons | COLEMAN | HRCU-A-CB (Split System: Heat Pump with Remote Outdoor Unit-Air-Source) | HMH72B341 | ASPEN |  | D(A,C,E)42D36+TDR | TM9Y120D20MP11 | 32800 | 16.5 | 8.5 | 32400 | 28200 | 87.04% | 2.77 | 0 | 9.5 |  |  |  | No | R-410A | 2.7333 | Residential & Commercial | No
212625834 | Central HP <5.4 tons | COLEMAN | HRCU-A-CB (Split System: Heat Pump with Remote Outdoor Unit-Air-Source) | HMH72B341 | ASPEN |  | C(A,C,D,E)36C26+TDR | CP9C120D20MP13 | 29400 | 16.3 | 8.1 | 32400 | 28200 | 87.04% | 2.51 | 0 | 9 |  |  |  | No | R-410A | 2.45 | Residential & Commercial | No
212625866 | Central HP <5.4 tons | COLEMAN | HRCU-A-CB (Split System: Heat Pump with Remote Outdoor Unit-Air-Source) | HMH72B341 | ASPEN |  | D(A,C,E)42D36+TDR | TM9V120D20MP12 | 32800 | 17 | 8.5 | 32400 | 28200 | 87.04% | 2.79 | 0 | 9.5 |  |  |  | No | R-410A | 2.7333 | Residential & Commercial | No
212625884 | Central HP <5.4 tons | COLEMAN | HRCU-A-CB (Split System: Heat Pump with Remote Outdoor Unit-Air-Source) | HMH72B341 | ASPEN |  | D(A,C,E)42C36+TDR | TP9C120D20MP13 | 32400 | 17 | 8.1 | 32400 | 28200 | 87.04% | 2.51 | 0 | 9.5 |  |  |  | No | R-410A | 2.7 | Residential & Commercial | No
212624385 | Central HP <5.4 tons | COLEMAN | HRCU-A-CB (Split System: Heat Pump with Remote Outdoor Unit-Air-Source) | HMH72B341 | ASPEN |  | C(A,C,D,E)36B34+TDR | TM9Y080C16MP11 | 32000 | 18.5 | 8.5 | 34000 | 28000 | 82.35% | 2.66 | 0 | 9.4 |  |  |  | No | R-410A | 2.6667 | Residential & Commercial | No
215292319 | Central HP <5.4 tons | AIRQUEST | HRCU-A-CB (Split System: Heat Pump with Remote Outdoor Unit-Air-Source) | DLCURAH24ABK | ADP |  | H,GG81936 | *96MSN0401712A* | 23400 | 16 | 8.5 | 24600 | 23800 | 96.75% | 2 | 0 | 9.5 |  |  |  | No | R-410A | 1.95 | Residential & Commercial | No
215293235 | Central HP <5.4 tons | AIRQUEST | HRCU-A-CB (Split System: Heat Pump with Remote Outdoor Unit-Air-Source) | DLCURAH24ABK | ADP |  | HG32936 | *96VTN1002122A* | 23200 | 17 | 8.5 | 24200 | 22800 | 94.21% | 1.92 | 0 | 9.5 |  |  |  | No | R-410A | 1.9333 | Residential & Commercial | No
215293269 | Central HP <5.4 tons | AIRQUEST | HRCU-A-CB (Split System: Heat Pump with Remote Outdoor Unit-Air-Source) | DLCURAH24ABK | ADP |  | H,GE22936 | *96VTN1002122B* | 22600 | 17 | 8.45 | 24800 | 22800 | 91.94% | 1.92 | 0 | 9 |  |  |  | No | R-410A | 1.8833 | Residential & Commercial | No
215292405 | Central HP <5.4 tons | AIRQUEST | HRCU-A-CB (Split System: Heat Pump with Remote Outdoor Unit-Air-Source) | DLCURAH24ABK | ADP |  | H,GG30924 | *96MSN0601716A* | 23000 | 16 | 9.5 | 25000 | 24400 | 97.6% | 2.04 | 0 | 9.5 |  |  |  | No | R-410A | 1.9167 | Residential & Commercial | No
212625950 | Central HP <5.4 tons | COLEMAN | HRCU-A-CB (Split System: Heat Pump with Remote Outdoor Unit-Air-Source) | HMH72B341 | ASPEN |  | D(A,C,E)36B36+TDR | TM9E100C20MP12 | 32000 | 15.5 | 8.1 | 33200 | 27000 | 81.33% | 2.43 | 0 | 9.9 |  |  |  | No | R-410A | 2.6667 | Residential & Commercial | No
212626027 | Central HP <5.4 tons | COLEMAN | HRCU-A-CB (Split System: Heat Pump with Remote Outdoor Unit-Air-Source) | HMH72B341 | ASPEN |  | C(A,C,D,E)36A46+TDR | TM8Y060A12MP11 | 32000 | 18 | 8.1 | 33400 | 27400 | 82.04% | 2.42 | 0 | 9.9 |  |  |  | No | R-410A | 2.6667 | Residential & Commercial | No
212626041 | Central HP <5.4 tons | COLEMAN | HRCU-A-CB (Split System: Heat Pump with Remote Outdoor Unit-Air-Source) | HMH72B341 | ASPEN |  | D(A,C,E)42C26+TDR | TM8Y060A12MP11 | 30400 | 17.6 | 8.1 | 33400 | 27400 | 82.04% | 2.42 | 0 | 9.6 |  |  |  | No | R-410A | 2.5333 | Residential & Commercial | No
212626057 | Central HP <5.4 tons | COLEMAN | HRCU-A-CB (Split System: Heat Pump with Remote Outdoor Unit-Air-Source) | HMH72B341 | ASPEN |  | D(A,C,E)36A36+TDR | TM8Y080B12MP11 | 31800 | 17.9 | 8.4 | 33400 | 27400 | 82.04% | 2.63 | 0 | 9.8 |  |  |  | No | R-410A | 2.65 | Residential & Commercial | No
212626059 | Central HP <5.4 tons | COLEMAN | HRCU-A-CB (Split System: Heat Pump with Remote Outdoor Unit-Air-Source) | HMH72B341 | ASPEN |  | C(A,C,D,E)42A36+TDR | TM9E100C16MP12 | 32000 | 17.9 | 8.3 | 33400 | 27400 | 82.04% | 2.63 | 0 | 9.9 |  |  |  | No | R-410A | 2.6667 | Residential & Commercial | No
212626202 | Central HP <5.4 tons | COLEMAN | HRCU-A-CB (Split System: Heat Pump with Remote Outdoor Unit-Air-Source) | HMH72B341 | ASPEN |  | C(A,C,D,E)48A36+TDR | TM9V080B12MP12 | 32800 | 17 | 8.1 | 33600 | 29400 | 87.5% | 2.64 | 0 | 9.5 |  |  |  | No | R-410A | 2.7333 | Residential & Commercial | No
215292174 | Central HP <5.4 tons | AIRQUEST | HRCU-A-CB (Split System: Heat Pump with Remote Outdoor Unit-Air-Source) | DLCURAH24ABK | ADP |  | HE31924 | *96MSN0261410A* | 23000 | 16 | 8.5 | 25400 | 25800 | 101.6% | 2.2 | 0 | 9.5 |  |  |  | No | R-410A | 1.9167 | Residential & Commercial | No
215292249 | Central HP <5.4 tons | AIRQUEST | HRCU-A-CB (Split System: Heat Pump with Remote Outdoor Unit-Air-Source) | DLCURAH24ABK | ADP |  | H,GG30924 | *96MSN0401410A* | 22400 | 15.2 | 8.5 | 25400 | 24800 | 97.64% | 2.1 | 0 | 9.5 |  |  |  | No | R-410A | 1.8667 | Residential & Commercial | No
215292297 | Central HP <5.4 tons | AIRQUEST | HRCU-A-CB (Split System: Heat Pump with Remote Outdoor Unit-Air-Source) | DLCURAH24ABK | ADP |  | H,GE35936 | *96MSN0401712A* | 23400 | 16 | 8.5 | 24600 | 24000 | 97.56% | 2 | 0 | 9.5 |  |  |  | No | R-410A | 1.95 | Residential & Commercial | No
215292535 | Central HP <5.4 tons | AIRQUEST | HRCU-A-CB (Split System: Heat Pump with Remote Outdoor Unit-Air-Source) | DLCURAH24ABK | ADP |  | H,GE31924 | *96VTN0401410A* | 23000 | 15.2 | 8.5 | 25000 | 23600 | 94.4% | 1.96 | 0 | 9.5 |  |  |  | No | R-410A | 1.9167 | Residential & Commercial | No
212624450 | Central HP <5.4 tons | COLEMAN | HRCU-A-CB (Split System: Heat Pump with Remote Outdoor Unit-Air-Source) | HMH72B341 | ASPEN |  | C(A,C,D,E)42B24+TDR | TM8V100C16MP12 | 29800 | 16.9 | 8.5 | 34000 | 27000 | 79.41% | 2.67 | 0 | 9.5 |  |  |  | No | R-410A | 2.4833 | Residential & Commercial | No
212624465 | Central HP <5.4 tons | COLEMAN | HRCU-A-CB (Split System: Heat Pump with Remote Outdoor Unit-Air-Source) | HMH72B341 | ASPEN |  | D(A,C,E)48A34+TDR | TM9V100C16MP12 | 32200 | 17.5 | 8.4 | 34000 | 27400 | 80.59% | 2.65 | 0 | 9.9 |  |  |  | No | R-410A | 2.6833 | Residential & Commercial | No
212626232 | Central HP <5.4 tons | COLEMAN | HRCU-A-CB (Split System: Heat Pump with Remote Outdoor Unit-Air-Source) | HMH72B341 | ASPEN |  | C(A,C,D,E)42A26+TDR | TM9V080B12MP12 | 30600 | 17 | 8.1 | 33600 | 29400 | 87.5% | 2.63 | 0 | 9.3 |  |  |  | No | R-410A | 2.55 | Residential & Commercial | No
212626275 | Central HP <5.4 tons | COLEMAN | HRCU-A-CB (Split System: Heat Pump with Remote Outdoor Unit-Air-Source) | HMH72B341 | ASPEN |  | C(A,C,D,E)42A26+TDR | TM8E120C16MP11 | 31000 | 17.9 | 8.1 | 33600 | 28600 | 85.12% | 2.67 | 0 | 9.8 |  |  |  | No | R-410A | 2.5833 | Residential & Commercial | No
212626350 | Central HP <5.4 tons | COLEMAN | HRCU-A-CB (Split System: Heat Pump with Remote Outdoor Unit-Air-Source) | HMH72B341 | ASPEN |  | C(A,C,D,E)36A36+TDR | TL8E080C16UH11 | 31200 | 17.4 | 8.3 | 33600 | 27600 | 82.14% | 2.62 | 0 | 9.8 |  |  |  | No | R-410A | 2.6 | Residential & Commercial | No
212624516 | Central HP <5.4 tons | COLEMAN | HRCU-A-CB (Split System: Heat Pump with Remote Outdoor Unit-Air-Source) | HMH72B341 | ASPEN |  | C(A,C,D,E)48C24+TDR | CPLC100C16MP13 | 30600 | 17.2 | 8.1 | 33800 | 27400 | 81.07% | 2.47 | 0 | 9.6 |  |  |  | No | R-410A | 2.55 | Residential & Commercial | No
212624565 | Central HP <5.4 tons | COLEMAN | HRCU-A-CB (Split System: Heat Pump with Remote Outdoor Unit-Air-Source) | HMH72B341 | ASPEN |  | C(A,C,D,E)36B34+TDR | TM8V080C16MP12 | 32000 | 17.5 | 8.5 | 34000 | 27400 | 80.59% | 2.67 | 0 | 9.9 |  |  |  | No | R-410A | 2.6667 | Residential & Commercial | No
212626361 | Central HP <5.4 tons | COLEMAN | HRCU-A-CB (Split System: Heat Pump with Remote Outdoor Unit-Air-Source) | HMH72B341 | ASPEN |  | C(A,C,D,E)48A26+TDR | TM8V100C16MP12 | 29800 | 16.9 | 8.3 | 33600 | 27200 | 80.95% | 2.64 | 0 | 9.5 |  |  |  | No | R-410A | 2.4833 | Residential & Commercial | No
215292406 | Central HP <5.4 tons | AIRQUEST | HRCU-A-CB (Split System: Heat Pump with Remote Outdoor Unit-Air-Source) | DLCURAH24ABK | ADP |  | H,GE30924 | *96MSN0601716A* | 23000 | 16 | 9.5 | 25000 | 24400 | 97.6% | 2.04 | 0 | 9.5 |  |  |  | No | R-410A | 1.9167 | Residential & Commercial | No
215292408 | Central HP <5.4 tons | AIRQUEST | HRCU-A-CB (Split System: Heat Pump with Remote Outdoor Unit-Air-Source) | DLCURAH24ABK | ADP |  | HG7J924 | *96MSN0601716A* | 23000 | 17 | 9 | 24200 | 23200 | 95.87% | 1.96 | 0 | 9.5 |  |  |  | No | R-410A | 1.9167 | Residential & Commercial | No
215292586 | Central HP <5.4 tons | AIRQUEST | HRCU-A-CB (Split System: Heat Pump with Remote Outdoor Unit-Air-Source) | DLCURAH24ABK | ADP |  | HE31930 | *96VTN0401410B* | 22600 | 16 | 8.5 | 25400 | 26600 | 104.7% | 2.28 | 0 | 9 |  |  |  | No | R-410A | 1.8833 | Residential & Commercial | No
215292635 | Central HP <5.4 tons | AIRQUEST | HRCU-A-CB (Split System: Heat Pump with Remote Outdoor Unit-Air-Source) | DLCURAH24ABK | ADP |  | H,GE31930 | *96VTN0401712A* | 22400 | 15.2 | 8.5 | 24200 | 23200 | 95.87% | 1.94 | 0 | 9.5 |  |  |  | No | R-410A | 1.8667 | Residential & Commercial | No
212626670 | Central HP <5.4 tons | COLEMAN | HRCU-A-CB (Split System: Heat Pump with Remote Outdoor Unit-Air-Source) | HMH72B341 | ASPEN |  | D(A,C,E)42C26+TDR | TM9E060A10MP12 | 30200 | 17.1 | 8.1 | 33800 | 27400 | 81.07% | 2.4 | 0 | 9.1 |  |  |  | No | R-410A | 2.5167 | Residential & Commercial | No
212626779 | Central HP <5.4 tons | COLEMAN | HRCU-A-CB (Split System: Heat Pump with Remote Outdoor Unit-Air-Source) | HMH72B341 | ASPEN |  | C(A,C,D,E)42B36+TDR | TM9E080B12MP12 | 32400 | 17.5 | 8.4 | 33800 | 27400 | 81.07% | 2.62 | 0 | 9.9 |  |  |  | No | R-410A | 2.7 | Residential & Commercial | No
212624615 | Central HP <5.4 tons | COLEMAN | HRCU-A-CB (Split System: Heat Pump with Remote Outdoor Unit-Air-Source) | HMH72B341 | ASPEN |  | C(A,C,D,E)48D24+TDR | TM8V100C16MP12 | 31000 | 17.3 | 8.5 | 34000 | 27400 | 80.59% | 2.67 | 0 | 9.7 |  |  |  | No | R-410A | 2.5833 | Residential & Commercial | No
212624682 | Central HP <5.4 tons | COLEMAN | HRCU-A-CB (Split System: Heat Pump with Remote Outdoor Unit-Air-Source) | HMH72B341 | ASPEN |  | C(A,C,D,E)36C24+TDR | TPLC080C16MP13 | 29800 | 16.9 | 8.1 | 33800 | 27400 | 81.07% | 2.47 | 0 | 9.5 |  |  |  | No | R-410A | 2.4833 | Residential & Commercial | No
215292042 | Central HP <5.4 tons | AIRQUEST | HRCU-A-CB (Split System: Heat Pump with Remote Outdoor Unit-Air-Source) | DLCURAH24ABK | ADP |  | H,GE30924 | *92MSN0801716A* | 22400 | 17 | 8.5 | 24600 | 23400 | 95.12% | 2 | 0 | 9.5 |  |  |  | No | R-410A | 1.8667 | Residential & Commercial | No
215292061 | Central HP <5.4 tons | AIRQUEST | HRCU-A-CB (Split System: Heat Pump with Remote Outdoor Unit-Air-Source) | DLCURAH24ABK | ADP |  | H,GE22936 | *92MSN0802120A* | 22000 | 17 | 8.45 | 24400 | 23600 | 96.72% | 2.02 | 0 | 9 |  |  |  | No | R-410A | 1.8333 | Residential & Commercial | No
215292095 | Central HP <5.4 tons | AIRQUEST | HRCU-A-CB (Split System: Heat Pump with Remote Outdoor Unit-Air-Source) | DLCURAH24ABK | ADP |  | HE30924 | *92MSN0802120A* | 22200 | 17 | 8.5 | 24400 | 23600 | 96.72% | 2.02 | 0 | 9.5 |  |  |  | No | R-410A | 1.85 | Residential & Commercial | No
215292531 | Central HP <5.4 tons | AIRQUEST | HRCU-A-CB (Split System: Heat Pump with Remote Outdoor Unit-Air-Source) | DLCURAH24ABK | ADP |  | H,GG24936 | *96VTN0401410A* | 22800 | 16 | 8.5 | 24000 | 23400 | 97.5% | 1.96 | 0 | 9.5 |  |  |  | No | R-410A | 1.9 | Residential & Commercial | No
215292549 | Central HP <5.4 tons | AIRQUEST | HRCU-A-CB (Split System: Heat Pump with Remote Outdoor Unit-Air-Source) | DLCURAH24ABK | ADP |  | HE33936 | *96VTN0401410A* | 23000 | 16 | 8.5 | 24000 | 23400 | 97.5% | 1.96 | 0 | 9.5 |  |  |  | No | R-410A | 1.9167 | Residential & Commercial | No
215292583 | Central HP <5.4 tons | AIRQUEST | HRCU-A-CB (Split System: Heat Pump with Remote Outdoor Unit-Air-Source) | DLCURAH24ABK | ADP |  | H,GE31924 | *96VTN0401410B* | 22600 | 16 | 8.5 | 25400 | 26600 | 104.7% | 2.28 | 0 | 9 |  |  |  | No | R-410A | 1.8833 | Residential & Commercial | No
212626879 | Central HP <5.4 tons | COLEMAN | HRCU-A-CB (Split System: Heat Pump with Remote Outdoor Unit-Air-Source) | HMH72B341 | ASPEN |  | C(A,C,D,E)48A36+TDR | TM9Y100C20MP11 | 32200 | 15.5 | 8.1 | 33800 | 27400 | 81.07% | 2.38 | 0 | 9.4 |  |  |  | No | R-410A | 2.6833 | Residential & Commercial | No
212624784 | Central HP <5.4 tons | COLEMAN | HRCU-A-CB (Split System: Heat Pump with Remote Outdoor Unit-Air-Source) | HMH72B341 | ASPEN |  | D(A,C,E)36B34+TDR | TL8E080C16UH11 | 32000 | 17.5 | 8.5 | 34000 | 27800 | 81.76% | 2.68 | 0 | 9.9 |  |  |  | No | R-410A | 2.6667 | Residential & Commercial | No
215292070 | Central HP <5.4 tons | AIRQUEST | HRCU-A-CB (Split System: Heat Pump with Remote Outdoor Unit-Air-Source) | DLCURAH24ABK | ADP |  | HE31924 | *92MSN0802120A* | 22400 | 17 | 8.5 | 24400 | 23600 | 96.72% | 2.02 | 0 | 9.5 |  |  |  | No | R-410A | 1.8667 | Residential & Commercial | No
215292227 | Central HP <5.4 tons | AIRQUEST | HRCU-A-CB (Split System: Heat Pump with Remote Outdoor Unit-Air-Source) | DLCURAH24ABK | ADP |  | HE31930 | *96MSN0401410A* | 22600 | 16 | 8.5 | 25400 | 24800 | 97.64% | 2.1 | 0 | 9.5 |  |  |  | No | R-410A | 1.8833 | Residential & Commercial | No
215292277 | Central HP <5.4 tons | AIRQUEST | HRCU-A-CB (Split System: Heat Pump with Remote Outdoor Unit-Air-Source) | DLCURAH24ABK | ADP |  | H,GE31930 | *96MSN0401712A* | 22800 | 15.2 | 8.5 | 25600 | 24400 | 95.31% | 2.04 | 0 | 9.5 |  |  |  | No | R-410A | 1.9 | Residential & Commercial | No
215292278 | Central HP <5.4 tons | AIRQUEST | HRCU-A-CB (Split System: Heat Pump with Remote Outdoor Unit-Air-Source) | DLCURAH24ABK | ADP |  | HE31924 | *96MSN0401712A* | 22800 | 15.2 | 8.5 | 25600 | 24400 | 95.31% | 2.04 | 0 | 9.5 |  |  |  | No | R-410A | 1.9 | Residential & Commercial | No
215294470 | Central HP <5.4 tons | AIRQUEST | HRCU-A-CB (Split System: Heat Pump with Remote Outdoor Unit-Air-Source) | DLCURAH30ABK | ADP |  | H,GE8J936 | *96VTN1002122B* | 29800 | 15.2 | 8.1 | 32600 | 27200 | 83.44% | 1.8 | 0 | 9 |  |  |  | No | R-410A | 2.4833 | Residential & Commercial | No
215294479 | Central HP <5.4 tons | AIRQUEST | HRCU-A-CB (Split System: Heat Pump with Remote Outdoor Unit-Air-Source) | DLCURAH30ABK | ADP |  | H,GE80936 | *96VTN1002122B* | 30000 | 15.2 | 8.1 | 32600 | 27200 | 83.44% | 1.8 | 0 | 9 |  |  |  | No | R-410A | 2.5 | Residential & Commercial | No
215294481 | Central HP <5.4 tons | AIRQUEST | HRCU-A-CB (Split System: Heat Pump with Remote Outdoor Unit-Air-Source) | DLCURAH30ABK | ADP |  | HG81936 | *96VTN1002122B* | 30000 | 15.2 | 8.1 | 32600 | 27200 | 83.44% | 1.8 | 0 | 9 |  |  |  | No | R-410A | 2.5 | Residential & Commercial | No
213753386 | Central HP <5.4 tons | CARRIER | HRCU-A-CB (Split System: Heat Pump with Remote Outdoor Unit-Air-Source) | 38MURAQ30AB3* | ASPEN |  | D(A,C,E)36B34+TDR | 59SC2E080M21**20 | 28600 | 15.3 | 8.4 | 33400 | 23800 | 71.26% | 2.76 | 0 | 8.8 |  |  |  | No | R-410A | 2.3833 | Residential & Commercial | No
211222132 | Central HP <5.4 tons | KEEPRITE | HRCU-A-CB (Split System: Heat Pump with Remote Outdoor Unit-Air-Source) | DLCURAH30ABK |  |  | EA*4X36L21A* | *92ESN0801716A* | 29600 | 15.2 | 8.1 | 33800 | 27800 | 82.25% | 1.76 | 0 | 9 |  |  |  | No | R-410A | 2.4667 | Residential & Commercial | No
211222232 | Central HP <5.4 tons | KEEPRITE | HRCU-A-CB (Split System: Heat Pump with Remote Outdoor Unit-Air-Source) | DLCURAH30ABK |  |  | EA*4X36L21A* | *96VTN1002122A* | 29600 | 15.2 | 8.1 | 33800 | 27800 | 82.25% | 1.76 | 0 | 9 |  |  |  | No | R-410A | 2.4667 | Residential & Commercial | No
213753836 | Central HP <5.4 tons | CARRIER | HRCU-A-CB (Split System: Heat Pump with Remote Outdoor Unit-Air-Source) | 38MURAQ36AB3* | ASPEN |  | D(A,C,E)42B34+TDR | 59SP6A080V21**20 | 35400 | 16 | 8.1 | 39500 | 31600 | 80% | 2.51 | 0 | 9.5 |  |  |  | No | R-410A | 2.95 | Residential & Commercial | No
212626911 | Central HP <5.4 tons | COLEMAN | HRCU-A-CB (Split System: Heat Pump with Remote Outdoor Unit-Air-Source) | HMH72B341 | ASPEN |  | D(A,C,E)36A46+TDR | TM8E100B12MP11 | 32200 | 18 | 8.5 | 33800 | 27400 | 81.07% | 2.64 | 0 | 9.9 |  |  |  | No | R-410A | 2.6833 | Residential & Commercial | No
212626954 | Central HP <5.4 tons | COLEMAN | HRCU-A-CB (Split System: Heat Pump with Remote Outdoor Unit-Air-Source) | HMH72B341 | ASPEN |  | C(A,C,D,E)36C26+TDR | TMLE100B12MP11 | 30000 | 17.4 | 8.1 | 33800 | 27400 | 81.07% | 2.44 | 0 | 9.5 |  |  |  | No | R-410A | 2.5 | Residential & Commercial | No
212627104 | Central HP <5.4 tons | COLEMAN | HRCU-A-CB (Split System: Heat Pump with Remote Outdoor Unit-Air-Source) | HMH72B341 | ASPEN |  | D(A,C,E)42B36+TDR | TM8Y100C20MP11 | 33600 | 18 | 8.3 | 33800 | 30200 | 89.35% | 2.82 | 0 | 9.5 |  |  |  | No | R-410A | 2.8 | Residential & Commercial | No
212627111 | Central HP <5.4 tons | COLEMAN | HRCU-A-CB (Split System: Heat Pump with Remote Outdoor Unit-Air-Source) | HMH72B341 | ASPEN |  | D(A,C,E)48B26+TDR | TM8V080C16MP12 | 30200 | 17 | 8.4 | 33800 | 27200 | 80.47% | 2.65 | 0 | 9 |  |  |  | No | R-410A | 2.5167 | Residential & Commercial | No
215293526 | Central HP <5.4 tons | AIRQUEST | HRCU-A-CB (Split System: Heat Pump with Remote Outdoor Unit-Air-Source) | DLCURAH30ABK | ADP |  | HE35936 | *92MSN0801716A* | 29800 | 15.2 | 8.1 | 32400 | 27200 | 83.95% | 1.8 | 0 | 9 |  |  |  | No | R-410A | 2.4833 | Residential & Commercial | No
215293537 | Central HP <5.4 tons | AIRQUEST | HRCU-A-CB (Split System: Heat Pump with Remote Outdoor Unit-Air-Source) | DLCURAH30ABK | ADP |  | H,GE8J936 | *92MSN0801716A* | 29600 | 15.2 | 8.1 | 32400 | 27600 | 85.19% | 1.78 | 0 | 9 |  |  |  | No | R-410A | 2.4667 | Residential & Commercial | No
211712872 | Central HP <5.4 tons | ARCOAIRE | HRCU-A-CB (Split System: Heat Pump with Remote Outdoor Unit-Air-Source) | DLCURAH30ABK |  |  | EA*4X42L24A* | *80ES(N,L)1102420A* | 30000 | 15.2 | 8.1 | 33800 | 27200 | 80.47% | 1.8 | 0 | 9 |  |  |  | No | R-410A | 2.5 | Residential & Commercial | No
211713397 | Central HP <5.4 tons | ARCOAIRE | HRCU-A-CB (Split System: Heat Pump with Remote Outdoor Unit-Air-Source) | DLCURAH30ABK |  |  | EA*4X43L21A* | *80ESU0601716A | 31200 | 15.2 | 8.5 | 33400 | 26000 | 77.84% | 1.86 | 0 | 9 |  |  |  | No | R-410A | 2.6 | Residential & Commercial | No
215293542 | Central HP <5.4 tons | AIRQUEST | HRCU-A-CB (Split System: Heat Pump with Remote Outdoor Unit-Air-Source) | DLCURAH30ABK | ADP |  | H,GG1K936 | *92MSN0801716A* | 29800 | 15.2 | 8.1 | 32400 | 27200 | 83.95% | 1.8 | 0 | 9 |  |  |  | No | R-410A | 2.4833 | Residential & Commercial | No
215293585 | Central HP <5.4 tons | AIRQUEST | HRCU-A-CB (Split System: Heat Pump with Remote Outdoor Unit-Air-Source) | DLCURAH30ABK | ADP |  | HG8J936 | *92MSN0802120A* | 30000 | 15.2 | 8.1 | 32800 | 27600 | 84.15% | 1.78 | 0 | 9 |  |  |  | No | R-410A | 2.5 | Residential & Commercial | No
215293635 | Central HP <5.4 tons | AIRQUEST | HRCU-A-CB (Split System: Heat Pump with Remote Outdoor Unit-Air-Source) | DLCURAH30ABK | ADP |  | HE8J936 | *92MSN1002120A* | 30000 | 15.2 | 8.1 | 32600 | 27000 | 82.82% | 1.8 | 0 | 9 |  |  |  | No | R-410A | 2.5 | Residential & Commercial | No
215293660 | Central HP <5.4 tons | AIRQUEST | HRCU-A-CB (Split System: Heat Pump with Remote Outdoor Unit-Air-Source) | DLCURAH30ABK | ADP |  | HE32936 | *92MSN1202420A* | 29200 | 15.2 | 8.1 | 32600 | 27200 | 83.44% | 1.8 | 0 | 8.5 |  |  |  | No | R-410A | 2.4333 | Residential & Commercial | No
215293662 | Central HP <5.4 tons | AIRQUEST | HRCU-A-CB (Split System: Heat Pump with Remote Outdoor Unit-Air-Source) | DLCURAH30ABK | ADP |  | HG33936 | *92MSN1202420A* | 29600 | 15.2 | 8.1 | 32600 | 27200 | 83.44% | 1.8 | 0 | 8.5 |  |  |  | No | R-410A | 2.4667 | Residential & Commercial | No
215293667 | Central HP <5.4 tons | AIRQUEST | HRCU-A-CB (Split System: Heat Pump with Remote Outdoor Unit-Air-Source) | DLCURAH30ABK | ADP |  | H,GE34936 | *92MSN1202420A* | 30000 | 15.2 | 8.1 | 32600 | 27200 | 83.44% | 1.8 | 0 | 9 |  |  |  | No | R-410A | 2.5 | Residential & Commercial | No
215293871 | Central HP <5.4 tons | AIRQUEST | HRCU-A-CB (Split System: Heat Pump with Remote Outdoor Unit-Air-Source) | DLCURAH30ABK | ADP |  | H,GG32930 | *96MSN0802120A* | 28800 | 15.2 | 8.1 | 32600 | 27200 | 83.44% | 1.8 | 0 | 8.5 |  |  |  | No | R-410A | 2.4 | Residential & Commercial | No
215293878 | Central HP <5.4 tons | AIRQUEST | HRCU-A-CB (Split System: Heat Pump with Remote Outdoor Unit-Air-Source) | DLCURAH30ABK | ADP |  | HG33936 | *96MSN0802120A* | 29200 | 15.2 | 8.1 | 32600 | 27200 | 83.44% | 1.8 | 0 | 8.5 |  |  |  | No | R-410A | 2.4333 | Residential & Commercial | No
215293885 | Central HP <5.4 tons | AIRQUEST | HRCU-A-CB (Split System: Heat Pump with Remote Outdoor Unit-Air-Source) | DLCURAH30ABK | ADP |  | H,GG35936 | *96MSN0802120A* | 29800 | 15.2 | 8.1 | 32600 | 27200 | 83.44% | 1.8 | 0 | 9 |  |  |  | No | R-410A | 2.4833 | Residential & Commercial | No
215292989 | Central HP <5.4 tons | AIRQUEST | HRCU-A-CB (Split System: Heat Pump with Remote Outdoor Unit-Air-Source) | DLCURAH24ABK | ADP |  | HE32936 | *96VTN0801716B* | 22800 | 17 | 8.5 | 24600 | 24600 | 100% | 2.08 | 0 | 9.5 |  |  |  | No | R-410A | 1.9 | Residential & Commercial | No
215293930 | Central HP <5.4 tons | AIRQUEST | HRCU-A-CB (Split System: Heat Pump with Remote Outdoor Unit-Air-Source) | DLCURAH30ABK | ADP |  | H,GG34936 | *96MSN1002120A* | 30200 | 15.2 | 8.5 | 32400 | 27000 | 83.33% | 1.8 | 0 | 9 |  |  |  | No | R-410A | 2.5167 | Residential & Commercial | No
215293946 | Central HP <5.4 tons | AIRQUEST | HRCU-A-CB (Split System: Heat Pump with Remote Outdoor Unit-Air-Source) | DLCURAH30ABK | ADP |  | HE7J936 | *96MSN1002120A* | 29600 | 15.2 | 8.5 | 32400 | 27000 | 83.33% | 1.8 | 0 | 8.5 |  |  |  | No | R-410A | 2.4667 | Residential & Commercial | No
215294205 | Central HP <5.4 tons | AIRQUEST | HRCU-A-CB (Split System: Heat Pump with Remote Outdoor Unit-Air-Source) | DLCURAH30ABK | ADP |  | H,GE33936 | *96VTN0802120A* | 29000 | 15.2 | 8.1 | 32000 | 27000 | 84.38% | 1.78 | 0 | 8.5 |  |  |  | No | R-410A | 2.4167 | Residential & Commercial | No
215294373 | Central HP <5.4 tons | AIRQUEST | HRCU-A-CB (Split System: Heat Pump with Remote Outdoor Unit-Air-Source) | DLCURAH30ABK | ADP |  | HE8J936 | *96VTN1002120B* | 30000 | 15.2 | 8.5 | 32600 | 27200 | 83.44% | 1.8 | 0 | 9 |  |  |  | No | R-410A | 2.5 | Residential & Commercial | No
215294378 | Central HP <5.4 tons | AIRQUEST | HRCU-A-CB (Split System: Heat Pump with Remote Outdoor Unit-Air-Source) | DLCURAH30ABK | ADP |  | H,GE1K936 | *96VTN1002120B* | 30200 | 15.2 | 8.5 | 32600 | 27200 | 83.44% | 1.8 | 0 | 9 |  |  |  | No | R-410A | 2.5167 | Residential & Commercial | No
215294380 | Central HP <5.4 tons | AIRQUEST | HRCU-A-CB (Split System: Heat Pump with Remote Outdoor Unit-Air-Source) | DLCURAH30ABK | ADP |  | HG80936 | *96VTN1002120B* | 30200 | 15.2 | 8.5 | 32600 | 27200 | 83.44% | 1.8 | 0 | 9 |  |  |  | No | R-410A | 2.5167 | Residential & Commercial | No
215294387 | Central HP <5.4 tons | AIRQUEST | HRCU-A-CB (Split System: Heat Pump with Remote Outdoor Unit-Air-Source) | DLCURAH30ABK | ADP |  | H,GG24936 | *96VTN1002122A* | 28800 | 15.2 | 8.1 | 32200 | 27400 | 85.09% | 1.76 | 0 | 8.5 |  |  |  | No | R-410A | 2.4 | Residential & Commercial | No
215294394 | Central HP <5.4 tons | AIRQUEST | HRCU-A-CB (Split System: Heat Pump with Remote Outdoor Unit-Air-Source) | DLCURAH30ABK | ADP |  | H,GG32936 | *96VTN1002122A* | 29000 | 15.2 | 8.1 | 32200 | 27400 | 85.09% | 1.76 | 0 | 8.5 |  |  |  | No | R-410A | 2.4167 | Residential & Commercial | No
212624836 | Central HP <5.4 tons | COLEMAN | HRCU-A-CB (Split System: Heat Pump with Remote Outdoor Unit-Air-Source) | HMH72B341 | ASPEN |  | D(A,C,E)36B44+TDR | TL9E080C16UH11 | 33000 | 17.5 | 8.5 | 34000 | 28000 | 82.35% | 2.66 | 0 | 9 |  |  |  | No | R-410A | 2.75 | Residential & Commercial | No
212624850 | Central HP <5.4 tons | COLEMAN | HRCU-A-CB (Split System: Heat Pump with Remote Outdoor Unit-Air-Source) | HMH72B341 | ASPEN |  | D(A,C,E)48C34+TDR | TL9E080C16UH11 | 33000 | 17.5 | 8.5 | 34000 | 28000 | 82.35% | 2.66 | 0 | 9 |  |  |  | No | R-410A | 2.75 | Residential & Commercial | No
212624918 | Central HP <5.4 tons | COLEMAN | HRCU-A-CB (Split System: Heat Pump with Remote Outdoor Unit-Air-Source) | HMH72B341 | ASPEN |  | C(A,C,D,E)48D24+TDR | TM8Y080C16MP11 | 31000 | 18.2 | 8.5 | 34000 | 27400 | 80.59% | 2.67 | 0 | 9.7 |  |  |  | No | R-410A | 2.5833 | Residential & Commercial | No
212624953 | Central HP <5.4 tons | COLEMAN | HRCU-A-CB (Split System: Heat Pump with Remote Outdoor Unit-Air-Source) | HMH72B341 | ASPEN |  | D(A,C,E)48C24+TDR | TM8Y080C16MP11 | 30600 | 18.1 | 8.5 | 34000 | 27400 | 80.59% | 2.67 | 0 | 9.6 |  |  |  | No | R-410A | 2.55 | Residential & Commercial | No
212625087 | Central HP <5.4 tons | COLEMAN | HRCU-A-CB (Split System: Heat Pump with Remote Outdoor Unit-Air-Source) | HMH72B341 | ASPEN |  | C(A,C,D,E)36A44+TDR | TP9C100C16MP13 | 32000 | 17.5 | 8.1 | 34000 | 27400 | 80.59% | 2.47 | 0 | 9.9 |  |  |  | No | R-410A | 2.6667 | Residential & Commercial | No
212625101 | Central HP <5.4 tons | COLEMAN | HRCU-A-CB (Split System: Heat Pump with Remote Outdoor Unit-Air-Source) | HMH72B341 | ASPEN |  | C(A,C,D,E)42C24+TDR | TP9C100C16MP13 | 30200 | 17 | 8.1 | 34000 | 27400 | 80.59% | 2.47 | 0 | 9 |  |  |  | No | R-410A | 2.5167 | Residential & Commercial | No
212625185 | Central HP <5.4 tons | COLEMAN | HRCU-A-CB (Split System: Heat Pump with Remote Outdoor Unit-Air-Source) | HMH72B341 | ASPEN |  | D(A,C,E)48A34+TDR | TL8E100C20UH11 | 32200 | 17.5 | 8.4 | 34000 | 27400 | 80.59% | 2.66 | 0 | 9.9 |  |  |  | No | R-410A | 2.6833 | Residential & Commercial | No
215294412 | Central HP <5.4 tons | AIRQUEST | HRCU-A-CB (Split System: Heat Pump with Remote Outdoor Unit-Air-Source) | DLCURAH30ABK | ADP |  | H,GE36936 | *96VTN1002122A* | 30000 | 15.2 | 8.1 | 32400 | 26800 | 82.72% | 1.8 | 0 | 9 |  |  |  | No | R-410A | 2.5 | Residential & Commercial | No
215294423 | Central HP <5.4 tons | AIRQUEST | HRCU-A-CB (Split System: Heat Pump with Remote Outdoor Unit-Air-Source) | DLCURAH30ABK | ADP |  | H,GG9J936 | *96VTN1002122A* | 29800 | 15.2 | 8.1 | 32400 | 26800 | 82.72% | 1.8 | 0 | 9 |  |  |  | No | R-410A | 2.4833 | Residential & Commercial | No
215294439 | Central HP <5.4 tons | AIRQUEST | HRCU-A-CB (Split System: Heat Pump with Remote Outdoor Unit-Air-Source) | DLCURAH30ABK | ADP |  | HG31930 | *96VTN1002122B* | 28800 | 15.2 | 8.1 | 32600 | 27600 | 84.66% | 1.78 | 0 | 8.5 |  |  |  | No | R-410A | 2.4 | Residential & Commercial | No
212383300 | Central HP <5.4 tons | GRANDAIRE | HRCU-A-CB (Split System: Heat Pump with Remote Outdoor Unit-Air-Source) | WDLCURAH36ABK |  |  | WLA*364CA* | WFER090B042A* | 35600 | 15.5 | 8.1 | 39500 | 35200 | 89.11% | 1.84 | 0 | 9.5 |  |  |  | No | R-410A | 2.9667 | Residential & Commercial | No
211222788 | Central HP <5.4 tons | ARCOAIRE | HRCU-A-CB (Split System: Heat Pump with Remote Outdoor Unit-Air-Source) | DLCURAH30ABK |  |  | FXM4X36**AL |  | 31000 | 15.2 | 8.1 | 33600 | 26400 | 78.57% | 1.82 | 0 | 9 |  |  |  | No | R-410A | 2.5833 | Residential & Commercial | No
215293037 | Central HP <5.4 tons | AIRQUEST | HRCU-A-CB (Split System: Heat Pump with Remote Outdoor Unit-Air-Source) | DLCURAH24ABK | ADP |  | HG32936 | *96VTN0802120A* | 23200 | 17 | 8.5 | 24200 | 22800 | 94.21% | 1.94 | 0 | 9.5 |  |  |  | No | R-410A | 1.9333 | Residential & Commercial | No
215293038 | Central HP <5.4 tons | AIRQUEST | HRCU-A-CB (Split System: Heat Pump with Remote Outdoor Unit-Air-Source) | DLCURAH24ABK | ADP |  | H,GE32930 | *96VTN0802120A* | 23200 | 17 | 8.5 | 24200 | 22800 | 94.21% | 1.94 | 0 | 9.5 |  |  |  | No | R-410A | 1.9333 | Residential & Commercial | No
211240403 | Central HP <5.4 tons | ARCOAIRE | HRCU-A-CB (Split System: Heat Pump with Remote Outdoor Unit-Air-Source) | DLCURAH24ABK |  |  | EA*4X24L17A* | *96VSN0401712A* | 23000 | 15.5 | 8.5 | 26400 | 26000 | 98.48% | 2.18 | 0 | 9.5 |  |  |  | No | R-410A | 1.9167 | Residential & Commercial | No
211227317 | Central HP <5.4 tons | GRANDAIRE | HRCU-A-CB (Split System: Heat Pump with Remote Outdoor Unit-Air-Source) | WDLCURAH36ABK |  |  | WLA*424CA* | WFER070B048A* | 35200 | 16 | 8.1 | 38500 | 35000 | 90.91% | 1.88 | 0 | 9.5 |  |  |  | No | R-410A | 2.9333 | Residential & Commercial | No
211712649 | Central HP <5.4 tons | ARCOAIRE | HRCU-A-CB (Split System: Heat Pump with Remote Outdoor Unit-Air-Source) | DLCURAH30ABK |  |  | EA*4X42L24A* | *96VTN1002122A* | 29600 | 15.2 | 8.1 | 33800 | 27200 | 80.47% | 1.78 | 0 | 9 |  |  |  | No | R-410A | 2.4667 | Residential & Commercial | No
215294396 | Central HP <5.4 tons | AIRQUEST | HRCU-A-CB (Split System: Heat Pump with Remote Outdoor Unit-Air-Source) | DLCURAH30ABK | ADP |  | H,GE32930 | *96VTN1002122A* | 29000 | 15.2 | 8.1 | 32200 | 27400 | 85.09% | 1.76 | 0 | 8.5 |  |  |  | No | R-410A | 2.4167 | Residential & Commercial | No
215294414 | Central HP <5.4 tons | AIRQUEST | HRCU-A-CB (Split System: Heat Pump with Remote Outdoor Unit-Air-Source) | DLCURAH30ABK | ADP |  | H,GG37936 | *96VTN1002122A* | 30000 | 15.2 | 8.1 | 32400 | 26800 | 82.72% | 1.8 | 0 | 9 |  |  |  | No | R-410A | 2.5 | Residential & Commercial | No
215294471 | Central HP <5.4 tons | AIRQUEST | HRCU-A-CB (Split System: Heat Pump with Remote Outdoor Unit-Air-Source) | DLCURAH30ABK | ADP |  | HE8J936 | *96VTN1002122B* | 29800 | 15.2 | 8.1 | 32600 | 27200 | 83.44% | 1.8 | 0 | 9 |  |  |  | No | R-410A | 2.4833 | Residential & Commercial | No
212627118 | Central HP <5.4 tons | COLEMAN | HRCU-A-CB (Split System: Heat Pump with Remote Outdoor Unit-Air-Source) | HMH72B341 | ASPEN |  | D(A,C,E)42A36+TDR | TL9E080C16UH11 | 31800 | 17.5 | 8.4 | 33800 | 27800 | 82.25% | 2.63 | 0 | 9.4 |  |  |  | No | R-410A | 2.65 | Residential & Commercial | No
212627136 | Central HP <5.4 tons | COLEMAN | HRCU-A-CB (Split System: Heat Pump with Remote Outdoor Unit-Air-Source) | HMH72B341 | ASPEN |  | C(A,C,D,E)42A26+TDR | TM8V080C16MP12 | 29200 | 16.7 | 8.5 | 33800 | 27200 | 80.47% | 2.67 | 0 | 9.4 |  |  |  | No | R-410A | 2.4333 | Residential & Commercial | No
212627145 | Central HP <5.4 tons | COLEMAN | HRCU-A-CB (Split System: Heat Pump with Remote Outdoor Unit-Air-Source) | HMH72B341 | ASPEN |  | D(A,C,E)48A36+TDR | TL9E080C16UH11 | 32200 | 17.5 | 8.5 | 33800 | 27800 | 82.25% | 2.66 | 0 | 9.4 |  |  |  | No | R-410A | 2.6833 | Residential & Commercial | No
212627152 | Central HP <5.4 tons | COLEMAN | HRCU-A-CB (Split System: Heat Pump with Remote Outdoor Unit-Air-Source) | HMH72B341 | ASPEN |  | C(A,C,D,E)42A26+TDR | TM8Y080C16MP11 | 29200 | 17.7 | 8.5 | 33800 | 27200 | 80.47% | 2.67 | 0 | 9.4 |  |  |  | No | R-410A | 2.4333 | Residential & Commercial | No
212625352 | Central HP <5.4 tons | COLEMAN | HRCU-A-CB (Split System: Heat Pump with Remote Outdoor Unit-Air-Source) | HMH72B341 | ASPEN |  | D(A,C,E)42D24+TDR | CP9C100C20MP13 | 30400 | 17.1 | 8.1 | 34000 | 28400 | 83.53% | 2.46 | 0 | 9 |  |  |  | No | R-410A | 2.5333 | Residential & Commercial | No
212625384 | Central HP <5.4 tons | COLEMAN | HRCU-A-CB (Split System: Heat Pump with Remote Outdoor Unit-Air-Source) | HMH72B341 | ASPEN |  | C(A,C,D,E)42D24+TDR | TM9V100C20MP12 | 30400 | 17.1 | 8.5 | 34000 | 28400 | 83.53% | 2.7 | 0 | 9 |  |  |  | No | R-410A | 2.5333 | Residential & Commercial | No
212625386 | Central HP <5.4 tons | COLEMAN | HRCU-A-CB (Split System: Heat Pump with Remote Outdoor Unit-Air-Source) | HMH72B341 | ASPEN |  | C(A,C,D,E)48C24+TDR | TM9V100C20MP12 | 30400 | 17.1 | 8.5 | 34000 | 28400 | 83.53% | 2.7 | 0 | 9 |  |  |  | No | R-410A | 2.5333 | Residential & Commercial | No
212625404 | Central HP <5.4 tons | COLEMAN | HRCU-A-CB (Split System: Heat Pump with Remote Outdoor Unit-Air-Source) | HMH72B341 | ASPEN |  | D(A,C,E)42A44+TDR | TM9V100C20MP12 | 32400 | 17.5 | 8.5 | 34000 | 28400 | 83.53% | 2.7 | 0 | 9.5 |  |  |  | No | R-410A | 2.7 | Residential & Commercial | No
213753612 | Central HP <5.4 tons | CARRIER | HRCU-A-CB (Split System: Heat Pump with Remote Outdoor Unit-Air-Source) | 38MURAQ30AB3* | ASPEN |  | D(A,C,E)30D44+TDR | 59TP6C100V21**20 | 29600 | 15.2 | 8.5 | 34200 | 24200 | 70.76% | 2.69 | 0 | 9 |  |  |  | No | R-410A | 2.4667 | Residential & Commercial | No
213146412 | Central HP <5.4 tons | BRYANT HEATING AND COOLING SYSTEMS | HRCU-A-CB (Split System: Heat Pump with Remote Outdoor Unit-Air-Source) | 38MURAQ30AB3* | ADP |  | C36A***L159+AEFE3A* |  | 30400 | 15.2 | 8.5 | 33400 | 27000 | 80.84% | 1.82 | 0 | 9 |  |  |  | No | R-410A | 2.5333 | Residential & Commercial | No
211227306 | Central HP <5.4 tons | GRANDAIRE | HRCU-A-CB (Split System: Heat Pump with Remote Outdoor Unit-Air-Source) | WDLCURAH36ABK |  |  | WLA*424CA* | WFER070B036A* | 35600 | 15.2 | 8.1 | 39500 | 35200 | 89.11% | 1.88 | 0 | 9.5 |  |  |  | No | R-410A | 2.9667 | Residential & Commercial | No
213076038 | Central HP <5.4 tons | KEEPRITE | HRCU-A-CB (Split System: Heat Pump with Remote Outdoor Unit-Air-Source) | DLCURAH30ABK |  |  | EA*4X42L21A* | *95MSU1002120A* | 29800 | 15.2 | 8.1 | 38500 | 27600 | 71.69% | 1.78 | 0 | 9 |  |  |  | No | R-410A | 2.4833 | Residential & Commercial | No
211712774 | Central HP <5.4 tons | ARCOAIRE | HRCU-A-CB (Split System: Heat Pump with Remote Outdoor Unit-Air-Source) | DLCURAH30ABK |  |  | EA*4X42L24A* | *96VTN0802120A* | 29600 | 15.2 | 8.1 | 33600 | 27400 | 81.55% | 1.78 | 0 | 9 |  |  |  | No | R-410A | 2.4667 | Residential & Commercial | No
212383299 | Central HP <5.4 tons | GRANDAIRE | HRCU-A-CB (Split System: Heat Pump with Remote Outdoor Unit-Air-Source) | WDLCURAH36ABK |  |  | WLA*364CA* | WFEL090B042B* | 35600 | 15.5 | 8.1 | 39500 | 35200 | 89.11% | 1.84 | 0 | 9.5 |  |  |  | No | R-410A | 2.9667 | Residential & Commercial | No
211227294 | Central HP <5.4 tons | GRANDAIRE | HRCU-A-CB (Split System: Heat Pump with Remote Outdoor Unit-Air-Source) | WDLCURAH36ABK |  |  | WLA*424CA* | WFER045B036A* | 35200 | 15.5 | 8.1 | 38500 | 35000 | 90.91% | 1.86 | 0 | 9.5 |  |  |  | No | R-410A | 2.9333 | Residential & Commercial | No
211227305 | Central HP <5.4 tons | GRANDAIRE | HRCU-A-CB (Split System: Heat Pump with Remote Outdoor Unit-Air-Source) | WDLCURAH36ABK |  |  | WLA*424CA* | WFEL070B036B* | 35600 | 15.2 | 8.1 | 39500 | 35200 | 89.11% | 1.88 | 0 | 9.5 |  |  |  | No | R-410A | 2.9667 | Residential & Commercial | No
212627186 | Central HP <5.4 tons | COLEMAN | HRCU-A-CB (Split System: Heat Pump with Remote Outdoor Unit-Air-Source) | HMH72B341 | ASPEN |  | D(A,C,E)48D36+TDR | TM9E040A10MP12 | 32200 | 17 | 8.1 | 33400 | 28400 | 85.03% | 2.42 | 0 | 9.5 |  |  |  | No | R-410A | 2.6833 | Residential & Commercial | No
212627227 | Central HP <5.4 tons | COLEMAN | HRCU-A-CB (Split System: Heat Pump with Remote Outdoor Unit-Air-Source) | HMH72B341 | ASPEN |  | D(A,C,E)42D36+TDR | TM8V080B12MP12 | 32400 | 17 | 8.1 | 33600 | 29400 | 87.5% | 2.42 | 0 | 9.5 |  |  |  | No | R-410A | 2.7 | Residential & Commercial | No
212627229 | Central HP <5.4 tons | COLEMAN | HRCU-A-CB (Split System: Heat Pump with Remote Outdoor Unit-Air-Source) | HMH72B341 | ASPEN |  | D(A,C,E)48D36+TDR | TM8V080B12MP12 | 32400 | 17 | 8.1 | 33600 | 29400 | 87.5% | 2.42 | 0 | 9.5 |  |  |  | No | R-410A | 2.7 | Residential & Commercial | No
212627238 | Central HP <5.4 tons | COLEMAN | HRCU-A-CB (Split System: Heat Pump with Remote Outdoor Unit-Air-Source) | HMH72B341 | ASPEN |  | C(A,C,D,E)36A46+TDR | TL9E060B12UH11 | 32000 | 18 | 8.1 | 34000 | 27800 | 81.76% | 2.4 | 0 | 9.4 |  |  |  | No | R-410A | 2.6667 | Residential & Commercial | No
212625418 | Central HP <5.4 tons | COLEMAN | HRCU-A-CB (Split System: Heat Pump with Remote Outdoor Unit-Air-Source) | HMH72B341 | ASPEN |  | D(A,C,E)48C24+TDR | TM9V100C20MP12 | 30400 | 17.1 | 8.5 | 34000 | 28400 | 83.53% | 2.7 | 0 | 9 |  |  |  | No | R-410A | 2.5333 | Residential & Commercial | No
212625519 | Central HP <5.4 tons | COLEMAN | HRCU-A-CB (Split System: Heat Pump with Remote Outdoor Unit-Air-Source) | HMH72B341 | ASPEN |  | C(A,C,D,E)42A26+TDR | TPLC100C20MP13 | 28600 | 15.6 | 8.1 | 32000 | 27600 | 86.25% | 2.44 | 0 | 8.4 |  |  |  | No | R-410A | 2.3833 | Residential & Commercial | No
212625571 | Central HP <5.4 tons | COLEMAN | HRCU-A-CB (Split System: Heat Pump with Remote Outdoor Unit-Air-Source) | HMH72B341 | ASPEN |  | D(A,C,E)36A36+TDR | TM8V100C20MP12 | 31000 | 16.3 | 8.1 | 32200 | 27600 | 85.71% | 2.44 | 0 | 8.8 |  |  |  | No | R-410A | 2.5833 | Residential & Commercial | No
212625601 | Central HP <5.4 tons | COLEMAN | HRCU-A-CB (Split System: Heat Pump with Remote Outdoor Unit-Air-Source) | HMH72B341 | ASPEN |  | D(A,C,E)48B26+TDR | TPLC100C20MP13 | 29600 | 15.9 | 8.1 | 32200 | 27600 | 85.71% | 2.44 | 0 | 8 |  |  |  | No | R-410A | 2.4667 | Residential & Commercial | No
211227329 | Central HP <5.4 tons | GRANDAIRE | HRCU-A-CB (Split System: Heat Pump with Remote Outdoor Unit-Air-Source) | WDLCURAH36ABK |  |  | WLA*424CA* | WFER070C048A* | 35200 | 16 | 8.1 | 38500 | 35000 | 90.91% | 1.88 | 0 | 9.5 |  |  |  | No | R-410A | 2.9333 | Residential & Commercial | No
211222067 | Central HP <5.4 tons | ARCOAIRE | HRCU-A-CB (Split System: Heat Pump with Remote Outdoor Unit-Air-Source) | DLCURAH30ABK |  |  | EA*4X36L21A* | *80ESU0802120A | 29600 | 15.2 | 8.1 | 33800 | 27600 | 81.66% | 1.76 | 0 | 9 |  |  |  | No | R-410A | 2.4667 | Residential & Commercial | No
212627272 | Central HP <5.4 tons | COLEMAN | HRCU-A-CB (Split System: Heat Pump with Remote Outdoor Unit-Air-Source) | HMH72B341 | ASPEN |  | C(A,C,D,E)36C26+TDR | TM9E060B12MP12 | 29800 | 16.9 | 8.1 | 34000 | 28000 | 82.35% | 2.39 | 0 | 9 |  |  |  | No | R-410A | 2.4833 | Residential & Commercial | No
212627336 | Central HP <5.4 tons | COLEMAN | HRCU-A-CB (Split System: Heat Pump with Remote Outdoor Unit-Air-Source) | HMH72B341 | ASPEN |  | C(A,C,D,E)36B26+TDR | TM9V060B12MP12 | 29400 | 16.7 | 8.1 | 34000 | 27800 | 81.76% | 2.42 | 0 | 9 |  |  |  | No | R-410A | 2.45 | Residential & Commercial | No
212627338 | Central HP <5.4 tons | COLEMAN | HRCU-A-CB (Split System: Heat Pump with Remote Outdoor Unit-Air-Source) | HMH72B341 | ASPEN |  | C(A,C,D,E)36C26+TDR | TM9V060B12MP12 | 29800 | 16.9 | 8.1 | 34000 | 27800 | 81.76% | 2.42 | 0 | 9 |  |  |  | No | R-410A | 2.4833 | Residential & Commercial | No
212627347 | Central HP <5.4 tons | COLEMAN | HRCU-A-CB (Split System: Heat Pump with Remote Outdoor Unit-Air-Source) | HMH72B341 | ASPEN |  | D(A,C,E)42A46+TDR | TM9V060B12MP12 | 32600 | 17.5 | 8.1 | 34000 | 27800 | 81.76% | 2.42 | 0 | 9.5 |  |  |  | No | R-410A | 2.7167 | Residential & Commercial | No
212625604 | Central HP <5.4 tons | COLEMAN | HRCU-A-CB (Split System: Heat Pump with Remote Outdoor Unit-Air-Source) | HMH72B341 | ASPEN |  | C(A,C,D,E)48A36+TDR | TPLC120C20MP13 | 31600 | 16.5 | 8.1 | 32200 | 27600 | 85.71% | 2.44 | 0 | 8.9 |  |  |  | No | R-410A | 2.6333 | Residential & Commercial | No
212625605 | Central HP <5.4 tons | COLEMAN | HRCU-A-CB (Split System: Heat Pump with Remote Outdoor Unit-Air-Source) | HMH72B341 | ASPEN |  | D(A,C,E)36A36+TDR | TPLC120C20MP13 | 31000 | 16.3 | 8.1 | 32200 | 27600 | 85.71% | 2.44 | 0 | 8.8 |  |  |  | No | R-410A | 2.5833 | Residential & Commercial | No
212625619 | Central HP <5.4 tons | COLEMAN | HRCU-A-CB (Split System: Heat Pump with Remote Outdoor Unit-Air-Source) | HMH72B341 | ASPEN |  | D(A,C,E)48B26+TDR | CP9C120D20MP13 | 29800 | 16.4 | 8.1 | 32200 | 28000 | 86.96% | 2.51 | 0 | 9 |  |  |  | No | R-410A | 2.4833 | Residential & Commercial | No
212625652 | Central HP <5.4 tons | COLEMAN | HRCU-A-CB (Split System: Heat Pump with Remote Outdoor Unit-Air-Source) | HMH72B341 | ASPEN |  | C(A,C,D,E)36C26+TDR | TMLV120C20MP12 | 29000 | 15.8 | 8.1 | 32400 | 27400 | 84.57% | 2.45 | 0 | 8.5 |  |  |  | No | R-410A | 2.4167 | Residential & Commercial | No
211222532 | Central HP <5.4 tons | ARCOAIRE | HRCU-A-CB (Split System: Heat Pump with Remote Outdoor Unit-Air-Source) | DLCURAH30ABK |  |  | EA*4X37L21A* | *80ESU0601716A | 31200 | 15.2 | 8.5 | 33400 | 26000 | 77.84% | 1.86 | 0 | 9 |  |  |  | No | R-410A | 2.6 | Residential & Commercial | No
211713349 | Central HP <5.4 tons | ARCOAIRE | HRCU-A-CB (Split System: Heat Pump with Remote Outdoor Unit-Air-Source) | DLCURAH30ABK |  |  | EA*4X43L21A* | *92ESN0802120A* | 31200 | 15.2 | 8.5 | 33600 | 26000 | 77.38% | 1.88 | 0 | 9 |  |  |  | No | R-410A | 2.6 | Residential & Commercial | No
213495325 | Central HP <5.4 tons | CHAMPION HEATING AND COOLING | HRCU-A-CB (Split System: Heat Pump with Remote Outdoor Unit-Air-Source) | HMH72B341 | ASPEN |  | C(A,C,D,E)48A36+TDR | Z8ES100C16LMPS1 | 32200 | 18 | 8.5 | 33200 | 28200 | 84.94% | 2.7 | 0 | 9.4 |  |  |  | No | R-410A | 2.6833 | Residential & Commercial | No
212624010 | Central HP <5.4 tons | COLEMAN | HRCU-A-CB (Split System: Heat Pump with Remote Outdoor Unit-Air-Source) | HMH72B341 | ASPEN |  | C(A,C,D,E)36B34+TDR | TMLE080B12MP11 | 32000 | 18 | 8.1 | 34000 | 28000 | 82.35% | 2.41 | 0 | 9.4 |  |  |  | No | R-410A | 2.6667 | Residential & Commercial | No
212624012 | Central HP <5.4 tons | COLEMAN | HRCU-A-CB (Split System: Heat Pump with Remote Outdoor Unit-Air-Source) | HMH72B341 | ASPEN |  | C(A,C,D,E)36C34+TDR | TMLE080B12MP11 | 32400 | 18 | 8.1 | 34000 | 28000 | 82.35% | 2.41 | 0 | 9.5 |  |  |  | No | R-410A | 2.7 | Residential & Commercial | No
212624080 | Central HP <5.4 tons | COLEMAN | HRCU-A-CB (Split System: Heat Pump with Remote Outdoor Unit-Air-Source) | HMH72B341 | ASPEN |  | C(A,C,D,E)36D24+TDR | TM8V060A12MP12 | 31600 | 17.5 | 8.1 | 33400 | 28800 | 86.23% | 2.49 | 0 | 9.5 |  |  |  | No | R-410A | 2.6333 | Residential & Commercial | No
212625653 | Central HP <5.4 tons | COLEMAN | HRCU-A-CB (Split System: Heat Pump with Remote Outdoor Unit-Air-Source) | HMH72B341 | ASPEN |  | D(A,C,E)36D26+TDR | TMLV120C20MP12 | 29600 | 15.9 | 8.1 | 32400 | 27400 | 84.57% | 2.45 | 0 | 8 |  |  |  | No | R-410A | 2.4667 | Residential & Commercial | No
212625668 | Central HP <5.4 tons | COLEMAN | HRCU-A-CB (Split System: Heat Pump with Remote Outdoor Unit-Air-Source) | HMH72B341 | ASPEN |  | D(A,C,E)36B36+TDR | CPLC100C20MP13 | 31400 | 16.5 | 8.1 | 32400 | 27800 | 85.8% | 2.44 | 0 | 8.9 |  |  |  | No | R-410A | 2.6167 | Residential & Commercial | No
212625703 | Central HP <5.4 tons | COLEMAN | HRCU-A-CB (Split System: Heat Pump with Remote Outdoor Unit-Air-Source) | HMH72B341 | ASPEN |  | C(A,C,D,E)36C36+TDR | TM8V100C20MP12 | 31800 | 16.5 | 8.1 | 32400 | 27800 | 85.8% | 2.44 | 0 | 8.9 |  |  |  | No | R-410A | 2.65 | Residential & Commercial | No
212625722 | Central HP <5.4 tons | COLEMAN | HRCU-A-CB (Split System: Heat Pump with Remote Outdoor Unit-Air-Source) | HMH72B341 | ASPEN |  | C(A,C,D,E)36C36+TDR | TM8V120C20MP12 | 31800 | 16.5 | 8.5 | 32400 | 27800 | 85.8% | 2.7 | 0 | 8.9 |  |  |  | No | R-410A | 2.65 | Residential & Commercial | No
212624146 | Central HP <5.4 tons | COLEMAN | HRCU-A-CB (Split System: Heat Pump with Remote Outdoor Unit-Air-Source) | HMH72B341 | ASPEN |  | C(A,C,D,E)48C24+TDR | TM9V080B12MP12 | 31800 | 17 | 8.5 | 34000 | 29400 | 86.47% | 2.73 | 0 | 9 |  |  |  | No | R-410A | 2.65 | Residential & Commercial | No
212624155 | Central HP <5.4 tons | COLEMAN | HRCU-A-CB (Split System: Heat Pump with Remote Outdoor Unit-Air-Source) | HMH72B341 | ASPEN |  | C(A,C,D,E)36D24+TDR | TP9C080B12MP13 | 31400 | 17 | 8.1 | 33600 | 29600 | 88.1% | 2.45 | 0 | 9.5 |  |  |  | No | R-410A | 2.6167 | Residential & Commercial | No
212624187 | Central HP <5.4 tons | COLEMAN | HRCU-A-CB (Split System: Heat Pump with Remote Outdoor Unit-Air-Source) | HMH72B341 | ASPEN |  | D(A,C,E)48B34+TDR | TM9Y100C20MP11 | 32600 | 15.5 | 8.1 | 34000 | 27800 | 81.76% | 2.38 | 0 | 9.5 |  |  |  | No | R-410A | 2.7167 | Residential & Commercial | No
212627354 | Central HP <5.4 tons | COLEMAN | HRCU-A-CB (Split System: Heat Pump with Remote Outdoor Unit-Air-Source) | HMH72B341 | ASPEN |  | D(A,C,E)48C26+TDR | TM9V060B12MP12 | 30800 | 17.2 | 8.1 | 34000 | 27800 | 81.76% | 2.42 | 0 | 9 |  |  |  | No | R-410A | 2.5667 | Residential & Commercial | No
212627422 | Central HP <5.4 tons | COLEMAN | HRCU-A-CB (Split System: Heat Pump with Remote Outdoor Unit-Air-Source) | HMH72B341 | ASPEN |  | C(A,C,D,E)48C26+TDR | TM8E080B12MP11 | 30600 | 17.7 | 8.5 | 34000 | 28000 | 82.35% | 2.63 | 0 | 9 |  |  |  | No | R-410A | 2.55 | Residential & Commercial | No
212627438 | Central HP <5.4 tons | COLEMAN | HRCU-A-CB (Split System: Heat Pump with Remote Outdoor Unit-Air-Source) | HMH72B341 | ASPEN |  | D(A,C,E)48D26+TDR | TM8E080B12MP11 | 31000 | 17.8 | 8.5 | 34000 | 28000 | 82.35% | 2.63 | 0 | 9.2 |  |  |  | No | R-410A | 2.5833 | Residential & Commercial | No
212624380 | Central HP <5.4 tons | COLEMAN | HRCU-A-CB (Split System: Heat Pump with Remote Outdoor Unit-Air-Source) | HMH72B341 | ASPEN |  | C(A,C,D,E)48A34+TDR | TL8E080C16UH11 | 32200 | 17.5 | 8.4 | 34000 | 27800 | 81.76% | 2.66 | 0 | 9.9 |  |  |  | No | R-410A | 2.6833 | Residential & Commercial | No
212624389 | Central HP <5.4 tons | COLEMAN | HRCU-A-CB (Split System: Heat Pump with Remote Outdoor Unit-Air-Source) | HMH72B341 | ASPEN |  | C(A,C,D,E)42C24+TDR | TM9Y080C16MP11 | 30200 | 17.9 | 8.5 | 34000 | 28000 | 82.35% | 2.66 | 0 | 9 |  |  |  | No | R-410A | 2.5167 | Residential & Commercial | No
212625735 | Central HP <5.4 tons | COLEMAN | HRCU-A-CB (Split System: Heat Pump with Remote Outdoor Unit-Air-Source) | HMH72B341 | ASPEN |  | D(A,C,E)48C26+TDR | TM8V120C20MP12 | 30000 | 16 | 8.5 | 32400 | 27800 | 85.8% | 2.7 | 0 | 8.6 |  |  |  | No | R-410A | 2.5 | Residential & Commercial | No
212625755 | Central HP <5.4 tons | COLEMAN | HRCU-A-CB (Split System: Heat Pump with Remote Outdoor Unit-Air-Source) | HMH72B341 | ASPEN |  | D(A,C,E)48C36+TDR | TMLV120C20MP12 | 32600 | 16.5 | 8.1 | 32400 | 27800 | 85.8% | 2.44 | 0 | 9 |  |  |  | No | R-410A | 2.7167 | Residential & Commercial | No
212625769 | Central HP <5.4 tons | COLEMAN | HRCU-A-CB (Split System: Heat Pump with Remote Outdoor Unit-Air-Source) | HMH72B341 | ASPEN |  | D(A,C,E)42C36+TDR | TPLC100C20MP13 | 32200 | 16.5 | 8.1 | 32400 | 27800 | 85.8% | 2.44 | 0 | 9 |  |  |  | No | R-410A | 2.6833 | Residential & Commercial | No
212625785 | Central HP <5.4 tons | COLEMAN | HRCU-A-CB (Split System: Heat Pump with Remote Outdoor Unit-Air-Source) | HMH72B341 | ASPEN |  | D(A,C,E)36D36+TDR | TPLC120C20MP13 | 32200 | 16.5 | 8.1 | 32400 | 27800 | 85.8% | 2.44 | 0 | 9 |  |  |  | No | R-410A | 2.6833 | Residential & Commercial | No
212623889 | Central HP <5.4 tons | COLEMAN | HRCU-A-CB (Split System: Heat Pump with Remote Outdoor Unit-Air-Source) | HMH72B341 | ASPEN |  | D(A,C,E)36B34+TDR | TP9C060B12MP13 | 32200 | 17.5 | 8.1 | 34000 | 27800 | 81.76% | 2.42 | 0 | 9.4 |  |  |  | No | R-410A | 2.6833 | Residential & Commercial | No
212623957 | Central HP <5.4 tons | COLEMAN | HRCU-A-CB (Split System: Heat Pump with Remote Outdoor Unit-Air-Source) | HMH72B341 | ASPEN |  | C(A,C,D,E)48B24+TDR | TM8E080B12MP11 | 30200 | 17.5 | 8.5 | 34000 | 28000 | 82.35% | 2.63 | 0 | 9 |  |  |  | No | R-410A | 2.5167 | Residential & Commercial | No
212623974 | Central HP <5.4 tons | COLEMAN | HRCU-A-CB (Split System: Heat Pump with Remote Outdoor Unit-Air-Source) | HMH72B341 | ASPEN |  | D(A,C,E)48C34+TDR | TM8E080B12MP11 | 33200 | 18 | 8.5 | 34000 | 28000 | 82.35% | 2.63 | 0 | 9 |  |  |  | No | R-410A | 2.7667 | Residential & Commercial | No
212627447 | Central HP <5.4 tons | COLEMAN | HRCU-A-CB (Split System: Heat Pump with Remote Outdoor Unit-Air-Source) | HMH72B341 | ASPEN |  | D(A,C,E)36B36+TDR | TM9Y080B12MP11 | 32000 | 18 | 8.1 | 34000 | 28000 | 82.35% | 2.41 | 0 | 9.4 |  |  |  | No | R-410A | 2.6667 | Residential & Commercial | No
212627452 | Central HP <5.4 tons | COLEMAN | HRCU-A-CB (Split System: Heat Pump with Remote Outdoor Unit-Air-Source) | HMH72B341 | ASPEN |  | D(A,C,E)42A46+TDR | TM9Y080B12MP11 | 32400 | 18 | 8.1 | 34000 | 28000 | 82.35% | 2.41 | 0 | 9.5 |  |  |  | No | R-410A | 2.7 | Residential & Commercial | No
212627454 | Central HP <5.4 tons | COLEMAN | HRCU-A-CB (Split System: Heat Pump with Remote Outdoor Unit-Air-Source) | HMH72B341 | ASPEN |  | D(A,C,E)42C26+TDR | TM9Y080B12MP11 | 30200 | 17.5 | 8.1 | 34000 | 28000 | 82.35% | 2.41 | 0 | 9.1 |  |  |  | No | R-410A | 2.5167 | Residential & Commercial | No
212624419 | Central HP <5.4 tons | COLEMAN | HRCU-A-CB (Split System: Heat Pump with Remote Outdoor Unit-Air-Source) | HMH72B341 | ASPEN |  | D(A,C,E)48C24+TDR | TM9Y080C16MP11 | 30600 | 18.1 | 8.5 | 34000 | 28000 | 82.35% | 2.66 | 0 | 9 |  |  |  | No | R-410A | 2.55 | Residential & Commercial | No
212624480 | Central HP <5.4 tons | COLEMAN | HRCU-A-CB (Split System: Heat Pump with Remote Outdoor Unit-Air-Source) | HMH72B341 | ASPEN |  | C(A,C,D,E)48D24+TDR | CPLC080C16MP13 | 31000 | 17.3 | 8.1 | 33800 | 27400 | 81.07% | 2.47 | 0 | 9.7 |  |  |  | No | R-410A | 2.5833 | Residential & Commercial | No
212624562 | Central HP <5.4 tons | COLEMAN | HRCU-A-CB (Split System: Heat Pump with Remote Outdoor Unit-Air-Source) | HMH72B341 | ASPEN |  | C(A,C,D,E)36B24+TDR | TM8V080C16MP12 | 29200 | 16.7 | 8.5 | 34000 | 27400 | 80.59% | 2.67 | 0 | 9.4 |  |  |  | No | R-410A | 2.4333 | Residential & Commercial | No
212625819 | Central HP <5.4 tons | COLEMAN | HRCU-A-CB (Split System: Heat Pump with Remote Outdoor Unit-Air-Source) | HMH72B341 | ASPEN |  | D(A,C,E)48C26+TDR | TM9Y120D20MP11 | 30200 | 16 | 8.5 | 32400 | 28200 | 87.04% | 2.77 | 0 | 9.1 |  |  |  | No | R-410A | 2.5167 | Residential & Commercial | No
212625821 | Central HP <5.4 tons | COLEMAN | HRCU-A-CB (Split System: Heat Pump with Remote Outdoor Unit-Air-Source) | HMH72B341 | ASPEN |  | D(A,C,E)48D26+TDR | TM9Y120D20MP11 | 30600 | 16.1 | 8.5 | 32400 | 28200 | 87.04% | 2.77 | 0 | 9 |  |  |  | No | R-410A | 2.55 | Residential & Commercial | No
212625871 | Central HP <5.4 tons | COLEMAN | HRCU-A-CB (Split System: Heat Pump with Remote Outdoor Unit-Air-Source) | HMH72B341 | ASPEN |  | D(A,C,E)48D36+TDR | TM9V120D20MP12 | 33000 | 17 | 8.5 | 32400 | 28200 | 87.04% | 2.79 | 0 | 9 |  |  |  | No | R-410A | 2.75 | Residential & Commercial | No
212625889 | Central HP <5.4 tons | COLEMAN | HRCU-A-CB (Split System: Heat Pump with Remote Outdoor Unit-Air-Source) | HMH72B341 | ASPEN |  | D(A,C,E)48C36+TDR | TP9C120D20MP13 | 32800 | 17 | 8.1 | 32400 | 28200 | 87.04% | 2.51 | 0 | 9.5 |  |  |  | No | R-410A | 2.7333 | Residential & Commercial | No
212624605 | Central HP <5.4 tons | COLEMAN | HRCU-A-CB (Split System: Heat Pump with Remote Outdoor Unit-Air-Source) | HMH72B341 | ASPEN |  | C(A,C,D,E)36B34+TDR | TM8V100C16MP12 | 32000 | 17.5 | 8.5 | 34000 | 27400 | 80.59% | 2.67 | 0 | 9.9 |  |  |  | No | R-410A | 2.6667 | Residential & Commercial | No
212625938 | Central HP <5.4 tons | COLEMAN | HRCU-A-CB (Split System: Heat Pump with Remote Outdoor Unit-Air-Source) | HMH72B341 | ASPEN |  | D(A,C,E)42A36+TDR | TM8Y080B12MP11 | 32000 | 17.9 | 8.3 | 33200 | 27400 | 82.53% | 2.62 | 0 | 9.9 |  |  |  | No | R-410A | 2.6667 | Residential & Commercial | No
212626019 | Central HP <5.4 tons | COLEMAN | HRCU-A-CB (Split System: Heat Pump with Remote Outdoor Unit-Air-Source) | HMH72B341 | ASPEN |  | C(A,C,D,E)36A36+TDR | TM9E100C16MP12 | 31400 | 17.8 | 8.2 | 33400 | 27000 | 80.84% | 2.58 | 0 | 9.8 |  |  |  | No | R-410A | 2.6167 | Residential & Commercial | No
212626053 | Central HP <5.4 tons | COLEMAN | HRCU-A-CB (Split System: Heat Pump with Remote Outdoor Unit-Air-Source) | HMH72B341 | ASPEN |  | D(A,C,E)48B26+TDR | TM8Y100C20MP11 | 32200 | 18 | 8.1 | 33400 | 29800 | 89.22% | 2.72 | 0 | 9.5 |  |  |  | No | R-410A | 2.6833 | Residential & Commercial | No
213803499 | Central HP <5.4 tons | CHAMPION HEATING AND COOLING | HRCU-A-CB (Split System: Heat Pump with Remote Outdoor Unit-Air-Source) | HMH72B341 | ASPEN |  | D(A,C,E)36D34+TDR | Z8ET120C20LMPS1 | 33600 | 18.5 | 8.4 | 33000 | 30000 | 90.91% | 2.83 | 0 | 9.5 |  |  |  | No | R-410A | 2.8 | Residential & Commercial | No
214521918 | Central HP <5.4 tons | COLEMAN | HRCU-A-CB (Split System: Heat Pump with Remote Outdoor Unit-Air-Source) | HMH72B341 | ASPEN |  | C(A,C,D,E)42A34+TDR | Z8ES080C16SMPS1 | 31800 | 17.9 | 8.4 | 33200 | 27400 | 82.53% | 2.68 | 0 | 9.9 |  |  |  | No | R-410A | 2.65 | Residential & Commercial | No
214521935 | Central HP <5.4 tons | COLEMAN | HRCU-A-CB (Split System: Heat Pump with Remote Outdoor Unit-Air-Source) | HMH72B341 | ASPEN |  | C(A,C,D,E)36A34+TDR | Z8ES100C16SMPS1 | 31200 | 17.8 | 8.3 | 33000 | 28200 | 85.45% | 2.66 | 0 | 9.3 |  |  |  | No | R-410A | 2.6 | Residential & Commercial | No
212624000 | Central HP <5.4 tons | COLEMAN | HRCU-A-CB (Split System: Heat Pump with Remote Outdoor Unit-Air-Source) | HMH72B341 | ASPEN |  | D(A,C,E)42D34+TDR | TM9Y080B12MP11 | 33200 | 18 | 8.1 | 34000 | 28000 | 82.35% | 2.41 | 0 | 9 |  |  |  | No | R-410A | 2.7667 | Residential & Commercial | No
212624698 | Central HP <5.4 tons | COLEMAN | HRCU-A-CB (Split System: Heat Pump with Remote Outdoor Unit-Air-Source) | HMH72B341 | ASPEN |  | D(A,C,E)42C24+TDR | TPLC080C16MP13 | 30200 | 17 | 8.1 | 33800 | 27400 | 81.07% | 2.47 | 0 | 9 |  |  |  | No | R-410A | 2.5167 | Residential & Commercial | No
212624739 | Central HP <5.4 tons | COLEMAN | HRCU-A-CB (Split System: Heat Pump with Remote Outdoor Unit-Air-Source) | HMH72B341 | ASPEN |  | D(A,C,E)42D24+TDR | TPLC100C16MP13 | 30600 | 17.2 | 8.1 | 33800 | 27400 | 81.07% | 2.47 | 0 | 9.6 |  |  |  | No | R-410A | 2.55 | Residential & Commercial | No
212626203 | Central HP <5.4 tons | COLEMAN | HRCU-A-CB (Split System: Heat Pump with Remote Outdoor Unit-Air-Source) | HMH72B341 | ASPEN |  | D(A,C,E)48A36+TDR | TM9V080B12MP12 | 32800 | 17 | 8.1 | 33600 | 29400 | 87.5% | 2.64 | 0 | 9.5 |  |  |  | No | R-410A | 2.7333 | Residential & Commercial | No
212626240 | Central HP <5.4 tons | COLEMAN | HRCU-A-CB (Split System: Heat Pump with Remote Outdoor Unit-Air-Source) | HMH72B341 | ASPEN |  | C(A,C,D,E)42A26+TDR | TM8E100C16MP11 | 30800 | 17.9 | 8.1 | 33600 | 28200 | 83.93% | 2.64 | 0 | 9.8 |  |  |  | No | R-410A | 2.5667 | Residential & Commercial | No
212626354 | Central HP <5.4 tons | COLEMAN | HRCU-A-CB (Split System: Heat Pump with Remote Outdoor Unit-Air-Source) | HMH72B341 | ASPEN |  | C(A,C,D,E)42A26+TDR | TM9E100C16MP12 | 29400 | 17.2 | 8.4 | 33600 | 27200 | 80.95% | 2.64 | 0 | 9.4 |  |  |  | No | R-410A | 2.45 | Residential & Commercial | No
212624837 | Central HP <5.4 tons | COLEMAN | HRCU-A-CB (Split System: Heat Pump with Remote Outdoor Unit-Air-Source) | HMH72B341 | ASPEN |  | D(A,C,E)36C34+TDR | TL9E080C16UH11 | 32400 | 17.5 | 8.5 | 34000 | 28000 | 82.35% | 2.66 | 0 | 9.5 |  |  |  | No | R-410A | 2.7 | Residential & Commercial | No
212624846 | Central HP <5.4 tons | COLEMAN | HRCU-A-CB (Split System: Heat Pump with Remote Outdoor Unit-Air-Source) | HMH72B341 | ASPEN |  | D(A,C,E)42D24+TDR | TL9E080C16UH11 | 30400 | 17.1 | 8.5 | 34000 | 28000 | 82.35% | 2.66 | 0 | 9 |  |  |  | No | R-410A | 2.5333 | Residential & Commercial | No
212624946 | Central HP <5.4 tons | COLEMAN | HRCU-A-CB (Split System: Heat Pump with Remote Outdoor Unit-Air-Source) | HMH72B341 | ASPEN |  | D(A,C,E)42D24+TDR | TM8Y080C16MP11 | 30600 | 18.1 | 8.5 | 34000 | 27400 | 80.59% | 2.67 | 0 | 9.6 |  |  |  | No | R-410A | 2.55 | Residential & Commercial | No
213320510 | Central HP <5.4 tons | CHAMPION HEATING AND COOLING | HRCU-A-CB (Split System: Heat Pump with Remote Outdoor Unit-Air-Source) | HMH72B341 | ASPEN |  | D(A,C,E)48A34+TDR | Z8ES100C16LMPS1 | 32200 | 18 | 8.5 | 33200 | 28200 | 84.94% | 2.7 | 0 | 9.4 |  |  |  | No | R-410A | 2.6833 | Residential & Commercial | No
214521938 | Central HP <5.4 tons | COLEMAN | HRCU-A-CB (Split System: Heat Pump with Remote Outdoor Unit-Air-Source) | HMH72B341 | ASPEN |  | C(A,C,D,E)36A34+TDR | Z8ES100C20LMPS1 | 31200 | 17.4 | 8.3 | 33000 | 27600 | 83.64% | 2.68 | 0 | 9.3 |  |  |  | No | R-410A | 2.6 | Residential & Commercial | No
214521970 | Central HP <5.4 tons | COLEMAN | HRCU-A-CB (Split System: Heat Pump with Remote Outdoor Unit-Air-Source) | HMH72B341 | ASPEN |  | C(A,C,D,E)48A34+TDR | Z8ET120C20LMPS1 | 32200 | 18.5 | 8.5 | 33200 | 27800 | 83.73% | 2.7 | 0 | 9.4 |  |  |  | No | R-410A | 2.6833 | Residential & Commercial | No
212623995 | Central HP <5.4 tons | COLEMAN | HRCU-A-CB (Split System: Heat Pump with Remote Outdoor Unit-Air-Source) | HMH72B341 | ASPEN |  | D(A,C,E)42A44+TDR | TM9Y080B12MP11 | 32400 | 18 | 8.1 | 34000 | 28000 | 82.35% | 2.41 | 0 | 9.5 |  |  |  | No | R-410A | 2.7 | Residential & Commercial | No
212626404 | Central HP <5.4 tons | COLEMAN | HRCU-A-CB (Split System: Heat Pump with Remote Outdoor Unit-Air-Source) | HMH72B341 | ASPEN |  | C(A,C,D,E)42A26+TDR | TM9Y080C16MP11 | 29200 | 17.7 | 8.5 | 33600 | 28000 | 83.33% | 2.66 | 0 | 8.9 |  |  |  | No | R-410A | 2.4333 | Residential & Commercial | No
212626424 | Central HP <5.4 tons | COLEMAN | HRCU-A-CB (Split System: Heat Pump with Remote Outdoor Unit-Air-Source) | HMH72B341 | ASPEN |  | C(A,C,D,E)42A26+TDR | TP9C100C20MP13 | 29200 | 16.7 | 8.1 | 33600 | 28200 | 83.93% | 2.46 | 0 | 8.9 |  |  |  | No | R-410A | 2.4333 | Residential & Commercial | No
212626658 | Central HP <5.4 tons | COLEMAN | HRCU-A-CB (Split System: Heat Pump with Remote Outdoor Unit-Air-Source) | HMH72B341 | ASPEN |  | C(A,C,D,E)36B36+TDR | TM9E060A10MP12 | 31800 | 17.5 | 8.1 | 33800 | 27400 | 81.07% | 2.4 | 0 | 9.4 |  |  |  | No | R-410A | 2.65 | Residential & Commercial | No
212625046 | Central HP <5.4 tons | COLEMAN | HRCU-A-CB (Split System: Heat Pump with Remote Outdoor Unit-Air-Source) | HMH72B341 | ASPEN |  | C(A,C,D,E)48B24+TDR | TM9V100C16MP12 | 30200 | 17 | 8.5 | 34000 | 27400 | 80.59% | 2.67 | 0 | 9 |  |  |  | No | R-410A | 2.5167 | Residential & Commercial | No
212625089 | Central HP <5.4 tons | COLEMAN | HRCU-A-CB (Split System: Heat Pump with Remote Outdoor Unit-Air-Source) | HMH72B341 | ASPEN |  | C(A,C,D,E)36B24+TDR | TP9C100C16MP13 | 29200 | 16.7 | 8.1 | 34000 | 27400 | 80.59% | 2.47 | 0 | 9.4 |  |  |  | No | R-410A | 2.4333 | Residential & Commercial | No
215295156 | Central HP <5.4 tons | AIRQUEST | HRCU-A-CB (Split System: Heat Pump with Remote Outdoor Unit-Air-Source) | DLCURAH36ABK | ADP |  | H,GE7J936 | *96MSN1002122A* | 35000 | 16 | 8.5 | 36800 | 34600 | 94.02% | 1.88 | 0 | 9.5 |  |  |  | No | R-410A | 2.9167 | Residential & Commercial | No
215295215 | Central HP <5.4 tons | AIRQUEST | HRCU-A-CB (Split System: Heat Pump with Remote Outdoor Unit-Air-Source) | DLCURAH36ABK | ADP |  | H,GE22936 | *96MSN1402422A* | 31600 | 15.2 | 8.2 | 36000 | 34200 | 95% | 1.96 | 0 | 8.5 |  |  |  | No | R-410A | 2.6333 | Residential & Commercial | No
215295231 | Central HP <5.4 tons | AIRQUEST | HRCU-A-CB (Split System: Heat Pump with Remote Outdoor Unit-Air-Source) | DLCURAH36ABK | ADP |  | H,GG35936 | *96MSN1402422A* | 35000 | 16 | 8.5 | 36200 | 34200 | 94.48% | 2.02 | 0 | 9.5 |  |  |  | No | R-410A | 2.9167 | Residential & Commercial | No
215295247 | Central HP <5.4 tons | AIRQUEST | HRCU-A-CB (Split System: Heat Pump with Remote Outdoor Unit-Air-Source) | DLCURAH36ABK | ADP |  | H,GG9J936 | *96MSN1402422A* | 34800 | 16 | 8.5 | 36200 | 34200 | 94.48% | 2.02 | 0 | 9.5 |  |  |  | No | R-410A | 2.9 | Residential & Commercial | No
215295381 | Central HP <5.4 tons | AIRQUEST | HRCU-A-CB (Split System: Heat Pump with Remote Outdoor Unit-Air-Source) | DLCURAH36ABK | ADP |  | HG32936 | *96VTN0801716A* | 34400 | 15.2 | 8.1 | 36800 | 34600 | 94.02% | 1.86 | 0 | 9 |  |  |  | No | R-410A | 2.8667 | Residential & Commercial | No
215295440 | Central HP <5.4 tons | AIRQUEST | HRCU-A-CB (Split System: Heat Pump with Remote Outdoor Unit-Air-Source) | DLCURAH36ABK | ADP |  | HG7J936 | *96VTN0801716B* | 34200 | 15.2 | 8.5 | 36800 | 34800 | 94.57% | 2 | 0 | 9.5 |  |  |  | No | R-410A | 2.85 | Residential & Commercial | No
215295472 | Central HP <5.4 tons | AIRQUEST | HRCU-A-CB (Split System: Heat Pump with Remote Outdoor Unit-Air-Source) | DLCURAH36ABK | ADP |  | HE34936 | *96VTN0802120A* | 35000 | 16 | 8.1 | 36800 | 34600 | 94.02% | 1.86 | 0 | 9.5 |  |  |  | No | R-410A | 2.9167 | Residential & Commercial | No
212624014 | Central HP <5.4 tons | COLEMAN | HRCU-A-CB (Split System: Heat Pump with Remote Outdoor Unit-Air-Source) | HMH72B341 | ASPEN |  | C(A,C,D,E)42C24+TDR | TMLE080B12MP11 | 30200 | 17.5 | 8.1 | 34000 | 28000 | 82.35% | 2.41 | 0 | 9 |  |  |  | No | R-410A | 2.5167 | Residential & Commercial | No
212624067 | Central HP <5.4 tons | COLEMAN | HRCU-A-CB (Split System: Heat Pump with Remote Outdoor Unit-Air-Source) | HMH72B341 | ASPEN |  | D(A,C,E)48C34+TDR | CPLC060A12MP13 | 32800 | 17.5 | 8.1 | 33400 | 28800 | 86.23% | 2.49 | 0 | 9.5 |  |  |  | No | R-410A | 2.7333 | Residential & Commercial | No
212624083 | Central HP <5.4 tons | COLEMAN | HRCU-A-CB (Split System: Heat Pump with Remote Outdoor Unit-Air-Source) | HMH72B341 | ASPEN |  | C(A,C,D,E)42C24+TDR | TM8V060A12MP12 | 31600 | 17.5 | 8.1 | 33400 | 28800 | 86.23% | 2.49 | 0 | 9.5 |  |  |  | No | R-410A | 2.6333 | Residential & Commercial | No
212624098 | Central HP <5.4 tons | COLEMAN | HRCU-A-CB (Split System: Heat Pump with Remote Outdoor Unit-Air-Source) | HMH72B341 | ASPEN |  | D(A,C,E)48D34+TDR | TM8V060A12MP12 | 32800 | 17.5 | 8.1 | 33400 | 28800 | 86.23% | 2.49 | 0 | 9.5 |  |  |  | No | R-410A | 2.7333 | Residential & Commercial | No
212624052 | Central HP <5.4 tons | COLEMAN | HRCU-A-CB (Split System: Heat Pump with Remote Outdoor Unit-Air-Source) | HMH72B341 | ASPEN |  | D(A,C,E)48D24+TDR | TMLE080B12MP11 | 31000 | 17.8 | 8.1 | 34000 | 28000 | 82.35% | 2.41 | 0 | 9.2 |  |  |  | No | R-410A | 2.5833 | Residential & Commercial | No
212624118 | Central HP <5.4 tons | COLEMAN | HRCU-A-CB (Split System: Heat Pump with Remote Outdoor Unit-Air-Source) | HMH72B341 | ASPEN |  | C(A,C,D,E)42D24+TDR | TPLC060A12MP13 | 32000 | 17.5 | 8.1 | 33400 | 28800 | 86.23% | 2.49 | 0 | 9 |  |  |  | No | R-410A | 2.6667 | Residential & Commercial | No
212624136 | Central HP <5.4 tons | COLEMAN | HRCU-A-CB (Split System: Heat Pump with Remote Outdoor Unit-Air-Source) | HMH72B341 | ASPEN |  | D(A,C,E)36B44+TDR | CP9C080B12MP13 | 32800 | 17 | 8.1 | 33600 | 29600 | 88.1% | 2.45 | 0 | 9.5 |  |  |  | No | R-410A | 2.7333 | Residential & Commercial | No
212624138 | Central HP <5.4 tons | COLEMAN | HRCU-A-CB (Split System: Heat Pump with Remote Outdoor Unit-Air-Source) | HMH72B341 | ASPEN |  | D(A,C,E)48C34+TDR | CP9C080B12MP13 | 32800 | 17 | 8.1 | 33600 | 29600 | 88.1% | 2.45 | 0 | 9.5 |  |  |  | No | R-410A | 2.7333 | Residential & Commercial | No
212625223 | Central HP <5.4 tons | COLEMAN | HRCU-A-CB (Split System: Heat Pump with Remote Outdoor Unit-Air-Source) | HMH72B341 | ASPEN |  | D(A,C,E)48D24+TDR | TM8Y120C20MP11 | 33000 | 18 | 8.5 | 34000 | 30200 | 88.82% | 2.85 | 0 | 9.5 |  |  |  | No | R-410A | 2.75 | Residential & Commercial | No
212625300 | Central HP <5.4 tons | COLEMAN | HRCU-A-CB (Split System: Heat Pump with Remote Outdoor Unit-Air-Source) | HMH72B341 | ASPEN |  | D(A,C,E)42C24+TDR | CP9C100C20MP13 | 30000 | 17 | 8.1 | 34000 | 28000 | 82.35% | 2.47 | 0 | 9 |  |  |  | No | R-410A | 2.5 | Residential & Commercial | No
212625339 | Central HP <5.4 tons | COLEMAN | HRCU-A-CB (Split System: Heat Pump with Remote Outdoor Unit-Air-Source) | HMH72B341 | ASPEN |  | C(A,C,D,E)48D24+TDR | CP9C100C20MP13 | 30800 | 17.3 | 8.1 | 34000 | 28400 | 83.53% | 2.46 | 0 | 9.2 |  |  |  | No | R-410A | 2.5667 | Residential & Commercial | No
212624143 | Central HP <5.4 tons | COLEMAN | HRCU-A-CB (Split System: Heat Pump with Remote Outdoor Unit-Air-Source) | HMH72B341 | ASPEN |  | C(A,C,D,E)36D24+TDR | TM9V080B12MP12 | 31400 | 17 | 8.5 | 34000 | 29400 | 86.47% | 2.73 | 0 | 9.5 |  |  |  | No | R-410A | 2.6167 | Residential & Commercial | No
212624161 | Central HP <5.4 tons | COLEMAN | HRCU-A-CB (Split System: Heat Pump with Remote Outdoor Unit-Air-Source) | HMH72B341 | ASPEN |  | D(A,C,E)42D34+TDR | TP9C080B12MP13 | 32800 | 17 | 8.1 | 33600 | 29600 | 88.1% | 2.45 | 0 | 9.5 |  |  |  | No | R-410A | 2.7333 | Residential & Commercial | No
212624131 | Central HP <5.4 tons | COLEMAN | HRCU-A-CB (Split System: Heat Pump with Remote Outdoor Unit-Air-Source) | HMH72B341 | ASPEN |  | C(A,C,D,E)36D24+TDR | CP9C080B12MP13 | 31400 | 17 | 8.1 | 33600 | 29600 | 88.1% | 2.45 | 0 | 9.5 |  |  |  | No | R-410A | 2.6167 | Residential & Commercial | No
212624147 | Central HP <5.4 tons | COLEMAN | HRCU-A-CB (Split System: Heat Pump with Remote Outdoor Unit-Air-Source) | HMH72B341 | ASPEN |  | C(A,C,D,E)48D24+TDR | TM9V080B12MP12 | 32200 | 17 | 8.5 | 34000 | 29400 | 86.47% | 2.73 | 0 | 9.5 |  |  |  | No | R-410A | 2.6833 | Residential & Commercial | No
212625350 | Central HP <5.4 tons | COLEMAN | HRCU-A-CB (Split System: Heat Pump with Remote Outdoor Unit-Air-Source) | HMH72B341 | ASPEN |  | D(A,C,E)42C34+TDR | CP9C100C20MP13 | 32800 | 17.5 | 8.1 | 34000 | 28400 | 83.53% | 2.46 | 0 | 9.5 |  |  |  | No | R-410A | 2.7333 | Residential & Commercial | No
212625432 | Central HP <5.4 tons | COLEMAN | HRCU-A-CB (Split System: Heat Pump with Remote Outdoor Unit-Air-Source) | HMH72B341 | ASPEN |  | C(A,C,D,E)36C24+TDR | TP9C100C20MP13 | 29600 | 16.9 | 8.1 | 34000 | 28400 | 83.53% | 2.46 | 0 | 9 |  |  |  | No | R-410A | 2.4667 | Residential & Commercial | No
212625516 | Central HP <5.4 tons | COLEMAN | HRCU-A-CB (Split System: Heat Pump with Remote Outdoor Unit-Air-Source) | HMH72B341 | ASPEN |  | C(A,C,D,E)42A26+TDR | TM8V120C20MP12 | 28600 | 15.6 | 8.5 | 32000 | 27600 | 86.25% | 2.71 | 0 | 8.4 |  |  |  | No | R-410A | 2.3833 | Residential & Commercial | No
212625598 | Central HP <5.4 tons | COLEMAN | HRCU-A-CB (Split System: Heat Pump with Remote Outdoor Unit-Air-Source) | HMH72B341 | ASPEN |  | D(A,C,E)36A36+TDR | TPLC100C20MP13 | 31000 | 16.3 | 8.1 | 32200 | 27600 | 85.71% | 2.44 | 0 | 8.8 |  |  |  | No | R-410A | 2.5833 | Residential & Commercial | No
212624028 | Central HP <5.4 tons | COLEMAN | HRCU-A-CB (Split System: Heat Pump with Remote Outdoor Unit-Air-Source) | HMH72B341 | ASPEN |  | D(A,C,E)36D24+TDR | TMLE080B12MP11 | 30200 | 17.5 | 8.1 | 34000 | 28000 | 82.35% | 2.41 | 0 | 9 |  |  |  | No | R-410A | 2.5167 | Residential & Commercial | No
212624372 | Central HP <5.4 tons | COLEMAN | HRCU-A-CB (Split System: Heat Pump with Remote Outdoor Unit-Air-Source) | HMH72B341 | ASPEN |  | D(A,C,E)36A34+TDR | TM8V100C16MP12 | 31600 | 17.5 | 8.4 | 34000 | 27400 | 80.59% | 2.68 | 0 | 9.8 |  |  |  | No | R-410A | 2.6333 | Residential & Commercial | No
212624395 | Central HP <5.4 tons | COLEMAN | HRCU-A-CB (Split System: Heat Pump with Remote Outdoor Unit-Air-Source) | HMH72B341 | ASPEN |  | C(A,C,D,E)48D24+TDR | TM9Y080C16MP11 | 30800 | 18.2 | 8.5 | 34000 | 28000 | 82.35% | 2.66 | 0 | 9.2 |  |  |  | No | R-410A | 2.5667 | Residential & Commercial | No
212625625 | Central HP <5.4 tons | COLEMAN | HRCU-A-CB (Split System: Heat Pump with Remote Outdoor Unit-Air-Source) | HMH72B341 | ASPEN |  | D(A,C,E)48B26+TDR | TP9C120D20MP13 | 29800 | 16.4 | 8.1 | 32200 | 28000 | 86.96% | 2.51 | 0 | 9 |  |  |  | No | R-410A | 2.4833 | Residential & Commercial | No
212625648 | Central HP <5.4 tons | COLEMAN | HRCU-A-CB (Split System: Heat Pump with Remote Outdoor Unit-Air-Source) | HMH72B341 | ASPEN |  | C(A,C,D,E)36C26+TDR | TM8V120C20MP12 | 29000 | 15.8 | 8.5 | 32400 | 27400 | 84.57% | 2.7 | 0 | 8.5 |  |  |  | No | R-410A | 2.4167 | Residential & Commercial | No
212625682 | Central HP <5.4 tons | COLEMAN | HRCU-A-CB (Split System: Heat Pump with Remote Outdoor Unit-Air-Source) | HMH72B341 | ASPEN |  | C(A,C,D,E)36A46+TDR | CPLC120C20MP13 | 31400 | 16.5 | 8.1 | 32400 | 27800 | 85.8% | 2.44 | 0 | 8.9 |  |  |  | No | R-410A | 2.6167 | Residential & Commercial | No
212625725 | Central HP <5.4 tons | COLEMAN | HRCU-A-CB (Split System: Heat Pump with Remote Outdoor Unit-Air-Source) | HMH72B341 | ASPEN |  | D(A,C,E)36B36+TDR | TM8V120C20MP12 | 31400 | 16.5 | 8.5 | 32400 | 27800 | 85.8% | 2.7 | 0 | 8.9 |  |  |  | No | R-410A | 2.6167 | Residential & Commercial | No
212627495 | Central HP <5.4 tons | COLEMAN | HRCU-A-CB (Split System: Heat Pump with Remote Outdoor Unit-Air-Source) | HMH72B341 | ASPEN |  | D(A,C,E)42D36+TDR | TM8V060A12MP12 | 32800 | 17.5 | 8.1 | 33400 | 28800 | 86.23% | 2.49 | 0 | 9.5 |  |  |  | No | R-410A | 2.7333 | Residential & Commercial | No
212627520 | Central HP <5.4 tons | COLEMAN | HRCU-A-CB (Split System: Heat Pump with Remote Outdoor Unit-Air-Source) | HMH72B341 | ASPEN |  | D(A,C,E)48C36+TDR | CP9C080B12MP13 | 32800 | 17 | 8.1 | 33600 | 29600 | 88.1% | 2.45 | 0 | 9.5 |  |  |  | No | R-410A | 2.7333 | Residential & Commercial | No
212627522 | Central HP <5.4 tons | COLEMAN | HRCU-A-CB (Split System: Heat Pump with Remote Outdoor Unit-Air-Source) | HMH72B341 | ASPEN |  | C(A,C,D,E)48C26+TDR | TM9V080B12MP12 | 31800 | 17 | 8.5 | 34000 | 29400 | 86.47% | 2.73 | 0 | 9 |  |  |  | No | R-410A | 2.65 | Residential & Commercial | No
212627531 | Central HP <5.4 tons | COLEMAN | HRCU-A-CB (Split System: Heat Pump with Remote Outdoor Unit-Air-Source) | HMH72B341 | ASPEN |  | D(A,C,E)48D36+TDR | TP9C080B12MP13 | 32800 | 17 | 8.1 | 33600 | 29600 | 88.1% | 2.45 | 0 | 9.5 |  |  |  | No | R-410A | 2.7333 | Residential & Commercial | No
212625739 | Central HP <5.4 tons | COLEMAN | HRCU-A-CB (Split System: Heat Pump with Remote Outdoor Unit-Air-Source) | HMH72B341 | ASPEN |  | C(A,C,D,E)36A46+TDR | TMLV120C20MP12 | 31400 | 16.5 | 8.1 | 32400 | 27800 | 85.8% | 2.44 | 0 | 8.9 |  |  |  | No | R-410A | 2.6167 | Residential & Commercial | No
212625759 | Central HP <5.4 tons | COLEMAN | HRCU-A-CB (Split System: Heat Pump with Remote Outdoor Unit-Air-Source) | HMH72B341 | ASPEN |  | C(A,C,D,E)36B36+TDR | TPLC100C20MP13 | 31400 | 16.5 | 8.1 | 32400 | 27800 | 85.8% | 2.44 | 0 | 8.9 |  |  |  | No | R-410A | 2.6167 | Residential & Commercial | No
212625782 | Central HP <5.4 tons | COLEMAN | HRCU-A-CB (Split System: Heat Pump with Remote Outdoor Unit-Air-Source) | HMH72B341 | ASPEN |  | D(A,C,E)36B36+TDR | TPLC120C20MP13 | 31400 | 16.5 | 8.1 | 32400 | 27800 | 85.8% | 2.44 | 0 | 8.9 |  |  |  | No | R-410A | 2.6167 | Residential & Commercial | No
212625809 | Central HP <5.4 tons | COLEMAN | HRCU-A-CB (Split System: Heat Pump with Remote Outdoor Unit-Air-Source) | HMH72B341 | ASPEN |  | D(A,C,E)36D26+TDR | TM9Y120D20MP11 | 29800 | 15.9 | 8.5 | 32400 | 28200 | 87.04% | 2.77 | 0 | 9 |  |  |  | No | R-410A | 2.4833 | Residential & Commercial | No
213495340 | Central HP <5.4 tons | CHAMPION HEATING AND COOLING | HRCU-A-CB (Split System: Heat Pump with Remote Outdoor Unit-Air-Source) | HMH72B341 | ASPEN |  | C(A,C,D,E)48A36+TDR | Z8ES100C20LMPS1 | 32200 | 17.5 | 8.5 | 33200 | 27400 | 82.53% | 2.71 | 0 | 9.4 |  |  |  | No | R-410A | 2.6833 | Residential & Commercial | No
213495374 | Central HP <5.4 tons | CHAMPION HEATING AND COOLING | HRCU-A-CB (Split System: Heat Pump with Remote Outdoor Unit-Air-Source) | HMH72B341 | ASPEN |  | C(A,C,D,E)36A36+TDR | Z8ES120C20SMPS1 | 31200 | 17.4 | 8.3 | 33600 | 28000 | 83.33% | 2.64 | 0 | 9.3 |  |  |  | No | R-410A | 2.6 | Residential & Commercial | No
212624110 | Central HP <5.4 tons | COLEMAN | HRCU-A-CB (Split System: Heat Pump with Remote Outdoor Unit-Air-Source) | HMH72B341 | ASPEN |  | C(A,C,D,E)42D24+TDR | TMLV060A12MP12 | 32000 | 17.5 | 8.1 | 33400 | 28800 | 86.23% | 2.49 | 0 | 9 |  |  |  | No | R-410A | 2.6667 | Residential & Commercial | No
212624153 | Central HP <5.4 tons | COLEMAN | HRCU-A-CB (Split System: Heat Pump with Remote Outdoor Unit-Air-Source) | HMH72B341 | ASPEN |  | D(A,C,E)48D34+TDR | TM9V080B12MP12 | 32800 | 17 | 8.5 | 34000 | 29400 | 86.47% | 2.73 | 0 | 9.5 |  |  |  | No | R-410A | 2.7333 | Residential & Commercial | No
212624178 | Central HP <5.4 tons | COLEMAN | HRCU-A-CB (Split System: Heat Pump with Remote Outdoor Unit-Air-Source) | HMH72B341 | ASPEN |  | D(A,C,E)36B34+TDR | TM9Y100C20MP11 | 32000 | 15.5 | 8.1 | 34000 | 27800 | 81.76% | 2.38 | 0 | 9.4 |  |  |  | No | R-410A | 2.6667 | Residential & Commercial | No
212624180 | Central HP <5.4 tons | COLEMAN | HRCU-A-CB (Split System: Heat Pump with Remote Outdoor Unit-Air-Source) | HMH72B341 | ASPEN |  | D(A,C,E)36C34+TDR | TM9Y100C20MP11 | 32400 | 15.5 | 8.1 | 34000 | 27800 | 81.76% | 2.38 | 0 | 9.5 |  |  |  | No | R-410A | 2.7 | Residential & Commercial | No
212624447 | Central HP <5.4 tons | COLEMAN | HRCU-A-CB (Split System: Heat Pump with Remote Outdoor Unit-Air-Source) | HMH72B341 | ASPEN |  | C(A,C,D,E)42B24+TDR | CPLC080C16MP13 | 29800 | 16.9 | 8.1 | 33800 | 27200 | 80.47% | 2.48 | 0 | 9.5 |  |  |  | No | R-410A | 2.4833 | Residential & Commercial | No
212624461 | Central HP <5.4 tons | COLEMAN | HRCU-A-CB (Split System: Heat Pump with Remote Outdoor Unit-Air-Source) | HMH72B341 | ASPEN |  | C(A,C,D,E)48A34+TDR | TM8Y100C16MP11 | 32200 | 18.5 | 8.4 | 34000 | 27400 | 80.59% | 2.65 | 0 | 9.9 |  |  |  | No | R-410A | 2.6833 | Residential & Commercial | No
212624463 | Central HP <5.4 tons | COLEMAN | HRCU-A-CB (Split System: Heat Pump with Remote Outdoor Unit-Air-Source) | HMH72B341 | ASPEN |  | C(A,C,D,E)42B34+TDR | TM9V100C16MP12 | 32200 | 17.5 | 8.4 | 34000 | 27400 | 80.59% | 2.65 | 0 | 9.9 |  |  |  | No | R-410A | 2.6833 | Residential & Commercial | No
212624383 | Central HP <5.4 tons | COLEMAN | HRCU-A-CB (Split System: Heat Pump with Remote Outdoor Unit-Air-Source) | HMH72B341 | ASPEN |  | C(A,C,D,E)36B24+TDR | TM9Y080C16MP11 | 29200 | 17.7 | 8.5 | 34000 | 27800 | 81.76% | 2.66 | 0 | 8.9 |  |  |  | No | R-410A | 2.4333 | Residential & Commercial | No
212624384 | Central HP <5.4 tons | COLEMAN | HRCU-A-CB (Split System: Heat Pump with Remote Outdoor Unit-Air-Source) | HMH72B341 | ASPEN |  | C(A,C,D,E)36A44+TDR | TM9Y080C16MP11 | 32000 | 18.5 | 8.5 | 34000 | 28000 | 82.35% | 2.66 | 0 | 9.4 |  |  |  | No | R-410A | 2.6667 | Residential & Commercial | No
212625825 | Central HP <5.4 tons | COLEMAN | HRCU-A-CB (Split System: Heat Pump with Remote Outdoor Unit-Air-Source) | HMH72B341 | ASPEN |  | D(A,C,E)42C26+TDR | CP9C120D20MP13 | 29800 | 16.4 | 8.1 | 32400 | 27800 | 85.8% | 2.52 | 0 | 9 |  |  |  | No | R-410A | 2.4833 | Residential & Commercial | No
212625832 | Central HP <5.4 tons | COLEMAN | HRCU-A-CB (Split System: Heat Pump with Remote Outdoor Unit-Air-Source) | HMH72B341 | ASPEN |  | C(A,C,D,E)36A46+TDR | CP9C120D20MP13 | 31600 | 17 | 8.1 | 32400 | 28200 | 87.04% | 2.51 | 0 | 9.3 |  |  |  | No | R-410A | 2.6333 | Residential & Commercial | No
212625857 | Central HP <5.4 tons | COLEMAN | HRCU-A-CB (Split System: Heat Pump with Remote Outdoor Unit-Air-Source) | HMH72B341 | ASPEN |  | D(A,C,E)36A46+TDR | TM9V120D20MP12 | 31600 | 17 | 8.5 | 32400 | 28200 | 87.04% | 2.79 | 0 | 9.3 |  |  |  | No | R-410A | 2.6333 | Residential & Commercial | No
212625875 | Central HP <5.4 tons | COLEMAN | HRCU-A-CB (Split System: Heat Pump with Remote Outdoor Unit-Air-Source) | HMH72B341 | ASPEN |  | C(A,C,D,E)36C36+TDR | TP9C120D20MP13 | 32000 | 17 | 8.1 | 32400 | 28200 | 87.04% | 2.51 | 0 | 9.4 |  |  |  | No | R-410A | 2.6667 | Residential & Commercial | No
212624588 | Central HP <5.4 tons | COLEMAN | HRCU-A-CB (Split System: Heat Pump with Remote Outdoor Unit-Air-Source) | HMH72B341 | ASPEN |  | D(A,C,E)42D24+TDR | TM8V080C16MP12 | 30600 | 17.2 | 8.5 | 34000 | 27400 | 80.59% | 2.67 | 0 | 9.6 |  |  |  | No | R-410A | 2.55 | Residential & Commercial | No
212624606 | Central HP <5.4 tons | COLEMAN | HRCU-A-CB (Split System: Heat Pump with Remote Outdoor Unit-Air-Source) | HMH72B341 | ASPEN |  | C(A,C,D,E)36C24+TDR | TM8V100C16MP12 | 29800 | 16.9 | 8.5 | 34000 | 27400 | 80.59% | 2.67 | 0 | 9.5 |  |  |  | No | R-410A | 2.4833 | Residential & Commercial | No
212624631 | Central HP <5.4 tons | COLEMAN | HRCU-A-CB (Split System: Heat Pump with Remote Outdoor Unit-Air-Source) | HMH72B341 | ASPEN |  | D(A,C,E)48C24+TDR | TM8V100C16MP12 | 30600 | 17.2 | 8.5 | 34000 | 27400 | 80.59% | 2.67 | 0 | 9.6 |  |  |  | No | R-410A | 2.55 | Residential & Commercial | No
212625909 | Central HP <5.4 tons | COLEMAN | HRCU-A-CB (Split System: Heat Pump with Remote Outdoor Unit-Air-Source) | HMH72B341 | ASPEN |  | C(A,C,D,E)36A36+TDR | TM8Y080B12MP11 | 31600 | 17.8 | 8.2 | 33200 | 27000 | 81.33% | 2.57 | 0 | 9.8 |  |  |  | No | R-410A | 2.6333 | Residential & Commercial | No
212625923 | Central HP <5.4 tons | COLEMAN | HRCU-A-CB (Split System: Heat Pump with Remote Outdoor Unit-Air-Source) | HMH72B341 | ASPEN |  | D(A,C,E)42A46+TDR | TM9V040A10MP12 | 31800 | 17 | 8.1 | 33200 | 27400 | 82.53% | 2.41 | 0 | 9.4 |  |  |  | No | R-410A | 2.65 | Residential & Commercial | No
212625943 | Central HP <5.4 tons | COLEMAN | HRCU-A-CB (Split System: Heat Pump with Remote Outdoor Unit-Air-Source) | HMH72B341 | ASPEN |  | C(A,C,D,E)36A46+TDR | TM9E100C20MP12 | 32000 | 15.5 | 8.1 | 33200 | 27000 | 81.33% | 2.43 | 0 | 9.9 |  |  |  | No | R-410A | 2.6667 | Residential & Commercial | No
212626032 | Central HP <5.4 tons | COLEMAN | HRCU-A-CB (Split System: Heat Pump with Remote Outdoor Unit-Air-Source) | HMH72B341 | ASPEN |  | C(A,C,D,E)48C26+TDR | TM8Y060A12MP11 | 30800 | 17.7 | 8.1 | 33400 | 27400 | 82.04% | 2.42 | 0 | 9 |  |  |  | No | R-410A | 2.5667 | Residential & Commercial | No
212624400 | Central HP <5.4 tons | COLEMAN | HRCU-A-CB (Split System: Heat Pump with Remote Outdoor Unit-Air-Source) | HMH72B341 | ASPEN |  | D(A,C,E)36B34+TDR | TM9Y080C16MP11 | 32000 | 18.5 | 8.5 | 34000 | 28000 | 82.35% | 2.66 | 0 | 9.4 |  |  |  | No | R-410A | 2.6667 | Residential & Commercial | No
212624448 | Central HP <5.4 tons | COLEMAN | HRCU-A-CB (Split System: Heat Pump with Remote Outdoor Unit-Air-Source) | HMH72B341 | ASPEN |  | C(A,C,D,E)42B24+TDR | CPLC100C16MP13 | 29800 | 16.9 | 8.1 | 33800 | 27200 | 80.47% | 2.48 | 0 | 9.5 |  |  |  | No | R-410A | 2.4833 | Residential & Commercial | No
212624449 | Central HP <5.4 tons | COLEMAN | HRCU-A-CB (Split System: Heat Pump with Remote Outdoor Unit-Air-Source) | HMH72B341 | ASPEN |  | C(A,C,D,E)42B24+TDR | TM8V080C16MP12 | 29800 | 16.9 | 8.5 | 34000 | 27000 | 79.41% | 2.67 | 0 | 9.5 |  |  |  | No | R-410A | 2.4833 | Residential & Commercial | No
212624451 | Central HP <5.4 tons | COLEMAN | HRCU-A-CB (Split System: Heat Pump with Remote Outdoor Unit-Air-Source) | HMH72B341 | ASPEN |  | C(A,C,D,E)42B24+TDR | TMLV100C16MP12 | 29800 | 16.9 | 8.1 | 33800 | 27200 | 80.47% | 2.48 | 0 | 9.5 |  |  |  | No | R-410A | 2.4833 | Residential & Commercial | No
213320502 | Central HP <5.4 tons | CHAMPION HEATING AND COOLING | HRCU-A-CB (Split System: Heat Pump with Remote Outdoor Unit-Air-Source) | HMH72B341 | ASPEN |  | D(A,C,E)36A34+TDR | Z8ES100B12LMPS1 | 31600 | 18.4 | 8.1 | 33800 | 27800 | 82.25% | 2.66 | 0 | 9.3 |  |  |  | No | R-410A | 2.6333 | Residential & Commercial | No
213803494 | Central HP <5.4 tons | CHAMPION HEATING AND COOLING | HRCU-A-CB (Split System: Heat Pump with Remote Outdoor Unit-Air-Source) | HMH72B341 | ASPEN |  | D(A,C,E)48A34+TDR | Z8ET100C16LMPS1 | 33400 | 18 | 8.1 | 32600 | 29800 | 91.41% | 2.7 | 0 | 9.5 |  |  |  | No | R-410A | 2.7833 | Residential & Commercial | No
214521914 | Central HP <5.4 tons | COLEMAN | HRCU-A-CB (Split System: Heat Pump with Remote Outdoor Unit-Air-Source) | HMH72B341 | ASPEN |  | C(A,C,D,E)36A34+TDR | Z8ES080C16LMPS1 | 31200 | 17.8 | 8.3 | 33000 | 27600 | 83.64% | 2.68 | 0 | 9.8 |  |  |  | No | R-410A | 2.6 | Residential & Commercial | No
214521928 | Central HP <5.4 tons | COLEMAN | HRCU-A-CB (Split System: Heat Pump with Remote Outdoor Unit-Air-Source) | HMH72B341 | ASPEN |  | C(A,C,D,E)48A34+TDR | Z8ES100B12LMPS1 | 32200 | 18.5 | 8.1 | 33800 | 27800 | 82.25% | 2.66 | 0 | 9.4 |  |  |  | No | R-410A | 2.6833 | Residential & Commercial | No
212624679 | Central HP <5.4 tons | COLEMAN | HRCU-A-CB (Split System: Heat Pump with Remote Outdoor Unit-Air-Source) | HMH72B341 | ASPEN |  | C(A,C,D,E)36A44+TDR | TPLC080C16MP13 | 32000 | 17.5 | 8.1 | 33800 | 27400 | 81.07% | 2.47 | 0 | 9.9 |  |  |  | No | R-410A | 2.6667 | Residential & Commercial | No
212624715 | Central HP <5.4 tons | COLEMAN | HRCU-A-CB (Split System: Heat Pump with Remote Outdoor Unit-Air-Source) | HMH72B341 | ASPEN |  | C(A,C,D,E)42C24+TDR | TPLC100C16MP13 | 30200 | 17 | 8.1 | 33800 | 27400 | 81.07% | 2.47 | 0 | 9 |  |  |  | No | R-410A | 2.5167 | Residential & Commercial | No
212624763 | Central HP <5.4 tons | COLEMAN | HRCU-A-CB (Split System: Heat Pump with Remote Outdoor Unit-Air-Source) | HMH72B341 | ASPEN |  | D(A,C,E)42C24+TDR | TL9E080C16UH11 | 30000 | 17 | 8.5 | 34000 | 27800 | 81.76% | 2.65 | 0 | 9 |  |  |  | No | R-410A | 2.5 | Residential & Commercial | No
212626043 | Central HP <5.4 tons | COLEMAN | HRCU-A-CB (Split System: Heat Pump with Remote Outdoor Unit-Air-Source) | HMH72B341 | ASPEN |  | D(A,C,E)42D26+TDR | TM8Y060A12MP11 | 30800 | 17.7 | 8.1 | 33400 | 27400 | 82.04% | 2.42 | 0 | 9 |  |  |  | No | R-410A | 2.5667 | Residential & Commercial | No
212626050 | Central HP <5.4 tons | COLEMAN | HRCU-A-CB (Split System: Heat Pump with Remote Outdoor Unit-Air-Source) | HMH72B341 | ASPEN |  | C(A,C,D,E)42A26+TDR | TM8Y080B12MP11 | 29600 | 17.3 | 8.4 | 33400 | 27400 | 82.04% | 2.63 | 0 | 9.4 |  |  |  | No | R-410A | 2.4667 | Residential & Commercial | No
212626216 | Central HP <5.4 tons | COLEMAN | HRCU-A-CB (Split System: Heat Pump with Remote Outdoor Unit-Air-Source) | HMH72B341 | ASPEN |  | C(A,C,D,E)42A26+TDR | TM8E080C16MP11 | 30800 | 17.9 | 8.1 | 33600 | 28200 | 83.93% | 2.65 | 0 | 9.8 |  |  |  | No | R-410A | 2.5667 | Residential & Commercial | No
212624820 | Central HP <5.4 tons | COLEMAN | HRCU-A-CB (Split System: Heat Pump with Remote Outdoor Unit-Air-Source) | HMH72B341 | ASPEN |  | C(A,C,D,E)36A44+TDR | TL9E080C16UH11 | 32000 | 17.5 | 8.5 | 34000 | 28000 | 82.35% | 2.66 | 0 | 9.4 |  |  |  | No | R-410A | 2.6667 | Residential & Commercial | No
212624840 | Central HP <5.4 tons | COLEMAN | HRCU-A-CB (Split System: Heat Pump with Remote Outdoor Unit-Air-Source) | HMH72B341 | ASPEN |  | D(A,C,E)42A44+TDR | TL9E080C16UH11 | 32400 | 17.5 | 8.5 | 34000 | 28000 | 82.35% | 2.66 | 0 | 9.5 |  |  |  | No | R-410A | 2.7 | Residential & Commercial | No
212627536 | Central HP <5.4 tons | COLEMAN | HRCU-A-CB (Split System: Heat Pump with Remote Outdoor Unit-Air-Source) | HMH72B341 | ASPEN |  | C(A,C,D,E)36A46+TDR | TM9Y100C20MP11 | 32000 | 15.5 | 8.1 | 34000 | 27800 | 81.76% | 2.38 | 0 | 9.4 |  |  |  | No | R-410A | 2.6667 | Residential & Commercial | No
212627547 | Central HP <5.4 tons | COLEMAN | HRCU-A-CB (Split System: Heat Pump with Remote Outdoor Unit-Air-Source) | HMH72B341 | ASPEN |  | D(A,C,E)42C36+TDR | TM9Y100C20MP11 | 32800 | 15.5 | 8.1 | 34000 | 27800 | 81.76% | 2.38 | 0 | 9.5 |  |  |  | No | R-410A | 2.7333 | Residential & Commercial | No
212626309 | Central HP <5.4 tons | COLEMAN | HRCU-A-CB (Split System: Heat Pump with Remote Outdoor Unit-Air-Source) | HMH72B341 | ASPEN |  | C(A,C,D,E)36A36+TDR | TM9V080C16MP12 | 31400 | 17.4 | 8.2 | 33600 | 27200 | 80.95% | 2.58 | 0 | 9.8 |  |  |  | No | R-410A | 2.6167 | Residential & Commercial | No
212626316 | Central HP <5.4 tons | COLEMAN | HRCU-A-CB (Split System: Heat Pump with Remote Outdoor Unit-Air-Source) | HMH72B341 | ASPEN |  | D(A,C,E)48B26+TDR | TM9E080B12MP12 | 30400 | 17 | 8.4 | 33600 | 27600 | 82.14% | 2.61 | 0 | 9 |  |  |  | No | R-410A | 2.5333 | Residential & Commercial | No
212626336 | Central HP <5.4 tons | COLEMAN | HRCU-A-CB (Split System: Heat Pump with Remote Outdoor Unit-Air-Source) | HMH72B341 | ASPEN |  | D(A,C,E)36A36+TDR | TM8Y100C20MP11 | 33600 | 18 | 8.1 | 33600 | 30000 | 89.29% | 2.72 | 0 | 9.5 |  |  |  | No | R-410A | 2.8 | Residential & Commercial | No
212626377 | Central HP <5.4 tons | COLEMAN | HRCU-A-CB (Split System: Heat Pump with Remote Outdoor Unit-Air-Source) | HMH72B341 | ASPEN |  | C(A,C,D,E)48A26+TDR | TM8Y100C16MP11 | 29800 | 17.8 | 8.3 | 33600 | 27200 | 80.95% | 2.63 | 0 | 9.5 |  |  |  | No | R-410A | 2.4833 | Residential & Commercial | No
212628089 | Central HP <5.4 tons | COLEMAN | HRCU-A-CB (Split System: Heat Pump with Remote Outdoor Unit-Air-Source) | HMH72B341 | ASPEN |  | D(A,C,E)42D26+TDR | CP9C100C20MP13 | 30400 | 17.1 | 8.1 | 34000 | 28400 | 83.53% | 2.46 | 0 | 9 |  |  |  | No | R-410A | 2.5333 | Residential & Commercial | No
212628091 | Central HP <5.4 tons | COLEMAN | HRCU-A-CB (Split System: Heat Pump with Remote Outdoor Unit-Air-Source) | HMH72B341 | ASPEN |  | D(A,C,E)48B36+TDR | CP9C100C20MP13 | 32600 | 17.5 | 8.1 | 34000 | 28400 | 83.53% | 2.46 | 0 | 9.5 |  |  |  | No | R-410A | 2.7167 | Residential & Commercial | No
212628105 | Central HP <5.4 tons | COLEMAN | HRCU-A-CB (Split System: Heat Pump with Remote Outdoor Unit-Air-Source) | HMH72B341 | ASPEN |  | D(A,C,E)36D36+TDR | TM9V100C20MP12 | 32800 | 17.5 | 8.5 | 34000 | 28400 | 83.53% | 2.7 | 0 | 9.5 |  |  |  | No | R-410A | 2.7333 | Residential & Commercial | No
212624854 | Central HP <5.4 tons | COLEMAN | HRCU-A-CB (Split System: Heat Pump with Remote Outdoor Unit-Air-Source) | HMH72B341 | ASPEN |  | D(A,C,E)42C34+TDR | TM8Y100C20MP11 | 33600 | 18 | 8.4 | 34000 | 30200 | 88.82% | 2.83 | 0 | 9.5 |  |  |  | No | R-410A | 2.8 | Residential & Commercial | No
212624856 | Central HP <5.4 tons | COLEMAN | HRCU-A-CB (Split System: Heat Pump with Remote Outdoor Unit-Air-Source) | HMH72B341 | ASPEN |  | D(A,C,E)42C34+TDR | TM8Y120C20MP11 | 33600 | 18 | 8.4 | 34000 | 30200 | 88.82% | 2.83 | 0 | 9.5 |  |  |  | No | R-410A | 2.8 | Residential & Commercial | No
212624872 | Central HP <5.4 tons | COLEMAN | HRCU-A-CB (Split System: Heat Pump with Remote Outdoor Unit-Air-Source) | HMH72B341 | ASPEN |  | C(A,C,D,E)36C24+TDR | CP9C100C16MP13 | 29800 | 16.9 | 8.1 | 34000 | 27400 | 80.59% | 2.47 | 0 | 9.5 |  |  |  | No | R-410A | 2.4833 | Residential & Commercial | No
212624881 | Central HP <5.4 tons | COLEMAN | HRCU-A-CB (Split System: Heat Pump with Remote Outdoor Unit-Air-Source) | HMH72B341 | ASPEN |  | D(A,C,E)36A44+TDR | CP9C100C16MP13 | 32000 | 17.5 | 8.1 | 34000 | 27400 | 80.59% | 2.47 | 0 | 9.9 |  |  |  | No | R-410A | 2.6667 | Residential & Commercial | No
212626650 | Central HP <5.4 tons | COLEMAN | HRCU-A-CB (Split System: Heat Pump with Remote Outdoor Unit-Air-Source) | HMH72B341 | ASPEN |  | D(A,C,E)42A46+TDR | TM9V080B12MP12 | 32800 | 17 | 8.3 | 33800 | 29600 | 87.57% | 2.7 | 0 | 9.5 |  |  |  | No | R-410A | 2.7333 | Residential & Commercial | No
212626659 | Central HP <5.4 tons | COLEMAN | HRCU-A-CB (Split System: Heat Pump with Remote Outdoor Unit-Air-Source) | HMH72B341 | ASPEN |  | C(A,C,D,E)36C26+TDR | TM9E060A10MP12 | 29600 | 16.9 | 8.1 | 33800 | 27400 | 81.07% | 2.4 | 0 | 9 |  |  |  | No | R-410A | 2.4667 | Residential & Commercial | No
212626677 | Central HP <5.4 tons | COLEMAN | HRCU-A-CB (Split System: Heat Pump with Remote Outdoor Unit-Air-Source) | HMH72B341 | ASPEN |  | D(A,C,E)48D26+TDR | TM9E060A10MP12 | 31000 | 17.3 | 8.1 | 33800 | 27400 | 81.07% | 2.4 | 0 | 9.2 |  |  |  | No | R-410A | 2.5833 | Residential & Commercial | No
212626770 | Central HP <5.4 tons | COLEMAN | HRCU-A-CB (Split System: Heat Pump with Remote Outdoor Unit-Air-Source) | HMH72B341 | ASPEN |  | C(A,C,D,E)36A36+TDR | TM8V080C16MP12 | 31400 | 17.4 | 8.2 | 33800 | 27200 | 80.47% | 2.62 | 0 | 9.8 |  |  |  | No | R-410A | 2.6167 | Residential & Commercial | No
212624890 | Central HP <5.4 tons | COLEMAN | HRCU-A-CB (Split System: Heat Pump with Remote Outdoor Unit-Air-Source) | HMH72B341 | ASPEN |  | D(A,C,E)42C24+TDR | CP9C100C16MP13 | 30200 | 17 | 8.1 | 34000 | 27400 | 80.59% | 2.47 | 0 | 9 |  |  |  | No | R-410A | 2.5167 | Residential & Commercial | No
212624920 | Central HP <5.4 tons | COLEMAN | HRCU-A-CB (Split System: Heat Pump with Remote Outdoor Unit-Air-Source) | HMH72B341 | ASPEN |  | D(A,C,E)36A44+TDR | TM8Y080C16MP11 | 32000 | 18.5 | 8.5 | 34000 | 27400 | 80.59% | 2.67 | 0 | 9.9 |  |  |  | No | R-410A | 2.6667 | Residential & Commercial | No
212624990 | Central HP <5.4 tons | COLEMAN | HRCU-A-CB (Split System: Heat Pump with Remote Outdoor Unit-Air-Source) | HMH72B341 | ASPEN |  | D(A,C,E)36A44+TDR | TM8Y100C16MP11 | 32000 | 18.5 | 8.5 | 34000 | 27400 | 80.59% | 2.67 | 0 | 9.9 |  |  |  | No | R-410A | 2.6667 | Residential & Commercial | No
212624502 | Central HP <5.4 tons | COLEMAN | HRCU-A-CB (Split System: Heat Pump with Remote Outdoor Unit-Air-Source) | HMH72B341 | ASPEN |  | C(A,C,D,E)36A44+TDR | CPLC100C16MP13 | 32000 | 17.5 | 8.1 | 33800 | 27400 | 81.07% | 2.47 | 0 | 9.9 |  |  |  | No | R-410A | 2.6667 | Residential & Commercial | No
212624616 | Central HP <5.4 tons | COLEMAN | HRCU-A-CB (Split System: Heat Pump with Remote Outdoor Unit-Air-Source) | HMH72B341 | ASPEN |  | D(A,C,E)36A44+TDR | TM8V100C16MP12 | 32000 | 17.5 | 8.5 | 34000 | 27400 | 80.59% | 2.67 | 0 | 9.9 |  |  |  | No | R-410A | 2.6667 | Residential & Commercial | No
212624617 | Central HP <5.4 tons | COLEMAN | HRCU-A-CB (Split System: Heat Pump with Remote Outdoor Unit-Air-Source) | HMH72B341 | ASPEN |  | D(A,C,E)36B34+TDR | TM8V100C16MP12 | 32000 | 17.5 | 8.5 | 34000 | 27400 | 80.59% | 2.67 | 0 | 9.9 |  |  |  | No | R-410A | 2.6667 | Residential & Commercial | No
212624649 | Central HP <5.4 tons | COLEMAN | HRCU-A-CB (Split System: Heat Pump with Remote Outdoor Unit-Air-Source) | HMH72B341 | ASPEN |  | C(A,C,D,E)36D24+TDR | TMLV100C16MP12 | 30200 | 17 | 8.1 | 33800 | 27400 | 81.07% | 2.47 | 0 | 9 |  |  |  | No | R-410A | 2.5167 | Residential & Commercial | No
212627645 | Central HP <5.4 tons | COLEMAN | HRCU-A-CB (Split System: Heat Pump with Remote Outdoor Unit-Air-Source) | HMH72B341 | ASPEN |  | C(A,C,D,E)36A46+TDR | TM9Y080C16MP11 | 32000 | 18.5 | 8.5 | 34000 | 28000 | 82.35% | 2.66 | 0 | 9.4 |  |  |  | No | R-410A | 2.6667 | Residential & Commercial | No
212627663 | Central HP <5.4 tons | COLEMAN | HRCU-A-CB (Split System: Heat Pump with Remote Outdoor Unit-Air-Source) | HMH72B341 | ASPEN |  | D(A,C,E)48C26+TDR | TM9Y080C16MP11 | 30600 | 18.1 | 8.5 | 34000 | 28000 | 82.35% | 2.66 | 0 | 9 |  |  |  | No | R-410A | 2.55 | Residential & Commercial | No
212627681 | Central HP <5.4 tons | COLEMAN | HRCU-A-CB (Split System: Heat Pump with Remote Outdoor Unit-Air-Source) | HMH72B341 | ASPEN |  | C(A,C,D,E)48A36+TDR | TM8Y080C16MP11 | 32200 | 18.5 | 8.4 | 34000 | 27400 | 80.59% | 2.65 | 0 | 9.9 |  |  |  | No | R-410A | 2.6833 | Residential & Commercial | No
212627695 | Central HP <5.4 tons | COLEMAN | HRCU-A-CB (Split System: Heat Pump with Remote Outdoor Unit-Air-Source) | HMH72B341 | ASPEN |  | C(A,C,D,E)36B36+TDR | CPLC080C16MP13 | 32000 | 17.5 | 8.1 | 33800 | 27400 | 81.07% | 2.47 | 0 | 9.9 |  |  |  | No | R-410A | 2.6667 | Residential & Commercial | No
212625024 | Central HP <5.4 tons | COLEMAN | HRCU-A-CB (Split System: Heat Pump with Remote Outdoor Unit-Air-Source) | HMH72B341 | ASPEN |  | D(A,C,E)48D24+TDR | TM8Y100C16MP11 | 31000 | 18.2 | 8.5 | 34000 | 27400 | 80.59% | 2.67 | 0 | 9.7 |  |  |  | No | R-410A | 2.5833 | Residential & Commercial | No
212625197 | Central HP <5.4 tons | COLEMAN | HRCU-A-CB (Split System: Heat Pump with Remote Outdoor Unit-Air-Source) | HMH72B341 | ASPEN |  | C(A,C,D,E)48D24+TDR | TM8Y100C20MP11 | 33000 | 18 | 8.5 | 34000 | 30200 | 88.82% | 2.85 | 0 | 9.5 |  |  |  | No | R-410A | 2.75 | Residential & Commercial | No
212625208 | Central HP <5.4 tons | COLEMAN | HRCU-A-CB (Split System: Heat Pump with Remote Outdoor Unit-Air-Source) | HMH72B341 | ASPEN |  | D(A,C,E)48D34+TDR | TM8Y100C20MP11 | 33600 | 18 | 8.5 | 34000 | 30200 | 88.82% | 2.85 | 0 | 9.5 |  |  |  | No | R-410A | 2.8 | Residential & Commercial | No
212624652 | Central HP <5.4 tons | COLEMAN | HRCU-A-CB (Split System: Heat Pump with Remote Outdoor Unit-Air-Source) | HMH72B341 | ASPEN |  | C(A,C,D,E)42D24+TDR | TMLV100C16MP12 | 30600 | 17.2 | 8.1 | 33800 | 27400 | 81.07% | 2.47 | 0 | 9.6 |  |  |  | No | R-410A | 2.55 | Residential & Commercial | No
212624685 | Central HP <5.4 tons | COLEMAN | HRCU-A-CB (Split System: Heat Pump with Remote Outdoor Unit-Air-Source) | HMH72B341 | ASPEN |  | C(A,C,D,E)42C24+TDR | TPLC080C16MP13 | 30200 | 17 | 8.1 | 33800 | 27400 | 81.07% | 2.47 | 0 | 9 |  |  |  | No | R-410A | 2.5167 | Residential & Commercial | No
212624732 | Central HP <5.4 tons | COLEMAN | HRCU-A-CB (Split System: Heat Pump with Remote Outdoor Unit-Air-Source) | HMH72B341 | ASPEN |  | D(A,C,E)42C24+TDR | TPLC100C16MP13 | 30200 | 17 | 8.1 | 33800 | 27400 | 81.07% | 2.47 | 0 | 9 |  |  |  | No | R-410A | 2.5167 | Residential & Commercial | No
212625372 | Central HP <5.4 tons | COLEMAN | HRCU-A-CB (Split System: Heat Pump with Remote Outdoor Unit-Air-Source) | HMH72B341 | ASPEN |  | C(A,C,D,E)36B34+TDR | TM9V100C20MP12 | 32000 | 17.5 | 8.5 | 34000 | 28400 | 83.53% | 2.7 | 0 | 9.4 |  |  |  | No | R-410A | 2.6667 | Residential & Commercial | No
212625431 | Central HP <5.4 tons | COLEMAN | HRCU-A-CB (Split System: Heat Pump with Remote Outdoor Unit-Air-Source) | HMH72B341 | ASPEN |  | C(A,C,D,E)36B34+TDR | TP9C100C20MP13 | 32000 | 17.5 | 8.1 | 34000 | 28400 | 83.53% | 2.46 | 0 | 9.4 |  |  |  | No | R-410A | 2.6667 | Residential & Commercial | No
212625556 | Central HP <5.4 tons | COLEMAN | HRCU-A-CB (Split System: Heat Pump with Remote Outdoor Unit-Air-Source) | HMH72B341 | ASPEN |  | C(A,C,D,E)48A36+TDR | CPLC120C20MP13 | 31600 | 16.5 | 8.1 | 32200 | 27600 | 85.71% | 2.44 | 0 | 8.9 |  |  |  | No | R-410A | 2.6333 | Residential & Commercial | No
212625581 | Central HP <5.4 tons | COLEMAN | HRCU-A-CB (Split System: Heat Pump with Remote Outdoor Unit-Air-Source) | HMH72B341 | ASPEN |  | C(A,C,D,E)42A36+TDR | TM8V120C20MP12 | 31200 | 16.4 | 8.4 | 32200 | 27600 | 85.71% | 2.7 | 0 | 8.8 |  |  |  | No | R-410A | 2.6 | Residential & Commercial | No
212626809 | Central HP <5.4 tons | COLEMAN | HRCU-A-CB (Split System: Heat Pump with Remote Outdoor Unit-Air-Source) | HMH72B341 | ASPEN |  | C(A,C,D,E)36C26+TDR | TM9V080B12MP12 | 31000 | 17 | 8.4 | 33800 | 29600 | 87.57% | 2.74 | 0 | 9.4 |  |  |  | No | R-410A | 2.5833 | Residential & Commercial | No
212626820 | Central HP <5.4 tons | COLEMAN | HRCU-A-CB (Split System: Heat Pump with Remote Outdoor Unit-Air-Source) | HMH72B341 | ASPEN |  | C(A,C,D,E)42B36+TDR | TM8E100B12MP11 | 32400 | 18 | 8.4 | 33800 | 27400 | 81.07% | 2.62 | 0 | 9.9 |  |  |  | No | R-410A | 2.7 | Residential & Commercial | No
212626884 | Central HP <5.4 tons | COLEMAN | HRCU-A-CB (Split System: Heat Pump with Remote Outdoor Unit-Air-Source) | HMH72B341 | ASPEN |  | C(A,C,D,E)36B36+TDR | TM8E060A12MP11 | 32200 | 18 | 8.1 | 33800 | 27400 | 81.07% | 2.44 | 0 | 9.9 |  |  |  | No | R-410A | 2.6833 | Residential & Commercial | No
212625583 | Central HP <5.4 tons | COLEMAN | HRCU-A-CB (Split System: Heat Pump with Remote Outdoor Unit-Air-Source) | HMH72B341 | ASPEN |  | C(A,C,D,E)48A36+TDR | TM8V120C20MP12 | 31600 | 16.5 | 8.5 | 32200 | 27600 | 85.71% | 2.7 | 0 | 8.9 |  |  |  | No | R-410A | 2.6333 | Residential & Commercial | No
212625617 | Central HP <5.4 tons | COLEMAN | HRCU-A-CB (Split System: Heat Pump with Remote Outdoor Unit-Air-Source) | HMH72B341 | ASPEN |  | C(A,C,D,E)42A26+TDR | CP9C120D20MP13 | 28800 | 16.1 | 8.1 | 32200 | 28000 | 86.96% | 2.51 | 0 | 8.9 |  |  |  | No | R-410A | 2.4 | Residential & Commercial | No
212625626 | Central HP <5.4 tons | COLEMAN | HRCU-A-CB (Split System: Heat Pump with Remote Outdoor Unit-Air-Source) | HMH72B341 | ASPEN |  | C(A,C,D,E)42B36+TDR | CP9C120D20MP13 | 31800 | 17 | 8.1 | 32200 | 28200 | 87.58% | 2.5 | 0 | 9.4 |  |  |  | No | R-410A | 2.65 | Residential & Commercial | No
212625642 | Central HP <5.4 tons | COLEMAN | HRCU-A-CB (Split System: Heat Pump with Remote Outdoor Unit-Air-Source) | HMH72B341 | ASPEN |  | D(A,C,E)42C26+TDR | CPLC120C20MP13 | 29600 | 15.9 | 8.1 | 32400 | 27400 | 84.57% | 2.45 | 0 | 8 |  |  |  | No | R-410A | 2.4667 | Residential & Commercial | No
212624834 | Central HP <5.4 tons | COLEMAN | HRCU-A-CB (Split System: Heat Pump with Remote Outdoor Unit-Air-Source) | HMH72B341 | ASPEN |  | D(A,C,E)36B34+TDR | TL9E080C16UH11 | 32000 | 17.5 | 8.5 | 34000 | 28000 | 82.35% | 2.66 | 0 | 9.4 |  |  |  | No | R-410A | 2.6667 | Residential & Commercial | No
212624849 | Central HP <5.4 tons | COLEMAN | HRCU-A-CB (Split System: Heat Pump with Remote Outdoor Unit-Air-Source) | HMH72B341 | ASPEN |  | D(A,C,E)48C24+TDR | TL9E080C16UH11 | 30400 | 17.1 | 8.5 | 34000 | 28000 | 82.35% | 2.66 | 0 | 9 |  |  |  | No | R-410A | 2.5333 | Residential & Commercial | No
212624852 | Central HP <5.4 tons | COLEMAN | HRCU-A-CB (Split System: Heat Pump with Remote Outdoor Unit-Air-Source) | HMH72B341 | ASPEN |  | D(A,C,E)48D34+TDR | TL9E080C16UH11 | 33400 | 17.5 | 8.5 | 34000 | 28000 | 82.35% | 2.66 | 0 | 9.5 |  |  |  | No | R-410A | 2.7833 | Residential & Commercial | No
212624903 | Central HP <5.4 tons | COLEMAN | HRCU-A-CB (Split System: Heat Pump with Remote Outdoor Unit-Air-Source) | HMH72B341 | ASPEN |  | C(A,C,D,E)36B24+TDR | TM8Y080C16MP11 | 29200 | 17.7 | 8.5 | 34000 | 27400 | 80.59% | 2.67 | 0 | 9.4 |  |  |  | No | R-410A | 2.4333 | Residential & Commercial | No
212625656 | Central HP <5.4 tons | COLEMAN | HRCU-A-CB (Split System: Heat Pump with Remote Outdoor Unit-Air-Source) | HMH72B341 | ASPEN |  | C(A,C,D,E)36C26+TDR | TPLC100C20MP13 | 29000 | 15.8 | 8.1 | 32400 | 27400 | 84.57% | 2.45 | 0 | 8.5 |  |  |  | No | R-410A | 2.4167 | Residential & Commercial | No
212625658 | Central HP <5.4 tons | COLEMAN | HRCU-A-CB (Split System: Heat Pump with Remote Outdoor Unit-Air-Source) | HMH72B341 | ASPEN |  | D(A,C,E)42C26+TDR | TPLC100C20MP13 | 29600 | 15.9 | 8.1 | 32400 | 27400 | 84.57% | 2.45 | 0 | 8 |  |  |  | No | R-410A | 2.4667 | Residential & Commercial | No
212625667 | Central HP <5.4 tons | COLEMAN | HRCU-A-CB (Split System: Heat Pump with Remote Outdoor Unit-Air-Source) | HMH72B341 | ASPEN |  | D(A,C,E)36A46+TDR | CPLC100C20MP13 | 31400 | 16.5 | 8.1 | 32400 | 27800 | 85.8% | 2.44 | 0 | 8.9 |  |  |  | No | R-410A | 2.6167 | Residential & Commercial | No
212625681 | Central HP <5.4 tons | COLEMAN | HRCU-A-CB (Split System: Heat Pump with Remote Outdoor Unit-Air-Source) | HMH72B341 | ASPEN |  | D(A,C,E)48D36+TDR | CPLC100C20MP13 | 32800 | 16.5 | 8.1 | 32400 | 27800 | 85.8% | 2.44 | 0 | 9 |  |  |  | No | R-410A | 2.7333 | Residential & Commercial | No
212627756 | Central HP <5.4 tons | COLEMAN | HRCU-A-CB (Split System: Heat Pump with Remote Outdoor Unit-Air-Source) | HMH72B341 | ASPEN |  | D(A,C,E)42D26+TDR | TM8V080C16MP12 | 30600 | 17.2 | 8.5 | 34000 | 27400 | 80.59% | 2.67 | 0 | 9.6 |  |  |  | No | R-410A | 2.55 | Residential & Commercial | No
212625683 | Central HP <5.4 tons | COLEMAN | HRCU-A-CB (Split System: Heat Pump with Remote Outdoor Unit-Air-Source) | HMH72B341 | ASPEN |  | C(A,C,D,E)36B36+TDR | CPLC120C20MP13 | 31400 | 16.5 | 8.1 | 32400 | 27800 | 85.8% | 2.44 | 0 | 8.9 |  |  |  | No | R-410A | 2.6167 | Residential & Commercial | No
212625699 | Central HP <5.4 tons | COLEMAN | HRCU-A-CB (Split System: Heat Pump with Remote Outdoor Unit-Air-Source) | HMH72B341 | ASPEN |  | D(A,C,E)48D26+TDR | CPLC120C20MP13 | 30400 | 16.1 | 8.1 | 32400 | 27800 | 85.8% | 2.44 | 0 | 8 |  |  |  | No | R-410A | 2.5333 | Residential & Commercial | No
212625715 | Central HP <5.4 tons | COLEMAN | HRCU-A-CB (Split System: Heat Pump with Remote Outdoor Unit-Air-Source) | HMH72B341 | ASPEN |  | D(A,C,E)48B36+TDR | TM8V100C20MP12 | 32000 | 16.5 | 8.1 | 32400 | 27800 | 85.8% | 2.44 | 0 | 8.9 |  |  |  | No | R-410A | 2.6667 | Residential & Commercial | No
212625724 | Central HP <5.4 tons | COLEMAN | HRCU-A-CB (Split System: Heat Pump with Remote Outdoor Unit-Air-Source) | HMH72B341 | ASPEN |  | D(A,C,E)36A46+TDR | TM8V120C20MP12 | 31400 | 16.5 | 8.5 | 32400 | 27800 | 85.8% | 2.7 | 0 | 8.9 |  |  |  | No | R-410A | 2.6167 | Residential & Commercial | No
212624983 | Central HP <5.4 tons | COLEMAN | HRCU-A-CB (Split System: Heat Pump with Remote Outdoor Unit-Air-Source) | HMH72B341 | ASPEN |  | C(A,C,D,E)48B24+TDR | TM8Y100C16MP11 | 30200 | 17.9 | 8.5 | 34000 | 27400 | 80.59% | 2.67 | 0 | 9 |  |  |  | No | R-410A | 2.5167 | Residential & Commercial | No
212625000 | Central HP <5.4 tons | COLEMAN | HRCU-A-CB (Split System: Heat Pump with Remote Outdoor Unit-Air-Source) | HMH72B341 | ASPEN |  | D(A,C,E)36D24+TDR | TM8Y100C16MP11 | 30200 | 17.9 | 8.5 | 34000 | 27400 | 80.59% | 2.67 | 0 | 9 |  |  |  | No | R-410A | 2.5167 | Residential & Commercial | No
213146410 | Central HP <5.4 tons | BRYANT HEATING AND COOLING SYSTEMS | HRCU-A-CB (Split System: Heat Pump with Remote Outdoor Unit-Air-Source) | 38MURAQ30AB3* | ADP |  | PL36H175P159+AEFE4B* |  | 31200 | 15.2 | 8.5 | 33800 | 26400 | 78.11% | 1.86 | 0 | 9 |  |  |  | No | R-410A | 2.6 | Residential & Commercial | No
212625742 | Central HP <5.4 tons | COLEMAN | HRCU-A-CB (Split System: Heat Pump with Remote Outdoor Unit-Air-Source) | HMH72B341 | ASPEN |  | C(A,C,D,E)48C26+TDR | TMLV120C20MP12 | 30000 | 16 | 8.1 | 32400 | 27800 | 85.8% | 2.44 | 0 | 8.6 |  |  |  | No | R-410A | 2.5 | Residential & Commercial | No
212625749 | Central HP <5.4 tons | COLEMAN | HRCU-A-CB (Split System: Heat Pump with Remote Outdoor Unit-Air-Source) | HMH72B341 | ASPEN |  | D(A,C,E)42B36+TDR | TMLV120C20MP12 | 31800 | 16.5 | 8.1 | 32400 | 27800 | 85.8% | 2.44 | 0 | 8.9 |  |  |  | No | R-410A | 2.65 | Residential & Commercial | No
212625774 | Central HP <5.4 tons | COLEMAN | HRCU-A-CB (Split System: Heat Pump with Remote Outdoor Unit-Air-Source) | HMH72B341 | ASPEN |  | D(A,C,E)48C36+TDR | TPLC100C20MP13 | 32600 | 16.5 | 8.1 | 32400 | 27800 | 85.8% | 2.44 | 0 | 9 |  |  |  | No | R-410A | 2.7167 | Residential & Commercial | No
212625776 | Central HP <5.4 tons | COLEMAN | HRCU-A-CB (Split System: Heat Pump with Remote Outdoor Unit-Air-Source) | HMH72B341 | ASPEN |  | D(A,C,E)48D36+TDR | TPLC100C20MP13 | 32800 | 16.5 | 8.1 | 32400 | 27800 | 85.8% | 2.44 | 0 | 9 |  |  |  | No | R-410A | 2.7333 | Residential & Commercial | No
212627790 | Central HP <5.4 tons | COLEMAN | HRCU-A-CB (Split System: Heat Pump with Remote Outdoor Unit-Air-Source) | HMH72B341 | ASPEN |  | C(A,C,D,E)36B26+TDR | TMLV100C16MP12 | 29200 | 16.7 | 8.1 | 33800 | 27400 | 81.07% | 2.47 | 0 | 9.4 |  |  |  | No | R-410A | 2.4333 | Residential & Commercial | No
212627795 | Central HP <5.4 tons | COLEMAN | HRCU-A-CB (Split System: Heat Pump with Remote Outdoor Unit-Air-Source) | HMH72B341 | ASPEN |  | D(A,C,E)36A46+TDR | TMLV100C16MP12 | 32000 | 17.5 | 8.1 | 33800 | 27400 | 81.07% | 2.47 | 0 | 9.9 |  |  |  | No | R-410A | 2.6667 | Residential & Commercial | No
212625792 | Central HP <5.4 tons | COLEMAN | HRCU-A-CB (Split System: Heat Pump with Remote Outdoor Unit-Air-Source) | HMH72B341 | ASPEN |  | D(A,C,E)48C26+TDR | TPLC120C20MP13 | 30000 | 16 | 8.1 | 32400 | 27800 | 85.8% | 2.44 | 0 | 8.6 |  |  |  | No | R-410A | 2.5 | Residential & Commercial | No
212625806 | Central HP <5.4 tons | COLEMAN | HRCU-A-CB (Split System: Heat Pump with Remote Outdoor Unit-Air-Source) | HMH72B341 | ASPEN |  | D(A,C,E)36B36+TDR | TM9Y120D20MP11 | 31600 | 16.5 | 8.5 | 32400 | 28200 | 87.04% | 2.77 | 0 | 9.3 |  |  |  | No | R-410A | 2.6333 | Residential & Commercial | No
212625808 | Central HP <5.4 tons | COLEMAN | HRCU-A-CB (Split System: Heat Pump with Remote Outdoor Unit-Air-Source) | HMH72B341 | ASPEN |  | D(A,C,E)36C36+TDR | TM9Y120D20MP11 | 32000 | 16.5 | 8.5 | 32400 | 28200 | 87.04% | 2.77 | 0 | 9.4 |  |  |  | No | R-410A | 2.6667 | Residential & Commercial | No
212625842 | Central HP <5.4 tons | COLEMAN | HRCU-A-CB (Split System: Heat Pump with Remote Outdoor Unit-Air-Source) | HMH72B341 | ASPEN |  | D(A,C,E)42A46+TDR | CP9C120D20MP13 | 32000 | 17 | 8.1 | 32400 | 28200 | 87.04% | 2.51 | 0 | 9.4 |  |  |  | No | R-410A | 2.6667 | Residential & Commercial | No
212625051 | Central HP <5.4 tons | COLEMAN | HRCU-A-CB (Split System: Heat Pump with Remote Outdoor Unit-Air-Source) | HMH72B341 | ASPEN |  | D(A,C,E)36A44+TDR | TM9V100C16MP12 | 32000 | 17.5 | 8.5 | 34000 | 27400 | 80.59% | 2.67 | 0 | 9.9 |  |  |  | No | R-410A | 2.6667 | Residential & Commercial | No
212625083 | Central HP <5.4 tons | COLEMAN | HRCU-A-CB (Split System: Heat Pump with Remote Outdoor Unit-Air-Source) | HMH72B341 | ASPEN |  | D(A,C,E)48D24+TDR | TM9V100C16MP12 | 31000 | 17.3 | 8.5 | 34000 | 27400 | 80.59% | 2.67 | 0 | 9.7 |  |  |  | No | R-410A | 2.5833 | Residential & Commercial | No
212626058 | Central HP <5.4 tons | COLEMAN | HRCU-A-CB (Split System: Heat Pump with Remote Outdoor Unit-Air-Source) | HMH72B341 | ASPEN |  | D(A,C,E)48A36+TDR | TM8Y080B12MP11 | 32400 | 18 | 8.4 | 33400 | 27400 | 82.04% | 2.63 | 0 | 9.9 |  |  |  | No | R-410A | 2.7 | Residential & Commercial | No
212626065 | Central HP <5.4 tons | COLEMAN | HRCU-A-CB (Split System: Heat Pump with Remote Outdoor Unit-Air-Source) | HMH72B341 | ASPEN |  | C(A,C,D,E)36B26+TDR | TM8Y080B12MP11 | 29600 | 17.3 | 8.5 | 33400 | 27400 | 82.04% | 2.65 | 0 | 9.4 |  |  |  | No | R-410A | 2.4667 | Residential & Commercial | No
212626076 | Central HP <5.4 tons | COLEMAN | HRCU-A-CB (Split System: Heat Pump with Remote Outdoor Unit-Air-Source) | HMH72B341 | ASPEN |  | D(A,C,E)42A46+TDR | TM8Y080B12MP11 | 32600 | 18 | 8.5 | 33400 | 27400 | 82.04% | 2.65 | 0 | 9.9 |  |  |  | No | R-410A | 2.7167 | Residential & Commercial | No
212626083 | Central HP <5.4 tons | COLEMAN | HRCU-A-CB (Split System: Heat Pump with Remote Outdoor Unit-Air-Source) | HMH72B341 | ASPEN |  | D(A,C,E)48C26+TDR | TM8Y080B12MP11 | 31000 | 17.7 | 8.5 | 33400 | 27400 | 82.04% | 2.65 | 0 | 9 |  |  |  | No | R-410A | 2.5833 | Residential & Commercial | No
212627863 | Central HP <5.4 tons | COLEMAN | HRCU-A-CB (Split System: Heat Pump with Remote Outdoor Unit-Air-Source) | HMH72B341 | ASPEN |  | C(A,C,D,E)36B36+TDR | TL8E080C16UH11 | 32000 | 17.5 | 8.5 | 34000 | 27800 | 81.76% | 2.68 | 0 | 9.9 |  |  |  | No | R-410A | 2.6667 | Residential & Commercial | No
212627888 | Central HP <5.4 tons | COLEMAN | HRCU-A-CB (Split System: Heat Pump with Remote Outdoor Unit-Air-Source) | HMH72B341 | ASPEN |  | C(A,C,D,E)48C26+TDR | TL9E080C16UH11 | 30400 | 17.1 | 8.5 | 34000 | 28000 | 82.35% | 2.66 | 0 | 9 |  |  |  | No | R-410A | 2.5333 | Residential & Commercial | No
212627915 | Central HP <5.4 tons | COLEMAN | HRCU-A-CB (Split System: Heat Pump with Remote Outdoor Unit-Air-Source) | HMH72B341 | ASPEN |  | D(A,C,E)36B36+TDR | CP9C100C16MP13 | 32000 | 17.5 | 8.1 | 34000 | 27400 | 80.59% | 2.47 | 0 | 9.9 |  |  |  | No | R-410A | 2.6667 | Residential & Commercial | No
212627922 | Central HP <5.4 tons | COLEMAN | HRCU-A-CB (Split System: Heat Pump with Remote Outdoor Unit-Air-Source) | HMH72B341 | ASPEN |  | D(A,C,E)42C26+TDR | CP9C100C16MP13 | 30200 | 17 | 8.1 | 34000 | 27400 | 80.59% | 2.47 | 0 | 9 |  |  |  | No | R-410A | 2.5167 | Residential & Commercial | No
212627931 | Central HP <5.4 tons | COLEMAN | HRCU-A-CB (Split System: Heat Pump with Remote Outdoor Unit-Air-Source) | HMH72B341 | ASPEN |  | C(A,C,D,E)36A46+TDR | TM8Y080C16MP11 | 32000 | 18.5 | 8.5 | 34000 | 27400 | 80.59% | 2.67 | 0 | 9.9 |  |  |  | No | R-410A | 2.6667 | Residential & Commercial | No
212627954 | Central HP <5.4 tons | COLEMAN | HRCU-A-CB (Split System: Heat Pump with Remote Outdoor Unit-Air-Source) | HMH72B341 | ASPEN |  | C(A,C,D,E)36A46+TDR | TM8Y100C16MP11 | 32000 | 18.5 | 8.5 | 34000 | 27400 | 80.59% | 2.67 | 0 | 9.9 |  |  |  | No | R-410A | 2.6667 | Residential & Commercial | No
212626260 | Central HP <5.4 tons | COLEMAN | HRCU-A-CB (Split System: Heat Pump with Remote Outdoor Unit-Air-Source) | HMH72B341 | ASPEN |  | C(A,C,D,E)36A36+TDR | TM9E080B12MP12 | 31400 | 17.4 | 8.2 | 33600 | 27200 | 80.95% | 2.56 | 0 | 9.8 |  |  |  | No | R-410A | 2.6167 | Residential & Commercial | No
212626335 | Central HP <5.4 tons | COLEMAN | HRCU-A-CB (Split System: Heat Pump with Remote Outdoor Unit-Air-Source) | HMH72B341 | ASPEN |  | C(A,C,D,E)48A36+TDR | TM8Y100C20MP11 | 33600 | 18 | 8.1 | 33600 | 30000 | 89.29% | 2.72 | 0 | 9.5 |  |  |  | No | R-410A | 2.8 | Residential & Commercial | No
212626394 | Central HP <5.4 tons | COLEMAN | HRCU-A-CB (Split System: Heat Pump with Remote Outdoor Unit-Air-Source) | HMH72B341 | ASPEN |  | D(A,C,E)42C26+TDR | TM9E100C16MP12 | 30400 | 17.5 | 8.5 | 33600 | 27200 | 80.95% | 2.66 | 0 | 9 |  |  |  | No | R-410A | 2.5333 | Residential & Commercial | No
212626410 | Central HP <5.4 tons | COLEMAN | HRCU-A-CB (Split System: Heat Pump with Remote Outdoor Unit-Air-Source) | HMH72B341 | ASPEN |  | C(A,C,D,E)42A26+TDR | TL9E080C16UH11 | 29200 | 16.7 | 8.5 | 33600 | 28000 | 83.33% | 2.66 | 0 | 8.9 |  |  |  | No | R-410A | 2.4333 | Residential & Commercial | No
212625137 | Central HP <5.4 tons | COLEMAN | HRCU-A-CB (Split System: Heat Pump with Remote Outdoor Unit-Air-Source) | HMH72B341 | ASPEN |  | D(A,C,E)42D24+TDR | TP9C100C16MP13 | 30600 | 17.2 | 8.1 | 34000 | 27400 | 80.59% | 2.47 | 0 | 9.6 |  |  |  | No | R-410A | 2.55 | Residential & Commercial | No
212625187 | Central HP <5.4 tons | COLEMAN | HRCU-A-CB (Split System: Heat Pump with Remote Outdoor Unit-Air-Source) | HMH72B341 | ASPEN |  | C(A,C,D,E)36D24+TDR | TM8Y100C20MP11 | 32200 | 18 | 8.5 | 34000 | 30200 | 88.82% | 2.85 | 0 | 9.5 |  |  |  | No | R-410A | 2.6833 | Residential & Commercial | No
212625320 | Central HP <5.4 tons | COLEMAN | HRCU-A-CB (Split System: Heat Pump with Remote Outdoor Unit-Air-Source) | HMH72B341 | ASPEN |  | D(A,C,E)42C24+TDR | TP9C100C20MP13 | 30000 | 17 | 8.1 | 34000 | 28000 | 82.35% | 2.47 | 0 | 9 |  |  |  | No | R-410A | 2.5 | Residential & Commercial | No
212626651 | Central HP <5.4 tons | COLEMAN | HRCU-A-CB (Split System: Heat Pump with Remote Outdoor Unit-Air-Source) | HMH72B341 | ASPEN |  | D(A,C,E)42B36+TDR | TM9V080B12MP12 | 32800 | 17 | 8.3 | 33800 | 29600 | 87.57% | 2.7 | 0 | 9.5 |  |  |  | No | R-410A | 2.7333 | Residential & Commercial | No
212625334 | Central HP <5.4 tons | COLEMAN | HRCU-A-CB (Split System: Heat Pump with Remote Outdoor Unit-Air-Source) | HMH72B341 | ASPEN |  | C(A,C,D,E)36D24+TDR | CP9C100C20MP13 | 30000 | 17 | 8.1 | 34000 | 28400 | 83.53% | 2.46 | 0 | 9 |  |  |  | No | R-410A | 2.5 | Residential & Commercial | No
212625421 | Central HP <5.4 tons | COLEMAN | HRCU-A-CB (Split System: Heat Pump with Remote Outdoor Unit-Air-Source) | HMH72B341 | ASPEN |  | D(A,C,E)48C34+TDR | TM9V100C20MP12 | 33000 | 17.5 | 8.5 | 34000 | 28400 | 83.53% | 2.7 | 0 | 9 |  |  |  | No | R-410A | 2.75 | Residential & Commercial | No
212625554 | Central HP <5.4 tons | COLEMAN | HRCU-A-CB (Split System: Heat Pump with Remote Outdoor Unit-Air-Source) | HMH72B341 | ASPEN |  | C(A,C,D,E)42B36+TDR | CPLC120C20MP13 | 31600 | 16.5 | 8.1 | 32200 | 27600 | 85.71% | 2.44 | 0 | 8.9 |  |  |  | No | R-410A | 2.6333 | Residential & Commercial | No
212625603 | Central HP <5.4 tons | COLEMAN | HRCU-A-CB (Split System: Heat Pump with Remote Outdoor Unit-Air-Source) | HMH72B341 | ASPEN |  | C(A,C,D,E)42B36+TDR | TPLC120C20MP13 | 31600 | 16.5 | 8.1 | 32200 | 27600 | 85.71% | 2.44 | 0 | 8.9 |  |  |  | No | R-410A | 2.6333 | Residential & Commercial | No
212626785 | Central HP <5.4 tons | COLEMAN | HRCU-A-CB (Split System: Heat Pump with Remote Outdoor Unit-Air-Source) | HMH72B341 | ASPEN |  | D(A,C,E)48B26+TDR | TM8E080B12MP11 | 30200 | 17.5 | 8.4 | 33800 | 27800 | 82.25% | 2.6 | 0 | 9 |  |  |  | No | R-410A | 2.5167 | Residential & Commercial | No
212626846 | Central HP <5.4 tons | COLEMAN | HRCU-A-CB (Split System: Heat Pump with Remote Outdoor Unit-Air-Source) | HMH72B341 | ASPEN |  | D(A,C,E)42C26+TDR | TM9E080B12MP12 | 30400 | 17 | 8.5 | 33800 | 27400 | 81.07% | 2.65 | 0 | 9 |  |  |  | No | R-410A | 2.5333 | Residential & Commercial | No
212625618 | Central HP <5.4 tons | COLEMAN | HRCU-A-CB (Split System: Heat Pump with Remote Outdoor Unit-Air-Source) | HMH72B341 | ASPEN |  | D(A,C,E)36A36+TDR | CP9C120D20MP13 | 31200 | 16.8 | 8.1 | 32200 | 28000 | 86.96% | 2.51 | 0 | 9.3 |  |  |  | No | R-410A | 2.6 | Residential & Commercial | No
212625621 | Central HP <5.4 tons | COLEMAN | HRCU-A-CB (Split System: Heat Pump with Remote Outdoor Unit-Air-Source) | HMH72B341 | ASPEN |  | D(A,C,E)36A36+TDR | TM9V120D20MP12 | 31200 | 16.8 | 8.5 | 32200 | 28000 | 86.96% | 2.79 | 0 | 9.3 |  |  |  | No | R-410A | 2.6 | Residential & Commercial | No
212625705 | Central HP <5.4 tons | COLEMAN | HRCU-A-CB (Split System: Heat Pump with Remote Outdoor Unit-Air-Source) | HMH72B341 | ASPEN |  | D(A,C,E)36A46+TDR | TM8V100C20MP12 | 31400 | 16.5 | 8.1 | 32400 | 27800 | 85.8% | 2.44 | 0 | 8.9 |  |  |  | No | R-410A | 2.6167 | Residential & Commercial | No
212625752 | Central HP <5.4 tons | COLEMAN | HRCU-A-CB (Split System: Heat Pump with Remote Outdoor Unit-Air-Source) | HMH72B341 | ASPEN |  | D(A,C,E)42D36+TDR | TMLV120C20MP12 | 32600 | 16.5 | 8.1 | 32400 | 27800 | 85.8% | 2.44 | 0 | 9 |  |  |  | No | R-410A | 2.7167 | Residential & Commercial | No
212625753 | Central HP <5.4 tons | COLEMAN | HRCU-A-CB (Split System: Heat Pump with Remote Outdoor Unit-Air-Source) | HMH72B341 | ASPEN |  | D(A,C,E)48B36+TDR | TMLV120C20MP12 | 32000 | 16.5 | 8.1 | 32400 | 27800 | 85.8% | 2.44 | 0 | 8.9 |  |  |  | No | R-410A | 2.6667 | Residential & Commercial | No
212625771 | Central HP <5.4 tons | COLEMAN | HRCU-A-CB (Split System: Heat Pump with Remote Outdoor Unit-Air-Source) | HMH72B341 | ASPEN |  | D(A,C,E)42D36+TDR | TPLC100C20MP13 | 32600 | 16.5 | 8.1 | 32400 | 27800 | 85.8% | 2.44 | 0 | 9 |  |  |  | No | R-410A | 2.7167 | Residential & Commercial | No
212625772 | Central HP <5.4 tons | COLEMAN | HRCU-A-CB (Split System: Heat Pump with Remote Outdoor Unit-Air-Source) | HMH72B341 | ASPEN |  | D(A,C,E)48B36+TDR | TPLC100C20MP13 | 32000 | 16.5 | 8.1 | 32400 | 27800 | 85.8% | 2.44 | 0 | 8.9 |  |  |  | No | R-410A | 2.6667 | Residential & Commercial | No
215284842 | Central HP <5.4 tons | BRYANT HEATING AND COOLING SYSTEMS | HRCU-A-CB (Split System: Heat Pump with Remote Outdoor Unit-Air-Source) | 38MURAQ24AB3* | ADP |  | H,PG21924 | 926TC48060V17*** | 21800 | 16 | 8.45 | 25200 | 26200 | 104% | 2.26 | 0 | 9 |  |  |  | No | R-410A | 1.8167 | Residential & Commercial | No
212625788 | Central HP <5.4 tons | COLEMAN | HRCU-A-CB (Split System: Heat Pump with Remote Outdoor Unit-Air-Source) | HMH72B341 | ASPEN |  | D(A,C,E)42C36+TDR | TPLC120C20MP13 | 32200 | 16.5 | 8.1 | 32400 | 27800 | 85.8% | 2.44 | 0 | 9 |  |  |  | No | R-410A | 2.6833 | Residential & Commercial | No
212626887 | Central HP <5.4 tons | COLEMAN | HRCU-A-CB (Split System: Heat Pump with Remote Outdoor Unit-Air-Source) | HMH72B341 | ASPEN |  | C(A,C,D,E)48C26+TDR | TM8E060A12MP11 | 30800 | 17.7 | 8.1 | 33800 | 27400 | 81.07% | 2.44 | 0 | 9 |  |  |  | No | R-410A | 2.5667 | Residential & Commercial | No
212626892 | Central HP <5.4 tons | COLEMAN | HRCU-A-CB (Split System: Heat Pump with Remote Outdoor Unit-Air-Source) | HMH72B341 | ASPEN |  | D(A,C,E)36D26+TDR | TM8E060A12MP11 | 30400 | 17.5 | 8.1 | 33800 | 27400 | 81.07% | 2.44 | 0 | 9 |  |  |  | No | R-410A | 2.5333 | Residential & Commercial | No
212626901 | Central HP <5.4 tons | COLEMAN | HRCU-A-CB (Split System: Heat Pump with Remote Outdoor Unit-Air-Source) | HMH72B341 | ASPEN |  | D(A,C,E)48C26+TDR | TM8E060A12MP11 | 30800 | 17.7 | 8.1 | 33800 | 27400 | 81.07% | 2.44 | 0 | 9 |  |  |  | No | R-410A | 2.5667 | Residential & Commercial | No
212625805 | Central HP <5.4 tons | COLEMAN | HRCU-A-CB (Split System: Heat Pump with Remote Outdoor Unit-Air-Source) | HMH72B341 | ASPEN |  | D(A,C,E)36A46+TDR | TM9Y120D20MP11 | 31600 | 16.5 | 8.5 | 32400 | 28200 | 87.04% | 2.77 | 0 | 9.3 |  |  |  | No | R-410A | 2.6333 | Residential & Commercial | No
212625839 | Central HP <5.4 tons | COLEMAN | HRCU-A-CB (Split System: Heat Pump with Remote Outdoor Unit-Air-Source) | HMH72B341 | ASPEN |  | D(A,C,E)36B46+TDR | CP9C120D20MP13 | 32600 | 17 | 8.1 | 32400 | 28200 | 87.04% | 2.51 | 0 | 9.5 |  |  |  | No | R-410A | 2.7167 | Residential & Commercial | No
212625919 | Central HP <5.4 tons | COLEMAN | HRCU-A-CB (Split System: Heat Pump with Remote Outdoor Unit-Air-Source) | HMH72B341 | ASPEN |  | D(A,C,E)36B46+TDR | TM9V040A10MP12 | 32200 | 17 | 8.1 | 33200 | 27400 | 82.53% | 2.41 | 0 | 9.5 |  |  |  | No | R-410A | 2.6833 | Residential & Commercial | No
212625920 | Central HP <5.4 tons | COLEMAN | HRCU-A-CB (Split System: Heat Pump with Remote Outdoor Unit-Air-Source) | HMH72B341 | ASPEN |  | D(A,C,E)36C36+TDR | TM9V040A10MP12 | 32000 | 17 | 8.1 | 33200 | 27400 | 82.53% | 2.41 | 0 | 9.4 |  |  |  | No | R-410A | 2.6667 | Residential & Commercial | No
212626912 | Central HP <5.4 tons | COLEMAN | HRCU-A-CB (Split System: Heat Pump with Remote Outdoor Unit-Air-Source) | HMH72B341 | ASPEN |  | D(A,C,E)36B36+TDR | TM8E100B12MP11 | 32200 | 18 | 8.5 | 33800 | 27400 | 81.07% | 2.64 | 0 | 9.9 |  |  |  | No | R-410A | 2.6833 | Residential & Commercial | No
212626921 | Central HP <5.4 tons | COLEMAN | HRCU-A-CB (Split System: Heat Pump with Remote Outdoor Unit-Air-Source) | HMH72B341 | ASPEN |  | D(A,C,E)42D26+TDR | TM8E100B12MP11 | 30800 | 17.7 | 8.5 | 33800 | 27400 | 81.07% | 2.64 | 0 | 9 |  |  |  | No | R-410A | 2.5667 | Residential & Commercial | No
212627003 | Central HP <5.4 tons | COLEMAN | HRCU-A-CB (Split System: Heat Pump with Remote Outdoor Unit-Air-Source) | HMH72B341 | ASPEN |  | D(A,C,E)48A36+TDR | TM9V080C16MP12 | 32400 | 17.5 | 8.4 | 33800 | 27400 | 81.07% | 2.64 | 0 | 9.9 |  |  |  | No | R-410A | 2.7 | Residential & Commercial | No
212627026 | Central HP <5.4 tons | COLEMAN | HRCU-A-CB (Split System: Heat Pump with Remote Outdoor Unit-Air-Source) | HMH72B341 | ASPEN |  | C(A,C,D,E)42A36+TDR | TM9V100C16MP12 | 31800 | 17.5 | 8.3 | 33800 | 27400 | 81.07% | 2.63 | 0 | 9.9 |  |  |  | No | R-410A | 2.65 | Residential & Commercial | No
212626970 | Central HP <5.4 tons | COLEMAN | HRCU-A-CB (Split System: Heat Pump with Remote Outdoor Unit-Air-Source) | HMH72B341 | ASPEN |  | D(A,C,E)48C26+TDR | TMLE100B12MP11 | 30800 | 17.7 | 8.1 | 33800 | 27400 | 81.07% | 2.44 | 0 | 9 |  |  |  | No | R-410A | 2.5667 | Residential & Commercial | No
212627102 | Central HP <5.4 tons | COLEMAN | HRCU-A-CB (Split System: Heat Pump with Remote Outdoor Unit-Air-Source) | HMH72B341 | ASPEN |  | D(A,C,E)36C36+TDR | TM8Y100C20MP11 | 33600 | 18 | 8.3 | 33800 | 30200 | 89.35% | 2.82 | 0 | 9.5 |  |  |  | No | R-410A | 2.8 | Residential & Commercial | No
212627120 | Central HP <5.4 tons | COLEMAN | HRCU-A-CB (Split System: Heat Pump with Remote Outdoor Unit-Air-Source) | HMH72B341 | ASPEN |  | D(A,C,E)48B26+TDR | TM9Y080C16MP11 | 30200 | 17.9 | 8.4 | 33800 | 27800 | 82.25% | 2.66 | 0 | 9 |  |  |  | No | R-410A | 2.5167 | Residential & Commercial | No
212627222 | Central HP <5.4 tons | COLEMAN | HRCU-A-CB (Split System: Heat Pump with Remote Outdoor Unit-Air-Source) | HMH72B341 | ASPEN |  | C(A,C,D,E)48C26+TDR | CPLC080B12MP13 | 31600 | 17 | 8.1 | 33600 | 29400 | 87.5% | 2.42 | 0 | 9 |  |  |  | No | R-410A | 2.6333 | Residential & Commercial | No
212627046 | Central HP <5.4 tons | COLEMAN | HRCU-A-CB (Split System: Heat Pump with Remote Outdoor Unit-Air-Source) | HMH72B341 | ASPEN |  | D(A,C,E)42D26+TDR | CP9C080C16MP13 | 30800 | 17.2 | 8.1 | 33800 | 27400 | 81.07% | 2.45 | 0 | 9 |  |  |  | No | R-410A | 2.5667 | Residential & Commercial | No
212627069 | Central HP <5.4 tons | COLEMAN | HRCU-A-CB (Split System: Heat Pump with Remote Outdoor Unit-Air-Source) | HMH72B341 | ASPEN |  | D(A,C,E)42D26+TDR | TM9V080C16MP12 | 30800 | 17.2 | 8.5 | 33800 | 27400 | 81.07% | 2.66 | 0 | 9 |  |  |  | No | R-410A | 2.5667 | Residential & Commercial | No
212627137 | Central HP <5.4 tons | COLEMAN | HRCU-A-CB (Split System: Heat Pump with Remote Outdoor Unit-Air-Source) | HMH72B341 | ASPEN |  | C(A,C,D,E)42A26+TDR | TM8V100C16MP12 | 29200 | 16.7 | 8.5 | 33800 | 27200 | 80.47% | 2.67 | 0 | 9.4 |  |  |  | No | R-410A | 2.4333 | Residential & Commercial | No
212625936 | Central HP <5.4 tons | COLEMAN | HRCU-A-CB (Split System: Heat Pump with Remote Outdoor Unit-Air-Source) | HMH72B341 | ASPEN |  | C(A,C,D,E)48A26+TDR | TM8Y080B12MP11 | 30000 | 17.4 | 8.3 | 33200 | 27400 | 82.53% | 2.6 | 0 | 9.5 |  |  |  | No | R-410A | 2.5 | Residential & Commercial | No
212625937 | Central HP <5.4 tons | COLEMAN | HRCU-A-CB (Split System: Heat Pump with Remote Outdoor Unit-Air-Source) | HMH72B341 | ASPEN |  | C(A,C,D,E)42A36+TDR | TM8Y080B12MP11 | 32000 | 17.9 | 8.3 | 33200 | 27400 | 82.53% | 2.62 | 0 | 9.9 |  |  |  | No | R-410A | 2.6667 | Residential & Commercial | No
212626055 | Central HP <5.4 tons | COLEMAN | HRCU-A-CB (Split System: Heat Pump with Remote Outdoor Unit-Air-Source) | HMH72B341 | ASPEN |  | C(A,C,D,E)42B36+TDR | TM8Y080B12MP11 | 32400 | 18 | 8.4 | 33400 | 27400 | 82.04% | 2.63 | 0 | 9.9 |  |  |  | No | R-410A | 2.7 | Residential & Commercial | No
212627270 | Central HP <5.4 tons | COLEMAN | HRCU-A-CB (Split System: Heat Pump with Remote Outdoor Unit-Air-Source) | HMH72B341 | ASPEN |  | C(A,C,D,E)36B26+TDR | TM9E060B12MP12 | 29400 | 16.7 | 8.1 | 34000 | 28000 | 82.35% | 2.39 | 0 | 9 |  |  |  | No | R-410A | 2.45 | Residential & Commercial | No
212627277 | Central HP <5.4 tons | COLEMAN | HRCU-A-CB (Split System: Heat Pump with Remote Outdoor Unit-Air-Source) | HMH72B341 | ASPEN |  | D(A,C,E)36B46+TDR | TM9E060B12MP12 | 33000 | 17.5 | 8.1 | 34000 | 28000 | 82.35% | 2.39 | 0 | 9.5 |  |  |  | No | R-410A | 2.75 | Residential & Commercial | No
212627279 | Central HP <5.4 tons | COLEMAN | HRCU-A-CB (Split System: Heat Pump with Remote Outdoor Unit-Air-Source) | HMH72B341 | ASPEN |  | D(A,C,E)36D26+TDR | TM9E060B12MP12 | 30400 | 17 | 8.1 | 34000 | 28000 | 82.35% | 2.39 | 0 | 9.1 |  |  |  | No | R-410A | 2.5333 | Residential & Commercial | No
212627322 | Central HP <5.4 tons | COLEMAN | HRCU-A-CB (Split System: Heat Pump with Remote Outdoor Unit-Air-Source) | HMH72B341 | ASPEN |  | D(A,C,E)36D26+TDR | CP9C060B12MP13 | 30400 | 17 | 8.1 | 34000 | 27800 | 81.76% | 2.42 | 0 | 9.1 |  |  |  | No | R-410A | 2.5333 | Residential & Commercial | No
212626071 | Central HP <5.4 tons | COLEMAN | HRCU-A-CB (Split System: Heat Pump with Remote Outdoor Unit-Air-Source) | HMH72B341 | ASPEN |  | D(A,C,E)36B36+TDR | TM8Y080B12MP11 | 32200 | 18 | 8.5 | 33400 | 27400 | 82.04% | 2.65 | 0 | 9.9 |  |  |  | No | R-410A | 2.6833 | Residential & Commercial | No
212626339 | Central HP <5.4 tons | COLEMAN | HRCU-A-CB (Split System: Heat Pump with Remote Outdoor Unit-Air-Source) | HMH72B341 | ASPEN |  | C(A,C,D,E)48A36+TDR | TM8Y120C20MP11 | 33600 | 18 | 8.1 | 33600 | 30000 | 89.29% | 2.72 | 0 | 9.5 |  |  |  | No | R-410A | 2.8 | Residential & Commercial | No
212626357 | Central HP <5.4 tons | COLEMAN | HRCU-A-CB (Split System: Heat Pump with Remote Outdoor Unit-Air-Source) | HMH72B341 | ASPEN |  | C(A,C,D,E)36A36+TDR | TL9E080C16UH11 | 31200 | 17.4 | 8.3 | 33600 | 28000 | 83.33% | 2.62 | 0 | 9.3 |  |  |  | No | R-410A | 2.6 | Residential & Commercial | No
212627155 | Central HP <5.4 tons | COLEMAN | HRCU-A-CB (Split System: Heat Pump with Remote Outdoor Unit-Air-Source) | HMH72B341 | ASPEN |  | C(A,C,D,E)42A26+TDR | TP9C100C16MP13 | 29200 | 16.7 | 8.1 | 33800 | 27200 | 80.47% | 2.47 | 0 | 9.4 |  |  |  | No | R-410A | 2.4333 | Residential & Commercial | No
212627178 | Central HP <5.4 tons | COLEMAN | HRCU-A-CB (Split System: Heat Pump with Remote Outdoor Unit-Air-Source) | HMH72B341 | ASPEN |  | D(A,C,E)36A36+TDR | TP9C100C20MP13 | 31600 | 17.5 | 8.1 | 33800 | 28200 | 83.43% | 2.46 | 0 | 9.3 |  |  |  | No | R-410A | 2.6333 | Residential & Commercial | No
212627210 | Central HP <5.4 tons | COLEMAN | HRCU-A-CB (Split System: Heat Pump with Remote Outdoor Unit-Air-Source) | HMH72B341 | ASPEN |  | D(A,C,E)48D36+TDR | TM9Y060B12MP11 | 32600 | 17.5 | 8.1 | 34000 | 29400 | 86.47% | 2.43 | 0 | 9.5 |  |  |  | No | R-410A | 2.7167 | Residential & Commercial | No
212627228 | Central HP <5.4 tons | COLEMAN | HRCU-A-CB (Split System: Heat Pump with Remote Outdoor Unit-Air-Source) | HMH72B341 | ASPEN |  | D(A,C,E)48C36+TDR | TM8V080B12MP12 | 32400 | 17 | 8.1 | 33600 | 29400 | 87.5% | 2.42 | 0 | 9.5 |  |  |  | No | R-410A | 2.7 | Residential & Commercial | No
212627352 | Central HP <5.4 tons | COLEMAN | HRCU-A-CB (Split System: Heat Pump with Remote Outdoor Unit-Air-Source) | HMH72B341 | ASPEN |  | D(A,C,E)42D36+TDR | TM9V060B12MP12 | 33200 | 17.5 | 8.1 | 34000 | 27800 | 81.76% | 2.42 | 0 | 9 |  |  |  | No | R-410A | 2.7667 | Residential & Commercial | No
212627395 | Central HP <5.4 tons | COLEMAN | HRCU-A-CB (Split System: Heat Pump with Remote Outdoor Unit-Air-Source) | HMH72B341 | ASPEN |  | C(A,C,D,E)36C26+TDR | TM9Y100C16MP11 | 31200 | 18 | 8.4 | 34000 | 28400 | 83.53% | 2.72 | 0 | 9.9 |  |  |  | No | R-410A | 2.6 | Residential & Commercial | No
212627429 | Central HP <5.4 tons | COLEMAN | HRCU-A-CB (Split System: Heat Pump with Remote Outdoor Unit-Air-Source) | HMH72B341 | ASPEN |  | D(A,C,E)42A46+TDR | TM8E080B12MP11 | 32400 | 18 | 8.5 | 34000 | 28000 | 82.35% | 2.63 | 0 | 9.5 |  |  |  | No | R-410A | 2.7 | Residential & Commercial | No
212627436 | Central HP <5.4 tons | COLEMAN | HRCU-A-CB (Split System: Heat Pump with Remote Outdoor Unit-Air-Source) | HMH72B341 | ASPEN |  | D(A,C,E)48C26+TDR | TM8E080B12MP11 | 30600 | 17.7 | 8.5 | 34000 | 28000 | 82.35% | 2.63 | 0 | 9 |  |  |  | No | R-410A | 2.55 | Residential & Commercial | No
212627353 | Central HP <5.4 tons | COLEMAN | HRCU-A-CB (Split System: Heat Pump with Remote Outdoor Unit-Air-Source) | HMH72B341 | ASPEN |  | D(A,C,E)48B36+TDR | TM9V060B12MP12 | 32800 | 17.5 | 8.1 | 34000 | 27800 | 81.76% | 2.42 | 0 | 9.5 |  |  |  | No | R-410A | 2.7333 | Residential & Commercial | No
212627355 | Central HP <5.4 tons | COLEMAN | HRCU-A-CB (Split System: Heat Pump with Remote Outdoor Unit-Air-Source) | HMH72B341 | ASPEN |  | D(A,C,E)48C36+TDR | TM9V060B12MP12 | 33200 | 17.5 | 8.1 | 34000 | 27800 | 81.76% | 2.42 | 0 | 9 |  |  |  | No | R-410A | 2.7667 | Residential & Commercial | No
212627360 | Central HP <5.4 tons | COLEMAN | HRCU-A-CB (Split System: Heat Pump with Remote Outdoor Unit-Air-Source) | HMH72B341 | ASPEN |  | C(A,C,D,E)36B36+TDR | TP9C060B12MP13 | 32200 | 17.5 | 8.1 | 34000 | 27800 | 81.76% | 2.42 | 0 | 9.4 |  |  |  | No | R-410A | 2.6833 | Residential & Commercial | No
212627421 | Central HP <5.4 tons | COLEMAN | HRCU-A-CB (Split System: Heat Pump with Remote Outdoor Unit-Air-Source) | HMH72B341 | ASPEN |  | C(A,C,D,E)36C36+TDR | TM8E080B12MP11 | 32400 | 18 | 8.5 | 34000 | 28000 | 82.35% | 2.63 | 0 | 9.5 |  |  |  | No | R-410A | 2.7 | Residential & Commercial | No
212627456 | Central HP <5.4 tons | COLEMAN | HRCU-A-CB (Split System: Heat Pump with Remote Outdoor Unit-Air-Source) | HMH72B341 | ASPEN |  | D(A,C,E)42D26+TDR | TM9Y080B12MP11 | 30600 | 17.7 | 8.1 | 34000 | 28000 | 82.35% | 2.41 | 0 | 9 |  |  |  | No | R-410A | 2.55 | Residential & Commercial | No
212627479 | Central HP <5.4 tons | COLEMAN | HRCU-A-CB (Split System: Heat Pump with Remote Outdoor Unit-Air-Source) | HMH72B341 | ASPEN |  | D(A,C,E)42D26+TDR | TMLE080B12MP11 | 30600 | 17.7 | 8.1 | 34000 | 28000 | 82.35% | 2.41 | 0 | 9 |  |  |  | No | R-410A | 2.55 | Residential & Commercial | No
212627497 | Central HP <5.4 tons | COLEMAN | HRCU-A-CB (Split System: Heat Pump with Remote Outdoor Unit-Air-Source) | HMH72B341 | ASPEN |  | D(A,C,E)48D36+TDR | TM8V060A12MP12 | 32800 | 17.5 | 8.1 | 33400 | 28800 | 86.23% | 2.49 | 0 | 9.5 |  |  |  | No | R-410A | 2.7333 | Residential & Commercial | No
212627502 | Central HP <5.4 tons | COLEMAN | HRCU-A-CB (Split System: Heat Pump with Remote Outdoor Unit-Air-Source) | HMH72B341 | ASPEN |  | C(A,C,D,E)48C26+TDR | TMLV060A12MP12 | 32000 | 17.5 | 8.1 | 33400 | 28800 | 86.23% | 2.49 | 0 | 9 |  |  |  | No | R-410A | 2.6667 | Residential & Commercial | No
212627428 | Central HP <5.4 tons | COLEMAN | HRCU-A-CB (Split System: Heat Pump with Remote Outdoor Unit-Air-Source) | HMH72B341 | ASPEN |  | D(A,C,E)36D36+TDR | TM8E080B12MP11 | 32800 | 18 | 8.5 | 34000 | 28000 | 82.35% | 2.63 | 0 | 9.5 |  |  |  | No | R-410A | 2.7333 | Residential & Commercial | No
212627455 | Central HP <5.4 tons | COLEMAN | HRCU-A-CB (Split System: Heat Pump with Remote Outdoor Unit-Air-Source) | HMH72B341 | ASPEN |  | D(A,C,E)42C36+TDR | TM9Y080B12MP11 | 32800 | 18 | 8.1 | 34000 | 28000 | 82.35% | 2.41 | 0 | 9.5 |  |  |  | No | R-410A | 2.7333 | Residential & Commercial | No
212627471 | Central HP <5.4 tons | COLEMAN | HRCU-A-CB (Split System: Heat Pump with Remote Outdoor Unit-Air-Source) | HMH72B341 | ASPEN |  | D(A,C,E)36B46+TDR | TMLE080B12MP11 | 33000 | 18 | 8.1 | 34000 | 28000 | 82.35% | 2.41 | 0 | 9 |  |  |  | No | R-410A | 2.75 | Residential & Commercial | No
212627503 | Central HP <5.4 tons | COLEMAN | HRCU-A-CB (Split System: Heat Pump with Remote Outdoor Unit-Air-Source) | HMH72B341 | ASPEN |  | D(A,C,E)42D36+TDR | TMLV060A12MP12 | 32800 | 17.5 | 8.1 | 33400 | 28800 | 86.23% | 2.49 | 0 | 9.5 |  |  |  | No | R-410A | 2.7333 | Residential & Commercial | No
212627504 | Central HP <5.4 tons | COLEMAN | HRCU-A-CB (Split System: Heat Pump with Remote Outdoor Unit-Air-Source) | HMH72B341 | ASPEN |  | D(A,C,E)48C36+TDR | TMLV060A12MP12 | 32800 | 17.5 | 8.1 | 33400 | 28800 | 86.23% | 2.49 | 0 | 9.5 |  |  |  | No | R-410A | 2.7333 | Residential & Commercial | No
212627545 | Central HP <5.4 tons | COLEMAN | HRCU-A-CB (Split System: Heat Pump with Remote Outdoor Unit-Air-Source) | HMH72B341 | ASPEN |  | D(A,C,E)42A46+TDR | TM9Y100C20MP11 | 32400 | 15.5 | 8.1 | 34000 | 27800 | 81.76% | 2.38 | 0 | 9.5 |  |  |  | No | R-410A | 2.7 | Residential & Commercial | No
212627519 | Central HP <5.4 tons | COLEMAN | HRCU-A-CB (Split System: Heat Pump with Remote Outdoor Unit-Air-Source) | HMH72B341 | ASPEN |  | D(A,C,E)42D36+TDR | CP9C080B12MP13 | 32800 | 17 | 8.1 | 33600 | 29600 | 88.1% | 2.45 | 0 | 9.5 |  |  |  | No | R-410A | 2.7333 | Residential & Commercial | No
212627530 | Central HP <5.4 tons | COLEMAN | HRCU-A-CB (Split System: Heat Pump with Remote Outdoor Unit-Air-Source) | HMH72B341 | ASPEN |  | D(A,C,E)48C36+TDR | TP9C080B12MP13 | 32800 | 17 | 8.1 | 33600 | 29600 | 88.1% | 2.45 | 0 | 9.5 |  |  |  | No | R-410A | 2.7333 | Residential & Commercial | No
212627546 | Central HP <5.4 tons | COLEMAN | HRCU-A-CB (Split System: Heat Pump with Remote Outdoor Unit-Air-Source) | HMH72B341 | ASPEN |  | D(A,C,E)42B36+TDR | TM9Y100C20MP11 | 32400 | 15.5 | 8.1 | 34000 | 27800 | 81.76% | 2.38 | 0 | 9.5 |  |  |  | No | R-410A | 2.7 | Residential & Commercial | No
212627620 | Central HP <5.4 tons | COLEMAN | HRCU-A-CB (Split System: Heat Pump with Remote Outdoor Unit-Air-Source) | HMH72B341 | ASPEN |  | C(A,C,D,E)48A36+TDR | TM8V080C16MP12 | 32200 | 17.5 | 8.4 | 34000 | 27400 | 80.59% | 2.65 | 0 | 9.9 |  |  |  | No | R-410A | 2.6833 | Residential & Commercial | No
212627636 | Central HP <5.4 tons | COLEMAN | HRCU-A-CB (Split System: Heat Pump with Remote Outdoor Unit-Air-Source) | HMH72B341 | ASPEN |  | D(A,C,E)36A36+TDR | TM8V080C16MP12 | 31600 | 17.5 | 8.4 | 34000 | 27400 | 80.59% | 2.68 | 0 | 9.8 |  |  |  | No | R-410A | 2.6333 | Residential & Commercial | No
212627653 | Central HP <5.4 tons | COLEMAN | HRCU-A-CB (Split System: Heat Pump with Remote Outdoor Unit-Air-Source) | HMH72B341 | ASPEN |  | D(A,C,E)36C36+TDR | TM9Y080C16MP11 | 32400 | 18.5 | 8.5 | 34000 | 28000 | 82.35% | 2.66 | 0 | 9.5 |  |  |  | No | R-410A | 2.7 | Residential & Commercial | No
212627714 | Central HP <5.4 tons | COLEMAN | HRCU-A-CB (Split System: Heat Pump with Remote Outdoor Unit-Air-Source) | HMH72B341 | ASPEN |  | D(A,C,E)48D26+TDR | CPLC080C16MP13 | 31000 | 17.3 | 8.1 | 33800 | 27400 | 81.07% | 2.47 | 0 | 9.7 |  |  |  | No | R-410A | 2.5833 | Residential & Commercial | No
212627661 | Central HP <5.4 tons | COLEMAN | HRCU-A-CB (Split System: Heat Pump with Remote Outdoor Unit-Air-Source) | HMH72B341 | ASPEN |  | D(A,C,E)42D36+TDR | TM9Y080C16MP11 | 33200 | 18.5 | 8.5 | 34000 | 28000 | 82.35% | 2.66 | 0 | 9 |  |  |  | No | R-410A | 2.7667 | Residential & Commercial | No
212627686 | Central HP <5.4 tons | COLEMAN | HRCU-A-CB (Split System: Heat Pump with Remote Outdoor Unit-Air-Source) | HMH72B341 | ASPEN |  | C(A,C,D,E)42B36+TDR | TM9V100C16MP12 | 32200 | 17.5 | 8.4 | 34000 | 27400 | 80.59% | 2.65 | 0 | 9.9 |  |  |  | No | R-410A | 2.6833 | Residential & Commercial | No
212627722 | Central HP <5.4 tons | COLEMAN | HRCU-A-CB (Split System: Heat Pump with Remote Outdoor Unit-Air-Source) | HMH72B341 | ASPEN |  | D(A,C,E)36A46+TDR | CPLC100C16MP13 | 32000 | 17.5 | 8.1 | 33800 | 27400 | 81.07% | 2.47 | 0 | 9.9 |  |  |  | No | R-410A | 2.6667 | Residential & Commercial | No
212627787 | Central HP <5.4 tons | COLEMAN | HRCU-A-CB (Split System: Heat Pump with Remote Outdoor Unit-Air-Source) | HMH72B341 | ASPEN |  | D(A,C,E)36A36+TDR | TM8Y100C16MP11 | 31600 | 18.4 | 8.4 | 34000 | 27400 | 80.59% | 2.67 | 0 | 9.8 |  |  |  | No | R-410A | 2.6333 | Residential & Commercial | No
212627796 | Central HP <5.4 tons | COLEMAN | HRCU-A-CB (Split System: Heat Pump with Remote Outdoor Unit-Air-Source) | HMH72B341 | ASPEN |  | D(A,C,E)36B36+TDR | TMLV100C16MP12 | 32000 | 17.5 | 8.1 | 33800 | 27400 | 81.07% | 2.47 | 0 | 9.9 |  |  |  | No | R-410A | 2.6667 | Residential & Commercial | No
212627837 | Central HP <5.4 tons | COLEMAN | HRCU-A-CB (Split System: Heat Pump with Remote Outdoor Unit-Air-Source) | HMH72B341 | ASPEN |  | C(A,C,D,E)36B26+TDR | TPLC100C16MP13 | 29200 | 16.7 | 8.1 | 33800 | 27400 | 81.07% | 2.47 | 0 | 9.4 |  |  |  | No | R-410A | 2.4333 | Residential & Commercial | No
212627745 | Central HP <5.4 tons | COLEMAN | HRCU-A-CB (Split System: Heat Pump with Remote Outdoor Unit-Air-Source) | HMH72B341 | ASPEN |  | C(A,C,D,E)48C26+TDR | TM8V080C16MP12 | 30600 | 17.2 | 8.5 | 34000 | 27400 | 80.59% | 2.67 | 0 | 9.6 |  |  |  | No | R-410A | 2.55 | Residential & Commercial | No
212627779 | Central HP <5.4 tons | COLEMAN | HRCU-A-CB (Split System: Heat Pump with Remote Outdoor Unit-Air-Source) | HMH72B341 | ASPEN |  | D(A,C,E)42D26+TDR | TM8V100C16MP12 | 30600 | 17.2 | 8.5 | 34000 | 27400 | 80.59% | 2.67 | 0 | 9.6 |  |  |  | No | R-410A | 2.55 | Residential & Commercial | No
212627839 | Central HP <5.4 tons | COLEMAN | HRCU-A-CB (Split System: Heat Pump with Remote Outdoor Unit-Air-Source) | HMH72B341 | ASPEN |  | C(A,C,D,E)36C26+TDR | TPLC100C16MP13 | 29800 | 16.9 | 8.1 | 33800 | 27400 | 81.07% | 2.47 | 0 | 9.5 |  |  |  | No | R-410A | 2.4833 | Residential & Commercial | No
212627855 | Central HP <5.4 tons | COLEMAN | HRCU-A-CB (Split System: Heat Pump with Remote Outdoor Unit-Air-Source) | HMH72B341 | ASPEN |  | D(A,C,E)48C26+TDR | TPLC100C16MP13 | 30600 | 17.2 | 8.1 | 33800 | 27400 | 81.07% | 2.47 | 0 | 9.6 |  |  |  | No | R-410A | 2.55 | Residential & Commercial | No
212627857 | Central HP <5.4 tons | COLEMAN | HRCU-A-CB (Split System: Heat Pump with Remote Outdoor Unit-Air-Source) | HMH72B341 | ASPEN |  | D(A,C,E)48D26+TDR | TPLC100C16MP13 | 31000 | 17.3 | 8.1 | 33800 | 27400 | 81.07% | 2.47 | 0 | 9.7 |  |  |  | No | R-410A | 2.5833 | Residential & Commercial | No
212627882 | Central HP <5.4 tons | COLEMAN | HRCU-A-CB (Split System: Heat Pump with Remote Outdoor Unit-Air-Source) | HMH72B341 | ASPEN |  | D(A,C,E)48D26+TDR | TL8E080C16UH11 | 31000 | 17.3 | 8.5 | 34000 | 27800 | 81.76% | 2.68 | 0 | 9.7 |  |  |  | No | R-410A | 2.5833 | Residential & Commercial | No
212627890 | Central HP <5.4 tons | COLEMAN | HRCU-A-CB (Split System: Heat Pump with Remote Outdoor Unit-Air-Source) | HMH72B341 | ASPEN |  | D(A,C,E)36B36+TDR | TL9E080C16UH11 | 32000 | 17.5 | 8.5 | 34000 | 28000 | 82.35% | 2.66 | 0 | 9.4 |  |  |  | No | R-410A | 2.6667 | Residential & Commercial | No
212627929 | Central HP <5.4 tons | COLEMAN | HRCU-A-CB (Split System: Heat Pump with Remote Outdoor Unit-Air-Source) | HMH72B341 | ASPEN |  | D(A,C,E)48D26+TDR | CP9C100C16MP13 | 31000 | 17.3 | 8.1 | 34000 | 27400 | 80.59% | 2.47 | 0 | 9.7 |  |  |  | No | R-410A | 2.5833 | Residential & Commercial | No
212627979 | Central HP <5.4 tons | COLEMAN | HRCU-A-CB (Split System: Heat Pump with Remote Outdoor Unit-Air-Source) | HMH72B341 | ASPEN |  | C(A,C,D,E)36B36+TDR | TM9V100C16MP12 | 32000 | 17.5 | 8.5 | 34000 | 27400 | 80.59% | 2.67 | 0 | 9.9 |  |  |  | No | R-410A | 2.6667 | Residential & Commercial | No
212628031 | Central HP <5.4 tons | COLEMAN | HRCU-A-CB (Split System: Heat Pump with Remote Outdoor Unit-Air-Source) | HMH72B341 | ASPEN |  | D(A,C,E)48A36+TDR | TL8E100C20UH11 | 32200 | 17.5 | 8.4 | 34000 | 27400 | 80.59% | 2.66 | 0 | 9.9 |  |  |  | No | R-410A | 2.6833 | Residential & Commercial | No
213204944 | Central HP <5.4 tons | TEMPSTAR | HRCU-A-CB (Split System: Heat Pump with Remote Outdoor Unit-Air-Source) | DLCURAH24ABK | ASPEN |  | D(A,C,E)30B34+TDR | *95ESN0601412A* | 23200 | 15.8 | 8.4 | 26000 | 20400 | 78.46% | 2.92 | 0 | 9.8 |  |  |  | No | R-410A | 1.9333 | Residential & Commercial | No
215292608 | Central HP <5.4 tons | AIRQUEST | HRCU-A-CB (Split System: Heat Pump with Remote Outdoor Unit-Air-Source) | DLCURAH24ABK | ADP |  | H,GG30924 | *96VTN0401410B* | 22400 | 15.2 | 8.5 | 25400 | 24600 | 96.85% | 2.06 | 0 | 9.5 |  |  |  | No | R-410A | 1.8667 | Residential & Commercial | No
215292633 | Central HP <5.4 tons | AIRQUEST | HRCU-A-CB (Split System: Heat Pump with Remote Outdoor Unit-Air-Source) | DLCURAH24ABK | ADP |  | H,GG31930 | *96VTN0401712A* | 22400 | 15.2 | 8.5 | 24200 | 23200 | 95.87% | 1.94 | 0 | 9.5 |  |  |  | No | R-410A | 1.8667 | Residential & Commercial | No
215291856 | Central HP <5.4 tons | AIRQUEST | HRCU-A-CB (Split System: Heat Pump with Remote Outdoor Unit-Air-Source) | DLCURAH24ABK | ADP |  | H,GE24936 | *92MSN0401712A* | 23000 | 16 | 8.5 | 24800 | 23600 | 95.16% | 1.96 | 0 | 9.5 |  |  |  | No | R-410A | 1.9167 | Residential & Commercial | No
215291965 | Central HP <5.4 tons | AIRQUEST | HRCU-A-CB (Split System: Heat Pump with Remote Outdoor Unit-Air-Source) | DLCURAH24ABK | ADP |  | H,GE31930 | *92MSN0601714A* | 23000 | 17 | 8.5 | 25200 | 26000 | 103.2% | 2.24 | 0 | 9.5 |  |  |  | No | R-410A | 1.9167 | Residential & Commercial | No
215292065 | Central HP <5.4 tons | AIRQUEST | HRCU-A-CB (Split System: Heat Pump with Remote Outdoor Unit-Air-Source) | DLCURAH24ABK | ADP |  | H,GG31924 | *92MSN0802120A* | 22400 | 17 | 8.5 | 24400 | 23600 | 96.72% | 2.02 | 0 | 9.5 |  |  |  | No | R-410A | 1.8667 | Residential & Commercial | No
215292642 | Central HP <5.4 tons | AIRQUEST | HRCU-A-CB (Split System: Heat Pump with Remote Outdoor Unit-Air-Source) | DLCURAH24ABK | ADP |  | H,GE32930 | *96VTN0401712A* | 22600 | 16 | 8.5 | 24200 | 23800 | 98.35% | 2 | 0 | 9.5 |  |  |  | No | R-410A | 1.8833 | Residential & Commercial | No
215292692 | Central HP <5.4 tons | AIRQUEST | HRCU-A-CB (Split System: Heat Pump with Remote Outdoor Unit-Air-Source) | DLCURAH24ABK | ADP |  | HE32936 | *96VTN0401712B* | 23400 | 16 | 8.5 | 25400 | 25800 | 101.6% | 2.18 | 0 | 9.5 |  |  |  | No | R-410A | 1.95 | Residential & Commercial | No
215291854 | Central HP <5.4 tons | AIRQUEST | HRCU-A-CB (Split System: Heat Pump with Remote Outdoor Unit-Air-Source) | DLCURAH24ABK | ADP |  | H,GE23936 | *92MSN0401712A* | 22600 | 15.2 | 8.5 | 25400 | 25200 | 99.21% | 2.12 | 0 | 9.5 |  |  |  | No | R-410A | 1.8833 | Residential & Commercial | No
215291865 | Central HP <5.4 tons | AIRQUEST | HRCU-A-CB (Split System: Heat Pump with Remote Outdoor Unit-Air-Source) | DLCURAH24ABK | ADP |  | H,GG32936 | *92MSN0401712A* | 23000 | 16 | 8.5 | 24800 | 23600 | 95.16% | 1.96 | 0 | 9.5 |  |  |  | No | R-410A | 1.9167 | Residential & Commercial | No
215291872 | Central HP <5.4 tons | AIRQUEST | HRCU-A-CB (Split System: Heat Pump with Remote Outdoor Unit-Air-Source) | DLCURAH24ABK | ADP |  | HG33936 | *92MSN0401712A* | 23200 | 16 | 8.5 | 24800 | 23600 | 95.16% | 1.96 | 0 | 9.5 |  |  |  | No | R-410A | 1.9333 | Residential & Commercial | No
215291888 | Central HP <5.4 tons | AIRQUEST | HRCU-A-CB (Split System: Heat Pump with Remote Outdoor Unit-Air-Source) | DLCURAH24ABK | ADP |  | HG7J924 | *92MSN0401712A* | 23000 | 16 | 8.5 | 24800 | 23600 | 95.16% | 1.96 | 0 | 9.5 |  |  |  | No | R-410A | 1.9167 | Residential & Commercial | No
215291963 | Central HP <5.4 tons | AIRQUEST | HRCU-A-CB (Split System: Heat Pump with Remote Outdoor Unit-Air-Source) | DLCURAH24ABK | ADP |  | HG31930 | *92MSN0601714A* | 23000 | 17 | 8.5 | 25200 | 26000 | 103.2% | 2.24 | 0 | 9.5 |  |  |  | No | R-410A | 1.9167 | Residential & Commercial | No
215292113 | Central HP <5.4 tons | AIRQUEST | HRCU-A-CB (Split System: Heat Pump with Remote Outdoor Unit-Air-Source) | DLCURAH24ABK | ADP |  | H,GE22936 | *92MSN1002120A* | 22000 | 17 | 8.45 | 24800 | 23800 | 95.97% | 2.02 | 0 | 9.5 |  |  |  | No | R-410A | 1.8333 | Residential & Commercial | No
215292197 | Central HP <5.4 tons | AIRQUEST | HRCU-A-CB (Split System: Heat Pump with Remote Outdoor Unit-Air-Source) | DLCURAH24ABK | ADP |  | H,GG30924 | *96MSN0261410A* | 22600 | 16 | 8.5 | 25400 | 25800 | 101.6% | 2.2 | 0 | 9.5 |  |  |  | No | R-410A | 1.8833 | Residential & Commercial | No
215292565 | Central HP <5.4 tons | AIRQUEST | HRCU-A-CB (Split System: Heat Pump with Remote Outdoor Unit-Air-Source) | DLCURAH24ABK | ADP |  | HE7J936 | *96VTN0401410A* | 22800 | 16 | 8.5 | 24000 | 23400 | 97.5% | 1.96 | 0 | 9.5 |  |  |  | No | R-410A | 1.9 | Residential & Commercial | No
215292592 | Central HP <5.4 tons | AIRQUEST | HRCU-A-CB (Split System: Heat Pump with Remote Outdoor Unit-Air-Source) | DLCURAH24ABK | ADP |  | H,GE32936 | *96VTN0401410B* | 23000 | 16 | 8.5 | 25400 | 26600 | 104.7% | 2.28 | 0 | 9.5 |  |  |  | No | R-410A | 1.9167 | Residential & Commercial | No
215292640 | Central HP <5.4 tons | AIRQUEST | HRCU-A-CB (Split System: Heat Pump with Remote Outdoor Unit-Air-Source) | DLCURAH24ABK | ADP |  | HG32924 | *96VTN0401712A* | 22600 | 16 | 8.5 | 24200 | 23200 | 95.87% | 1.94 | 0 | 9.5 |  |  |  | No | R-410A | 1.8833 | Residential & Commercial | No
215292681 | Central HP <5.4 tons | AIRQUEST | HRCU-A-CB (Split System: Heat Pump with Remote Outdoor Unit-Air-Source) | DLCURAH24ABK | ADP |  | HG31930 | *96VTN0401712B* | 22200 | 16 | 8.5 | 24600 | 23800 | 96.75% | 2 | 0 | 9.5 |  |  |  | No | R-410A | 1.85 | Residential & Commercial | No
215292808 | Central HP <5.4 tons | AIRQUEST | HRCU-A-CB (Split System: Heat Pump with Remote Outdoor Unit-Air-Source) | DLCURAH24ABK | ADP |  | HE30924 | *96VTN0601412B* | 22400 | 16 | 8.5 | 25200 | 26400 | 104.8% | 2.28 | 0 | 9.5 |  |  |  | No | R-410A | 1.8667 | Residential & Commercial | No
215292858 | Central HP <5.4 tons | AIRQUEST | HRCU-A-CB (Split System: Heat Pump with Remote Outdoor Unit-Air-Source) | DLCURAH24ABK | ADP |  | HE30924 | *96VTN0601714A* | 23000 | 16 | 8.5 | 25200 | 24000 | 95.24% | 2.02 | 0 | 9.5 |  |  |  | No | R-410A | 1.9167 | Residential & Commercial | No
215293133 | Central HP <5.4 tons | AIRQUEST | HRCU-A-CB (Split System: Heat Pump with Remote Outdoor Unit-Air-Source) | DLCURAH24ABK | ADP |  | H,GG32930 | *96VTN1002120A* | 23400 | 17 | 8.5 | 24400 | 22400 | 91.8% | 1.9 | 0 | 9.5 |  |  |  | No | R-410A | 1.95 | Residential & Commercial | No
215293174 | Central HP <5.4 tons | AIRQUEST | HRCU-A-CB (Split System: Heat Pump with Remote Outdoor Unit-Air-Source) | DLCURAH24ABK | ADP |  | H,GG31924 | *96VTN1002120B* | 22600 | 17 | 8.5 | 24600 | 23400 | 95.12% | 1.98 | 0 | 9.5 |  |  |  | No | R-410A | 1.8833 | Residential & Commercial | No
215293183 | Central HP <5.4 tons | AIRQUEST | HRCU-A-CB (Split System: Heat Pump with Remote Outdoor Unit-Air-Source) | DLCURAH24ABK | ADP |  | HG32924 | *96VTN1002120B* | 22800 | 17 | 8.5 | 24600 | 23400 | 95.12% | 1.98 | 0 | 9.5 |  |  |  | No | R-410A | 1.9 | Residential & Commercial | No
215292299 | Central HP <5.4 tons | AIRQUEST | HRCU-A-CB (Split System: Heat Pump with Remote Outdoor Unit-Air-Source) | DLCURAH24ABK | ADP |  | H,GG36936 | *96MSN0401712A* | 23400 | 16 | 8.5 | 24600 | 23800 | 96.75% | 2 | 0 | 9.5 |  |  |  | No | R-410A | 1.95 | Residential & Commercial | No
215292308 | Central HP <5.4 tons | AIRQUEST | HRCU-A-CB (Split System: Heat Pump with Remote Outdoor Unit-Air-Source) | DLCURAH24ABK | ADP |  | HE7J936 | *96MSN0401712A* | 22800 | 16 | 8.5 | 24600 | 23800 | 96.75% | 2 | 0 | 9 |  |  |  | No | R-410A | 1.9 | Residential & Commercial | No
215292315 | Central HP <5.4 tons | AIRQUEST | HRCU-A-CB (Split System: Heat Pump with Remote Outdoor Unit-Air-Source) | DLCURAH24ABK | ADP |  | H,GG1K936 | *96MSN0401712A* | 23400 | 16 | 8.5 | 24600 | 23800 | 96.75% | 2 | 0 | 9.5 |  |  |  | No | R-410A | 1.95 | Residential & Commercial | No
215292331 | Central HP <5.4 tons | AIRQUEST | HRCU-A-CB (Split System: Heat Pump with Remote Outdoor Unit-Air-Source) | DLCURAH24ABK | ADP |  | HE31930 | *96MSN0601412A* | 23000 | 16 | 8.5 | 25400 | 26000 | 102.4% | 2.22 | 0 | 9.5 |  |  |  | No | R-410A | 1.9167 | Residential & Commercial | No
215292374 | Central HP <5.4 tons | AIRQUEST | HRCU-A-CB (Split System: Heat Pump with Remote Outdoor Unit-Air-Source) | DLCURAH24ABK | ADP |  | H,GE23936 | *96MSN0601716A* | 23200 | 16 | 9.5 | 25000 | 24400 | 97.6% | 2.04 | 0 | 9.5 |  |  |  | No | R-410A | 1.9333 | Residential & Commercial | No
215292383 | Central HP <5.4 tons | AIRQUEST | HRCU-A-CB (Split System: Heat Pump with Remote Outdoor Unit-Air-Source) | DLCURAH24ABK | ADP |  | HE31930 | *96MSN0601716A* | 23200 | 16 | 9.5 | 25000 | 24400 | 97.6% | 2.04 | 0 | 9.5 |  |  |  | No | R-410A | 1.9333 | Residential & Commercial | No
215292826 | Central HP <5.4 tons | AIRQUEST | HRCU-A-CB (Split System: Heat Pump with Remote Outdoor Unit-Air-Source) | DLCURAH24ABK | ADP |  | H,GE22936 | *96VTN0601714A* | 22400 | 16 | 8.5 | 24600 | 23000 | 93.5% | 1.92 | 0 | 9.5 |  |  |  | No | R-410A | 1.8667 | Residential & Commercial | No
215291863 | Central HP <5.4 tons | AIRQUEST | HRCU-A-CB (Split System: Heat Pump with Remote Outdoor Unit-Air-Source) | DLCURAH24ABK | ADP |  | HE31930 | *92MSN0401712A* | 22600 | 15.2 | 8.5 | 24800 | 23600 | 95.16% | 1.96 | 0 | 9.5 |  |  |  | No | R-410A | 1.8833 | Residential & Commercial | No
215291874 | Central HP <5.4 tons | AIRQUEST | HRCU-A-CB (Split System: Heat Pump with Remote Outdoor Unit-Air-Source) | DLCURAH24ABK | ADP |  | HE33936 | *92MSN0401712A* | 23200 | 16 | 8.5 | 24800 | 24400 | 98.39% | 2.04 | 0 | 9.5 |  |  |  | No | R-410A | 1.9333 | Residential & Commercial | No
215675530 | Central HP <5.4 tons | KEEPRITE | HRCU-A-CB (Split System: Heat Pump with Remote Outdoor Unit-Air-Source) | C5H0V48*K*AAA* |  |  | EVM5X49M21A*+WALLCON | *80CTL0451712B* | 47500 | 18 | 9 | 50000 | 37600 | 75.2% | 1.98 | 0 | 9.5 |  |  |  | No | R-454B | 3.9583 | Residential & Commercial | No
212628040 | Central HP <5.4 tons | COLEMAN | HRCU-A-CB (Split System: Heat Pump with Remote Outdoor Unit-Air-Source) | HMH72B341 | ASPEN |  | D(A,C,E)42D36+TDR | TM8Y120C20MP11 | 33600 | 18 | 8.5 | 34000 | 30200 | 88.82% | 2.85 | 0 | 9.5 |  |  |  | No | R-410A | 2.8 | Residential & Commercial | No
212628054 | Central HP <5.4 tons | COLEMAN | HRCU-A-CB (Split System: Heat Pump with Remote Outdoor Unit-Air-Source) | HMH72B341 | ASPEN |  | D(A,C,E)36D26+TDR | TL8E100C20UH11 | 30200 | 17 | 8.5 | 34000 | 27400 | 80.59% | 2.69 | 0 | 9 |  |  |  | No | R-410A | 2.5167 | Residential & Commercial | No
212628063 | Central HP <5.4 tons | COLEMAN | HRCU-A-CB (Split System: Heat Pump with Remote Outdoor Unit-Air-Source) | HMH72B341 | ASPEN |  | D(A,C,E)48C26+TDR | TL8E100C20UH11 | 30600 | 17.1 | 8.5 | 34000 | 27400 | 80.59% | 2.69 | 0 | 9.6 |  |  |  | No | R-410A | 2.55 | Residential & Commercial | No
212628081 | Central HP <5.4 tons | COLEMAN | HRCU-A-CB (Split System: Heat Pump with Remote Outdoor Unit-Air-Source) | HMH72B341 | ASPEN |  | D(A,C,E)36A46+TDR | CP9C100C20MP13 | 32000 | 17.5 | 8.1 | 34000 | 28400 | 83.53% | 2.46 | 0 | 9.4 |  |  |  | No | R-410A | 2.6667 | Residential & Commercial | No
215668809 | Central HP <5.4 tons | KEEPRITE | HRCU-A-CB (Split System: Heat Pump with Remote Outdoor Unit-Air-Source) | C5H0V36*K*AAA* |  |  | EA*5X42M21A*+WALLCON | *80CSU1002120A* | 33000 | 17.5 | 8.5 | 35800 | 25600 | 71.51% | 1.86 | 0 | 9.5 |  |  |  | No | R-454B | 2.75 | Residential & Commercial | No
215668577 | Central HP <5.4 tons | KEEPRITE | HRCU-A-CB (Split System: Heat Pump with Remote Outdoor Unit-Air-Source) | C5H0V36*K*AAA* |  |  | EA*5X37M17A*+WALLCON | *80CTL0901716B* | 34000 | 17.5 | 9 | 35800 | 25400 | 70.95% | 1.88 | 0 | 9.5 |  |  |  | No | R-454B | 2.8333 | Residential & Commercial | No
215668593 | Central HP <5.4 tons | KEEPRITE | HRCU-A-CB (Split System: Heat Pump with Remote Outdoor Unit-Air-Source) | C5H0V36*K*AAA* |  |  | EA*5X37M17A*+WALLCON | *97CMN0601714B* | 33600 | 17 | 9 | 36000 | 25800 | 71.67% | 1.86 | 0 | 9.5 |  |  |  | No | R-454B | 2.8 | Residential & Commercial | No
214521915 | Central HP <5.4 tons | COLEMAN | HRCU-A-CB (Split System: Heat Pump with Remote Outdoor Unit-Air-Source) | HMH72B341 | ASPEN |  | C(A,C,D,E)42A34+TDR | Z8ES080C16LMPS1 | 31800 | 17.9 | 8.4 | 33200 | 27400 | 82.53% | 2.68 | 0 | 9.9 |  |  |  | No | R-410A | 2.65 | Residential & Commercial | No
214521916 | Central HP <5.4 tons | COLEMAN | HRCU-A-CB (Split System: Heat Pump with Remote Outdoor Unit-Air-Source) | HMH72B341 | ASPEN |  | C(A,C,D,E)48A34+TDR | Z8ES080C16LMPS1 | 32200 | 18 | 8.5 | 33200 | 27400 | 82.53% | 2.7 | 0 | 9.9 |  |  |  | No | R-410A | 2.6833 | Residential & Commercial | No
214521949 | Central HP <5.4 tons | COLEMAN | HRCU-A-CB (Split System: Heat Pump with Remote Outdoor Unit-Air-Source) | HMH72B341 | ASPEN |  | C(A,C,D,E)48A34+TDR | Z8ES120C16SMPS1 | 33600 | 18 | 8.1 | 32600 | 30200 | 92.64% | 2.73 | 0 | 9.5 |  |  |  | No | R-410A | 2.8 | Residential & Commercial | No
212624346 | Central HP <5.4 tons | COLEMAN | HRCU-A-CB (Split System: Heat Pump with Remote Outdoor Unit-Air-Source) | HMH72B341 | ASPEN |  | C(A,C,D,E)42B34+TDR | TM8V100C16MP12 | 32200 | 17.5 | 8.4 | 34000 | 27400 | 80.59% | 2.65 | 0 | 9.9 |  |  |  | No | R-410A | 2.6833 | Residential & Commercial | No
212624387 | Central HP <5.4 tons | COLEMAN | HRCU-A-CB (Split System: Heat Pump with Remote Outdoor Unit-Air-Source) | HMH72B341 | ASPEN |  | C(A,C,D,E)36C34+TDR | TM9Y080C16MP11 | 32400 | 18.5 | 8.5 | 34000 | 28000 | 82.35% | 2.66 | 0 | 9.5 |  |  |  | No | R-410A | 2.7 | Residential & Commercial | No
214521985 | Central HP <5.4 tons | COLEMAN | HRCU-A-CB (Split System: Heat Pump with Remote Outdoor Unit-Air-Source) | HMH72B341 | ASPEN |  | C(A,C,D,E)48A34+TDR | Z9ES080C20SMPS1 | 32200 | 17.5 | 8.4 | 33400 | 27600 | 82.63% | 2.67 | 0 | 9.4 |  |  |  | No | R-410A | 2.6833 | Residential & Commercial | No
213803496 | Central HP <5.4 tons | CHAMPION HEATING AND COOLING | HRCU-A-CB (Split System: Heat Pump with Remote Outdoor Unit-Air-Source) | HMH72B341 | ASPEN |  | D(A,C,E)36D34+TDR | Z8ET100C20LMPS1 | 33600 | 18.5 | 8.4 | 33000 | 29600 | 89.7% | 2.81 | 0 | 9.5 |  |  |  | No | R-410A | 2.8 | Residential & Commercial | No
213803497 | Central HP <5.4 tons | CHAMPION HEATING AND COOLING | HRCU-A-CB (Split System: Heat Pump with Remote Outdoor Unit-Air-Source) | HMH72B341 | ASPEN |  | D(A,C,E)48A34+TDR | Z8ET100C20LMPS1 | 33600 | 18.5 | 8.1 | 32600 | 29400 | 90.18% | 2.7 | 0 | 9.5 |  |  |  | No | R-410A | 2.8 | Residential & Commercial | No
212624462 | Central HP <5.4 tons | COLEMAN | HRCU-A-CB (Split System: Heat Pump with Remote Outdoor Unit-Air-Source) | HMH72B341 | ASPEN |  | D(A,C,E)48A34+TDR | TM8Y100C16MP11 | 32200 | 18.5 | 8.4 | 34000 | 27400 | 80.59% | 2.65 | 0 | 9.9 |  |  |  | No | R-410A | 2.6833 | Residential & Commercial | No
212624478 | Central HP <5.4 tons | COLEMAN | HRCU-A-CB (Split System: Heat Pump with Remote Outdoor Unit-Air-Source) | HMH72B341 | ASPEN |  | C(A,C,D,E)48B24+TDR | CPLC080C16MP13 | 30200 | 17 | 8.1 | 33800 | 27400 | 81.07% | 2.47 | 0 | 9 |  |  |  | No | R-410A | 2.5167 | Residential & Commercial | No
212624503 | Central HP <5.4 tons | COLEMAN | HRCU-A-CB (Split System: Heat Pump with Remote Outdoor Unit-Air-Source) | HMH72B341 | ASPEN |  | C(A,C,D,E)36B24+TDR | CPLC100C16MP13 | 29200 | 16.7 | 8.1 | 33800 | 27400 | 81.07% | 2.47 | 0 | 9.4 |  |  |  | No | R-410A | 2.4333 | Residential & Commercial | No
212624571 | Central HP <5.4 tons | COLEMAN | HRCU-A-CB (Split System: Heat Pump with Remote Outdoor Unit-Air-Source) | HMH72B341 | ASPEN |  | C(A,C,D,E)42C24+TDR | TM8V080C16MP12 | 30200 | 17 | 8.5 | 34000 | 27400 | 80.59% | 2.67 | 0 | 9 |  |  |  | No | R-410A | 2.5167 | Residential & Commercial | No
212624671 | Central HP <5.4 tons | COLEMAN | HRCU-A-CB (Split System: Heat Pump with Remote Outdoor Unit-Air-Source) | HMH72B341 | ASPEN |  | D(A,C,E)42D24+TDR | TMLV100C16MP12 | 30600 | 17.2 | 8.1 | 33800 | 27400 | 81.07% | 2.47 | 0 | 9.6 |  |  |  | No | R-410A | 2.55 | Residential & Commercial | No
212624689 | Central HP <5.4 tons | COLEMAN | HRCU-A-CB (Split System: Heat Pump with Remote Outdoor Unit-Air-Source) | HMH72B341 | ASPEN |  | C(A,C,D,E)48D24+TDR | TPLC080C16MP13 | 31000 | 17.3 | 8.1 | 33800 | 27400 | 81.07% | 2.47 | 0 | 9.7 |  |  |  | No | R-410A | 2.5833 | Residential & Commercial | No
213320524 | Central HP <5.4 tons | CHAMPION HEATING AND COOLING | HRCU-A-CB (Split System: Heat Pump with Remote Outdoor Unit-Air-Source) | HMH72B341 | ASPEN |  | D(A,C,E)36D34+TDR | Z8ES120C16SMPS1 | 33600 | 18 | 8.4 | 33000 | 30400 | 92.12% | 2.84 | 0 | 9.5 |  |  |  | No | R-410A | 2.8 | Residential & Commercial | No
215677980 | Central HP <5.4 tons | KEEPRITE | HRCU-A-CB (Split System: Heat Pump with Remote Outdoor Unit-Air-Source) | C5H0V60*K*AAA* |  |  | EA*5X61M24A*+WALLCON | *97CMN0602120B* | 55000 | 17.5 | 8.5 | 61000 | 43000 | 70.49% | 1.88 | 0 | 8 |  |  |  | No | R-454B | 4.5833 | Residential & Commercial | No
215295540 | Central HP <5.4 tons | AIRQUEST | HRCU-A-CB (Split System: Heat Pump with Remote Outdoor Unit-Air-Source) | DLCURAH36ABK | ADP |  | H,GG24936 | *96VTN1002120A* | 34400 | 15.2 | 8.1 | 37800 | 34800 | 92.06% | 1.9 | 0 | 9.5 |  |  |  | No | R-410A | 2.8667 | Residential & Commercial | No
214385392 | Central HP <5.4 tons | COMFORTMAKER | HRCU-A-CB (Split System: Heat Pump with Remote Outdoor Unit-Air-Source) | DLCURAH36ABK | ADP |  | H,YE35936 | *95MSU0601716A* | 35000 | 16 | 8.1 | 36800 | 34600 | 94.02% | 1.86 | 0 | 9.5 |  |  |  | No | R-410A | 2.9167 | Residential & Commercial | No
212624723 | Central HP <5.4 tons | COLEMAN | HRCU-A-CB (Split System: Heat Pump with Remote Outdoor Unit-Air-Source) | HMH72B341 | ASPEN |  | D(A,C,E)36B34+TDR | TPLC100C16MP13 | 32000 | 17.5 | 8.1 | 33800 | 27400 | 81.07% | 2.47 | 0 | 9.9 |  |  |  | No | R-410A | 2.6667 | Residential & Commercial | No
212624755 | Central HP <5.4 tons | COLEMAN | HRCU-A-CB (Split System: Heat Pump with Remote Outdoor Unit-Air-Source) | HMH72B341 | ASPEN |  | C(A,C,D,E)36B24+TDR | TL9E080C16UH11 | 29200 | 16.7 | 8.5 | 34000 | 27800 | 81.76% | 2.65 | 0 | 8.9 |  |  |  | No | R-410A | 2.4333 | Residential & Commercial | No
212624780 | Central HP <5.4 tons | COLEMAN | HRCU-A-CB (Split System: Heat Pump with Remote Outdoor Unit-Air-Source) | HMH72B341 | ASPEN |  | C(A,C,D,E)48B24+TDR | TL8E080C16UH11 | 30200 | 17 | 8.5 | 34000 | 27800 | 81.76% | 2.68 | 0 | 9 |  |  |  | No | R-410A | 2.5167 | Residential & Commercial | No
212626371 | Central HP <5.4 tons | COLEMAN | HRCU-A-CB (Split System: Heat Pump with Remote Outdoor Unit-Air-Source) | HMH72B341 | ASPEN |  | C(A,C,D,E)42A26+TDR | TM9V080C16MP12 | 29400 | 16.7 | 8.4 | 33600 | 27600 | 82.14% | 2.64 | 0 | 9.4 |  |  |  | No | R-410A | 2.45 | Residential & Commercial | No
212626421 | Central HP <5.4 tons | COLEMAN | HRCU-A-CB (Split System: Heat Pump with Remote Outdoor Unit-Air-Source) | HMH72B341 | ASPEN |  | D(A,C,E)48B26+TDR | CP9C100C20MP13 | 30000 | 17 | 8.1 | 33600 | 28200 | 83.93% | 2.46 | 0 | 9 |  |  |  | No | R-410A | 2.5 | Residential & Commercial | No
212626423 | Central HP <5.4 tons | COLEMAN | HRCU-A-CB (Split System: Heat Pump with Remote Outdoor Unit-Air-Source) | HMH72B341 | ASPEN |  | D(A,C,E)48B26+TDR | TM9V100C20MP12 | 30000 | 17 | 8.5 | 33600 | 28200 | 83.93% | 2.7 | 0 | 9 |  |  |  | No | R-410A | 2.5 | Residential & Commercial | No
212626640 | Central HP <5.4 tons | COLEMAN | HRCU-A-CB (Split System: Heat Pump with Remote Outdoor Unit-Air-Source) | HMH72B341 | ASPEN |  | D(A,C,E)36D26+TDR | TM9V080B12MP12 | 31400 | 17 | 8.3 | 33800 | 29200 | 86.39% | 2.67 | 0 | 9.5 |  |  |  | No | R-410A | 2.6167 | Residential & Commercial | No
212626671 | Central HP <5.4 tons | COLEMAN | HRCU-A-CB (Split System: Heat Pump with Remote Outdoor Unit-Air-Source) | HMH72B341 | ASPEN |  | D(A,C,E)42C36+TDR | TM9E060A10MP12 | 32600 | 17.5 | 8.1 | 33800 | 27400 | 81.07% | 2.4 | 0 | 9.5 |  |  |  | No | R-410A | 2.7167 | Residential & Commercial | No
212626673 | Central HP <5.4 tons | COLEMAN | HRCU-A-CB (Split System: Heat Pump with Remote Outdoor Unit-Air-Source) | HMH72B341 | ASPEN |  | D(A,C,E)42D36+TDR | TM9E060A10MP12 | 33000 | 17.5 | 8.1 | 33800 | 27400 | 81.07% | 2.4 | 0 | 9 |  |  |  | No | R-410A | 2.75 | Residential & Commercial | No
214385646 | Central HP <5.4 tons | COMFORTMAKER | HRCU-A-CB (Split System: Heat Pump with Remote Outdoor Unit-Air-Source) | DLCURAH18ABK | ADP |  | H,YE21924 | *80MSU0401712A* | 16500 | 16 | 8.5 | 17000 | 19000 | 111.8% | 2.34 | 0 | 9.5 |  |  |  | No | R-410A | 1.375 | Residential & Commercial | No
212626724 | Central HP <5.4 tons | COLEMAN | HRCU-A-CB (Split System: Heat Pump with Remote Outdoor Unit-Air-Source) | HMH72B341 | ASPEN |  | C(A,C,D,E)36B26+TDR | TM9V080B12MP12 | 30600 | 17 | 8.4 | 33800 | 29200 | 86.39% | 2.69 | 0 | 9.3 |  |  |  | No | R-410A | 2.55 | Residential & Commercial | No
212626972 | Central HP <5.4 tons | COLEMAN | HRCU-A-CB (Split System: Heat Pump with Remote Outdoor Unit-Air-Source) | HMH72B341 | ASPEN |  | D(A,C,E)48D26+TDR | TMLE100B12MP11 | 31200 | 17.8 | 8.1 | 33800 | 27400 | 81.07% | 2.44 | 0 | 9.7 |  |  |  | No | R-410A | 2.6 | Residential & Commercial | No
212627023 | Central HP <5.4 tons | COLEMAN | HRCU-A-CB (Split System: Heat Pump with Remote Outdoor Unit-Air-Source) | HMH72B341 | ASPEN |  | D(A,C,E)42A36+TDR | TM8Y080C16MP11 | 31800 | 18.5 | 8.3 | 33800 | 27400 | 81.07% | 2.63 | 0 | 9.9 |  |  |  | No | R-410A | 2.65 | Residential & Commercial | No
212627055 | Central HP <5.4 tons | COLEMAN | HRCU-A-CB (Split System: Heat Pump with Remote Outdoor Unit-Air-Source) | HMH72B341 | ASPEN |  | C(A,C,D,E)36B36+TDR | TM9V080C16MP12 | 32200 | 17.5 | 8.5 | 33800 | 27400 | 81.07% | 2.66 | 0 | 9.9 |  |  |  | No | R-410A | 2.6833 | Residential & Commercial | No
212627059 | Central HP <5.4 tons | COLEMAN | HRCU-A-CB (Split System: Heat Pump with Remote Outdoor Unit-Air-Source) | HMH72B341 | ASPEN |  | D(A,C,E)36A46+TDR | TM9V080C16MP12 | 32000 | 17.5 | 8.5 | 33800 | 27400 | 81.07% | 2.66 | 0 | 9.9 |  |  |  | No | R-410A | 2.6667 | Residential & Commercial | No
212624855 | Central HP <5.4 tons | COLEMAN | HRCU-A-CB (Split System: Heat Pump with Remote Outdoor Unit-Air-Source) | HMH72B341 | ASPEN |  | D(A,C,E)36D34+TDR | TM8Y120C20MP11 | 33600 | 18 | 8.4 | 34000 | 30200 | 88.82% | 2.83 | 0 | 9.5 |  |  |  | No | R-410A | 2.8 | Residential & Commercial | No
212624864 | Central HP <5.4 tons | COLEMAN | HRCU-A-CB (Split System: Heat Pump with Remote Outdoor Unit-Air-Source) | HMH72B341 | ASPEN |  | C(A,C,D,E)42B24+TDR | TM9V100C16MP12 | 29800 | 16.9 | 8.5 | 34000 | 27000 | 79.41% | 2.66 | 0 | 9.5 |  |  |  | No | R-410A | 2.4833 | Residential & Commercial | No
212625114 | Central HP <5.4 tons | COLEMAN | HRCU-A-CB (Split System: Heat Pump with Remote Outdoor Unit-Air-Source) | HMH72B341 | ASPEN |  | D(A,C,E)36B34+TDR | TP9C100C16MP13 | 32000 | 17.5 | 8.1 | 34000 | 27400 | 80.59% | 2.47 | 0 | 9.9 |  |  |  | No | R-410A | 2.6667 | Residential & Commercial | No
214385661 | Central HP <5.4 tons | COMFORTMAKER | HRCU-A-CB (Split System: Heat Pump with Remote Outdoor Unit-Air-Source) | DLCURAH36ABK | ADP |  | H,YA10936 | *80MSU0601716A* | 33600 | 16 | 8.1 | 36800 | 34600 | 94.02% | 1.88 | 0 | 9.5 |  |  |  | No | R-410A | 2.8 | Residential & Commercial | No
213306295 | Central HP <5.4 tons | CHAMPION HEATING AND COOLING | HRCU-A-CB (Split System: Heat Pump with Remote Outdoor Unit-Air-Source) | HMH72B361 | ASPEN |  | D(A,C,E)36D34+TDR | Z8ES080C20LMPS1 | 34800 | 17 | 8.1 | 36000 | 26400 | 73.33% | 2.83 | 0 | 9 |  |  |  | No | R-410A | 2.9 | Residential & Commercial | No
212625205 | Central HP <5.4 tons | COLEMAN | HRCU-A-CB (Split System: Heat Pump with Remote Outdoor Unit-Air-Source) | HMH72B341 | ASPEN |  | D(A,C,E)48C34+TDR | TM8Y100C20MP11 | 33600 | 18 | 8.5 | 34000 | 30200 | 88.82% | 2.85 | 0 | 9.5 |  |  |  | No | R-410A | 2.8 | Residential & Commercial | No
212625216 | Central HP <5.4 tons | COLEMAN | HRCU-A-CB (Split System: Heat Pump with Remote Outdoor Unit-Air-Source) | HMH72B341 | ASPEN |  | D(A,C,E)36B44+TDR | TM8Y120C20MP11 | 33600 | 18 | 8.5 | 34000 | 30200 | 88.82% | 2.85 | 0 | 9.5 |  |  |  | No | R-410A | 2.8 | Residential & Commercial | No
212625323 | Central HP <5.4 tons | COLEMAN | HRCU-A-CB (Split System: Heat Pump with Remote Outdoor Unit-Air-Source) | HMH72B341 | ASPEN |  | C(A,C,D,E)36A44+TDR | CP9C100C20MP13 | 32000 | 17.5 | 8.1 | 34000 | 28400 | 83.53% | 2.46 | 0 | 9.4 |  |  |  | No | R-410A | 2.6667 | Residential & Commercial | No
212625364 | Central HP <5.4 tons | COLEMAN | HRCU-A-CB (Split System: Heat Pump with Remote Outdoor Unit-Air-Source) | HMH72B341 | ASPEN |  | D(A,C,E)48D24+TDR | CP9C100C20MP13 | 30800 | 17.3 | 8.1 | 34000 | 28400 | 83.53% | 2.46 | 0 | 9.2 |  |  |  | No | R-410A | 2.5667 | Residential & Commercial | No
212625391 | Central HP <5.4 tons | COLEMAN | HRCU-A-CB (Split System: Heat Pump with Remote Outdoor Unit-Air-Source) | HMH72B341 | ASPEN |  | D(A,C,E)36A44+TDR | TM9V100C20MP12 | 32000 | 17.5 | 8.5 | 34000 | 28400 | 83.53% | 2.7 | 0 | 9.4 |  |  |  | No | R-410A | 2.6667 | Residential & Commercial | No
212625464 | Central HP <5.4 tons | COLEMAN | HRCU-A-CB (Split System: Heat Pump with Remote Outdoor Unit-Air-Source) | HMH72B341 | ASPEN |  | D(A,C,E)48B34+TDR | TP9C100C20MP13 | 32600 | 17.5 | 8.1 | 34000 | 28400 | 83.53% | 2.46 | 0 | 9.5 |  |  |  | No | R-410A | 2.7167 | Residential & Commercial | No
212625509 | Central HP <5.4 tons | COLEMAN | HRCU-A-CB (Split System: Heat Pump with Remote Outdoor Unit-Air-Source) | HMH72B341 | ASPEN |  | C(A,C,D,E)42A26+TDR | CPLC100C20MP13 | 28600 | 15.6 | 8.1 | 32000 | 27600 | 86.25% | 2.44 | 0 | 8.4 |  |  |  | No | R-410A | 2.3833 | Residential & Commercial | No
212625600 | Central HP <5.4 tons | COLEMAN | HRCU-A-CB (Split System: Heat Pump with Remote Outdoor Unit-Air-Source) | HMH72B341 | ASPEN |  | D(A,C,E)48A36+TDR | TPLC100C20MP13 | 31600 | 16.5 | 8.1 | 32200 | 27600 | 85.71% | 2.44 | 0 | 8.9 |  |  |  | No | R-410A | 2.6333 | Residential & Commercial | No
212627072 | Central HP <5.4 tons | COLEMAN | HRCU-A-CB (Split System: Heat Pump with Remote Outdoor Unit-Air-Source) | HMH72B341 | ASPEN |  | D(A,C,E)48C26+TDR | TM9V080C16MP12 | 30800 | 17.2 | 8.5 | 33800 | 27400 | 81.07% | 2.66 | 0 | 9 |  |  |  | No | R-410A | 2.5667 | Residential & Commercial | No
212627074 | Central HP <5.4 tons | COLEMAN | HRCU-A-CB (Split System: Heat Pump with Remote Outdoor Unit-Air-Source) | HMH72B341 | ASPEN |  | D(A,C,E)48D26+TDR | TM9V080C16MP12 | 31200 | 17.3 | 8.5 | 33800 | 27400 | 81.07% | 2.66 | 0 | 9.7 |  |  |  | No | R-410A | 2.6 | Residential & Commercial | No
212627108 | Central HP <5.4 tons | COLEMAN | HRCU-A-CB (Split System: Heat Pump with Remote Outdoor Unit-Air-Source) | HMH72B341 | ASPEN |  | D(A,C,E)42B36+TDR | TM8Y120C20MP11 | 33600 | 18 | 8.3 | 33800 | 30200 | 89.35% | 2.82 | 0 | 9.5 |  |  |  | No | R-410A | 2.8 | Residential & Commercial | No
212627123 | Central HP <5.4 tons | COLEMAN | HRCU-A-CB (Split System: Heat Pump with Remote Outdoor Unit-Air-Source) | HMH72B341 | ASPEN |  | D(A,C,E)48A36+TDR | TM9Y080C16MP11 | 32200 | 18.5 | 8.5 | 33800 | 28200 | 83.43% | 2.67 | 0 | 9.4 |  |  |  | No | R-410A | 2.6833 | Residential & Commercial | No
212625664 | Central HP <5.4 tons | COLEMAN | HRCU-A-CB (Split System: Heat Pump with Remote Outdoor Unit-Air-Source) | HMH72B341 | ASPEN |  | C(A,C,D,E)36B36+TDR | CPLC100C20MP13 | 31400 | 16.5 | 8.1 | 32400 | 27800 | 85.8% | 2.44 | 0 | 8.9 |  |  |  | No | R-410A | 2.6167 | Residential & Commercial | No
212625691 | Central HP <5.4 tons | COLEMAN | HRCU-A-CB (Split System: Heat Pump with Remote Outdoor Unit-Air-Source) | HMH72B341 | ASPEN |  | D(A,C,E)42A46+TDR | CPLC120C20MP13 | 31800 | 16.5 | 8.1 | 32400 | 27800 | 85.8% | 2.44 | 0 | 8.9 |  |  |  | No | R-410A | 2.65 | Residential & Commercial | No
212625707 | Central HP <5.4 tons | COLEMAN | HRCU-A-CB (Split System: Heat Pump with Remote Outdoor Unit-Air-Source) | HMH72B341 | ASPEN |  | D(A,C,E)36B46+TDR | TM8V100C20MP12 | 32400 | 16.5 | 8.1 | 32400 | 27800 | 85.8% | 2.44 | 0 | 9 |  |  |  | No | R-410A | 2.7 | Residential & Commercial | No
215668625 | Central HP <5.4 tons | KEEPRITE | HRCU-A-CB (Split System: Heat Pump with Remote Outdoor Unit-Air-Source) | C5H0V36*K*AAA* |  |  | EA*5X37M17A*+WALLCON | *96CTN0801714B* | 33800 | 17.5 | 9 | 35800 | 25600 | 71.51% | 1.88 | 0 | 9.5 |  |  |  | No | R-454B | 2.8167 | Residential & Commercial | No
213355438 | Central HP <5.4 tons | CHAMPION HEATING AND COOLING | HRCU-A-CB (Split System: Heat Pump with Remote Outdoor Unit-Air-Source) | HMH72B361 | ASPEN |  | L(E,G)M48A6 |  | 35000 | 18 | 8.1 | 36000 | 26400 | 73.33% | 2.82 | 0 | 9 |  |  |  | No | R-410A | 2.9167 | Residential & Commercial | No
213078965 | Central HP <5.4 tons | ARCOAIRE | HRCU-A-CB (Split System: Heat Pump with Remote Outdoor Unit-Air-Source) | DLCURAH36ABK |  |  | EA*4X36L21A* | *80MSU0401712A* | 35000 | 16 | 8.1 | 38500 | 35200 | 91.43% | 1.8 | 0 | 9.5 |  |  |  | No | R-410A | 2.9167 | Residential & Commercial | No
213077068 | Central HP <5.4 tons | ARCOAIRE | HRCU-A-CB (Split System: Heat Pump with Remote Outdoor Unit-Air-Source) | DLCURAH36ABK |  |  | EA*4X42L24A* | *96VSN0802120B* | 35000 | 16 | 8.1 | 38500 | 35000 | 90.91% | 1.88 | 0 | 9.5 |  |  |  | No | R-410A | 2.9167 | Residential & Commercial | No
212625709 | Central HP <5.4 tons | COLEMAN | HRCU-A-CB (Split System: Heat Pump with Remote Outdoor Unit-Air-Source) | HMH72B341 | ASPEN |  | D(A,C,E)36D36+TDR | TM8V100C20MP12 | 32200 | 16.5 | 8.1 | 32400 | 27800 | 85.8% | 2.44 | 0 | 9 |  |  |  | No | R-410A | 2.6833 | Residential & Commercial | No
212627124 | Central HP <5.4 tons | COLEMAN | HRCU-A-CB (Split System: Heat Pump with Remote Outdoor Unit-Air-Source) | HMH72B341 | ASPEN |  | C(A,C,D,E)36B26+TDR | TL9E100C20UH11 | 31000 | 17 | 8.4 | 33800 | 28800 | 85.21% | 2.79 | 0 | 9.8 |  |  |  | No | R-410A | 2.5833 | Residential & Commercial | No
212627156 | Central HP <5.4 tons | COLEMAN | HRCU-A-CB (Split System: Heat Pump with Remote Outdoor Unit-Air-Source) | HMH72B341 | ASPEN |  | C(A,C,D,E)36C26+TDR | TL9E100C20UH11 | 31600 | 17 | 8.5 | 33800 | 28800 | 85.21% | 2.81 | 0 | 9.9 |  |  |  | No | R-410A | 2.6333 | Residential & Commercial | No
212627174 | Central HP <5.4 tons | COLEMAN | HRCU-A-CB (Split System: Heat Pump with Remote Outdoor Unit-Air-Source) | HMH72B341 | ASPEN |  | D(A,C,E)36A36+TDR | TM9V100C20MP12 | 31600 | 17.5 | 8.5 | 33800 | 28200 | 83.43% | 2.7 | 0 | 9.3 |  |  |  | No | R-410A | 2.6333 | Residential & Commercial | No
212627257 | Central HP <5.4 tons | COLEMAN | HRCU-A-CB (Split System: Heat Pump with Remote Outdoor Unit-Air-Source) | HMH72B341 | ASPEN |  | D(A,C,E)48C26+TDR | TL9E060B12UH11 | 30600 | 17.7 | 8.1 | 34000 | 27800 | 81.76% | 2.4 | 0 | 9 |  |  |  | No | R-410A | 2.55 | Residential & Commercial | No
212627258 | Central HP <5.4 tons | COLEMAN | HRCU-A-CB (Split System: Heat Pump with Remote Outdoor Unit-Air-Source) | HMH72B341 | ASPEN |  | D(A,C,E)48C36+TDR | TL9E060B12UH11 | 33000 | 18 | 8.1 | 34000 | 27800 | 81.76% | 2.4 | 0 | 9 |  |  |  | No | R-410A | 2.75 | Residential & Commercial | No
212627376 | Central HP <5.4 tons | COLEMAN | HRCU-A-CB (Split System: Heat Pump with Remote Outdoor Unit-Air-Source) | HMH72B341 | ASPEN |  | D(A,C,E)48B36+TDR | TP9C060B12MP13 | 32800 | 17.5 | 8.1 | 34000 | 27800 | 81.76% | 2.42 | 0 | 9.5 |  |  |  | No | R-410A | 2.7333 | Residential & Commercial | No
212627426 | Central HP <5.4 tons | COLEMAN | HRCU-A-CB (Split System: Heat Pump with Remote Outdoor Unit-Air-Source) | HMH72B341 | ASPEN |  | D(A,C,E)36C36+TDR | TM8E080B12MP11 | 32400 | 18 | 8.5 | 34000 | 28000 | 82.35% | 2.63 | 0 | 9.5 |  |  |  | No | R-410A | 2.7 | Residential & Commercial | No
212862214 | Central HP <5.4 tons | GE Appliances | HRCU-A-C (Split System: Heat Pump with Remote Outdoor Unit with No Indoor Fan --Air Source) | AUH4860ZGDA* | ADP |  | HE51960+TD |  | 50500 | 15.2 | 8.45 | 51000 | 36800 | 72.16% | 1.78 | 0 | 9.5 |  |  |  | No | R-410A | 4.2083 | Residential & Commercial | No
212979796 | Central HP <5.4 tons | GRANDAIRE | HRCU-A-CB (Split System: Heat Pump with Remote Outdoor Unit-Air-Source) | WDLCURAH30ABK |  |  | WLNC424BA* | WFE*090B042C* | 30000 | 15.2 | 8.1 | 34000 | 27800 | 81.76% | 1.78 | 0 | 9 |  |  |  | No | R-410A | 2.5 | Residential & Commercial | No
212627441 | Central HP <5.4 tons | COLEMAN | HRCU-A-CB (Split System: Heat Pump with Remote Outdoor Unit-Air-Source) | HMH72B341 | ASPEN |  | C(A,C,D,E)36B26+TDR | TM9Y080B12MP11 | 29400 | 17.2 | 8.1 | 34000 | 28000 | 82.35% | 2.41 | 0 | 8.9 |  |  |  | No | R-410A | 2.45 | Residential & Commercial | No
212627624 | Central HP <5.4 tons | COLEMAN | HRCU-A-CB (Split System: Heat Pump with Remote Outdoor Unit-Air-Source) | HMH72B341 | ASPEN |  | D(A,C,E)48A36+TDR | TM8V100C16MP12 | 32200 | 17.5 | 8.4 | 34000 | 27400 | 80.59% | 2.65 | 0 | 9.9 |  |  |  | No | R-410A | 2.6833 | Residential & Commercial | No
213077138 | Central HP <5.4 tons | ARCOAIRE | HRCU-A-CB (Split System: Heat Pump with Remote Outdoor Unit-Air-Source) | DLCURAH36ABK |  |  | EA*4X36L21A* | *96VSN1002120B* | 35200 | 16 | 8.1 | 38500 | 35200 | 91.43% | 1.82 | 0 | 9.5 |  |  |  | No | R-410A | 2.9333 | Residential & Commercial | No
213079733 | Central HP <5.4 tons | ARCOAIRE | HRCU-A-CB (Split System: Heat Pump with Remote Outdoor Unit-Air-Source) | DLCURAH36ABK |  |  | EA*4X36L21A* | *92MSN1002120A* | 35000 | 16.5 | 8.1 | 38500 | 35200 | 91.43% | 1.82 | 0 | 9.5 |  |  |  | No | R-410A | 2.9167 | Residential & Commercial | No
213080696 | Central HP <5.4 tons | ARCOAIRE | HRCU-A-CB (Split System: Heat Pump with Remote Outdoor Unit-Air-Source) | DLCURAH36ABK |  |  | EA*4X42L21A* | *95MSU0601716A* | 35000 | 16 | 8.1 | 38500 | 35000 | 90.91% | 1.86 | 0 | 9.5 |  |  |  | No | R-410A | 2.9167 | Residential & Commercial | No
212627709 | Central HP <5.4 tons | COLEMAN | HRCU-A-CB (Split System: Heat Pump with Remote Outdoor Unit-Air-Source) | HMH72B341 | ASPEN |  | D(A,C,E)42D26+TDR | CPLC080C16MP13 | 30600 | 17.2 | 8.1 | 33800 | 27400 | 81.07% | 2.47 | 0 | 9.6 |  |  |  | No | R-410A | 2.55 | Residential & Commercial | No
212627726 | Central HP <5.4 tons | COLEMAN | HRCU-A-CB (Split System: Heat Pump with Remote Outdoor Unit-Air-Source) | HMH72B341 | ASPEN |  | D(A,C,E)36D26+TDR | CPLC100C16MP13 | 30200 | 17 | 8.1 | 33800 | 27400 | 81.07% | 2.47 | 0 | 9 |  |  |  | No | R-410A | 2.5167 | Residential & Commercial | No
212627861 | Central HP <5.4 tons | COLEMAN | HRCU-A-CB (Split System: Heat Pump with Remote Outdoor Unit-Air-Source) | HMH72B341 | ASPEN |  | D(A,C,E)42C26+TDR | TL9E080C16UH11 | 30000 | 17 | 8.5 | 34000 | 27800 | 81.76% | 2.65 | 0 | 9 |  |  |  | No | R-410A | 2.5 | Residential & Commercial | No
212627891 | Central HP <5.4 tons | COLEMAN | HRCU-A-CB (Split System: Heat Pump with Remote Outdoor Unit-Air-Source) | HMH72B341 | ASPEN |  | D(A,C,E)36B46+TDR | TL9E080C16UH11 | 33000 | 17.5 | 8.5 | 34000 | 28000 | 82.35% | 2.66 | 0 | 9 |  |  |  | No | R-410A | 2.75 | Residential & Commercial | No
212627960 | Central HP <5.4 tons | COLEMAN | HRCU-A-CB (Split System: Heat Pump with Remote Outdoor Unit-Air-Source) | HMH72B341 | ASPEN |  | D(A,C,E)36A46+TDR | TM8Y100C16MP11 | 32000 | 18.5 | 8.5 | 34000 | 27400 | 80.59% | 2.67 | 0 | 9.9 |  |  |  | No | R-410A | 2.6667 | Residential & Commercial | No
212627961 | Central HP <5.4 tons | COLEMAN | HRCU-A-CB (Split System: Heat Pump with Remote Outdoor Unit-Air-Source) | HMH72B341 | ASPEN |  | D(A,C,E)36B36+TDR | TM8Y100C16MP11 | 32000 | 18.5 | 8.5 | 34000 | 27400 | 80.59% | 2.67 | 0 | 9.9 |  |  |  | No | R-410A | 2.6667 | Residential & Commercial | No
212627975 | Central HP <5.4 tons | COLEMAN | HRCU-A-CB (Split System: Heat Pump with Remote Outdoor Unit-Air-Source) | HMH72B341 | ASPEN |  | D(A,C,E)48D26+TDR | TM8Y100C16MP11 | 31000 | 18.2 | 8.5 | 34000 | 27400 | 80.59% | 2.67 | 0 | 9.7 |  |  |  | No | R-410A | 2.5833 | Residential & Commercial | No
212625723 | Central HP <5.4 tons | COLEMAN | HRCU-A-CB (Split System: Heat Pump with Remote Outdoor Unit-Air-Source) | HMH72B341 | ASPEN |  | C(A,C,D,E)48C26+TDR | TM8V120C20MP12 | 30000 | 16 | 8.5 | 32400 | 27800 | 85.8% | 2.7 | 0 | 8.6 |  |  |  | No | R-410A | 2.5 | Residential & Commercial | No
212625748 | Central HP <5.4 tons | COLEMAN | HRCU-A-CB (Split System: Heat Pump with Remote Outdoor Unit-Air-Source) | HMH72B341 | ASPEN |  | D(A,C,E)42A46+TDR | TMLV120C20MP12 | 31800 | 16.5 | 8.1 | 32400 | 27800 | 85.8% | 2.44 | 0 | 8.9 |  |  |  | No | R-410A | 2.65 | Residential & Commercial | No
212625768 | Central HP <5.4 tons | COLEMAN | HRCU-A-CB (Split System: Heat Pump with Remote Outdoor Unit-Air-Source) | HMH72B341 | ASPEN |  | D(A,C,E)42B36+TDR | TPLC100C20MP13 | 31800 | 16.5 | 8.1 | 32400 | 27800 | 85.8% | 2.44 | 0 | 8.9 |  |  |  | No | R-410A | 2.65 | Residential & Commercial | No
212625784 | Central HP <5.4 tons | COLEMAN | HRCU-A-CB (Split System: Heat Pump with Remote Outdoor Unit-Air-Source) | HMH72B341 | ASPEN |  | D(A,C,E)36C36+TDR | TPLC120C20MP13 | 31800 | 16.5 | 8.1 | 32400 | 27800 | 85.8% | 2.44 | 0 | 8.9 |  |  |  | No | R-410A | 2.65 | Residential & Commercial | No
212625841 | Central HP <5.4 tons | COLEMAN | HRCU-A-CB (Split System: Heat Pump with Remote Outdoor Unit-Air-Source) | HMH72B341 | ASPEN |  | D(A,C,E)36D36+TDR | CP9C120D20MP13 | 32400 | 17 | 8.1 | 32400 | 28200 | 87.04% | 2.51 | 0 | 9.5 |  |  |  | No | R-410A | 2.7 | Residential & Commercial | No
212625848 | Central HP <5.4 tons | COLEMAN | HRCU-A-CB (Split System: Heat Pump with Remote Outdoor Unit-Air-Source) | HMH72B341 | ASPEN |  | D(A,C,E)48C26+TDR | CP9C120D20MP13 | 30200 | 16.5 | 8.1 | 32400 | 28200 | 87.04% | 2.51 | 0 | 9.1 |  |  |  | No | R-410A | 2.5167 | Residential & Commercial | No
212625859 | Central HP <5.4 tons | COLEMAN | HRCU-A-CB (Split System: Heat Pump with Remote Outdoor Unit-Air-Source) | HMH72B341 | ASPEN |  | D(A,C,E)36B46+TDR | TM9V120D20MP12 | 32600 | 17 | 8.5 | 32400 | 28200 | 87.04% | 2.79 | 0 | 9.5 |  |  |  | No | R-410A | 2.7167 | Residential & Commercial | No
212625868 | Central HP <5.4 tons | COLEMAN | HRCU-A-CB (Split System: Heat Pump with Remote Outdoor Unit-Air-Source) | HMH72B341 | ASPEN |  | D(A,C,E)48C26+TDR | TM9V120D20MP12 | 30200 | 16.5 | 8.5 | 32400 | 28200 | 87.04% | 2.79 | 0 | 9.1 |  |  |  | No | R-410A | 2.5167 | Residential & Commercial | No
212625925 | Central HP <5.4 tons | COLEMAN | HRCU-A-CB (Split System: Heat Pump with Remote Outdoor Unit-Air-Source) | HMH72B341 | ASPEN |  | D(A,C,E)42C26+TDR | TM9V040A10MP12 | 30000 | 16.6 | 8.1 | 33200 | 27400 | 82.53% | 2.41 | 0 | 9.1 |  |  |  | No | R-410A | 2.5 | Residential & Commercial | No
212626034 | Central HP <5.4 tons | COLEMAN | HRCU-A-CB (Split System: Heat Pump with Remote Outdoor Unit-Air-Source) | HMH72B341 | ASPEN |  | D(A,C,E)36B36+TDR | TM8Y060A12MP11 | 32000 | 18 | 8.1 | 33400 | 27400 | 82.04% | 2.42 | 0 | 9.9 |  |  |  | No | R-410A | 2.6667 | Residential & Commercial | No
212626052 | Central HP <5.4 tons | COLEMAN | HRCU-A-CB (Split System: Heat Pump with Remote Outdoor Unit-Air-Source) | HMH72B341 | ASPEN |  | C(A,C,D,E)42A26+TDR | TL9E100C20UH11 | 31000 | 17 | 8.1 | 33400 | 28800 | 86.23% | 2.71 | 0 | 9.8 |  |  |  | No | R-410A | 2.5833 | Residential & Commercial | No
212626066 | Central HP <5.4 tons | COLEMAN | HRCU-A-CB (Split System: Heat Pump with Remote Outdoor Unit-Air-Source) | HMH72B341 | ASPEN |  | C(A,C,D,E)36B36+TDR | TM8Y080B12MP11 | 32200 | 18 | 8.5 | 33400 | 27400 | 82.04% | 2.65 | 0 | 9.9 |  |  |  | No | R-410A | 2.6833 | Residential & Commercial | No
212626341 | Central HP <5.4 tons | COLEMAN | HRCU-A-CB (Split System: Heat Pump with Remote Outdoor Unit-Air-Source) | HMH72B341 | ASPEN |  | D(A,C,E)48A36+TDR | TM8Y120C20MP11 | 33600 | 18 | 8.1 | 33600 | 30000 | 89.29% | 2.72 | 0 | 9.5 |  |  |  | No | R-410A | 2.8 | Residential & Commercial | No
212626416 | Central HP <5.4 tons | COLEMAN | HRCU-A-CB (Split System: Heat Pump with Remote Outdoor Unit-Air-Source) | HMH72B341 | ASPEN |  | C(A,C,D,E)36B26+TDR | TM8Y120C20MP11 | 31200 | 17.9 | 8.4 | 33600 | 30000 | 89.29% | 2.83 | 0 | 9.3 |  |  |  | No | R-410A | 2.6 | Residential & Commercial | No
212626425 | Central HP <5.4 tons | COLEMAN | HRCU-A-CB (Split System: Heat Pump with Remote Outdoor Unit-Air-Source) | HMH72B341 | ASPEN |  | D(A,C,E)48B26+TDR | TP9C100C20MP13 | 30000 | 17 | 8.1 | 33600 | 28200 | 83.93% | 2.46 | 0 | 9 |  |  |  | No | R-410A | 2.5 | Residential & Commercial | No
212626661 | Central HP <5.4 tons | COLEMAN | HRCU-A-CB (Split System: Heat Pump with Remote Outdoor Unit-Air-Source) | HMH72B341 | ASPEN |  | C(A,C,D,E)48C26+TDR | TM9E060A10MP12 | 30600 | 17.2 | 8.1 | 33800 | 27400 | 81.07% | 2.4 | 0 | 9 |  |  |  | No | R-410A | 2.55 | Residential & Commercial | No
212626668 | Central HP <5.4 tons | COLEMAN | HRCU-A-CB (Split System: Heat Pump with Remote Outdoor Unit-Air-Source) | HMH72B341 | ASPEN |  | D(A,C,E)42A46+TDR | TM9E060A10MP12 | 32200 | 17.5 | 8.1 | 33800 | 27400 | 81.07% | 2.4 | 0 | 9.4 |  |  |  | No | R-410A | 2.6833 | Residential & Commercial | No
212626961 | Central HP <5.4 tons | COLEMAN | HRCU-A-CB (Split System: Heat Pump with Remote Outdoor Unit-Air-Source) | HMH72B341 | ASPEN |  | D(A,C,E)36D26+TDR | TMLE100B12MP11 | 30400 | 17.5 | 8.1 | 33800 | 27400 | 81.07% | 2.44 | 0 | 9 |  |  |  | No | R-410A | 2.5333 | Residential & Commercial | No
212626984 | Central HP <5.4 tons | COLEMAN | HRCU-A-CB (Split System: Heat Pump with Remote Outdoor Unit-Air-Source) | HMH72B341 | ASPEN |  | D(A,C,E)36A46+TDR | TM8Y120C20MP11 | 33600 | 18 | 8.3 | 33800 | 30000 | 88.76% | 2.76 | 0 | 9.5 |  |  |  | No | R-410A | 2.8 | Residential & Commercial | No
212626995 | Central HP <5.4 tons | COLEMAN | HRCU-A-CB (Split System: Heat Pump with Remote Outdoor Unit-Air-Source) | HMH72B341 | ASPEN |  | D(A,C,E)42A36+TDR | TL8E080C16UH11 | 31800 | 17.5 | 8.4 | 33800 | 27400 | 81.07% | 2.64 | 0 | 9.9 |  |  |  | No | R-410A | 2.65 | Residential & Commercial | No
212627027 | Central HP <5.4 tons | COLEMAN | HRCU-A-CB (Split System: Heat Pump with Remote Outdoor Unit-Air-Source) | HMH72B341 | ASPEN |  | D(A,C,E)42A36+TDR | TM9V100C16MP12 | 31800 | 17.5 | 8.3 | 33800 | 27400 | 81.07% | 2.63 | 0 | 9.9 |  |  |  | No | R-410A | 2.65 | Residential & Commercial | No
212627036 | Central HP <5.4 tons | COLEMAN | HRCU-A-CB (Split System: Heat Pump with Remote Outdoor Unit-Air-Source) | HMH72B341 | ASPEN |  | D(A,C,E)36A46+TDR | CP9C080C16MP13 | 32000 | 17.5 | 8.1 | 33800 | 27400 | 81.07% | 2.45 | 0 | 9.9 |  |  |  | No | R-410A | 2.6667 | Residential & Commercial | No
212627063 | Central HP <5.4 tons | COLEMAN | HRCU-A-CB (Split System: Heat Pump with Remote Outdoor Unit-Air-Source) | HMH72B341 | ASPEN |  | D(A,C,E)36D26+TDR | TM9V080C16MP12 | 30400 | 17 | 8.5 | 33800 | 27400 | 81.07% | 2.66 | 0 | 9 |  |  |  | No | R-410A | 2.5333 | Residential & Commercial | No
212627086 | Central HP <5.4 tons | COLEMAN | HRCU-A-CB (Split System: Heat Pump with Remote Outdoor Unit-Air-Source) | HMH72B341 | ASPEN |  | D(A,C,E)36D26+TDR | TP9C080C16MP13 | 30400 | 17 | 8.1 | 33800 | 27400 | 81.07% | 2.45 | 0 | 9 |  |  |  | No | R-410A | 2.5333 | Residential & Commercial | No
212627143 | Central HP <5.4 tons | COLEMAN | HRCU-A-CB (Split System: Heat Pump with Remote Outdoor Unit-Air-Source) | HMH72B341 | ASPEN |  | C(A,C,D,E)48A36+TDR | TL9E080C16UH11 | 32200 | 17.5 | 8.5 | 33800 | 27800 | 82.25% | 2.66 | 0 | 9.4 |  |  |  | No | R-410A | 2.6833 | Residential & Commercial | No
212627154 | Central HP <5.4 tons | COLEMAN | HRCU-A-CB (Split System: Heat Pump with Remote Outdoor Unit-Air-Source) | HMH72B341 | ASPEN |  | C(A,C,D,E)42A26+TDR | TM9V100C16MP12 | 29200 | 16.7 | 8.5 | 33800 | 27200 | 80.47% | 2.67 | 0 | 9.4 |  |  |  | No | R-410A | 2.4333 | Residential & Commercial | No
212627170 | Central HP <5.4 tons | COLEMAN | HRCU-A-CB (Split System: Heat Pump with Remote Outdoor Unit-Air-Source) | HMH72B341 | ASPEN |  | D(A,C,E)36A36+TDR | CP9C100C20MP13 | 31600 | 17.5 | 8.1 | 33800 | 28200 | 83.43% | 2.46 | 0 | 9.3 |  |  |  | No | R-410A | 2.6333 | Residential & Commercial | No
212627245 | Central HP <5.4 tons | COLEMAN | HRCU-A-CB (Split System: Heat Pump with Remote Outdoor Unit-Air-Source) | HMH72B341 | ASPEN |  | D(A,C,E)36B36+TDR | TL9E060B12UH11 | 32000 | 18 | 8.1 | 34000 | 27800 | 81.76% | 2.4 | 0 | 9.4 |  |  |  | No | R-410A | 2.6667 | Residential & Commercial | No
212627247 | Central HP <5.4 tons | COLEMAN | HRCU-A-CB (Split System: Heat Pump with Remote Outdoor Unit-Air-Source) | HMH72B341 | ASPEN |  | D(A,C,E)36C36+TDR | TL9E060B12UH11 | 32400 | 18 | 8.1 | 34000 | 27800 | 81.76% | 2.4 | 0 | 9.5 |  |  |  | No | R-410A | 2.7 | Residential & Commercial | No
212627252 | Central HP <5.4 tons | COLEMAN | HRCU-A-CB (Split System: Heat Pump with Remote Outdoor Unit-Air-Source) | HMH72B341 | ASPEN |  | D(A,C,E)42C26+TDR | TL9E060B12UH11 | 30200 | 17.5 | 8.1 | 34000 | 27800 | 81.76% | 2.4 | 0 | 9.1 |  |  |  | No | R-410A | 2.5167 | Residential & Commercial | No
212627288 | Central HP <5.4 tons | COLEMAN | HRCU-A-CB (Split System: Heat Pump with Remote Outdoor Unit-Air-Source) | HMH72B341 | ASPEN |  | D(A,C,E)48C26+TDR | TM9E060B12MP12 | 30800 | 17.2 | 8.1 | 34000 | 28000 | 82.35% | 2.39 | 0 | 9 |  |  |  | No | R-410A | 2.5667 | Residential & Commercial | No
212627313 | Central HP <5.4 tons | COLEMAN | HRCU-A-CB (Split System: Heat Pump with Remote Outdoor Unit-Air-Source) | HMH72B341 | ASPEN |  | C(A,C,D,E)36B26+TDR | CP9C060B12MP13 | 29400 | 16.7 | 8.1 | 34000 | 27800 | 81.76% | 2.42 | 0 | 9 |  |  |  | No | R-410A | 2.45 | Residential & Commercial | No
212627320 | Central HP <5.4 tons | COLEMAN | HRCU-A-CB (Split System: Heat Pump with Remote Outdoor Unit-Air-Source) | HMH72B341 | ASPEN |  | D(A,C,E)36B46+TDR | CP9C060B12MP13 | 33000 | 17.5 | 8.1 | 34000 | 27800 | 81.76% | 2.42 | 0 | 9.5 |  |  |  | No | R-410A | 2.75 | Residential & Commercial | No
212627361 | Central HP <5.4 tons | COLEMAN | HRCU-A-CB (Split System: Heat Pump with Remote Outdoor Unit-Air-Source) | HMH72B341 | ASPEN |  | C(A,C,D,E)36C26+TDR | TP9C060B12MP13 | 29800 | 16.9 | 8.1 | 34000 | 27800 | 81.76% | 2.42 | 0 | 9 |  |  |  | No | R-410A | 2.4833 | Residential & Commercial | No
212627363 | Central HP <5.4 tons | COLEMAN | HRCU-A-CB (Split System: Heat Pump with Remote Outdoor Unit-Air-Source) | HMH72B341 | ASPEN |  | C(A,C,D,E)48C26+TDR | TP9C060B12MP13 | 30800 | 17.2 | 8.1 | 34000 | 27800 | 81.76% | 2.42 | 0 | 9 |  |  |  | No | R-410A | 2.5667 | Residential & Commercial | No
212627370 | Central HP <5.4 tons | COLEMAN | HRCU-A-CB (Split System: Heat Pump with Remote Outdoor Unit-Air-Source) | HMH72B341 | ASPEN |  | D(A,C,E)42A46+TDR | TP9C060B12MP13 | 32600 | 17.5 | 8.1 | 34000 | 27800 | 81.76% | 2.42 | 0 | 9.5 |  |  |  | No | R-410A | 2.7167 | Residential & Commercial | No
212627377 | Central HP <5.4 tons | COLEMAN | HRCU-A-CB (Split System: Heat Pump with Remote Outdoor Unit-Air-Source) | HMH72B341 | ASPEN |  | D(A,C,E)48C26+TDR | TP9C060B12MP13 | 30800 | 17.2 | 8.1 | 34000 | 27800 | 81.76% | 2.42 | 0 | 9 |  |  |  | No | R-410A | 2.5667 | Residential & Commercial | No
212627445 | Central HP <5.4 tons | COLEMAN | HRCU-A-CB (Split System: Heat Pump with Remote Outdoor Unit-Air-Source) | HMH72B341 | ASPEN |  | C(A,C,D,E)48C26+TDR | TM9Y080B12MP11 | 30600 | 17.7 | 8.1 | 34000 | 28000 | 82.35% | 2.41 | 0 | 9 |  |  |  | No | R-410A | 2.55 | Residential & Commercial | No
212627463 | Central HP <5.4 tons | COLEMAN | HRCU-A-CB (Split System: Heat Pump with Remote Outdoor Unit-Air-Source) | HMH72B341 | ASPEN |  | C(A,C,D,E)36A46+TDR | TMLE080B12MP11 | 32000 | 18 | 8.1 | 34000 | 28000 | 82.35% | 2.41 | 0 | 9.4 |  |  |  | No | R-410A | 2.6667 | Residential & Commercial | No
212627470 | Central HP <5.4 tons | COLEMAN | HRCU-A-CB (Split System: Heat Pump with Remote Outdoor Unit-Air-Source) | HMH72B341 | ASPEN |  | D(A,C,E)36B36+TDR | TMLE080B12MP11 | 32000 | 18 | 8.1 | 34000 | 28000 | 82.35% | 2.41 | 0 | 9.4 |  |  |  | No | R-410A | 2.6667 | Residential & Commercial | No
212627472 | Central HP <5.4 tons | COLEMAN | HRCU-A-CB (Split System: Heat Pump with Remote Outdoor Unit-Air-Source) | HMH72B341 | ASPEN |  | D(A,C,E)36C36+TDR | TMLE080B12MP11 | 32400 | 18 | 8.1 | 34000 | 28000 | 82.35% | 2.41 | 0 | 9.5 |  |  |  | No | R-410A | 2.7 | Residential & Commercial | No
212627481 | Central HP <5.4 tons | COLEMAN | HRCU-A-CB (Split System: Heat Pump with Remote Outdoor Unit-Air-Source) | HMH72B341 | ASPEN |  | D(A,C,E)48B36+TDR | TMLE080B12MP11 | 32600 | 18 | 8.1 | 34000 | 28000 | 82.35% | 2.41 | 0 | 9.5 |  |  |  | No | R-410A | 2.7167 | Residential & Commercial | No
212627554 | Central HP <5.4 tons | COLEMAN | HRCU-A-CB (Split System: Heat Pump with Remote Outdoor Unit-Air-Source) | HMH72B341 | ASPEN |  | D(A,C,E)48D36+TDR | TM9Y100C20MP11 | 33400 | 15.5 | 8.1 | 34000 | 27800 | 81.76% | 2.38 | 0 | 9.5 |  |  |  | No | R-410A | 2.7833 | Residential & Commercial | No
212627622 | Central HP <5.4 tons | COLEMAN | HRCU-A-CB (Split System: Heat Pump with Remote Outdoor Unit-Air-Source) | HMH72B341 | ASPEN |  | C(A,C,D,E)42B36+TDR | TM8V100C16MP12 | 32200 | 17.5 | 8.4 | 34000 | 27400 | 80.59% | 2.65 | 0 | 9.9 |  |  |  | No | R-410A | 2.6833 | Residential & Commercial | No
212627647 | Central HP <5.4 tons | COLEMAN | HRCU-A-CB (Split System: Heat Pump with Remote Outdoor Unit-Air-Source) | HMH72B341 | ASPEN |  | C(A,C,D,E)36C26+TDR | TM9Y080C16MP11 | 29600 | 17.8 | 8.5 | 34000 | 28000 | 82.35% | 2.66 | 0 | 9 |  |  |  | No | R-410A | 2.4667 | Residential & Commercial | No
212627656 | Central HP <5.4 tons | COLEMAN | HRCU-A-CB (Split System: Heat Pump with Remote Outdoor Unit-Air-Source) | HMH72B341 | ASPEN |  | D(A,C,E)42A46+TDR | TM9Y080C16MP11 | 32400 | 18.5 | 8.5 | 34000 | 28000 | 82.35% | 2.66 | 0 | 9.5 |  |  |  | No | R-410A | 2.7 | Residential & Commercial | No
212627747 | Central HP <5.4 tons | COLEMAN | HRCU-A-CB (Split System: Heat Pump with Remote Outdoor Unit-Air-Source) | HMH72B341 | ASPEN |  | D(A,C,E)36B36+TDR | TM8V080C16MP12 | 32000 | 17.5 | 8.5 | 34000 | 27400 | 80.59% | 2.67 | 0 | 9.9 |  |  |  | No | R-410A | 2.6667 | Residential & Commercial | No
212627765 | Central HP <5.4 tons | COLEMAN | HRCU-A-CB (Split System: Heat Pump with Remote Outdoor Unit-Air-Source) | HMH72B341 | ASPEN |  | C(A,C,D,E)36B36+TDR | TM8V100C16MP12 | 32000 | 17.5 | 8.5 | 34000 | 27400 | 80.59% | 2.67 | 0 | 9.9 |  |  |  | No | R-410A | 2.6667 | Residential & Commercial | No
212627770 | Central HP <5.4 tons | COLEMAN | HRCU-A-CB (Split System: Heat Pump with Remote Outdoor Unit-Air-Source) | HMH72B341 | ASPEN |  | D(A,C,E)36B36+TDR | TM8V100C16MP12 | 32000 | 17.5 | 8.5 | 34000 | 27400 | 80.59% | 2.67 | 0 | 9.9 |  |  |  | No | R-410A | 2.6667 | Residential & Commercial | No
212627813 | Central HP <5.4 tons | COLEMAN | HRCU-A-CB (Split System: Heat Pump with Remote Outdoor Unit-Air-Source) | HMH72B341 | ASPEN |  | C(A,C,D,E)36A46+TDR | TPLC080C16MP13 | 32000 | 17.5 | 8.1 | 33800 | 27400 | 81.07% | 2.47 | 0 | 9.9 |  |  |  | No | R-410A | 2.6667 | Residential & Commercial | No
212627906 | Central HP <5.4 tons | COLEMAN | HRCU-A-CB (Split System: Heat Pump with Remote Outdoor Unit-Air-Source) | HMH72B341 | ASPEN |  | D(A,C,E)36D36+TDR | TM8Y120C20MP11 | 33600 | 18 | 8.4 | 34000 | 30200 | 88.82% | 2.83 | 0 | 9.5 |  |  |  | No | R-410A | 2.8 | Residential & Commercial | No
212627947 | Central HP <5.4 tons | COLEMAN | HRCU-A-CB (Split System: Heat Pump with Remote Outdoor Unit-Air-Source) | HMH72B341 | ASPEN |  | D(A,C,E)42D26+TDR | TM8Y080C16MP11 | 30600 | 18.1 | 8.5 | 34000 | 27400 | 80.59% | 2.67 | 0 | 9.6 |  |  |  | No | R-410A | 2.55 | Residential & Commercial | No
214521936 | Central HP <5.4 tons | COLEMAN | HRCU-A-CB (Split System: Heat Pump with Remote Outdoor Unit-Air-Source) | HMH72B341 | ASPEN |  | C(A,C,D,E)42A34+TDR | Z8ES100C16SMPS1 | 31800 | 17.9 | 8.4 | 33200 | 28200 | 84.94% | 2.68 | 0 | 9.4 |  |  |  | No | R-410A | 2.65 | Residential & Commercial | No
212628010 | Central HP <5.4 tons | COLEMAN | HRCU-A-CB (Split System: Heat Pump with Remote Outdoor Unit-Air-Source) | HMH72B341 | ASPEN |  | D(A,C,E)36D26+TDR | TP9C100C16MP13 | 30200 | 17 | 8.1 | 34000 | 27400 | 80.59% | 2.47 | 0 | 9 |  |  |  | No | R-410A | 2.5167 | Residential & Commercial | No
212628042 | Central HP <5.4 tons | COLEMAN | HRCU-A-CB (Split System: Heat Pump with Remote Outdoor Unit-Air-Source) | HMH72B341 | ASPEN |  | D(A,C,E)48D26+TDR | TM8Y120C20MP11 | 33000 | 18 | 8.5 | 34000 | 30200 | 88.82% | 2.85 | 0 | 9.5 |  |  |  | No | R-410A | 2.75 | Residential & Commercial | No
212628043 | Central HP <5.4 tons | COLEMAN | HRCU-A-CB (Split System: Heat Pump with Remote Outdoor Unit-Air-Source) | HMH72B341 | ASPEN |  | D(A,C,E)48D36+TDR | TM8Y120C20MP11 | 33600 | 18 | 8.5 | 34000 | 30200 | 88.82% | 2.85 | 0 | 9.5 |  |  |  | No | R-410A | 2.8 | Residential & Commercial | No
212628076 | Central HP <5.4 tons | COLEMAN | HRCU-A-CB (Split System: Heat Pump with Remote Outdoor Unit-Air-Source) | HMH72B341 | ASPEN |  | C(A,C,D,E)36A46+TDR | CP9C100C20MP13 | 32000 | 17.5 | 8.1 | 34000 | 28400 | 83.53% | 2.46 | 0 | 9.4 |  |  |  | No | R-410A | 2.6667 | Residential & Commercial | No
212628077 | Central HP <5.4 tons | COLEMAN | HRCU-A-CB (Split System: Heat Pump with Remote Outdoor Unit-Air-Source) | HMH72B341 | ASPEN |  | C(A,C,D,E)36B36+TDR | CP9C100C20MP13 | 32000 | 17.5 | 8.1 | 34000 | 28400 | 83.53% | 2.46 | 0 | 9.4 |  |  |  | No | R-410A | 2.6667 | Residential & Commercial | No
212628078 | Central HP <5.4 tons | COLEMAN | HRCU-A-CB (Split System: Heat Pump with Remote Outdoor Unit-Air-Source) | HMH72B341 | ASPEN |  | C(A,C,D,E)36C26+TDR | CP9C100C20MP13 | 29600 | 16.9 | 8.1 | 34000 | 28400 | 83.53% | 2.46 | 0 | 9 |  |  |  | No | R-410A | 2.4667 | Residential & Commercial | No
212628093 | Central HP <5.4 tons | COLEMAN | HRCU-A-CB (Split System: Heat Pump with Remote Outdoor Unit-Air-Source) | HMH72B341 | ASPEN |  | D(A,C,E)48C36+TDR | CP9C100C20MP13 | 33000 | 17.5 | 8.1 | 34000 | 28400 | 83.53% | 2.46 | 0 | 9 |  |  |  | No | R-410A | 2.75 | Residential & Commercial | No
212627889 | Central HP <5.4 tons | COLEMAN | HRCU-A-CB (Split System: Heat Pump with Remote Outdoor Unit-Air-Source) | HMH72B341 | ASPEN |  | D(A,C,E)36A46+TDR | TL9E080C16UH11 | 32000 | 17.5 | 8.5 | 34000 | 28000 | 82.35% | 2.66 | 0 | 9.4 |  |  |  | No | R-410A | 2.6667 | Residential & Commercial | No
212627914 | Central HP <5.4 tons | COLEMAN | HRCU-A-CB (Split System: Heat Pump with Remote Outdoor Unit-Air-Source) | HMH72B341 | ASPEN |  | D(A,C,E)36A46+TDR | CP9C100C16MP13 | 32000 | 17.5 | 8.1 | 34000 | 27400 | 80.59% | 2.47 | 0 | 9.9 |  |  |  | No | R-410A | 2.6667 | Residential & Commercial | No
212520454 | Central HP <5.4 tons | CARRIER | HRCU-A-CB (Split System: Heat Pump with Remote Outdoor Unit-Air-Source) | 38MURAQ36AB3* | ADP |  | H,PG32936 | 58S(B,C)*A110E24**20 | 34000 | 15.2 | 8.1 | 36400 | 27800 | 76.37% | 1.8 | 0 | 9.5 |  |  |  | No | R-410A | 2.8333 | Residential & Commercial | No
212980921 | Central HP <5.4 tons | GRANDAIRE | HRCU-A-CB (Split System: Heat Pump with Remote Outdoor Unit-Air-Source) | WDLCURAH30ABK |  |  | WLA*374CA* | WFE*110C060C* | 30800 | 15.2 | 8.5 | 33400 | 27400 | 82.04% | 1.82 | 0 | 9 |  |  |  | No | R-410A | 2.5667 | Residential & Commercial | No
212627964 | Central HP <5.4 tons | COLEMAN | HRCU-A-CB (Split System: Heat Pump with Remote Outdoor Unit-Air-Source) | HMH72B341 | ASPEN |  | D(A,C,E)36D26+TDR | TM8Y100C16MP11 | 30200 | 17.9 | 8.5 | 34000 | 27400 | 80.59% | 2.67 | 0 | 9 |  |  |  | No | R-410A | 2.5167 | Residential & Commercial | No
212627982 | Central HP <5.4 tons | COLEMAN | HRCU-A-CB (Split System: Heat Pump with Remote Outdoor Unit-Air-Source) | HMH72B341 | ASPEN |  | C(A,C,D,E)48C26+TDR | TM9V100C16MP12 | 30600 | 17.2 | 8.5 | 34000 | 27400 | 80.59% | 2.67 | 0 | 9.6 |  |  |  | No | R-410A | 2.55 | Residential & Commercial | No
212628039 | Central HP <5.4 tons | COLEMAN | HRCU-A-CB (Split System: Heat Pump with Remote Outdoor Unit-Air-Source) | HMH72B341 | ASPEN |  | D(A,C,E)36B46+TDR | TM8Y120C20MP11 | 33600 | 18 | 8.5 | 34000 | 30200 | 88.82% | 2.85 | 0 | 9.5 |  |  |  | No | R-410A | 2.8 | Residential & Commercial | No
212628038 | Central HP <5.4 tons | COLEMAN | HRCU-A-CB (Split System: Heat Pump with Remote Outdoor Unit-Air-Source) | HMH72B341 | ASPEN |  | C(A,C,D,E)48C26+TDR | TM8Y120C20MP11 | 32600 | 18 | 8.5 | 34000 | 30200 | 88.82% | 2.85 | 0 | 9 |  |  |  | No | R-410A | 2.7167 | Residential & Commercial | No
212628072 | Central HP <5.4 tons | COLEMAN | HRCU-A-CB (Split System: Heat Pump with Remote Outdoor Unit-Air-Source) | HMH72B341 | ASPEN |  | D(A,C,E)42C26+TDR | TM9V100C20MP12 | 30000 | 17 | 8.5 | 34000 | 28000 | 82.35% | 2.69 | 0 | 9 |  |  |  | No | R-410A | 2.5 | Residential & Commercial | No
213803495 | Central HP <5.4 tons | CHAMPION HEATING AND COOLING | HRCU-A-CB (Split System: Heat Pump with Remote Outdoor Unit-Air-Source) | HMH72B341 | ASPEN |  | D(A,C,E)36A34+TDR | Z8ET100C20LMPS1 | 33600 | 18.5 | 8.1 | 32600 | 29400 | 90.18% | 2.7 | 0 | 9.5 |  |  |  | No | R-410A | 2.8 | Residential & Commercial | No
211656179 | Central HP <5.4 tons | LUXAIRE | HRCU-A-CB (Split System: Heat Pump with Remote Outdoor Unit-Air-Source) | HMH72B361 | ASPEN |  | AFM474+TDR |  | 35200 | 18 | 8.1 | 36000 | 26000 | 72.22% | 2.81 | 0 | 9 |  |  |  | No | R-410A | 2.9333 | Residential & Commercial | No
212984437 | Central HP <5.4 tons | ARCOAIRE | HRCU-A-CB (Split System: Heat Pump with Remote Outdoor Unit-Air-Source) | DLCURAH30ABK |  |  | EA*4X36L17A* | *92MSN0801716A* | 29400 | 15.2 | 8.1 | 34000 | 28000 | 82.35% | 1.76 | 0 | 9 |  |  |  | No | R-410A | 2.45 | Residential & Commercial | No
213146413 | Central HP <5.4 tons | BRYANT HEATING AND COOLING SYSTEMS | HRCU-A-CB (Split System: Heat Pump with Remote Outdoor Unit-Air-Source) | 38MURAQ30AB3* | ADP |  | PL36H***P449+AEFE3A* |  | 30400 | 15.2 | 8.5 | 33400 | 27000 | 80.84% | 1.82 | 0 | 9 |  |  |  | No | R-410A | 2.5333 | Residential & Commercial | No
212383020 | Central HP <5.4 tons | GRANDAIRE | HRCU-A-CB (Split System: Heat Pump with Remote Outdoor Unit-Air-Source) | WDLCURAH36ABK |  |  | WLA*364BA* | WFAX060A036A* | 35400 | 15.2 | 8.1 | 39500 | 35400 | 89.62% | 1.82 | 0 | 9.5 |  |  |  | No | R-410A | 2.95 | Residential & Commercial | No
212520245 | Central HP <5.4 tons | CARRIER | HRCU-A-CB (Split System: Heat Pump with Remote Outdoor Unit-Air-Source) | 38MURAQ24AB3* | ADP |  | H,PG32936 | 58SP*A070V17**16 | 23400 | 17 | 8.5 | 24400 | 22400 | 91.8% | 1.9 | 0 | 9.5 |  |  |  | No | R-410A | 1.95 | Residential & Commercial | No
211222524 | Central HP <5.4 tons | ARCOAIRE | HRCU-A-CB (Split System: Heat Pump with Remote Outdoor Unit-Air-Source) | DLCURAH30ABK |  |  | EA*4X37L21A* | *80ESU0401712A* | 31000 | 15.2 | 8.1 | 33400 | 26000 | 77.84% | 1.86 | 0 | 9 |  |  |  | No | R-410A | 2.5833 | Residential & Commercial | No
212983933 | Central HP <5.4 tons | ARCOAIRE | HRCU-A-CB (Split System: Heat Pump with Remote Outdoor Unit-Air-Source) | DLCURAH30ABK |  |  | EA*4X37L21A* | *92MSN0601714A* | 30200 | 15.2 | 8.1 | 33400 | 26400 | 79.04% | 1.84 | 0 | 9 |  |  |  | No | R-410A | 2.5167 | Residential & Commercial | No
213205157 | Central HP <5.4 tons | TEMPSTAR | HRCU-A-CB (Split System: Heat Pump with Remote Outdoor Unit-Air-Source) | DLCURAH30ABK | ASPEN |  | D(A,C,E)30B34+TDR | *80ES(N,L)0702116A* | 28800 | 15.2 | 8.1 | 33600 | 23800 | 70.83% | 2.69 | 0 | 9 |  |  |  | No | R-410A | 2.4 | Residential & Commercial | No
213205175 | Central HP <5.4 tons | TEMPSTAR | HRCU-A-CB (Split System: Heat Pump with Remote Outdoor Unit-Air-Source) | DLCURAH30ABK | ASPEN |  | D(A,C,E)30D44+TDR | *80ES(N,L)0901714A* | 29400 | 15.2 | 8.1 | 33200 | 24000 | 72.29% | 2.8 | 0 | 8.9 |  |  |  | No | R-410A | 2.45 | Residential & Commercial | No
211227721 | Central HP <5.4 tons | ARCOAIRE | HRCU-A-CB (Split System: Heat Pump with Remote Outdoor Unit-Air-Source) | DLCURAH36ABK |  |  | EA*4X42L21A* | OLV098A12* | 35000 | 15.2 | 8.1 | 38500 | 35200 | 91.43% | 1.86 | 0 | 9.5 |  |  |  | No | R-410A | 2.9167 | Residential & Commercial | No
214385386 | Central HP <5.4 tons | COMFORTMAKER | HRCU-A-CB (Split System: Heat Pump with Remote Outdoor Unit-Air-Source) | DLCURAH30ABK | ADP |  | H,YE35936 | *80MSU0601716A* | 30000 | 15.2 | 8.1 | 32600 | 27200 | 83.44% | 1.8 | 0 | 9 |  |  |  | No | R-410A | 2.5 | Residential & Commercial | No
213078840 | Central HP <5.4 tons | GRANDAIRE | HRCU-A-CB (Split System: Heat Pump with Remote Outdoor Unit-Air-Source) | WDLCURAH36ABK |  |  | WLA*364CA* | WFEU100C060B* | 35000 | 16 | 8.5 | 38500 | 35200 | 91.43% | 1.8 | 0 | 9.5 |  |  |  | No | R-410A | 2.9167 | Residential & Commercial | No
213078960 | Central HP <5.4 tons | GRANDAIRE | HRCU-A-CB (Split System: Heat Pump with Remote Outdoor Unit-Air-Source) | WDLCURAH36ABK |  |  | WLA*364BA* | WFEU040B036B* | 34800 | 15.5 | 8.5 | 39000 | 35200 | 90.26% | 1.8 | 0 | 9.5 |  |  |  | No | R-410A | 2.9 | Residential & Commercial | No
213080787 | Central HP <5.4 tons | GRANDAIRE | HRCU-A-CB (Split System: Heat Pump with Remote Outdoor Unit-Air-Source) | WDLCURAH36ABK |  |  | WLA*364CA* | WFSU080C060B* | 35000 | 16 | 8.1 | 38500 | 35000 | 90.91% | 2.06 | 0 | 9.5 |  |  |  | No | R-410A | 2.9167 | Residential & Commercial | No
213080823 | Central HP <5.4 tons | GRANDAIRE | HRCU-A-CB (Split System: Heat Pump with Remote Outdoor Unit-Air-Source) | WDLCURAH36ABK |  |  | WLA*424DA* | WFSU080C060B* | 35200 | 16 | 8.1 | 38500 | 35000 | 90.91% | 2.08 | 0 | 9.5 |  |  |  | No | R-410A | 2.9333 | Residential & Commercial | No
212628074 | Central HP <5.4 tons | COLEMAN | HRCU-A-CB (Split System: Heat Pump with Remote Outdoor Unit-Air-Source) | HMH72B341 | ASPEN |  | D(A,C,E)36D26+TDR | TP9C100C20MP13 | 30000 | 17 | 8.1 | 34000 | 28000 | 82.35% | 2.47 | 0 | 9 |  |  |  | No | R-410A | 2.5 | Residential & Commercial | No
212628079 | Central HP <5.4 tons | COLEMAN | HRCU-A-CB (Split System: Heat Pump with Remote Outdoor Unit-Air-Source) | HMH72B341 | ASPEN |  | C(A,C,D,E)36C36+TDR | CP9C100C20MP13 | 32400 | 17.5 | 8.1 | 34000 | 28400 | 83.53% | 2.46 | 0 | 9.5 |  |  |  | No | R-410A | 2.7 | Residential & Commercial | No
212628090 | Central HP <5.4 tons | COLEMAN | HRCU-A-CB (Split System: Heat Pump with Remote Outdoor Unit-Air-Source) | HMH72B341 | ASPEN |  | D(A,C,E)42D36+TDR | CP9C100C20MP13 | 33000 | 17.5 | 8.1 | 34000 | 28400 | 83.53% | 2.46 | 0 | 9 |  |  |  | No | R-410A | 2.75 | Residential & Commercial | No
212628124 | Central HP <5.4 tons | COLEMAN | HRCU-A-CB (Split System: Heat Pump with Remote Outdoor Unit-Air-Source) | HMH72B341 | ASPEN |  | D(A,C,E)36C36+TDR | TP9C100C20MP13 | 32400 | 17.5 | 8.1 | 34000 | 28400 | 83.53% | 2.46 | 0 | 9.5 |  |  |  | No | R-410A | 2.7 | Residential & Commercial | No
211229034 | Central HP <5.4 tons | GRANDAIRE | HRCU-A-CB (Split System: Heat Pump with Remote Outdoor Unit-Air-Source) | WDLCURAH36ABK |  |  | WLA*484CA* | WFSX080B048A* | 35400 | 15.5 | 8.1 | 37800 | 34800 | 92.06% | 2.02 | 0 | 9.5 |  |  |  | No | R-410A | 2.95 | Residential & Commercial | No
212985620 | Central HP <5.4 tons | KEEPRITE | HRCU-A-CB (Split System: Heat Pump with Remote Outdoor Unit-Air-Source) | DLCURAH30ABK |  |  | EA*4X42L24A* | *92MSN1202420A* | 30000 | 15.2 | 8.1 | 34200 | 27600 | 80.7% | 1.8 | 0 | 9 |  |  |  | No | R-410A | 2.5 | Residential & Commercial | No
212383008 | Central HP <5.4 tons | GRANDAIRE | HRCU-A-CB (Split System: Heat Pump with Remote Outdoor Unit-Air-Source) | WDLCURAH36ABK |  |  | WLA*364BA* | WFER090B042A* | 35600 | 15.5 | 8.1 | 39500 | 35200 | 89.11% | 1.84 | 0 | 9.5 |  |  |  | No | R-410A | 2.9667 | Residential & Commercial | No
212383217 | Central HP <5.4 tons | GRANDAIRE | HRCU-A-CB (Split System: Heat Pump with Remote Outdoor Unit-Air-Source) | WDLCURAH36ABK |  |  | WLA*364CA* | WFSU100C060A* | 35400 | 16 | 8.1 | 39500 | 35200 | 89.11% | 1.82 | 0 | 9.5 |  |  |  | No | R-410A | 2.95 | Residential & Commercial | No
212623999 | Central HP <5.4 tons | COLEMAN | HRCU-A-CB (Split System: Heat Pump with Remote Outdoor Unit-Air-Source) | HMH72B341 | ASPEN |  | D(A,C,E)42D24+TDR | TM9Y080B12MP11 | 30600 | 17.7 | 8.1 | 34000 | 28000 | 82.35% | 2.41 | 0 | 9 |  |  |  | No | R-410A | 2.55 | Residential & Commercial | No
212624064 | Central HP <5.4 tons | COLEMAN | HRCU-A-CB (Split System: Heat Pump with Remote Outdoor Unit-Air-Source) | HMH72B341 | ASPEN |  | D(A,C,E)42D34+TDR | CPLC060A12MP13 | 32800 | 17.5 | 8.1 | 33400 | 28800 | 86.23% | 2.49 | 0 | 9.5 |  |  |  | No | R-410A | 2.7333 | Residential & Commercial | No
212624133 | Central HP <5.4 tons | COLEMAN | HRCU-A-CB (Split System: Heat Pump with Remote Outdoor Unit-Air-Source) | HMH72B341 | ASPEN |  | C(A,C,D,E)42D24+TDR | CP9C080B12MP13 | 31800 | 17 | 8.1 | 33600 | 29600 | 88.1% | 2.45 | 0 | 9 |  |  |  | No | R-410A | 2.65 | Residential & Commercial | No
212624134 | Central HP <5.4 tons | COLEMAN | HRCU-A-CB (Split System: Heat Pump with Remote Outdoor Unit-Air-Source) | HMH72B341 | ASPEN |  | C(A,C,D,E)48C24+TDR | CP9C080B12MP13 | 31800 | 17 | 8.1 | 33600 | 29600 | 88.1% | 2.45 | 0 | 9 |  |  |  | No | R-410A | 2.65 | Residential & Commercial | No
212624148 | Central HP <5.4 tons | COLEMAN | HRCU-A-CB (Split System: Heat Pump with Remote Outdoor Unit-Air-Source) | HMH72B341 | ASPEN |  | D(A,C,E)36B44+TDR | TM9V080B12MP12 | 32800 | 17 | 8.5 | 34000 | 29400 | 86.47% | 2.73 | 0 | 9.5 |  |  |  | No | R-410A | 2.7333 | Residential & Commercial | No
212624151 | Central HP <5.4 tons | COLEMAN | HRCU-A-CB (Split System: Heat Pump with Remote Outdoor Unit-Air-Source) | HMH72B341 | ASPEN |  | D(A,C,E)48C34+TDR | TM9V080B12MP12 | 32800 | 17 | 8.5 | 34000 | 29400 | 86.47% | 2.73 | 0 | 9.5 |  |  |  | No | R-410A | 2.7333 | Residential & Commercial | No
212624348 | Central HP <5.4 tons | COLEMAN | HRCU-A-CB (Split System: Heat Pump with Remote Outdoor Unit-Air-Source) | HMH72B341 | ASPEN |  | C(A,C,D,E)48A34+TDR | TM8V100C16MP12 | 32200 | 17.5 | 8.4 | 34000 | 27400 | 80.59% | 2.65 | 0 | 9.9 |  |  |  | No | R-410A | 2.6833 | Residential & Commercial | No
213077875 | Central HP <5.4 tons | GRANDAIRE | HRCU-A-CB (Split System: Heat Pump with Remote Outdoor Unit-Air-Source) | WDLCURAH36ABK |  |  | WLA*364BA* | WFE*070A036C* | 34800 | 15.5 | 8.1 | 38500 | 35000 | 90.91% | 2 | 0 | 9.5 |  |  |  | No | R-410A | 2.9 | Residential & Commercial | No
213079530 | Central HP <5.4 tons | GRANDAIRE | HRCU-A-CB (Split System: Heat Pump with Remote Outdoor Unit-Air-Source) | WDLCURAH36ABK |  |  | WLA*364CA* | WFAX080B048B* | 35200 | 16 | 8.1 | 38500 | 35000 | 90.91% | 2.02 | 0 | 9.5 |  |  |  | No | R-410A | 2.9333 | Residential & Commercial | No
212624483 | Central HP <5.4 tons | COLEMAN | HRCU-A-CB (Split System: Heat Pump with Remote Outdoor Unit-Air-Source) | HMH72B341 | ASPEN |  | D(A,C,E)36A44+TDR | CPLC080C16MP13 | 32000 | 17.5 | 8.1 | 33800 | 27400 | 81.07% | 2.47 | 0 | 9.9 |  |  |  | No | R-410A | 2.6667 | Residential & Commercial | No
212624484 | Central HP <5.4 tons | COLEMAN | HRCU-A-CB (Split System: Heat Pump with Remote Outdoor Unit-Air-Source) | HMH72B341 | ASPEN |  | D(A,C,E)36B34+TDR | CPLC080C16MP13 | 32000 | 17.5 | 8.1 | 33800 | 27400 | 81.07% | 2.47 | 0 | 9.9 |  |  |  | No | R-410A | 2.6667 | Residential & Commercial | No
212624552 | Central HP <5.4 tons | COLEMAN | HRCU-A-CB (Split System: Heat Pump with Remote Outdoor Unit-Air-Source) | HMH72B341 | ASPEN |  | D(A,C,E)48D24+TDR | CPLC100C16MP13 | 31000 | 17.3 | 8.1 | 33800 | 27400 | 81.07% | 2.47 | 0 | 9.7 |  |  |  | No | R-410A | 2.5833 | Residential & Commercial | No
212624585 | Central HP <5.4 tons | COLEMAN | HRCU-A-CB (Split System: Heat Pump with Remote Outdoor Unit-Air-Source) | HMH72B341 | ASPEN |  | D(A,C,E)42C24+TDR | TM8V080C16MP12 | 30200 | 17 | 8.5 | 34000 | 27400 | 80.59% | 2.67 | 0 | 9 |  |  |  | No | R-410A | 2.5167 | Residential & Commercial | No
213739973 | Central HP <5.4 tons | DAY & NIGHT | HRCU-A-CB (Split System: Heat Pump with Remote Outdoor Unit-Air-Source) | DLCURAH24ABK | ADP |  | PL36H***P039 | *96VSN0601412B* | 22400 | 16 | 8.5 | 25200 | 25000 | 99.21% | 2.12 | 0 | 9.5 |  |  |  | No | R-410A | 1.8667 | Residential & Commercial | No
212624700 | Central HP <5.4 tons | COLEMAN | HRCU-A-CB (Split System: Heat Pump with Remote Outdoor Unit-Air-Source) | HMH72B341 | ASPEN |  | D(A,C,E)42D24+TDR | TPLC080C16MP13 | 30600 | 17.2 | 8.1 | 33800 | 27400 | 81.07% | 2.47 | 0 | 9.6 |  |  |  | No | R-410A | 2.55 | Residential & Commercial | No
212624716 | Central HP <5.4 tons | COLEMAN | HRCU-A-CB (Split System: Heat Pump with Remote Outdoor Unit-Air-Source) | HMH72B341 | ASPEN |  | C(A,C,D,E)42D24+TDR | TPLC100C16MP13 | 30600 | 17.2 | 8.1 | 33800 | 27400 | 81.07% | 2.47 | 0 | 9.6 |  |  |  | No | R-410A | 2.55 | Residential & Commercial | No
212624752 | Central HP <5.4 tons | COLEMAN | HRCU-A-CB (Split System: Heat Pump with Remote Outdoor Unit-Air-Source) | HMH72B341 | ASPEN |  | D(A,C,E)48D24+TDR | TPLC100C16MP13 | 31000 | 17.3 | 8.1 | 33800 | 27400 | 81.07% | 2.47 | 0 | 9.7 |  |  |  | No | R-410A | 2.5833 | Residential & Commercial | No
212624801 | Central HP <5.4 tons | COLEMAN | HRCU-A-CB (Split System: Heat Pump with Remote Outdoor Unit-Air-Source) | HMH72B341 | ASPEN |  | D(A,C,E)42D24+TDR | TL8E080C16UH11 | 30600 | 17.1 | 8.5 | 34000 | 27800 | 81.76% | 2.68 | 0 | 9.6 |  |  |  | No | R-410A | 2.55 | Residential & Commercial | No
215293054 | Central HP <5.4 tons | AIRQUEST | HRCU-A-CB (Split System: Heat Pump with Remote Outdoor Unit-Air-Source) | DLCURAH24ABK | ADP |  | H,GG30924 | *96VTN0802120A* | 22400 | 16 | 8.5 | 24200 | 22800 | 94.21% | 1.94 | 0 | 9.5 |  |  |  | No | R-410A | 1.8667 | Residential & Commercial | No
212985166 | Central HP <5.4 tons | GRANDAIRE | HRCU-A-CB (Split System: Heat Pump with Remote Outdoor Unit-Air-Source) | WDLCURAH24AAK |  |  | WLNC364CA* | WFAX100C060B* | 23800 | 16 | 8.1 | 24800 | 34400 | 138.7% | 1.92 | 0 | 9.5 |  |  |  | No | R-410A | 1.9833 | Residential & Commercial | No
214521937 | Central HP <5.4 tons | COLEMAN | HRCU-A-CB (Split System: Heat Pump with Remote Outdoor Unit-Air-Source) | HMH72B341 | ASPEN |  | C(A,C,D,E)48A34+TDR | Z8ES100C16SMPS1 | 32200 | 18 | 8.5 | 33200 | 28200 | 84.94% | 2.7 | 0 | 9.4 |  |  |  | No | R-410A | 2.6833 | Residential & Commercial | No
214521953 | Central HP <5.4 tons | COLEMAN | HRCU-A-CB (Split System: Heat Pump with Remote Outdoor Unit-Air-Source) | HMH72B341 | ASPEN |  | C(A,C,D,E)36A34+TDR | Z8ES120C20SMPS1 | 31200 | 17.4 | 8.3 | 33600 | 28000 | 83.33% | 2.64 | 0 | 9.3 |  |  |  | No | R-410A | 2.6 | Residential & Commercial | No
212624853 | Central HP <5.4 tons | COLEMAN | HRCU-A-CB (Split System: Heat Pump with Remote Outdoor Unit-Air-Source) | HMH72B341 | ASPEN |  | D(A,C,E)36D34+TDR | TM8Y100C20MP11 | 33600 | 18 | 8.4 | 34000 | 30200 | 88.82% | 2.83 | 0 | 9.5 |  |  |  | No | R-410A | 2.8 | Residential & Commercial | No
212624968 | Central HP <5.4 tons | COLEMAN | HRCU-A-CB (Split System: Heat Pump with Remote Outdoor Unit-Air-Source) | HMH72B341 | ASPEN |  | C(A,C,D,E)36B34+TDR | TM8Y100C16MP11 | 32000 | 18.5 | 8.5 | 34000 | 27400 | 80.59% | 2.67 | 0 | 9.9 |  |  |  | No | R-410A | 2.6667 | Residential & Commercial | No
212625050 | Central HP <5.4 tons | COLEMAN | HRCU-A-CB (Split System: Heat Pump with Remote Outdoor Unit-Air-Source) | HMH72B341 | ASPEN |  | C(A,C,D,E)48D24+TDR | TM9V100C16MP12 | 31000 | 17.3 | 8.5 | 34000 | 27400 | 80.59% | 2.67 | 0 | 9.7 |  |  |  | No | R-410A | 2.5833 | Residential & Commercial | No
212625202 | Central HP <5.4 tons | COLEMAN | HRCU-A-CB (Split System: Heat Pump with Remote Outdoor Unit-Air-Source) | HMH72B341 | ASPEN |  | D(A,C,E)42D34+TDR | TM8Y100C20MP11 | 33600 | 18 | 8.5 | 34000 | 30200 | 88.82% | 2.85 | 0 | 9.5 |  |  |  | No | R-410A | 2.8 | Residential & Commercial | No
212625354 | Central HP <5.4 tons | COLEMAN | HRCU-A-CB (Split System: Heat Pump with Remote Outdoor Unit-Air-Source) | HMH72B341 | ASPEN |  | D(A,C,E)42D34+TDR | CP9C100C20MP13 | 33000 | 17.5 | 8.1 | 34000 | 28400 | 83.53% | 2.46 | 0 | 9 |  |  |  | No | R-410A | 2.75 | Residential & Commercial | No
212625469 | Central HP <5.4 tons | COLEMAN | HRCU-A-CB (Split System: Heat Pump with Remote Outdoor Unit-Air-Source) | HMH72B341 | ASPEN |  | D(A,C,E)48D24+TDR | TP9C100C20MP13 | 30800 | 17.3 | 8.1 | 34000 | 28400 | 83.53% | 2.46 | 0 | 9.2 |  |  |  | No | R-410A | 2.5667 | Residential & Commercial | No
212625585 | Central HP <5.4 tons | COLEMAN | HRCU-A-CB (Split System: Heat Pump with Remote Outdoor Unit-Air-Source) | HMH72B341 | ASPEN |  | D(A,C,E)42A36+TDR | TM8V120C20MP12 | 31200 | 16.4 | 8.4 | 32200 | 27600 | 85.71% | 2.7 | 0 | 8.8 |  |  |  | No | R-410A | 2.6 | Residential & Commercial | No
212625587 | Central HP <5.4 tons | COLEMAN | HRCU-A-CB (Split System: Heat Pump with Remote Outdoor Unit-Air-Source) | HMH72B341 | ASPEN |  | D(A,C,E)48B26+TDR | TM8V120C20MP12 | 29600 | 15.9 | 8.5 | 32200 | 27600 | 85.71% | 2.7 | 0 | 8 |  |  |  | No | R-410A | 2.4667 | Residential & Commercial | No
212625654 | Central HP <5.4 tons | COLEMAN | HRCU-A-CB (Split System: Heat Pump with Remote Outdoor Unit-Air-Source) | HMH72B341 | ASPEN |  | D(A,C,E)42C26+TDR | TMLV120C20MP12 | 29600 | 15.9 | 8.1 | 32400 | 27400 | 84.57% | 2.45 | 0 | 8 |  |  |  | No | R-410A | 2.4667 | Residential & Commercial | No
212625670 | Central HP <5.4 tons | COLEMAN | HRCU-A-CB (Split System: Heat Pump with Remote Outdoor Unit-Air-Source) | HMH72B341 | ASPEN |  | D(A,C,E)36C36+TDR | CPLC100C20MP13 | 31800 | 16.5 | 8.1 | 32400 | 27800 | 85.8% | 2.44 | 0 | 8.9 |  |  |  | No | R-410A | 2.65 | Residential & Commercial | No
212625671 | Central HP <5.4 tons | COLEMAN | HRCU-A-CB (Split System: Heat Pump with Remote Outdoor Unit-Air-Source) | HMH72B341 | ASPEN |  | D(A,C,E)36D36+TDR | CPLC100C20MP13 | 32200 | 16.5 | 8.1 | 32400 | 27800 | 85.8% | 2.44 | 0 | 9 |  |  |  | No | R-410A | 2.6833 | Residential & Commercial | No
212625688 | Central HP <5.4 tons | COLEMAN | HRCU-A-CB (Split System: Heat Pump with Remote Outdoor Unit-Air-Source) | HMH72B341 | ASPEN |  | D(A,C,E)36B46+TDR | CPLC120C20MP13 | 32400 | 16.5 | 8.1 | 32400 | 27800 | 85.8% | 2.44 | 0 | 9 |  |  |  | No | R-410A | 2.7 | Residential & Commercial | No
211240743 | Central HP <5.4 tons | ARCOAIRE | HRCU-A-CB (Split System: Heat Pump with Remote Outdoor Unit-Air-Source) | DLCURAH24ABK |  |  | EA*4X24L17A* | *92ESN0401712A* | 23400 | 15.5 | 8.5 | 26800 | 24800 | 92.54% | 2.04 | 0 | 9.5 |  |  |  | No | R-410A | 1.95 | Residential & Commercial | No
211240291 | Central HP <5.4 tons | ARCOAIRE | HRCU-A-CB (Split System: Heat Pump with Remote Outdoor Unit-Air-Source) | DLCURAH24ABK |  |  | EA*4X24L14A* | *96VTN0401410A* | 23400 | 15.5 | 8.5 | 26800 | 24800 | 92.54% | 2.04 | 0 | 9.5 |  |  |  | No | R-410A | 1.95 | Residential & Commercial | No
211229027 | Central HP <5.4 tons | ARCOAIRE | HRCU-A-CB (Split System: Heat Pump with Remote Outdoor Unit-Air-Source) | DLCURAH36ABK |  |  | EA*4X48L21A* | *95ESN0801716A* | 35400 | 15.5 | 8.1 | 37800 | 34800 | 92.06% | 2.02 | 0 | 9.5 |  |  |  | No | R-410A | 2.95 | Residential & Commercial | No
211229194 | Central HP <5.4 tons | ARCOAIRE | HRCU-A-CB (Split System: Heat Pump with Remote Outdoor Unit-Air-Source) | DLCURAH36ABK |  |  | EA*4X48L21A* | OLV098A12* | 35400 | 15.2 | 8.1 | 38500 | 34800 | 90.39% | 2.02 | 0 | 9.5 |  |  |  | No | R-410A | 2.95 | Residential & Commercial | No
212625704 | Central HP <5.4 tons | COLEMAN | HRCU-A-CB (Split System: Heat Pump with Remote Outdoor Unit-Air-Source) | HMH72B341 | ASPEN |  | C(A,C,D,E)48C26+TDR | TM8V100C20MP12 | 30000 | 16 | 8.1 | 32400 | 27800 | 85.8% | 2.44 | 0 | 8.6 |  |  |  | No | R-410A | 2.5 | Residential & Commercial | No
212625720 | Central HP <5.4 tons | COLEMAN | HRCU-A-CB (Split System: Heat Pump with Remote Outdoor Unit-Air-Source) | HMH72B341 | ASPEN |  | C(A,C,D,E)36A46+TDR | TM8V120C20MP12 | 31400 | 16.5 | 8.5 | 32400 | 27800 | 85.8% | 2.7 | 0 | 8.9 |  |  |  | No | R-410A | 2.6167 | Residential & Commercial | No
212625721 | Central HP <5.4 tons | COLEMAN | HRCU-A-CB (Split System: Heat Pump with Remote Outdoor Unit-Air-Source) | HMH72B341 | ASPEN |  | C(A,C,D,E)36B36+TDR | TM8V120C20MP12 | 31400 | 16.5 | 8.5 | 32400 | 27800 | 85.8% | 2.7 | 0 | 8.9 |  |  |  | No | R-410A | 2.6167 | Residential & Commercial | No
212625736 | Central HP <5.4 tons | COLEMAN | HRCU-A-CB (Split System: Heat Pump with Remote Outdoor Unit-Air-Source) | HMH72B341 | ASPEN |  | D(A,C,E)48C36+TDR | TM8V120C20MP12 | 32600 | 16.5 | 8.5 | 32400 | 27800 | 85.8% | 2.7 | 0 | 9 |  |  |  | No | R-410A | 2.7167 | Residential & Commercial | No
212625738 | Central HP <5.4 tons | COLEMAN | HRCU-A-CB (Split System: Heat Pump with Remote Outdoor Unit-Air-Source) | HMH72B341 | ASPEN |  | D(A,C,E)48D36+TDR | TM8V120C20MP12 | 32800 | 16.5 | 8.5 | 32400 | 27800 | 85.8% | 2.7 | 0 | 9 |  |  |  | No | R-410A | 2.7333 | Residential & Commercial | No
212625754 | Central HP <5.4 tons | COLEMAN | HRCU-A-CB (Split System: Heat Pump with Remote Outdoor Unit-Air-Source) | HMH72B341 | ASPEN |  | D(A,C,E)48C26+TDR | TMLV120C20MP12 | 30000 | 16 | 8.1 | 32400 | 27800 | 85.8% | 2.44 | 0 | 8.6 |  |  |  | No | R-410A | 2.5 | Residential & Commercial | No
212625820 | Central HP <5.4 tons | COLEMAN | HRCU-A-CB (Split System: Heat Pump with Remote Outdoor Unit-Air-Source) | HMH72B341 | ASPEN |  | D(A,C,E)48C36+TDR | TM9Y120D20MP11 | 32800 | 16.5 | 8.5 | 32400 | 28200 | 87.04% | 2.77 | 0 | 9.5 |  |  |  | No | R-410A | 2.7333 | Residential & Commercial | No
212625822 | Central HP <5.4 tons | COLEMAN | HRCU-A-CB (Split System: Heat Pump with Remote Outdoor Unit-Air-Source) | HMH72B341 | ASPEN |  | D(A,C,E)48D36+TDR | TM9Y120D20MP11 | 33000 | 16.5 | 8.5 | 32400 | 28200 | 87.04% | 2.77 | 0 | 9 |  |  |  | No | R-410A | 2.75 | Residential & Commercial | No
212625836 | Central HP <5.4 tons | COLEMAN | HRCU-A-CB (Split System: Heat Pump with Remote Outdoor Unit-Air-Source) | HMH72B341 | ASPEN |  | C(A,C,D,E)48C26+TDR | CP9C120D20MP13 | 30200 | 16.5 | 8.1 | 32400 | 28200 | 87.04% | 2.51 | 0 | 9.1 |  |  |  | No | R-410A | 2.5167 | Residential & Commercial | No
212625837 | Central HP <5.4 tons | COLEMAN | HRCU-A-CB (Split System: Heat Pump with Remote Outdoor Unit-Air-Source) | HMH72B341 | ASPEN |  | D(A,C,E)36A46+TDR | CP9C120D20MP13 | 31600 | 17 | 8.1 | 32400 | 28200 | 87.04% | 2.51 | 0 | 9.3 |  |  |  | No | R-410A | 2.6333 | Residential & Commercial | No
212625853 | Central HP <5.4 tons | COLEMAN | HRCU-A-CB (Split System: Heat Pump with Remote Outdoor Unit-Air-Source) | HMH72B341 | ASPEN |  | C(A,C,D,E)36B36+TDR | TM9V120D20MP12 | 31600 | 17 | 8.5 | 32400 | 28200 | 87.04% | 2.79 | 0 | 9.3 |  |  |  | No | R-410A | 2.6333 | Residential & Commercial | No
212625887 | Central HP <5.4 tons | COLEMAN | HRCU-A-CB (Split System: Heat Pump with Remote Outdoor Unit-Air-Source) | HMH72B341 | ASPEN |  | D(A,C,E)48B36+TDR | TP9C120D20MP13 | 32200 | 17 | 8.1 | 32400 | 28200 | 87.04% | 2.51 | 0 | 9.4 |  |  |  | No | R-410A | 2.6833 | Residential & Commercial | No
212625888 | Central HP <5.4 tons | COLEMAN | HRCU-A-CB (Split System: Heat Pump with Remote Outdoor Unit-Air-Source) | HMH72B341 | ASPEN |  | D(A,C,E)48C26+TDR | TP9C120D20MP13 | 30200 | 16.5 | 8.1 | 32400 | 28200 | 87.04% | 2.51 | 0 | 9.1 |  |  |  | No | R-410A | 2.5167 | Residential & Commercial | No
212626037 | Central HP <5.4 tons | COLEMAN | HRCU-A-CB (Split System: Heat Pump with Remote Outdoor Unit-Air-Source) | HMH72B341 | ASPEN |  | D(A,C,E)36D26+TDR | TM8Y060A12MP11 | 30400 | 17.6 | 8.1 | 33400 | 27400 | 82.04% | 2.42 | 0 | 9.6 |  |  |  | No | R-410A | 2.5333 | Residential & Commercial | No
215293153 | Central HP <5.4 tons | AIRQUEST | HRCU-A-CB (Split System: Heat Pump with Remote Outdoor Unit-Air-Source) | DLCURAH24ABK | ADP |  | H,GG30924 | *96VTN1002120A* | 22600 | 16 | 8.5 | 24400 | 22400 | 91.8% | 1.9 | 0 | 9.5 |  |  |  | No | R-410A | 1.8833 | Residential & Commercial | No
215293171 | Central HP <5.4 tons | AIRQUEST | HRCU-A-CB (Split System: Heat Pump with Remote Outdoor Unit-Air-Source) | DLCURAH24ABK | ADP |  | H,GE23936 | *96VTN1002120B* | 22600 | 17 | 8.5 | 24600 | 23400 | 95.12% | 1.98 | 0 | 9.5 |  |  |  | No | R-410A | 1.8833 | Residential & Commercial | No
212626039 | Central HP <5.4 tons | COLEMAN | HRCU-A-CB (Split System: Heat Pump with Remote Outdoor Unit-Air-Source) | HMH72B341 | ASPEN |  | D(A,C,E)42A46+TDR | TM8Y060A12MP11 | 32400 | 18 | 8.1 | 33400 | 27400 | 82.04% | 2.42 | 0 | 9.9 |  |  |  | No | R-410A | 2.7 | Residential & Commercial | No
212626069 | Central HP <5.4 tons | COLEMAN | HRCU-A-CB (Split System: Heat Pump with Remote Outdoor Unit-Air-Source) | HMH72B341 | ASPEN |  | C(A,C,D,E)48C26+TDR | TM8Y080B12MP11 | 31000 | 17.7 | 8.5 | 33400 | 27400 | 82.04% | 2.65 | 0 | 9 |  |  |  | No | R-410A | 2.5833 | Residential & Commercial | No
212626321 | Central HP <5.4 tons | COLEMAN | HRCU-A-CB (Split System: Heat Pump with Remote Outdoor Unit-Air-Source) | HMH72B341 | ASPEN |  | C(A,C,D,E)48A26+TDR | TM8E080B12MP11 | 29800 | 17.4 | 8.3 | 33600 | 28000 | 83.33% | 2.59 | 0 | 9 |  |  |  | No | R-410A | 2.4833 | Residential & Commercial | No
212626338 | Central HP <5.4 tons | COLEMAN | HRCU-A-CB (Split System: Heat Pump with Remote Outdoor Unit-Air-Source) | HMH72B341 | ASPEN |  | C(A,C,D,E)42B36+TDR | TM8Y120C20MP11 | 33600 | 18 | 8.1 | 33600 | 30000 | 89.29% | 2.72 | 0 | 9.5 |  |  |  | No | R-410A | 2.8 | Residential & Commercial | No
212626370 | Central HP <5.4 tons | COLEMAN | HRCU-A-CB (Split System: Heat Pump with Remote Outdoor Unit-Air-Source) | HMH72B341 | ASPEN |  | C(A,C,D,E)48A26+TDR | TL8E080C16UH11 | 29600 | 16.9 | 8.3 | 33600 | 27600 | 82.14% | 2.64 | 0 | 9.5 |  |  |  | No | R-410A | 2.4667 | Residential & Commercial | No
214521941 | Central HP <5.4 tons | COLEMAN | HRCU-A-CB (Split System: Heat Pump with Remote Outdoor Unit-Air-Source) | HMH72B341 | ASPEN |  | C(A,C,D,E)36A34+TDR | Z8ES100C20SMPS1 | 31200 | 17.4 | 8.3 | 33000 | 27600 | 83.64% | 2.68 | 0 | 9.3 |  |  |  | No | R-410A | 2.6 | Residential & Commercial | No
214521943 | Central HP <5.4 tons | COLEMAN | HRCU-A-CB (Split System: Heat Pump with Remote Outdoor Unit-Air-Source) | HMH72B341 | ASPEN |  | C(A,C,D,E)48A34+TDR | Z8ES100C20SMPS1 | 32200 | 17.5 | 8.5 | 33200 | 27400 | 82.53% | 2.71 | 0 | 9.4 |  |  |  | No | R-410A | 2.6833 | Residential & Commercial | No
212624007 | Central HP <5.4 tons | COLEMAN | HRCU-A-CB (Split System: Heat Pump with Remote Outdoor Unit-Air-Source) | HMH72B341 | ASPEN |  | C(A,C,D,E)36A44+TDR | TMLE080B12MP11 | 32000 | 18 | 8.1 | 34000 | 28000 | 82.35% | 2.41 | 0 | 9.4 |  |  |  | No | R-410A | 2.6667 | Residential & Commercial | No
212624039 | Central HP <5.4 tons | COLEMAN | HRCU-A-CB (Split System: Heat Pump with Remote Outdoor Unit-Air-Source) | HMH72B341 | ASPEN |  | D(A,C,E)42C34+TDR | TMLE080B12MP11 | 32800 | 18 | 8.1 | 34000 | 28000 | 82.35% | 2.41 | 0 | 9.5 |  |  |  | No | R-410A | 2.7333 | Residential & Commercial | No
212985286 | Central HP <5.4 tons | GRANDAIRE | HRCU-A-CB (Split System: Heat Pump with Remote Outdoor Unit-Air-Source) | WDLCURAH30ABK |  |  | WLA*424CA* | WFAX100C060B* | 30200 | 15.2 | 8.1 | 34200 | 27400 | 80.12% | 1.8 | 0 | 9 |  |  |  | No | R-410A | 2.5167 | Residential & Commercial | No
212626405 | Central HP <5.4 tons | COLEMAN | HRCU-A-CB (Split System: Heat Pump with Remote Outdoor Unit-Air-Source) | HMH72B341 | ASPEN |  | D(A,C,E)36D26+TDR | TM8Y100C20MP11 | 32200 | 18 | 8.3 | 33600 | 30000 | 89.29% | 2.81 | 0 | 9.5 |  |  |  | No | R-410A | 2.6833 | Residential & Commercial | No
212626406 | Central HP <5.4 tons | COLEMAN | HRCU-A-CB (Split System: Heat Pump with Remote Outdoor Unit-Air-Source) | HMH72B341 | ASPEN |  | D(A,C,E)42C26+TDR | TM8Y100C20MP11 | 32200 | 18 | 8.3 | 33600 | 30000 | 89.29% | 2.81 | 0 | 9.5 |  |  |  | No | R-410A | 2.6833 | Residential & Commercial | No
212626422 | Central HP <5.4 tons | COLEMAN | HRCU-A-CB (Split System: Heat Pump with Remote Outdoor Unit-Air-Source) | HMH72B341 | ASPEN |  | C(A,C,D,E)42A26+TDR | TM9V100C20MP12 | 29200 | 16.7 | 8.5 | 33600 | 28200 | 83.93% | 2.7 | 0 | 8.9 |  |  |  | No | R-410A | 2.4333 | Residential & Commercial | No
212624056 | Central HP <5.4 tons | COLEMAN | HRCU-A-CB (Split System: Heat Pump with Remote Outdoor Unit-Air-Source) | HMH72B341 | ASPEN |  | C(A,C,D,E)42C24+TDR | CPLC060A12MP13 | 31600 | 17.5 | 8.1 | 33400 | 28800 | 86.23% | 2.49 | 0 | 9.5 |  |  |  | No | R-410A | 2.6333 | Residential & Commercial | No
212624108 | Central HP <5.4 tons | COLEMAN | HRCU-A-CB (Split System: Heat Pump with Remote Outdoor Unit-Air-Source) | HMH72B341 | ASPEN |  | C(A,C,D,E)36D24+TDR | TMLV060A12MP12 | 31600 | 17.5 | 8.1 | 33400 | 28800 | 86.23% | 2.49 | 0 | 9.5 |  |  |  | No | R-410A | 2.6333 | Residential & Commercial | No
212624109 | Central HP <5.4 tons | COLEMAN | HRCU-A-CB (Split System: Heat Pump with Remote Outdoor Unit-Air-Source) | HMH72B341 | ASPEN |  | C(A,C,D,E)42C24+TDR | TMLV060A12MP12 | 31600 | 17.5 | 8.1 | 33400 | 28800 | 86.23% | 2.49 | 0 | 9.5 |  |  |  | No | R-410A | 2.6333 | Residential & Commercial | No
212624123 | Central HP <5.4 tons | COLEMAN | HRCU-A-CB (Split System: Heat Pump with Remote Outdoor Unit-Air-Source) | HMH72B341 | ASPEN |  | D(A,C,E)48D34+TDR | TPLC060A12MP13 | 32800 | 17.5 | 8.1 | 33400 | 28800 | 86.23% | 2.49 | 0 | 9.5 |  |  |  | No | R-410A | 2.7333 | Residential & Commercial | No
212626506 | Central HP <5.4 tons | COLEMAN | HRCU-A-CB (Split System: Heat Pump with Remote Outdoor Unit-Air-Source) | HMH72B341 | ASPEN |  | D(A,C,E)48B36+TDR | TM9V080B12MP12 | 32800 | 17 | 8.2 | 33800 | 29200 | 86.39% | 2.65 | 0 | 9.5 |  |  |  | No | R-410A | 2.7333 | Residential & Commercial | No
213369646 | Central HP <5.4 tons | ECO-AIR | HRCU-A-C (Split System: Heat Pump with Remote Outdoor Unit with No Indoor Fan --Air Source) | MOX430U-24HFN1-MR0 | ADP |  | *G21924+TD |  | 23000 | 15.2 | 9.05 | 23600 | 18000 | 76.27% | 2.06 | 0 | 9.5 |  |  |  | No | R-410A | 1.9167 | Residential & Commercial | No
212626641 | Central HP <5.4 tons | COLEMAN | HRCU-A-CB (Split System: Heat Pump with Remote Outdoor Unit-Air-Source) | HMH72B341 | ASPEN |  | D(A,C,E)42C26+TDR | TM9V080B12MP12 | 31400 | 17 | 8.3 | 33800 | 29200 | 86.39% | 2.67 | 0 | 9.5 |  |  |  | No | R-410A | 2.6167 | Residential & Commercial | No
212626674 | Central HP <5.4 tons | COLEMAN | HRCU-A-CB (Split System: Heat Pump with Remote Outdoor Unit-Air-Source) | HMH72B341 | ASPEN |  | D(A,C,E)48B36+TDR | TM9E060A10MP12 | 32400 | 17.5 | 8.1 | 33800 | 27400 | 81.07% | 2.4 | 0 | 9.5 |  |  |  | No | R-410A | 2.7 | Residential & Commercial | No
212624159 | Central HP <5.4 tons | COLEMAN | HRCU-A-CB (Split System: Heat Pump with Remote Outdoor Unit-Air-Source) | HMH72B341 | ASPEN |  | C(A,C,D,E)48D24+TDR | TP9C080B12MP13 | 32200 | 17 | 8.1 | 33600 | 29600 | 88.1% | 2.45 | 0 | 9.5 |  |  |  | No | R-410A | 2.6833 | Residential & Commercial | No
212624190 | Central HP <5.4 tons | COLEMAN | HRCU-A-CB (Split System: Heat Pump with Remote Outdoor Unit-Air-Source) | HMH72B341 | ASPEN |  | D(A,C,E)48D24+TDR | TM9Y100C20MP11 | 30800 | 15.2 | 8.1 | 34000 | 27800 | 81.76% | 2.38 | 0 | 9.2 |  |  |  | No | R-410A | 2.5667 | Residential & Commercial | No
212624191 | Central HP <5.4 tons | COLEMAN | HRCU-A-CB (Split System: Heat Pump with Remote Outdoor Unit-Air-Source) | HMH72B341 | ASPEN |  | D(A,C,E)48D34+TDR | TM9Y100C20MP11 | 33400 | 15.5 | 8.1 | 34000 | 27800 | 81.76% | 2.38 | 0 | 9.5 |  |  |  | No | R-410A | 2.7833 | Residential & Commercial | No
212626822 | Central HP <5.4 tons | COLEMAN | HRCU-A-CB (Split System: Heat Pump with Remote Outdoor Unit-Air-Source) | HMH72B341 | ASPEN |  | D(A,C,E)36A36+TDR | TM8E100B12MP11 | 31600 | 17.9 | 8.4 | 33800 | 27400 | 81.07% | 2.62 | 0 | 9.8 |  |  |  | No | R-410A | 2.6333 | Residential & Commercial | No
216487345 | Central HP <5.4 tons | BRYANT HEATING AND COOLING SYSTEMS | HRCU-A-CB (Split System: Heat Pump with Remote Outdoor Unit-Air-Source) | 290VAN024**AA* | ADP |  | CE(P,V)2414G31*+TXV | 88*TB60110C21*** | 21800 | 16 | 8.7 | 22000 | 15900 | 72.27% | 1.96 | 0 | 9.5 |  |  |  | No | R-454B | 1.8167 | Residential & Commercial | No
216487895 | Central HP <5.4 tons | BRYANT HEATING AND COOLING SYSTEMS | HRCU-A-CB (Split System: Heat Pump with Remote Outdoor Unit-Air-Source) | 290VAN060**AA* | ADP |  | CE(P,V)6021G48*+TXV | 986TD66120C24*** | 55000 | 18 | 9 | 57000 | 41000 | 71.93% | 2.02 | 0 | 9 |  |  |  | No | R-454B | 4.5833 | Residential & Commercial | No
211712814 | Central HP <5.4 tons | GRANDAIRE | HRCU-A-CB (Split System: Heat Pump with Remote Outdoor Unit-Air-Source) | WDLCURAH30ABK |  |  | WLA*424DA* | WFEL070C048B* | 29600 | 15.2 | 8.1 | 33800 | 27400 | 81.07% | 1.78 | 0 | 9 |  |  |  | No | R-410A | 2.4667 | Residential & Commercial | No
216487845 | Central HP <5.4 tons | BRYANT HEATING AND COOLING SYSTEMS | HRCU-A-CB (Split System: Heat Pump with Remote Outdoor Unit-Air-Source) | 290VAN036**AA* | ADP |  | CE(P,V)3617G34*+TXV | 986TD60080C21*** | 33200 | 18 | 9 | 33400 | 24600 | 73.65% | 1.88 | 0 | 9.5 |  |  |  | No | R-454B | 2.7667 | Residential & Commercial | No
212982647 | Central HP <5.4 tons | GRANDAIRE | HRCU-A-CB (Split System: Heat Pump with Remote Outdoor Unit-Air-Source) | WDLCURAH30ABK |  |  | WLA*424CA* | WFEU060B048B* | 29800 | 15.2 | 8.1 | 33800 | 27400 | 81.07% | 1.8 | 0 | 9 |  |  |  | No | R-410A | 2.4833 | Residential & Commercial | No
212988046 | Central HP <5.4 tons | GRANDAIRE | HRCU-A-CB (Split System: Heat Pump with Remote Outdoor Unit-Air-Source) | WDLCURAH30ABK |  |  | WLA*374CA* | WFSX100C060B* | 30800 | 15.2 | 8.5 | 33200 | 26200 | 78.92% | 1.84 | 0 | 9 |  |  |  | No | R-410A | 2.5667 | Residential & Commercial | No
212982971 | Central HP <5.4 tons | GRANDAIRE | HRCU-A-CB (Split System: Heat Pump with Remote Outdoor Unit-Air-Source) | WDLCURAH30ABK |  |  | WLA*424DA* | WFEU080C060B* | 29600 | 15.5 | 8.5 | 33600 | 27400 | 81.55% | 1.78 | 0 | 9 |  |  |  | No | R-410A | 2.4667 | Residential & Commercial | No
214302977 | Central HP <5.4 tons | RUUD | HRCU-A-CB (Split System: Heat Pump with Remote Outdoor Unit-Air-Source) | RD17AZ36AJ3N | ADP |  | H,RG82936 | R801V0504A17UHN | 33600 | 18 | 8.1 | 32600 | 29400 | 90.18% | 1.9 | 0 | 9.5 |  |  |  | No | R-410A | 2.8 | Residential & Commercial | No
212383157 | Central HP <5.4 tons | ARCOAIRE | HRCU-A-CB (Split System: Heat Pump with Remote Outdoor Unit-Air-Source) | DLCURAH36ABK |  |  | EA*4X36L21A* | *95ESU1002122A* | 36200 | 15.2 | 8.1 | 40000 | 35400 | 88.5% | 1.86 | 0 | 9.5 |  |  |  | No | R-410A | 3.0167 | Residential & Commercial | No
213077142 | Central HP <5.4 tons | KEEPRITE | HRCU-A-CB (Split System: Heat Pump with Remote Outdoor Unit-Air-Source) | DLCURAH36ABK |  |  | EA*4X36L21A* | *96VSN1002120B* | 35200 | 16 | 8.1 | 38500 | 35200 | 91.43% | 1.82 | 0 | 9.5 |  |  |  | No | R-410A | 2.9333 | Residential & Commercial | No
214093371 | Central HP <5.4 tons | LUXAIRE | HRCU-A-CB (Split System: Heat Pump with Remote Outdoor Unit-Air-Source) | HMH72B361 | ASPEN |  | D(A,C,E)48B36+TDR | Z8ES080C20SMPS1 | 34600 | 17 | 8.1 | 32400 | 44000 | 135.8% | 3.24 | 0 | 9 |  |  |  | No | R-410A | 2.8833 | Residential & Commercial | No
213080535 | Central HP <5.4 tons | GRANDAIRE | HRCU-A-CB (Split System: Heat Pump with Remote Outdoor Unit-Air-Source) | WDLCURAH36ABK |  |  | WLA*374BA* | WFSU040B036B* | 35600 | 15.2 | 8.1 | 38500 | 35000 | 90.91% | 2.04 | 0 | 9.5 |  |  |  | No | R-410A | 2.9667 | Residential & Commercial | No
213205253 | Central HP <5.4 tons | TEMPSTAR | HRCU-A-CB (Split System: Heat Pump with Remote Outdoor Unit-Air-Source) | DLCURAH30ABK | ASPEN |  | D(A,C,E)42B34+TDR | *80ES(N,L)1102420A* | 29600 | 15.2 | 8.1 | 33800 | 24000 | 71.01% | 2.7 | 0 | 9 |  |  |  | No | R-410A | 2.4667 | Residential & Commercial | No
213205278 | Central HP <5.4 tons | TEMPSTAR | HRCU-A-CB (Split System: Heat Pump with Remote Outdoor Unit-Air-Source) | DLCURAH30ABK | ASPEN |  | D(A,C,E)36C34+TDR | *80ES(N,L)1552420A* | 29600 | 15.2 | 8.1 | 33800 | 24000 | 71.01% | 2.7 | 0 | 9 |  |  |  | No | R-410A | 2.4667 | Residential & Commercial | No
212383338 | Central HP <5.4 tons | GRANDAIRE | HRCU-A-CB (Split System: Heat Pump with Remote Outdoor Unit-Air-Source) | WDLCURAH36ABK |  |  | WLA*364CA* | WFAX080B048A* | 35200 | 16 | 8.1 | 39000 | 35200 | 90.26% | 1.82 | 0 | 9.5 |  |  |  | No | R-410A | 2.9333 | Residential & Commercial | No
214385385 | Central HP <5.4 tons | COMFORTMAKER | HRCU-A-CB (Split System: Heat Pump with Remote Outdoor Unit-Air-Source) | DLCURAH30ABK | ADP |  | H,YE35936 | *80MSU0401712A* | 29800 | 15.2 | 8.1 | 32200 | 27200 | 84.47% | 1.8 | 0 | 9 |  |  |  | No | R-410A | 2.4833 | Residential & Commercial | No
211712811 | Central HP <5.4 tons | KEEPRITE | HRCU-A-CB (Split System: Heat Pump with Remote Outdoor Unit-Air-Source) | DLCURAH30ABK |  |  | EA*4X42L24A* | *80ES(N,L)0702116A* | 29600 | 15.2 | 8.1 | 33800 | 27400 | 81.07% | 1.78 | 0 | 9 |  |  |  | No | R-410A | 2.4667 | Residential & Commercial | No
212985291 | Central HP <5.4 tons | ARCOAIRE | HRCU-A-CB (Split System: Heat Pump with Remote Outdoor Unit-Air-Source) | DLCURAH30ABK |  |  | EA*4X42L24A* | *92MSN1002120A* | 30200 | 15.2 | 8.1 | 34200 | 27400 | 80.12% | 1.8 | 0 | 9 |  |  |  | No | R-410A | 2.5167 | Residential & Commercial | No
212985327 | Central HP <5.4 tons | ARCOAIRE | HRCU-A-CB (Split System: Heat Pump with Remote Outdoor Unit-Air-Source) | DLCURAH30ABK |  |  | EN(A,D,W)4X42L21** | *92MSN1002120A* | 30000 | 15.2 | 8.1 | 34400 | 27600 | 80.23% | 1.8 | 0 | 9 |  |  |  | No | R-410A | 2.5 | Residential & Commercial | No
212520343 | Central HP <5.4 tons | CARRIER | HRCU-A-CB (Split System: Heat Pump with Remote Outdoor Unit-Air-Source) | 38MURAQ30AB3* | ADP |  | H,PG9J936 | 58S(B,C)*A155E24**20 | 29800 | 15.2 | 8.1 | 32200 | 26800 | 83.23% | 1.78 | 0 | 9 |  |  |  | No | R-410A | 2.4833 | Residential & Commercial | No
213204321 | Central HP <5.4 tons | TEMPSTAR | HRCU-A-CB (Split System: Heat Pump with Remote Outdoor Unit-Air-Source) | DLCURAH24AAK | ASPEN |  | D(A,C,E)36C34+TDR | *96VTN0601412A* | 23200 | 16 | 8.1 | 24400 | 26000 | 106.6% | 2.72 | 0 | 9.4 |  |  |  | No | R-410A | 1.9333 | Residential & Commercial | No
213204340 | Central HP <5.4 tons | TEMPSTAR | HRCU-A-CB (Split System: Heat Pump with Remote Outdoor Unit-Air-Source) | DLCURAH24AAK | ASPEN |  | D(A,C,E)30C44+TDR | *96VTN0801716A* | 23800 | 16 | 8.1 | 25400 | 26800 | 105.5% | 2.7 | 0 | 9.5 |  |  |  | No | R-410A | 1.9833 | Residential & Commercial | No
215294452 | Central HP <5.4 tons | AIRQUEST | HRCU-A-CB (Split System: Heat Pump with Remote Outdoor Unit-Air-Source) | DLCURAH30ABK | ADP |  | H,GG34936 | *96VTN1002122B* | 29800 | 15.2 | 8.1 | 32600 | 27200 | 83.44% | 1.8 | 0 | 9 |  |  |  | No | R-410A | 2.4833 | Residential & Commercial | No
215294465 | Central HP <5.4 tons | AIRQUEST | HRCU-A-CB (Split System: Heat Pump with Remote Outdoor Unit-Air-Source) | DLCURAH30ABK | ADP |  | HG48936 | *96VTN1002122B* | 30000 | 15.2 | 8.1 | 32600 | 27200 | 83.44% | 1.8 | 0 | 9 |  |  |  | No | R-410A | 2.5 | Residential & Commercial | No
211713280 | Central HP <5.4 tons | GRANDAIRE | HRCU-A-CB (Split System: Heat Pump with Remote Outdoor Unit-Air-Source) | WDLCURAH30ABK |  |  | WLA*434CA* | WFEL090B042B* | 30600 | 15.2 | 8.1 | 33200 | 26000 | 78.31% | 1.84 | 0 | 9 |  |  |  | No | R-410A | 2.55 | Residential & Commercial | No
212982623 | Central HP <5.4 tons | GRANDAIRE | HRCU-A-CB (Split System: Heat Pump with Remote Outdoor Unit-Air-Source) | WDLCURAH30ABK |  |  | WLA*364CA* | WFEU060B048B* | 29600 | 15.2 | 8.1 | 34000 | 27800 | 81.76% | 1.78 | 0 | 9 |  |  |  | No | R-410A | 2.4667 | Residential & Commercial | No
212626823 | Central HP <5.4 tons | COLEMAN | HRCU-A-CB (Split System: Heat Pump with Remote Outdoor Unit-Air-Source) | HMH72B341 | ASPEN |  | D(A,C,E)48A36+TDR | TM8E100B12MP11 | 32400 | 18 | 8.4 | 33800 | 27400 | 81.07% | 2.62 | 0 | 9.9 |  |  |  | No | R-410A | 2.7 | Residential & Commercial | No
212626908 | Central HP <5.4 tons | COLEMAN | HRCU-A-CB (Split System: Heat Pump with Remote Outdoor Unit-Air-Source) | HMH72B341 | ASPEN |  | C(A,C,D,E)36C26+TDR | TM8E100B12MP11 | 30000 | 17.4 | 8.5 | 33800 | 27400 | 81.07% | 2.64 | 0 | 9.5 |  |  |  | No | R-410A | 2.5 | Residential & Commercial | No
212626958 | Central HP <5.4 tons | COLEMAN | HRCU-A-CB (Split System: Heat Pump with Remote Outdoor Unit-Air-Source) | HMH72B341 | ASPEN |  | D(A,C,E)36B36+TDR | TMLE100B12MP11 | 32200 | 18 | 8.1 | 33800 | 27400 | 81.07% | 2.44 | 0 | 9.9 |  |  |  | No | R-410A | 2.6833 | Residential & Commercial | No
213204117 | Central HP <5.4 tons | TEMPSTAR | HRCU-A-CB (Split System: Heat Pump with Remote Outdoor Unit-Air-Source) | DLCURAH24AAK | ASPEN |  | D(A,C,E)36B34+TDR | *80ES(N,L)1102120A* | 23800 | 15.5 | 8.5 | 26200 | 27400 | 104.6% | 2.63 | 0 | 9 |  |  |  | No | R-410A | 1.9833 | Residential & Commercial | No
213204119 | Central HP <5.4 tons | TEMPSTAR | HRCU-A-CB (Split System: Heat Pump with Remote Outdoor Unit-Air-Source) | DLCURAH24AAK | ASPEN |  | D(A,C,E)36C34+TDR | *80ES(N,L)1102120A* | 23800 | 15.5 | 8.5 | 26200 | 27400 | 104.6% | 2.67 | 0 | 9.5 |  |  |  | No | R-410A | 1.9833 | Residential & Commercial | No
213204135 | Central HP <5.4 tons | TEMPSTAR | HRCU-A-CB (Split System: Heat Pump with Remote Outdoor Unit-Air-Source) | DLCURAH24AAK | ASPEN |  | D(A,C,E)30B34+TDR | *92ESN0401712A* | 23400 | 15.2 | 8.1 | 25200 | 27400 | 108.7% | 2.61 | 0 | 9 |  |  |  | No | R-410A | 1.95 | Residential & Commercial | No
213078275 | Central HP <5.4 tons | KEEPRITE | HRCU-A-CB (Split System: Heat Pump with Remote Outdoor Unit-Air-Source) | DLCURAH36ABK |  |  | EA*4X36L21A* | *80MS(N,L)0901714A* | 35200 | 16 | 8.1 | 38500 | 35200 | 91.43% | 1.84 | 0 | 9.5 |  |  |  | No | R-410A | 2.9333 | Residential & Commercial | No
213079647 | Central HP <5.4 tons | KEEPRITE | HRCU-A-CB (Split System: Heat Pump with Remote Outdoor Unit-Air-Source) | DLCURAH36ABK |  |  | EA*4X36L21A* | *92MSN0802120A* | 35000 | 16.5 | 8.1 | 38500 | 35200 | 91.43% | 1.82 | 0 | 9.5 |  |  |  | No | R-410A | 2.9167 | Residential & Commercial | No
212627092 | Central HP <5.4 tons | COLEMAN | HRCU-A-CB (Split System: Heat Pump with Remote Outdoor Unit-Air-Source) | HMH72B341 | ASPEN |  | D(A,C,E)42D26+TDR | TP9C080C16MP13 | 30800 | 17.2 | 8.1 | 33800 | 27400 | 81.07% | 2.45 | 0 | 9 |  |  |  | No | R-410A | 2.5667 | Residential & Commercial | No
216494180 | Central HP <5.4 tons | BRYANT HEATING AND COOLING SYSTEMS | HRCU-A-CB (Split System: Heat Pump with Remote Outdoor Unit-Air-Source) | 290VAN048**AA* | ADP |  | CE(P,V)4824G1K*+TXV | 986TD60080C21*** | 44000 | 17 | 9 | 45500 | 33200 | 72.97% | 2.06 | 0 | 9.5 |  |  |  | No | R-454B | 3.6667 | Residential & Commercial | No
212627107 | Central HP <5.4 tons | COLEMAN | HRCU-A-CB (Split System: Heat Pump with Remote Outdoor Unit-Air-Source) | HMH72B341 | ASPEN |  | D(A,C,E)42A46+TDR | TM8Y120C20MP11 | 33600 | 18 | 8.3 | 33800 | 30200 | 89.35% | 2.82 | 0 | 9.5 |  |  |  | No | R-410A | 2.8 | Residential & Commercial | No
211228740 | Central HP <5.4 tons | ARCOAIRE | HRCU-A-CB (Split System: Heat Pump with Remote Outdoor Unit-Air-Source) | DLCURAH36ABK |  |  | EA*4X48L21A* | *80ES(N,L)0451712A* | 35600 | 15.5 | 8.1 | 38500 | 34800 | 90.39% | 2.04 | 0 | 9.5 |  |  |  | No | R-410A | 2.9667 | Residential & Commercial | No
211229023 | Central HP <5.4 tons | GRANDAIRE | HRCU-A-CB (Split System: Heat Pump with Remote Outdoor Unit-Air-Source) | WDLCURAH36ABK |  |  | WLA*484CA* | WFSX060B042A* | 35400 | 15.5 | 8.1 | 38500 | 34800 | 90.39% | 2.02 | 0 | 9.5 |  |  |  | No | R-410A | 2.95 | Residential & Commercial | No
212985007 | Central HP <5.4 tons | KEEPRITE | HRCU-A-CB (Split System: Heat Pump with Remote Outdoor Unit-Air-Source) | DLCURAH30ABK |  |  | EA*4X43L21A* | *92MSN0802120A* | 30600 | 15.5 | 8.5 | 33400 | 26400 | 79.04% | 1.86 | 0 | 9 |  |  |  | No | R-410A | 2.55 | Residential & Commercial | No
211713135 | Central HP <5.4 tons | GRANDAIRE | HRCU-A-CB (Split System: Heat Pump with Remote Outdoor Unit-Air-Source) | WDLCURAH30ABK |  |  | WLA*434CA* | WFEU040B036A* | 31200 | 15.2 | 8.1 | 33400 | 26000 | 77.84% | 1.86 | 0 | 9 |  |  |  | No | R-410A | 2.6 | Residential & Commercial | No
211656132 | Central HP <5.4 tons | LUXAIRE | HRCU-A-CB (Split System: Heat Pump with Remote Outdoor Unit-Air-Source) | HMH72B361 | ASPEN |  | A(E,F)M374+TDR |  | 34400 | 18 | 8.1 | 36000 | 26400 | 73.33% | 2.82 | 0 | 9 |  |  |  | No | R-410A | 2.8667 | Residential & Commercial | No
212627172 | Central HP <5.4 tons | COLEMAN | HRCU-A-CB (Split System: Heat Pump with Remote Outdoor Unit-Air-Source) | HMH72B341 | ASPEN |  | C(A,C,D,E)42B36+TDR | TM9V100C20MP12 | 32200 | 17.5 | 8.5 | 33800 | 28200 | 83.43% | 2.7 | 0 | 9.4 |  |  |  | No | R-410A | 2.6833 | Residential & Commercial | No
212627207 | Central HP <5.4 tons | COLEMAN | HRCU-A-CB (Split System: Heat Pump with Remote Outdoor Unit-Air-Source) | HMH72B341 | ASPEN |  | C(A,C,D,E)48C26+TDR | TM9Y060B12MP11 | 31800 | 17.5 | 8.1 | 34000 | 29400 | 86.47% | 2.43 | 0 | 9 |  |  |  | No | R-410A | 2.65 | Residential & Commercial | No
212627225 | Central HP <5.4 tons | COLEMAN | HRCU-A-CB (Split System: Heat Pump with Remote Outdoor Unit-Air-Source) | HMH72B341 | ASPEN |  | D(A,C,E)48D36+TDR | CPLC080B12MP13 | 32400 | 17 | 8.1 | 33600 | 29400 | 87.5% | 2.42 | 0 | 9.5 |  |  |  | No | R-410A | 2.7 | Residential & Commercial | No
212627239 | Central HP <5.4 tons | COLEMAN | HRCU-A-CB (Split System: Heat Pump with Remote Outdoor Unit-Air-Source) | HMH72B341 | ASPEN |  | C(A,C,D,E)36B26+TDR | TL9E060B12UH11 | 29200 | 17.2 | 8.1 | 34000 | 27800 | 81.76% | 2.4 | 0 | 9 |  |  |  | No | R-410A | 2.4333 | Residential & Commercial | No
212627276 | Central HP <5.4 tons | COLEMAN | HRCU-A-CB (Split System: Heat Pump with Remote Outdoor Unit-Air-Source) | HMH72B341 | ASPEN |  | D(A,C,E)36B36+TDR | TM9E060B12MP12 | 32200 | 17.5 | 8.1 | 34000 | 28000 | 82.35% | 2.39 | 0 | 9.4 |  |  |  | No | R-410A | 2.6833 | Residential & Commercial | No
212627290 | Central HP <5.4 tons | COLEMAN | HRCU-A-CB (Split System: Heat Pump with Remote Outdoor Unit-Air-Source) | HMH72B341 | ASPEN |  | D(A,C,E)48D26+TDR | TM9E060B12MP12 | 31200 | 17.3 | 8.1 | 34000 | 28000 | 82.35% | 2.39 | 0 | 9.2 |  |  |  | No | R-410A | 2.6 | Residential & Commercial | No
212627308 | Central HP <5.4 tons | COLEMAN | HRCU-A-CB (Split System: Heat Pump with Remote Outdoor Unit-Air-Source) | HMH72B341 | ASPEN |  | D(A,C,E)36D36+TDR | TM9V080B12MP12 | 32800 | 17 | 8.4 | 34000 | 29400 | 86.47% | 2.71 | 0 | 9.5 |  |  |  | No | R-410A | 2.7333 | Residential & Commercial | No
214303021 | Central HP <5.4 tons | RUUD | HRCU-A-CB (Split System: Heat Pump with Remote Outdoor Unit-Air-Source) | RD17AZ36AJ3N | ADP |  | H,RG82936 | R962V0603A17M4S | 33600 | 18 | 8.1 | 32600 | 29400 | 90.18% | 1.9 | 0 | 9.5 |  |  |  | No | R-410A | 2.8 | Residential & Commercial | No
215290078 | Central HP <5.4 tons | AIRQUEST | HRCU-A-CB (Split System: Heat Pump with Remote Outdoor Unit-Air-Source) | DLCURAH18ABK | ADP |  | H,GE30924 | *96VTN0401410B* | 16300 | 16 | 8.5 | 16600 | 19000 | 114.5% | 2.34 | 0 | 9.5 |  |  |  | No | R-410A | 1.3583 | Residential & Commercial | No
215290081 | Central HP <5.4 tons | AIRQUEST | HRCU-A-CB (Split System: Heat Pump with Remote Outdoor Unit-Air-Source) | DLCURAH18ABK | ADP |  | HG7J936 | *96VTN0401410B* | 16900 | 16 | 8.5 | 16600 | 19000 | 114.5% | 2.34 | 0 | 9.5 |  |  |  | No | R-410A | 1.4083 | Residential & Commercial | No
212627326 | Central HP <5.4 tons | COLEMAN | HRCU-A-CB (Split System: Heat Pump with Remote Outdoor Unit-Air-Source) | HMH72B341 | ASPEN |  | D(A,C,E)42C26+TDR | CP9C060B12MP13 | 30400 | 17 | 8.1 | 34000 | 27800 | 81.76% | 2.42 | 0 | 9.1 |  |  |  | No | R-410A | 2.5333 | Residential & Commercial | No
212627357 | Central HP <5.4 tons | COLEMAN | HRCU-A-CB (Split System: Heat Pump with Remote Outdoor Unit-Air-Source) | HMH72B341 | ASPEN |  | D(A,C,E)48D36+TDR | TM9V060B12MP12 | 33600 | 17.5 | 8.1 | 34000 | 27800 | 81.76% | 2.42 | 0 | 9.5 |  |  |  | No | R-410A | 2.8 | Residential & Commercial | No
212627358 | Central HP <5.4 tons | COLEMAN | HRCU-A-CB (Split System: Heat Pump with Remote Outdoor Unit-Air-Source) | HMH72B341 | ASPEN |  | C(A,C,D,E)36A46+TDR | TP9C060B12MP13 | 32000 | 17.5 | 8.1 | 34000 | 27800 | 81.76% | 2.42 | 0 | 9.4 |  |  |  | No | R-410A | 2.6667 | Residential & Commercial | No
216487513 | Central HP <5.4 tons | BRYANT HEATING AND COOLING SYSTEMS | HRCU-A-CB (Split System: Heat Pump with Remote Outdoor Unit-Air-Source) | 290VAN048**AA* | ADP |  | CE(P,V)6024G48*+TXV | 987MC42080C17*** | 44000 | 17 | 9 | 47000 | 34200 | 72.77% | 2.04 | 0 | 9 |  |  |  | No | R-454B | 3.6667 | Residential & Commercial | No
216487546 | Central HP <5.4 tons | BRYANT HEATING AND COOLING SYSTEMS | HRCU-A-CB (Split System: Heat Pump with Remote Outdoor Unit-Air-Source) | 290VAN048**AA* | ADP |  | CE(P,V)4817G1K*+TXV | 987MC66120C24*** | 44000 | 17 | 9 | 45500 | 33200 | 72.97% | 2.06 | 0 | 9.5 |  |  |  | No | R-454B | 3.6667 | Residential & Commercial | No
212627374 | Central HP <5.4 tons | COLEMAN | HRCU-A-CB (Split System: Heat Pump with Remote Outdoor Unit-Air-Source) | HMH72B341 | ASPEN |  | D(A,C,E)42D26+TDR | TP9C060B12MP13 | 30800 | 17.2 | 8.1 | 34000 | 27800 | 81.76% | 2.42 | 0 | 9 |  |  |  | No | R-410A | 2.5667 | Residential & Commercial | No
212627476 | Central HP <5.4 tons | COLEMAN | HRCU-A-CB (Split System: Heat Pump with Remote Outdoor Unit-Air-Source) | HMH72B341 | ASPEN |  | D(A,C,E)42B36+TDR | TMLE080B12MP11 | 32400 | 18 | 8.1 | 34000 | 28000 | 82.35% | 2.41 | 0 | 9.5 |  |  |  | No | R-410A | 2.7 | Residential & Commercial | No
212627524 | Central HP <5.4 tons | COLEMAN | HRCU-A-CB (Split System: Heat Pump with Remote Outdoor Unit-Air-Source) | HMH72B341 | ASPEN |  | D(A,C,E)42D36+TDR | TM9V080B12MP12 | 32800 | 17 | 8.5 | 34000 | 29400 | 86.47% | 2.73 | 0 | 9.5 |  |  |  | No | R-410A | 2.7333 | Residential & Commercial | No
212627525 | Central HP <5.4 tons | COLEMAN | HRCU-A-CB (Split System: Heat Pump with Remote Outdoor Unit-Air-Source) | HMH72B341 | ASPEN |  | D(A,C,E)48C36+TDR | TM9V080B12MP12 | 32800 | 17 | 8.5 | 34000 | 29400 | 86.47% | 2.73 | 0 | 9.5 |  |  |  | No | R-410A | 2.7333 | Residential & Commercial | No
212627526 | Central HP <5.4 tons | COLEMAN | HRCU-A-CB (Split System: Heat Pump with Remote Outdoor Unit-Air-Source) | HMH72B341 | ASPEN |  | D(A,C,E)48D36+TDR | TM9V080B12MP12 | 32800 | 17 | 8.5 | 34000 | 29400 | 86.47% | 2.73 | 0 | 9.5 |  |  |  | No | R-410A | 2.7333 | Residential & Commercial | No
212627542 | Central HP <5.4 tons | COLEMAN | HRCU-A-CB (Split System: Heat Pump with Remote Outdoor Unit-Air-Source) | HMH72B341 | ASPEN |  | D(A,C,E)36B46+TDR | TM9Y100C20MP11 | 33000 | 15.5 | 8.1 | 34000 | 27800 | 81.76% | 2.38 | 0 | 9 |  |  |  | No | R-410A | 2.75 | Residential & Commercial | No
212627641 | Central HP <5.4 tons | COLEMAN | HRCU-A-CB (Split System: Heat Pump with Remote Outdoor Unit-Air-Source) | HMH72B341 | ASPEN |  | C(A,C,D,E)42B36+TDR | TL8E080C16UH11 | 32200 | 17.5 | 8.4 | 34000 | 27800 | 81.76% | 2.66 | 0 | 9.9 |  |  |  | No | R-410A | 2.6833 | Residential & Commercial | No
212627643 | Central HP <5.4 tons | COLEMAN | HRCU-A-CB (Split System: Heat Pump with Remote Outdoor Unit-Air-Source) | HMH72B341 | ASPEN |  | D(A,C,E)48A36+TDR | TL8E080C16UH11 | 32200 | 17.5 | 8.4 | 34000 | 27800 | 81.76% | 2.66 | 0 | 9.9 |  |  |  | No | R-410A | 2.6833 | Residential & Commercial | No
212627694 | Central HP <5.4 tons | COLEMAN | HRCU-A-CB (Split System: Heat Pump with Remote Outdoor Unit-Air-Source) | HMH72B341 | ASPEN |  | C(A,C,D,E)36B26+TDR | CPLC080C16MP13 | 29200 | 16.7 | 8.1 | 33800 | 27400 | 81.07% | 2.47 | 0 | 9.4 |  |  |  | No | R-410A | 2.4333 | Residential & Commercial | No
212627791 | Central HP <5.4 tons | COLEMAN | HRCU-A-CB (Split System: Heat Pump with Remote Outdoor Unit-Air-Source) | HMH72B341 | ASPEN |  | C(A,C,D,E)36B36+TDR | TMLV100C16MP12 | 32000 | 17.5 | 8.1 | 33800 | 27400 | 81.07% | 2.47 | 0 | 9.9 |  |  |  | No | R-410A | 2.6667 | Residential & Commercial | No
212627808 | Central HP <5.4 tons | COLEMAN | HRCU-A-CB (Split System: Heat Pump with Remote Outdoor Unit-Air-Source) | HMH72B341 | ASPEN |  | D(A,C,E)48C26+TDR | TMLV100C16MP12 | 30600 | 17.2 | 8.1 | 33800 | 27400 | 81.07% | 2.47 | 0 | 9.6 |  |  |  | No | R-410A | 2.55 | Residential & Commercial | No
212627841 | Central HP <5.4 tons | COLEMAN | HRCU-A-CB (Split System: Heat Pump with Remote Outdoor Unit-Air-Source) | HMH72B341 | ASPEN |  | C(A,C,D,E)48C26+TDR | TPLC100C16MP13 | 30600 | 17.2 | 8.1 | 33800 | 27400 | 81.07% | 2.47 | 0 | 9.6 |  |  |  | No | R-410A | 2.55 | Residential & Commercial | No
212624341 | Central HP <5.4 tons | COLEMAN | HRCU-A-CB (Split System: Heat Pump with Remote Outdoor Unit-Air-Source) | HMH72B341 | ASPEN |  | C(A,C,D,E)48A34+TDR | TM8V080C16MP12 | 32200 | 17.5 | 8.4 | 34000 | 27400 | 80.59% | 2.65 | 0 | 9.9 |  |  |  | No | R-410A | 2.6833 | Residential & Commercial | No
212624408 | Central HP <5.4 tons | COLEMAN | HRCU-A-CB (Split System: Heat Pump with Remote Outdoor Unit-Air-Source) | HMH72B341 | ASPEN |  | D(A,C,E)42C24+TDR | TM9Y080C16MP11 | 30200 | 17.9 | 8.5 | 34000 | 28000 | 82.35% | 2.66 | 0 | 9 |  |  |  | No | R-410A | 2.5167 | Residential & Commercial | No
212624460 | Central HP <5.4 tons | COLEMAN | HRCU-A-CB (Split System: Heat Pump with Remote Outdoor Unit-Air-Source) | HMH72B341 | ASPEN |  | C(A,C,D,E)42B34+TDR | TM8Y100C16MP11 | 32200 | 18.5 | 8.4 | 34000 | 27400 | 80.59% | 2.65 | 0 | 9.9 |  |  |  | No | R-410A | 2.6833 | Residential & Commercial | No
212624475 | Central HP <5.4 tons | COLEMAN | HRCU-A-CB (Split System: Heat Pump with Remote Outdoor Unit-Air-Source) | HMH72B341 | ASPEN |  | C(A,C,D,E)36D24+TDR | CPLC080C16MP13 | 30200 | 17 | 8.1 | 33800 | 27400 | 81.07% | 2.47 | 0 | 9 |  |  |  | No | R-410A | 2.5167 | Residential & Commercial | No
214303078 | Central HP <5.4 tons | RUUD | HRCU-A-CB (Split System: Heat Pump with Remote Outdoor Unit-Air-Source) | RD17AZ24AJ3N | ADP |  | H,RG34936 | R802V0503A14UHS | 22000 | 17 | 8.1 | 21000 | 16500 | 78.57% | 2 | 0 | 9.5 |  |  |  | No | R-410A | 1.8333 | Residential & Commercial | No
214303080 | Central HP <5.4 tons | RUUD | HRCU-A-CB (Split System: Heat Pump with Remote Outdoor Unit-Air-Source) | RD17AZ24AJ3N | ADP |  | H,RG34936 | R802V0504A17UHS | 22000 | 17 | 8.1 | 21000 | 16500 | 78.57% | 2 | 0 | 9.5 |  |  |  | No | R-410A | 1.8333 | Residential & Commercial | No
214303087 | Central HP <5.4 tons | RUUD | HRCU-A-CB (Split System: Heat Pump with Remote Outdoor Unit-Air-Source) | RD17AZ24AJ3N | ADP |  | H,RG34936 | R951V0403A17UHU | 21800 | 17 | 8.1 | 20800 | 16700 | 80.29% | 2 | 0 | 9.5 |  |  |  | No | R-410A | 1.8167 | Residential & Commercial | No
211712807 | Central HP <5.4 tons | ARCOAIRE | HRCU-A-CB (Split System: Heat Pump with Remote Outdoor Unit-Air-Source) | DLCURAH30ABK |  |  | EA*4X42L24A* | *80ES(N,L)0702116A* | 29600 | 15.2 | 8.1 | 33800 | 27400 | 81.07% | 1.78 | 0 | 9 |  |  |  | No | R-410A | 2.4667 | Residential & Commercial | No
214385657 | Central HP <5.4 tons | COMFORTMAKER | HRCU-A-CB (Split System: Heat Pump with Remote Outdoor Unit-Air-Source) | DLCURAH30ABK | ADP |  | H,YA10936 | *80MSU0601716A* | 28600 | 15.2 | 8.1 | 32600 | 27200 | 83.44% | 1.8 | 0 | 8.5 |  |  |  | No | R-410A | 2.3833 | Residential & Commercial | No
212985283 | Central HP <5.4 tons | KEEPRITE | HRCU-A-CB (Split System: Heat Pump with Remote Outdoor Unit-Air-Source) | DLCURAH30ABK |  |  | EA*4X42L21A* | *92MSN1002120A* | 30200 | 15.2 | 8.1 | 34200 | 27400 | 80.12% | 1.8 | 0 | 9 |  |  |  | No | R-410A | 2.5167 | Residential & Commercial | No
212989545 | Central HP <5.4 tons | KEEPRITE | HRCU-A-CB (Split System: Heat Pump with Remote Outdoor Unit-Air-Source) | DLCURAH30ABK |  |  | EA*4X42L21A* | *95MSU0802120A* | 30000 | 15.2 | 8.1 | 34200 | 27600 | 80.7% | 1.8 | 0 | 9 |  |  |  | No | R-410A | 2.5 | Residential & Commercial | No
212624476 | Central HP <5.4 tons | COLEMAN | HRCU-A-CB (Split System: Heat Pump with Remote Outdoor Unit-Air-Source) | HMH72B341 | ASPEN |  | C(A,C,D,E)42C24+TDR | CPLC080C16MP13 | 30200 | 17 | 8.1 | 33800 | 27400 | 81.07% | 2.47 | 0 | 9 |  |  |  | No | R-410A | 2.5167 | Residential & Commercial | No
212624574 | Central HP <5.4 tons | COLEMAN | HRCU-A-CB (Split System: Heat Pump with Remote Outdoor Unit-Air-Source) | HMH72B341 | ASPEN |  | C(A,C,D,E)48C24+TDR | TM8V080C16MP12 | 30600 | 17.2 | 8.5 | 34000 | 27400 | 80.59% | 2.67 | 0 | 9.6 |  |  |  | No | R-410A | 2.55 | Residential & Commercial | No
212624576 | Central HP <5.4 tons | COLEMAN | HRCU-A-CB (Split System: Heat Pump with Remote Outdoor Unit-Air-Source) | HMH72B341 | ASPEN |  | D(A,C,E)36A44+TDR | TM8V080C16MP12 | 32000 | 17.5 | 8.5 | 34000 | 27400 | 80.59% | 2.67 | 0 | 9.9 |  |  |  | No | R-410A | 2.6667 | Residential & Commercial | No
212624609 | Central HP <5.4 tons | COLEMAN | HRCU-A-CB (Split System: Heat Pump with Remote Outdoor Unit-Air-Source) | HMH72B341 | ASPEN |  | C(A,C,D,E)42C24+TDR | TM8V100C16MP12 | 30200 | 17 | 8.5 | 34000 | 27400 | 80.59% | 2.67 | 0 | 9 |  |  |  | No | R-410A | 2.5167 | Residential & Commercial | No
212624624 | Central HP <5.4 tons | COLEMAN | HRCU-A-CB (Split System: Heat Pump with Remote Outdoor Unit-Air-Source) | HMH72B341 | ASPEN |  | D(A,C,E)42C24+TDR | TM8V100C16MP12 | 30200 | 17 | 8.5 | 34000 | 27400 | 80.59% | 2.67 | 0 | 9 |  |  |  | No | R-410A | 2.5167 | Residential & Commercial | No
212627843 | Central HP <5.4 tons | COLEMAN | HRCU-A-CB (Split System: Heat Pump with Remote Outdoor Unit-Air-Source) | HMH72B341 | ASPEN |  | D(A,C,E)36B36+TDR | TPLC100C16MP13 | 32000 | 17.5 | 8.1 | 33800 | 27400 | 81.07% | 2.47 | 0 | 9.9 |  |  |  | No | R-410A | 2.6667 | Residential & Commercial | No
211241749 | Central HP <5.4 tons | GRANDAIRE | HRCU-A-CB (Split System: Heat Pump with Remote Outdoor Unit-Air-Source) | WDLCURAH24ABK |  |  | WLA*304BA* | WFAX040A030A* | 24000 | 15.2 | 8.5 | 26600 | 23000 | 86.47% | 1.86 | 0 | 9.5 |  |  |  | No | R-410A | 2 | Residential & Commercial | No
212627877 | Central HP <5.4 tons | COLEMAN | HRCU-A-CB (Split System: Heat Pump with Remote Outdoor Unit-Air-Source) | HMH72B341 | ASPEN |  | D(A,C,E)42D26+TDR | TL8E080C16UH11 | 30600 | 17.1 | 8.5 | 34000 | 27800 | 81.76% | 2.68 | 0 | 9.6 |  |  |  | No | R-410A | 2.55 | Residential & Commercial | No
212627892 | Central HP <5.4 tons | COLEMAN | HRCU-A-CB (Split System: Heat Pump with Remote Outdoor Unit-Air-Source) | HMH72B341 | ASPEN |  | D(A,C,E)36C36+TDR | TL9E080C16UH11 | 32400 | 17.5 | 8.5 | 34000 | 28000 | 82.35% | 2.66 | 0 | 9.5 |  |  |  | No | R-410A | 2.7 | Residential & Commercial | No
212627909 | Central HP <5.4 tons | COLEMAN | HRCU-A-CB (Split System: Heat Pump with Remote Outdoor Unit-Air-Source) | HMH72B341 | ASPEN |  | C(A,C,D,E)36B26+TDR | CP9C100C16MP13 | 29200 | 16.7 | 8.1 | 34000 | 27400 | 80.59% | 2.47 | 0 | 9.4 |  |  |  | No | R-410A | 2.4333 | Residential & Commercial | No
212627941 | Central HP <5.4 tons | COLEMAN | HRCU-A-CB (Split System: Heat Pump with Remote Outdoor Unit-Air-Source) | HMH72B341 | ASPEN |  | D(A,C,E)36D26+TDR | TM8Y080C16MP11 | 30200 | 17.9 | 8.5 | 34000 | 27400 | 80.59% | 2.67 | 0 | 9 |  |  |  | No | R-410A | 2.5167 | Residential & Commercial | No
212627959 | Central HP <5.4 tons | COLEMAN | HRCU-A-CB (Split System: Heat Pump with Remote Outdoor Unit-Air-Source) | HMH72B341 | ASPEN |  | C(A,C,D,E)48C26+TDR | TM8Y100C16MP11 | 30600 | 18.1 | 8.5 | 34000 | 27400 | 80.59% | 2.67 | 0 | 9.6 |  |  |  | No | R-410A | 2.55 | Residential & Commercial | No
212624674 | Central HP <5.4 tons | COLEMAN | HRCU-A-CB (Split System: Heat Pump with Remote Outdoor Unit-Air-Source) | HMH72B341 | ASPEN |  | D(A,C,E)48C24+TDR | TMLV100C16MP12 | 30600 | 17.2 | 8.1 | 33800 | 27400 | 81.07% | 2.47 | 0 | 9.6 |  |  |  | No | R-410A | 2.55 | Residential & Commercial | No
212624676 | Central HP <5.4 tons | COLEMAN | HRCU-A-CB (Split System: Heat Pump with Remote Outdoor Unit-Air-Source) | HMH72B341 | ASPEN |  | D(A,C,E)48D24+TDR | TMLV100C16MP12 | 31000 | 17.3 | 8.1 | 33800 | 27400 | 81.07% | 2.47 | 0 | 9.7 |  |  |  | No | R-410A | 2.5833 | Residential & Commercial | No
212624691 | Central HP <5.4 tons | COLEMAN | HRCU-A-CB (Split System: Heat Pump with Remote Outdoor Unit-Air-Source) | HMH72B341 | ASPEN |  | D(A,C,E)36B34+TDR | TPLC080C16MP13 | 32000 | 17.5 | 8.1 | 33800 | 27400 | 81.07% | 2.47 | 0 | 9.9 |  |  |  | No | R-410A | 2.6667 | Residential & Commercial | No
212624694 | Central HP <5.4 tons | COLEMAN | HRCU-A-CB (Split System: Heat Pump with Remote Outdoor Unit-Air-Source) | HMH72B341 | ASPEN |  | D(A,C,E)36D24+TDR | TPLC080C16MP13 | 30200 | 17 | 8.1 | 33800 | 27400 | 81.07% | 2.47 | 0 | 9 |  |  |  | No | R-410A | 2.5167 | Residential & Commercial | No
212624709 | Central HP <5.4 tons | COLEMAN | HRCU-A-CB (Split System: Heat Pump with Remote Outdoor Unit-Air-Source) | HMH72B341 | ASPEN |  | C(A,C,D,E)36A44+TDR | TPLC100C16MP13 | 32000 | 17.5 | 8.1 | 33800 | 27400 | 81.07% | 2.47 | 0 | 9.9 |  |  |  | No | R-410A | 2.6667 | Residential & Commercial | No
212624711 | Central HP <5.4 tons | COLEMAN | HRCU-A-CB (Split System: Heat Pump with Remote Outdoor Unit-Air-Source) | HMH72B341 | ASPEN |  | C(A,C,D,E)36B34+TDR | TPLC100C16MP13 | 32000 | 17.5 | 8.1 | 33800 | 27400 | 81.07% | 2.47 | 0 | 9.9 |  |  |  | No | R-410A | 2.6667 | Residential & Commercial | No
212624758 | Central HP <5.4 tons | COLEMAN | HRCU-A-CB (Split System: Heat Pump with Remote Outdoor Unit-Air-Source) | HMH72B341 | ASPEN |  | C(A,C,D,E)48B24+TDR | TL9E080C16UH11 | 30000 | 17 | 8.5 | 34000 | 27800 | 81.76% | 2.65 | 0 | 9 |  |  |  | No | R-410A | 2.5 | Residential & Commercial | No
212624002 | Central HP <5.4 tons | COLEMAN | HRCU-A-CB (Split System: Heat Pump with Remote Outdoor Unit-Air-Source) | HMH72B341 | ASPEN |  | D(A,C,E)48C24+TDR | TM9Y080B12MP11 | 30600 | 17.7 | 8.1 | 34000 | 28000 | 82.35% | 2.41 | 0 | 9 |  |  |  | No | R-410A | 2.55 | Residential & Commercial | No
212624011 | Central HP <5.4 tons | COLEMAN | HRCU-A-CB (Split System: Heat Pump with Remote Outdoor Unit-Air-Source) | HMH72B341 | ASPEN |  | C(A,C,D,E)36C24+TDR | TMLE080B12MP11 | 29800 | 17.4 | 8.1 | 34000 | 28000 | 82.35% | 2.41 | 0 | 9 |  |  |  | No | R-410A | 2.4833 | Residential & Commercial | No
212624760 | Central HP <5.4 tons | COLEMAN | HRCU-A-CB (Split System: Heat Pump with Remote Outdoor Unit-Air-Source) | HMH72B341 | ASPEN |  | D(A,C,E)36D24+TDR | TL9E080C16UH11 | 30000 | 17 | 8.5 | 34000 | 27800 | 81.76% | 2.65 | 0 | 9 |  |  |  | No | R-410A | 2.5 | Residential & Commercial | No
212624775 | Central HP <5.4 tons | COLEMAN | HRCU-A-CB (Split System: Heat Pump with Remote Outdoor Unit-Air-Source) | HMH72B341 | ASPEN |  | C(A,C,D,E)36D24+TDR | TL8E080C16UH11 | 30200 | 17 | 8.5 | 34000 | 27800 | 81.76% | 2.68 | 0 | 9 |  |  |  | No | R-410A | 2.5167 | Residential & Commercial | No
212624843 | Central HP <5.4 tons | COLEMAN | HRCU-A-CB (Split System: Heat Pump with Remote Outdoor Unit-Air-Source) | HMH72B341 | ASPEN |  | D(A,C,E)42B34+TDR | TL9E080C16UH11 | 32400 | 17.5 | 8.5 | 34000 | 28000 | 82.35% | 2.66 | 0 | 9.5 |  |  |  | No | R-410A | 2.7 | Residential & Commercial | No
212624874 | Central HP <5.4 tons | COLEMAN | HRCU-A-CB (Split System: Heat Pump with Remote Outdoor Unit-Air-Source) | HMH72B341 | ASPEN |  | C(A,C,D,E)36D24+TDR | CP9C100C16MP13 | 30200 | 17 | 8.1 | 34000 | 27400 | 80.59% | 2.47 | 0 | 9 |  |  |  | No | R-410A | 2.5167 | Residential & Commercial | No
212624045 | Central HP <5.4 tons | COLEMAN | HRCU-A-CB (Split System: Heat Pump with Remote Outdoor Unit-Air-Source) | HMH72B341 | ASPEN |  | D(A,C,E)48B34+TDR | TMLE080B12MP11 | 32600 | 18 | 8.1 | 34000 | 28000 | 82.35% | 2.41 | 0 | 9.5 |  |  |  | No | R-410A | 2.7167 | Residential & Commercial | No
212624111 | Central HP <5.4 tons | COLEMAN | HRCU-A-CB (Split System: Heat Pump with Remote Outdoor Unit-Air-Source) | HMH72B341 | ASPEN |  | C(A,C,D,E)48C24+TDR | TMLV060A12MP12 | 32000 | 17.5 | 8.1 | 33400 | 28800 | 86.23% | 2.49 | 0 | 9 |  |  |  | No | R-410A | 2.6667 | Residential & Commercial | No
212624145 | Central HP <5.4 tons | COLEMAN | HRCU-A-CB (Split System: Heat Pump with Remote Outdoor Unit-Air-Source) | HMH72B341 | ASPEN |  | C(A,C,D,E)42D24+TDR | TM9V080B12MP12 | 31800 | 17 | 8.5 | 34000 | 29400 | 86.47% | 2.73 | 0 | 9 |  |  |  | No | R-410A | 2.65 | Residential & Commercial | No
212624163 | Central HP <5.4 tons | COLEMAN | HRCU-A-CB (Split System: Heat Pump with Remote Outdoor Unit-Air-Source) | HMH72B341 | ASPEN |  | D(A,C,E)48D34+TDR | TP9C080B12MP13 | 32800 | 17 | 8.1 | 33600 | 29600 | 88.1% | 2.45 | 0 | 9.5 |  |  |  | No | R-410A | 2.7333 | Residential & Commercial | No
214521990 | Central HP <5.4 tons | COLEMAN | HRCU-A-CB (Split System: Heat Pump with Remote Outdoor Unit-Air-Source) | HMH72B341 | ASPEN |  | C(A,C,D,E)42A34+TDR | Z9ES100C20SMPS1 | 31800 | 17.5 | 8.4 | 33200 | 27400 | 82.53% | 2.65 | 0 | 9.4 |  |  |  | No | R-410A | 2.65 | Residential & Commercial | No
212623992 | Central HP <5.4 tons | COLEMAN | HRCU-A-CB (Split System: Heat Pump with Remote Outdoor Unit-Air-Source) | HMH72B341 | ASPEN |  | D(A,C,E)36C34+TDR | TM9Y080B12MP11 | 32400 | 18 | 8.1 | 34000 | 28000 | 82.35% | 2.41 | 0 | 9.5 |  |  |  | No | R-410A | 2.7 | Residential & Commercial | No
214521925 | Central HP <5.4 tons | COLEMAN | HRCU-A-CB (Split System: Heat Pump with Remote Outdoor Unit-Air-Source) | HMH72B341 | ASPEN |  | C(A,C,D,E)48A34+TDR | Z8ES080C20SMPS1 | 32200 | 18 | 8.5 | 33200 | 28200 | 84.94% | 2.71 | 0 | 9.9 |  |  |  | No | R-410A | 2.6833 | Residential & Commercial | No
212627903 | Central HP <5.4 tons | COLEMAN | HRCU-A-CB (Split System: Heat Pump with Remote Outdoor Unit-Air-Source) | HMH72B341 | ASPEN |  | D(A,C,E)48D36+TDR | TL9E080C16UH11 | 33400 | 17.5 | 8.5 | 34000 | 28000 | 82.35% | 2.66 | 0 | 9.5 |  |  |  | No | R-410A | 2.7833 | Residential & Commercial | No
212627933 | Central HP <5.4 tons | COLEMAN | HRCU-A-CB (Split System: Heat Pump with Remote Outdoor Unit-Air-Source) | HMH72B341 | ASPEN |  | C(A,C,D,E)36B36+TDR | TM8Y080C16MP11 | 32000 | 18.5 | 8.5 | 34000 | 27400 | 80.59% | 2.67 | 0 | 9.9 |  |  |  | No | R-410A | 2.6667 | Residential & Commercial | No
212624893 | Central HP <5.4 tons | COLEMAN | HRCU-A-CB (Split System: Heat Pump with Remote Outdoor Unit-Air-Source) | HMH72B341 | ASPEN |  | D(A,C,E)42D24+TDR | CP9C100C16MP13 | 30600 | 17.2 | 8.1 | 34000 | 27400 | 80.59% | 2.47 | 0 | 9.6 |  |  |  | No | R-410A | 2.55 | Residential & Commercial | No
212624993 | Central HP <5.4 tons | COLEMAN | HRCU-A-CB (Split System: Heat Pump with Remote Outdoor Unit-Air-Source) | HMH72B341 | ASPEN |  | D(A,C,E)36B34+TDR | TM8Y100C16MP11 | 32000 | 18.5 | 8.5 | 34000 | 27400 | 80.59% | 2.67 | 0 | 9.9 |  |  |  | No | R-410A | 2.6667 | Residential & Commercial | No
212624170 | Central HP <5.4 tons | COLEMAN | HRCU-A-CB (Split System: Heat Pump with Remote Outdoor Unit-Air-Source) | HMH72B341 | ASPEN |  | C(A,C,D,E)36B34+TDR | TM9Y100C20MP11 | 32000 | 15.5 | 8.1 | 34000 | 27800 | 81.76% | 2.38 | 0 | 9.4 |  |  |  | No | R-410A | 2.6667 | Residential & Commercial | No
212624193 | Central HP <5.4 tons | COLEMAN | HRCU-A-CB (Split System: Heat Pump with Remote Outdoor Unit-Air-Source) | HMH72B341 | ASPEN |  | C(A,C,D,E)36C24+TDR | TM8E100C16MP11 | 31400 | 18 | 8.4 | 34000 | 28400 | 83.53% | 2.74 | 0 | 9.9 |  |  |  | No | R-410A | 2.6167 | Residential & Commercial | No
212628044 | Central HP <5.4 tons | COLEMAN | HRCU-A-CB (Split System: Heat Pump with Remote Outdoor Unit-Air-Source) | HMH72B341 | ASPEN |  | C(A,C,D,E)36B26+TDR | TL8E100C20UH11 | 29200 | 16.7 | 8.5 | 34000 | 27000 | 79.41% | 2.68 | 0 | 9.4 |  |  |  | No | R-410A | 2.4333 | Residential & Commercial | No
212628058 | Central HP <5.4 tons | COLEMAN | HRCU-A-CB (Split System: Heat Pump with Remote Outdoor Unit-Air-Source) | HMH72B341 | ASPEN |  | D(A,C,E)42C26+TDR | TL8E100C20UH11 | 30200 | 17 | 8.5 | 34000 | 27400 | 80.59% | 2.69 | 0 | 9 |  |  |  | No | R-410A | 2.5167 | Residential & Commercial | No
212628109 | Central HP <5.4 tons | COLEMAN | HRCU-A-CB (Split System: Heat Pump with Remote Outdoor Unit-Air-Source) | HMH72B341 | ASPEN |  | D(A,C,E)42D26+TDR | TM9V100C20MP12 | 30400 | 17.1 | 8.5 | 34000 | 28400 | 83.53% | 2.7 | 0 | 9 |  |  |  | No | R-410A | 2.5333 | Residential & Commercial | No
212627950 | Central HP <5.4 tons | COLEMAN | HRCU-A-CB (Split System: Heat Pump with Remote Outdoor Unit-Air-Source) | HMH72B341 | ASPEN |  | D(A,C,E)48C26+TDR | TM8Y080C16MP11 | 30600 | 18.1 | 8.5 | 34000 | 27400 | 80.59% | 2.67 | 0 | 9.6 |  |  |  | No | R-410A | 2.55 | Residential & Commercial | No
212627952 | Central HP <5.4 tons | COLEMAN | HRCU-A-CB (Split System: Heat Pump with Remote Outdoor Unit-Air-Source) | HMH72B341 | ASPEN |  | D(A,C,E)48D26+TDR | TM8Y080C16MP11 | 31000 | 18.2 | 8.5 | 34000 | 27400 | 80.59% | 2.67 | 0 | 9.7 |  |  |  | No | R-410A | 2.5833 | Residential & Commercial | No
212625092 | Central HP <5.4 tons | COLEMAN | HRCU-A-CB (Split System: Heat Pump with Remote Outdoor Unit-Air-Source) | HMH72B341 | ASPEN |  | C(A,C,D,E)36B34+TDR | TP9C100C16MP13 | 32000 | 17.5 | 8.1 | 34000 | 27400 | 80.59% | 2.47 | 0 | 9.9 |  |  |  | No | R-410A | 2.6667 | Residential & Commercial | No
212625211 | Central HP <5.4 tons | COLEMAN | HRCU-A-CB (Split System: Heat Pump with Remote Outdoor Unit-Air-Source) | HMH72B341 | ASPEN |  | C(A,C,D,E)42D24+TDR | TM8Y120C20MP11 | 32600 | 18 | 8.5 | 34000 | 30200 | 88.82% | 2.85 | 0 | 9 |  |  |  | No | R-410A | 2.7167 | Residential & Commercial | No
212625228 | Central HP <5.4 tons | COLEMAN | HRCU-A-CB (Split System: Heat Pump with Remote Outdoor Unit-Air-Source) | HMH72B341 | ASPEN |  | C(A,C,D,E)36B24+TDR | TL8E100C20UH11 | 29200 | 16.7 | 8.5 | 34000 | 27000 | 79.41% | 2.68 | 0 | 9.4 |  |  |  | No | R-410A | 2.4333 | Residential & Commercial | No
215292431 | Central HP <5.4 tons | AIRQUEST | HRCU-A-CB (Split System: Heat Pump with Remote Outdoor Unit-Air-Source) | DLCURAH24ABK | ADP |  | HG31930 | *96MSN0801716A* | 21800 | 17 | 8.85 | 27600 | 24800 | 89.86% | 2.08 | 0 | 9 |  |  |  | No | R-410A | 1.8167 | Residential & Commercial | No
213205426 | Central HP <5.4 tons | TEMPSTAR | HRCU-A-CB (Split System: Heat Pump with Remote Outdoor Unit-Air-Source) | DLCURAH30ABK | ASPEN |  | D(A,C,E)30C44+TDR | *96VTN0802120A* | 29600 | 15.2 | 8.1 | 33600 | 23800 | 70.83% | 2.67 | 0 | 9 |  |  |  | No | R-410A | 2.4667 | Residential & Commercial | No
213078092 | Central HP <5.4 tons | GRANDAIRE | HRCU-A-CB (Split System: Heat Pump with Remote Outdoor Unit-Air-Source) | WDLCURAH36ABK |  |  | WLA*424CA* | WFE*070B048C* | 35000 | 16 | 8.1 | 38500 | 35000 | 90.91% | 2.06 | 0 | 9.5 |  |  |  | No | R-410A | 2.9167 | Residential & Commercial | No
213078278 | Central HP <5.4 tons | GRANDAIRE | HRCU-A-CB (Split System: Heat Pump with Remote Outdoor Unit-Air-Source) | WDLCURAH36ABK |  |  | WLA*364CA* | WFE*090B042C* | 35200 | 16 | 8.1 | 38500 | 35000 | 90.91% | 2.02 | 0 | 9.5 |  |  |  | No | R-410A | 2.9333 | Residential & Commercial | No
211229212 | Central HP <5.4 tons | ARCOAIRE | HRCU-A-CB (Split System: Heat Pump with Remote Outdoor Unit-Air-Source) | DLCURAH36ABK |  |  | EA*4X48L21A* | OMV098J12* | 35600 | 15.2 | 8.1 | 38500 | 34800 | 90.39% | 2.04 | 0 | 9.5 |  |  |  | No | R-410A | 2.9667 | Residential & Commercial | No
212624005 | Central HP <5.4 tons | COLEMAN | HRCU-A-CB (Split System: Heat Pump with Remote Outdoor Unit-Air-Source) | HMH72B341 | ASPEN |  | D(A,C,E)48D34+TDR | TM9Y080B12MP11 | 33600 | 18 | 8.1 | 34000 | 28000 | 82.35% | 2.41 | 0 | 9.5 |  |  |  | No | R-410A | 2.8 | Residential & Commercial | No
212624091 | Central HP <5.4 tons | COLEMAN | HRCU-A-CB (Split System: Heat Pump with Remote Outdoor Unit-Air-Source) | HMH72B341 | ASPEN |  | C(A,C,D,E)48D24+TDR | TM8V060A12MP12 | 32400 | 17.5 | 8.1 | 33400 | 28800 | 86.23% | 2.49 | 0 | 9.5 |  |  |  | No | R-410A | 2.7 | Residential & Commercial | No
212624156 | Central HP <5.4 tons | COLEMAN | HRCU-A-CB (Split System: Heat Pump with Remote Outdoor Unit-Air-Source) | HMH72B341 | ASPEN |  | C(A,C,D,E)42C24+TDR | TP9C080B12MP13 | 31400 | 17 | 8.1 | 33600 | 29600 | 88.1% | 2.45 | 0 | 9.5 |  |  |  | No | R-410A | 2.6167 | Residential & Commercial | No
212628000 | Central HP <5.4 tons | COLEMAN | HRCU-A-CB (Split System: Heat Pump with Remote Outdoor Unit-Air-Source) | HMH72B341 | ASPEN |  | C(A,C,D,E)36A46+TDR | TP9C100C16MP13 | 32000 | 17.5 | 8.1 | 34000 | 27400 | 80.59% | 2.47 | 0 | 9.9 |  |  |  | No | R-410A | 2.6667 | Residential & Commercial | No
211713325 | Central HP <5.4 tons | ARCOAIRE | HRCU-A-CB (Split System: Heat Pump with Remote Outdoor Unit-Air-Source) | DLCURAH30ABK |  |  | EA*4X43L21A* | *92ESN0601714A* | 30400 | 15.2 | 8.1 | 33000 | 26200 | 79.39% | 1.84 | 0 | 9 |  |  |  | No | R-410A | 2.5333 | Residential & Commercial | No
212989553 | Central HP <5.4 tons | ARCOAIRE | HRCU-A-CB (Split System: Heat Pump with Remote Outdoor Unit-Air-Source) | DLCURAH30ABK |  |  | EA*4X42L24A* | *95MSU0802120A* | 30000 | 15.2 | 8.1 | 34200 | 27600 | 80.7% | 1.8 | 0 | 9 |  |  |  | No | R-410A | 2.5 | Residential & Commercial | No
213205463 | Central HP <5.4 tons | TEMPSTAR | HRCU-A-CB (Split System: Heat Pump with Remote Outdoor Unit-Air-Source) | DLCURAH30ABK | ASPEN |  | D(A,C,E)42B34+TDR | *96VTN1002122A* | 29600 | 15.2 | 8.1 | 33800 | 24000 | 71.01% | 2.63 | 0 | 9 |  |  |  | No | R-410A | 2.4667 | Residential & Commercial | No
212988333 | Central HP <5.4 tons | ARCOAIRE | HRCU-A-CB (Split System: Heat Pump with Remote Outdoor Unit-Air-Source) | DLCURAH30ABK |  |  | EA*4X42L24A* | *96MSN1202422A* | 30000 | 15.2 | 8.1 | 34200 | 27600 | 80.7% | 1.8 | 0 | 9 |  |  |  | No | R-410A | 2.5 | Residential & Commercial | No
211713041 | Central HP <5.4 tons | ARCOAIRE | HRCU-A-CB (Split System: Heat Pump with Remote Outdoor Unit-Air-Source) | DLCURAH30ABK |  |  | EA*4X43L21A* | *96VTN1002122A* | 30600 | 15.2 | 8.1 | 33000 | 26000 | 78.79% | 1.84 | 0 | 9 |  |  |  | No | R-410A | 2.55 | Residential & Commercial | No
211713273 | Central HP <5.4 tons | ARCOAIRE | HRCU-A-CB (Split System: Heat Pump with Remote Outdoor Unit-Air-Source) | DLCURAH30ABK |  |  | EA*4X43L21A* | *80ES(N,L)0901714A* | 30600 | 15.2 | 8.1 | 33200 | 26000 | 78.31% | 1.84 | 0 | 9 |  |  |  | No | R-410A | 2.55 | Residential & Commercial | No
213205281 | Central HP <5.4 tons | TEMPSTAR | HRCU-A-CB (Split System: Heat Pump with Remote Outdoor Unit-Air-Source) | DLCURAH30ABK | ASPEN |  | D(A,C,E)42B34+TDR | *80ES(N,L)1552420A* | 29600 | 15.2 | 8.1 | 33800 | 24000 | 71.01% | 2.7 | 0 | 9 |  |  |  | No | R-410A | 2.4667 | Residential & Commercial | No
213205313 | Central HP <5.4 tons | TEMPSTAR | HRCU-A-CB (Split System: Heat Pump with Remote Outdoor Unit-Air-Source) | DLCURAH30ABK | ASPEN |  | D(A,C,E)30C44+TDR | *92ESN0801716A* | 29600 | 15.2 | 8.1 | 33800 | 24000 | 71.01% | 2.67 | 0 | 9 |  |  |  | No | R-410A | 2.4667 | Residential & Commercial | No
211240238 | Central HP <5.4 tons | ARCOAIRE | HRCU-A-CB (Split System: Heat Pump with Remote Outdoor Unit-Air-Source) | DLCURAH24ABK |  |  | EA*4X24L14A* | *96VSN0401410A* | 23400 | 15.5 | 8.5 | 26800 | 24800 | 92.54% | 2.04 | 0 | 9.5 |  |  |  | No | R-410A | 1.95 | Residential & Commercial | No
212986567 | Central HP <5.4 tons | KEEPRITE | HRCU-A-CB (Split System: Heat Pump with Remote Outdoor Unit-Air-Source) | DLCURAH24ABK |  |  | EA*4X36L17A* | *96MSN0401712A* | 23400 | 16 | 8.5 | 26200 | 24400 | 93.13% | 2 | 0 | 9.5 |  |  |  | No | R-410A | 1.95 | Residential & Commercial | No
212625243 | Central HP <5.4 tons | COLEMAN | HRCU-A-CB (Split System: Heat Pump with Remote Outdoor Unit-Air-Source) | HMH72B341 | ASPEN |  | C(A,C,D,E)42C24+TDR | TL8E100C20UH11 | 30200 | 17 | 8.5 | 34000 | 27400 | 80.59% | 2.69 | 0 | 9 |  |  |  | No | R-410A | 2.5167 | Residential & Commercial | No
212625361 | Central HP <5.4 tons | COLEMAN | HRCU-A-CB (Split System: Heat Pump with Remote Outdoor Unit-Air-Source) | HMH72B341 | ASPEN |  | D(A,C,E)48C34+TDR | CP9C100C20MP13 | 33000 | 17.5 | 8.1 | 34000 | 28400 | 83.53% | 2.46 | 0 | 9 |  |  |  | No | R-410A | 2.75 | Residential & Commercial | No
212625411 | Central HP <5.4 tons | COLEMAN | HRCU-A-CB (Split System: Heat Pump with Remote Outdoor Unit-Air-Source) | HMH72B341 | ASPEN |  | D(A,C,E)42D24+TDR | TM9V100C20MP12 | 30400 | 17.1 | 8.5 | 34000 | 28400 | 83.53% | 2.7 | 0 | 9 |  |  |  | No | R-410A | 2.5333 | Residential & Commercial | No
212625428 | Central HP <5.4 tons | COLEMAN | HRCU-A-CB (Split System: Heat Pump with Remote Outdoor Unit-Air-Source) | HMH72B341 | ASPEN |  | C(A,C,D,E)36A44+TDR | TP9C100C20MP13 | 32000 | 17.5 | 8.1 | 34000 | 28400 | 83.53% | 2.46 | 0 | 9.4 |  |  |  | No | R-410A | 2.6667 | Residential & Commercial | No
212628080 | Central HP <5.4 tons | COLEMAN | HRCU-A-CB (Split System: Heat Pump with Remote Outdoor Unit-Air-Source) | HMH72B341 | ASPEN |  | C(A,C,D,E)48C26+TDR | CP9C100C20MP13 | 30400 | 17.1 | 8.1 | 34000 | 28400 | 83.53% | 2.46 | 0 | 9 |  |  |  | No | R-410A | 2.5333 | Residential & Commercial | No
212986579 | Central HP <5.4 tons | KEEPRITE | HRCU-A-CB (Split System: Heat Pump with Remote Outdoor Unit-Air-Source) | DLCURAH24ABK |  |  | EA*4X36L21A* | *96MSN0401712A* | 23400 | 16 | 8.5 | 26200 | 24200 | 92.37% | 2 | 0 | 9.5 |  |  |  | No | R-410A | 1.95 | Residential & Commercial | No
212624406 | Central HP <5.4 tons | COLEMAN | HRCU-A-CB (Split System: Heat Pump with Remote Outdoor Unit-Air-Source) | HMH72B341 | ASPEN |  | D(A,C,E)42A44+TDR | TM9Y080C16MP11 | 32400 | 18.5 | 8.5 | 34000 | 28000 | 82.35% | 2.66 | 0 | 9.5 |  |  |  | No | R-410A | 2.7 | Residential & Commercial | No
212624422 | Central HP <5.4 tons | COLEMAN | HRCU-A-CB (Split System: Heat Pump with Remote Outdoor Unit-Air-Source) | HMH72B341 | ASPEN |  | D(A,C,E)48D34+TDR | TM9Y080C16MP11 | 33400 | 18.5 | 8.5 | 34000 | 28000 | 82.35% | 2.66 | 0 | 9.5 |  |  |  | No | R-410A | 2.7833 | Residential & Commercial | No
212624472 | Central HP <5.4 tons | COLEMAN | HRCU-A-CB (Split System: Heat Pump with Remote Outdoor Unit-Air-Source) | HMH72B341 | ASPEN |  | C(A,C,D,E)36B34+TDR | CPLC080C16MP13 | 32000 | 17.5 | 8.1 | 33800 | 27400 | 81.07% | 2.47 | 0 | 9.9 |  |  |  | No | R-410A | 2.6667 | Residential & Commercial | No
212986555 | Central HP <5.4 tons | KEEPRITE | HRCU-A-CB (Split System: Heat Pump with Remote Outdoor Unit-Air-Source) | DLCURAH24ABK |  |  | EA*4X30L17A* | *96MSN0401712A* | 23200 | 16 | 8.5 | 26400 | 25000 | 94.7% | 2.08 | 0 | 9.5 |  |  |  | No | R-410A | 1.9333 | Residential & Commercial | No
215292296 | Central HP <5.4 tons | AIRQUEST | HRCU-A-CB (Split System: Heat Pump with Remote Outdoor Unit-Air-Source) | DLCURAH24ABK | ADP |  | HG35936 | *96MSN0401712A* | 23400 | 16 | 8.5 | 24600 | 24000 | 97.56% | 2 | 0 | 9.5 |  |  |  | No | R-410A | 1.95 | Residential & Commercial | No
215292313 | Central HP <5.4 tons | AIRQUEST | HRCU-A-CB (Split System: Heat Pump with Remote Outdoor Unit-Air-Source) | DLCURAH24ABK | ADP |  | HG9J936 | *96MSN0401712A* | 23400 | 16 | 8.5 | 24600 | 24000 | 97.56% | 2 | 0 | 9.5 |  |  |  | No | R-410A | 1.95 | Residential & Commercial | No
215292326 | Central HP <5.4 tons | AIRQUEST | HRCU-A-CB (Split System: Heat Pump with Remote Outdoor Unit-Air-Source) | DLCURAH24ABK | ADP |  | H,GG31930 | *96MSN0601412A* | 23000 | 16 | 8.5 | 25400 | 26000 | 102.4% | 2.22 | 0 | 9.5 |  |  |  | No | R-410A | 1.9167 | Residential & Commercial | No
212625578 | Central HP <5.4 tons | COLEMAN | HRCU-A-CB (Split System: Heat Pump with Remote Outdoor Unit-Air-Source) | HMH72B341 | ASPEN |  | D(A,C,E)48B26+TDR | TM8V100C20MP12 | 29600 | 15.9 | 8.1 | 32200 | 27600 | 85.71% | 2.44 | 0 | 8 |  |  |  | No | R-410A | 2.4667 | Residential & Commercial | No
212625596 | Central HP <5.4 tons | COLEMAN | HRCU-A-CB (Split System: Heat Pump with Remote Outdoor Unit-Air-Source) | HMH72B341 | ASPEN |  | C(A,C,D,E)42B36+TDR | TPLC100C20MP13 | 31600 | 16.5 | 8.1 | 32200 | 27600 | 85.71% | 2.44 | 0 | 8.9 |  |  |  | No | R-410A | 2.6333 | Residential & Commercial | No
212625661 | Central HP <5.4 tons | COLEMAN | HRCU-A-CB (Split System: Heat Pump with Remote Outdoor Unit-Air-Source) | HMH72B341 | ASPEN |  | D(A,C,E)36D26+TDR | TPLC120C20MP13 | 29600 | 15.9 | 8.1 | 32400 | 27400 | 84.57% | 2.45 | 0 | 8 |  |  |  | No | R-410A | 2.4667 | Residential & Commercial | No
212625663 | Central HP <5.4 tons | COLEMAN | HRCU-A-CB (Split System: Heat Pump with Remote Outdoor Unit-Air-Source) | HMH72B341 | ASPEN |  | C(A,C,D,E)36A46+TDR | CPLC100C20MP13 | 31400 | 16.5 | 8.1 | 32400 | 27800 | 85.8% | 2.44 | 0 | 8.9 |  |  |  | No | R-410A | 2.6167 | Residential & Commercial | No
212624520 | Central HP <5.4 tons | COLEMAN | HRCU-A-CB (Split System: Heat Pump with Remote Outdoor Unit-Air-Source) | HMH72B341 | ASPEN |  | D(A,C,E)36A44+TDR | CPLC100C16MP13 | 32000 | 17.5 | 8.1 | 33800 | 27400 | 81.07% | 2.47 | 0 | 9.9 |  |  |  | No | R-410A | 2.6667 | Residential & Commercial | No
212624572 | Central HP <5.4 tons | COLEMAN | HRCU-A-CB (Split System: Heat Pump with Remote Outdoor Unit-Air-Source) | HMH72B341 | ASPEN |  | C(A,C,D,E)42D24+TDR | TM8V080C16MP12 | 30600 | 17.2 | 8.5 | 34000 | 27400 | 80.59% | 2.67 | 0 | 9.6 |  |  |  | No | R-410A | 2.55 | Residential & Commercial | No
212624654 | Central HP <5.4 tons | COLEMAN | HRCU-A-CB (Split System: Heat Pump with Remote Outdoor Unit-Air-Source) | HMH72B341 | ASPEN |  | C(A,C,D,E)48B24+TDR | TMLV100C16MP12 | 30200 | 17 | 8.1 | 33800 | 27400 | 81.07% | 2.47 | 0 | 9 |  |  |  | No | R-410A | 2.5167 | Residential & Commercial | No
212986563 | Central HP <5.4 tons | ARCOAIRE | HRCU-A-CB (Split System: Heat Pump with Remote Outdoor Unit-Air-Source) | DLCURAH24ABK |  |  | EA*4X36L17A* | *96MSN0401712A* | 23400 | 16 | 8.5 | 26200 | 24400 | 93.13% | 2 | 0 | 9.5 |  |  |  | No | R-410A | 1.95 | Residential & Commercial | No
212624690 | Central HP <5.4 tons | COLEMAN | HRCU-A-CB (Split System: Heat Pump with Remote Outdoor Unit-Air-Source) | HMH72B341 | ASPEN |  | D(A,C,E)36A44+TDR | TPLC080C16MP13 | 32000 | 17.5 | 8.1 | 33800 | 27400 | 81.07% | 2.47 | 0 | 9.9 |  |  |  | No | R-410A | 2.6667 | Residential & Commercial | No
212624722 | Central HP <5.4 tons | COLEMAN | HRCU-A-CB (Split System: Heat Pump with Remote Outdoor Unit-Air-Source) | HMH72B341 | ASPEN |  | D(A,C,E)36A44+TDR | TPLC100C16MP13 | 32000 | 17.5 | 8.1 | 33800 | 27400 | 81.07% | 2.47 | 0 | 9.9 |  |  |  | No | R-410A | 2.6667 | Residential & Commercial | No
212624770 | Central HP <5.4 tons | COLEMAN | HRCU-A-CB (Split System: Heat Pump with Remote Outdoor Unit-Air-Source) | HMH72B341 | ASPEN |  | C(A,C,D,E)36C24+TDR | TL8E080C16UH11 | 29600 | 16.9 | 8.5 | 34000 | 27800 | 81.76% | 2.68 | 0 | 9.5 |  |  |  | No | R-410A | 2.4667 | Residential & Commercial | No
212624829 | Central HP <5.4 tons | COLEMAN | HRCU-A-CB (Split System: Heat Pump with Remote Outdoor Unit-Air-Source) | HMH72B341 | ASPEN |  | C(A,C,D,E)48D24+TDR | TL9E080C16UH11 | 30800 | 17.3 | 8.5 | 34000 | 28000 | 82.35% | 2.66 | 0 | 9.2 |  |  |  | No | R-410A | 2.5667 | Residential & Commercial | No
212624458 | Central HP <5.4 tons | COLEMAN | HRCU-A-CB (Split System: Heat Pump with Remote Outdoor Unit-Air-Source) | HMH72B341 | ASPEN |  | C(A,C,D,E)48A34+TDR | TM8Y080C16MP11 | 32200 | 18.5 | 8.4 | 34000 | 27400 | 80.59% | 2.65 | 0 | 9.9 |  |  |  | No | R-410A | 2.6833 | Residential & Commercial | No
212624491 | Central HP <5.4 tons | COLEMAN | HRCU-A-CB (Split System: Heat Pump with Remote Outdoor Unit-Air-Source) | HMH72B341 | ASPEN |  | D(A,C,E)42C24+TDR | CPLC080C16MP13 | 30200 | 17 | 8.1 | 33800 | 27400 | 81.07% | 2.47 | 0 | 9 |  |  |  | No | R-410A | 2.5167 | Residential & Commercial | No
212624507 | Central HP <5.4 tons | COLEMAN | HRCU-A-CB (Split System: Heat Pump with Remote Outdoor Unit-Air-Source) | HMH72B341 | ASPEN |  | C(A,C,D,E)36D24+TDR | CPLC100C16MP13 | 30200 | 17 | 8.1 | 33800 | 27400 | 81.07% | 2.47 | 0 | 9 |  |  |  | No | R-410A | 2.5167 | Residential & Commercial | No
212624541 | Central HP <5.4 tons | COLEMAN | HRCU-A-CB (Split System: Heat Pump with Remote Outdoor Unit-Air-Source) | HMH72B341 | ASPEN |  | D(A,C,E)42D24+TDR | CPLC100C16MP13 | 30600 | 17.2 | 8.1 | 33800 | 27400 | 81.07% | 2.47 | 0 | 9.6 |  |  |  | No | R-410A | 2.55 | Residential & Commercial | No
212624831 | Central HP <5.4 tons | COLEMAN | HRCU-A-CB (Split System: Heat Pump with Remote Outdoor Unit-Air-Source) | HMH72B341 | ASPEN |  | D(A,C,E)36A44+TDR | TL9E080C16UH11 | 32000 | 17.5 | 8.5 | 34000 | 28000 | 82.35% | 2.66 | 0 | 9.4 |  |  |  | No | R-410A | 2.6667 | Residential & Commercial | No
212624870 | Central HP <5.4 tons | COLEMAN | HRCU-A-CB (Split System: Heat Pump with Remote Outdoor Unit-Air-Source) | HMH72B341 | ASPEN |  | C(A,C,D,E)36B34+TDR | CP9C100C16MP13 | 32000 | 17.5 | 8.1 | 34000 | 27400 | 80.59% | 2.47 | 0 | 9.9 |  |  |  | No | R-410A | 2.6667 | Residential & Commercial | No
212624963 | Central HP <5.4 tons | COLEMAN | HRCU-A-CB (Split System: Heat Pump with Remote Outdoor Unit-Air-Source) | HMH72B341 | ASPEN |  | C(A,C,D,E)36A44+TDR | TM8Y100C16MP11 | 32000 | 18.5 | 8.5 | 34000 | 27400 | 80.59% | 2.67 | 0 | 9.9 |  |  |  | No | R-410A | 2.6667 | Residential & Commercial | No
212624988 | Central HP <5.4 tons | COLEMAN | HRCU-A-CB (Split System: Heat Pump with Remote Outdoor Unit-Air-Source) | HMH72B341 | ASPEN |  | C(A,C,D,E)48D24+TDR | TM8Y100C16MP11 | 31000 | 18.2 | 8.5 | 34000 | 27400 | 80.59% | 2.67 | 0 | 9.7 |  |  |  | No | R-410A | 2.5833 | Residential & Commercial | No
212628129 | Central HP <5.4 tons | COLEMAN | HRCU-A-CB (Split System: Heat Pump with Remote Outdoor Unit-Air-Source) | HMH72B341 | ASPEN |  | D(A,C,E)42D26+TDR | TP9C100C20MP13 | 30400 | 17.1 | 8.1 | 34000 | 28400 | 83.53% | 2.46 | 0 | 9 |  |  |  | No | R-410A | 2.5333 | Residential & Commercial | No
212625677 | Central HP <5.4 tons | COLEMAN | HRCU-A-CB (Split System: Heat Pump with Remote Outdoor Unit-Air-Source) | HMH72B341 | ASPEN |  | D(A,C,E)48B36+TDR | CPLC100C20MP13 | 32000 | 16.5 | 8.1 | 32400 | 27800 | 85.8% | 2.44 | 0 | 8.9 |  |  |  | No | R-410A | 2.6667 | Residential & Commercial | No
212625694 | Central HP <5.4 tons | COLEMAN | HRCU-A-CB (Split System: Heat Pump with Remote Outdoor Unit-Air-Source) | HMH72B341 | ASPEN |  | D(A,C,E)42D26+TDR | CPLC120C20MP13 | 30000 | 16 | 8.1 | 32400 | 27800 | 85.8% | 2.44 | 0 | 8.6 |  |  |  | No | R-410A | 2.5 | Residential & Commercial | No
212625697 | Central HP <5.4 tons | COLEMAN | HRCU-A-CB (Split System: Heat Pump with Remote Outdoor Unit-Air-Source) | HMH72B341 | ASPEN |  | D(A,C,E)48C26+TDR | CPLC120C20MP13 | 30000 | 16 | 8.1 | 32400 | 27800 | 85.8% | 2.44 | 0 | 8.6 |  |  |  | No | R-410A | 2.5 | Residential & Commercial | No
212625713 | Central HP <5.4 tons | COLEMAN | HRCU-A-CB (Split System: Heat Pump with Remote Outdoor Unit-Air-Source) | HMH72B341 | ASPEN |  | D(A,C,E)42D26+TDR | TM8V100C20MP12 | 30000 | 16 | 8.1 | 32400 | 27800 | 85.8% | 2.44 | 0 | 8.6 |  |  |  | No | R-410A | 2.5 | Residential & Commercial | No
212628033 | Central HP <5.4 tons | COLEMAN | HRCU-A-CB (Split System: Heat Pump with Remote Outdoor Unit-Air-Source) | HMH72B341 | ASPEN |  | D(A,C,E)36B46+TDR | TM8Y100C20MP11 | 33600 | 18 | 8.5 | 34000 | 30200 | 88.82% | 2.85 | 0 | 9.5 |  |  |  | No | R-410A | 2.8 | Residential & Commercial | No
212628034 | Central HP <5.4 tons | COLEMAN | HRCU-A-CB (Split System: Heat Pump with Remote Outdoor Unit-Air-Source) | HMH72B341 | ASPEN |  | D(A,C,E)42D36+TDR | TM8Y100C20MP11 | 33600 | 18 | 8.5 | 34000 | 30200 | 88.82% | 2.85 | 0 | 9.5 |  |  |  | No | R-410A | 2.8 | Residential & Commercial | No
212628035 | Central HP <5.4 tons | COLEMAN | HRCU-A-CB (Split System: Heat Pump with Remote Outdoor Unit-Air-Source) | HMH72B341 | ASPEN |  | D(A,C,E)48C36+TDR | TM8Y100C20MP11 | 33600 | 18 | 8.5 | 34000 | 30200 | 88.82% | 2.85 | 0 | 9.5 |  |  |  | No | R-410A | 2.8 | Residential & Commercial | No
212628050 | Central HP <5.4 tons | COLEMAN | HRCU-A-CB (Split System: Heat Pump with Remote Outdoor Unit-Air-Source) | HMH72B341 | ASPEN |  | D(A,C,E)36A46+TDR | TL8E100C20UH11 | 32000 | 17.5 | 8.5 | 34000 | 27400 | 80.59% | 2.69 | 0 | 9.9 |  |  |  | No | R-410A | 2.6667 | Residential & Commercial | No
212628075 | Central HP <5.4 tons | COLEMAN | HRCU-A-CB (Split System: Heat Pump with Remote Outdoor Unit-Air-Source) | HMH72B341 | ASPEN |  | D(A,C,E)42C26+TDR | TP9C100C20MP13 | 30000 | 17 | 8.1 | 34000 | 28000 | 82.35% | 2.47 | 0 | 9 |  |  |  | No | R-410A | 2.5 | Residential & Commercial | No
212628092 | Central HP <5.4 tons | COLEMAN | HRCU-A-CB (Split System: Heat Pump with Remote Outdoor Unit-Air-Source) | HMH72B341 | ASPEN |  | D(A,C,E)48C26+TDR | CP9C100C20MP13 | 30400 | 17.1 | 8.1 | 34000 | 28400 | 83.53% | 2.46 | 0 | 9 |  |  |  | No | R-410A | 2.5333 | Residential & Commercial | No
212628108 | Central HP <5.4 tons | COLEMAN | HRCU-A-CB (Split System: Heat Pump with Remote Outdoor Unit-Air-Source) | HMH72B341 | ASPEN |  | D(A,C,E)42C36+TDR | TM9V100C20MP12 | 32800 | 17.5 | 8.5 | 34000 | 28400 | 83.53% | 2.7 | 0 | 9.5 |  |  |  | No | R-410A | 2.7333 | Residential & Commercial | No
212625031 | Central HP <5.4 tons | COLEMAN | HRCU-A-CB (Split System: Heat Pump with Remote Outdoor Unit-Air-Source) | HMH72B341 | ASPEN |  | C(A,C,D,E)36B34+TDR | TM9V100C16MP12 | 32000 | 17.5 | 8.5 | 34000 | 27400 | 80.59% | 2.67 | 0 | 9.9 |  |  |  | No | R-410A | 2.6667 | Residential & Commercial | No
212625054 | Central HP <5.4 tons | COLEMAN | HRCU-A-CB (Split System: Heat Pump with Remote Outdoor Unit-Air-Source) | HMH72B341 | ASPEN |  | D(A,C,E)36B34+TDR | TM9V100C16MP12 | 32000 | 17.5 | 8.5 | 34000 | 27400 | 80.59% | 2.67 | 0 | 9.9 |  |  |  | No | R-410A | 2.6667 | Residential & Commercial | No
212625728 | Central HP <5.4 tons | COLEMAN | HRCU-A-CB (Split System: Heat Pump with Remote Outdoor Unit-Air-Source) | HMH72B341 | ASPEN |  | D(A,C,E)36D36+TDR | TM8V120C20MP12 | 32200 | 16.5 | 8.5 | 32400 | 27800 | 85.8% | 2.7 | 0 | 9 |  |  |  | No | R-410A | 2.6833 | Residential & Commercial | No
212625730 | Central HP <5.4 tons | COLEMAN | HRCU-A-CB (Split System: Heat Pump with Remote Outdoor Unit-Air-Source) | HMH72B341 | ASPEN |  | D(A,C,E)42B36+TDR | TM8V120C20MP12 | 31800 | 16.5 | 8.5 | 32400 | 27800 | 85.8% | 2.7 | 0 | 8.9 |  |  |  | No | R-410A | 2.65 | Residential & Commercial | No
212625760 | Central HP <5.4 tons | COLEMAN | HRCU-A-CB (Split System: Heat Pump with Remote Outdoor Unit-Air-Source) | HMH72B341 | ASPEN |  | C(A,C,D,E)36C36+TDR | TPLC100C20MP13 | 31800 | 16.5 | 8.1 | 32400 | 27800 | 85.8% | 2.44 | 0 | 8.9 |  |  |  | No | R-410A | 2.65 | Residential & Commercial | No
212625763 | Central HP <5.4 tons | COLEMAN | HRCU-A-CB (Split System: Heat Pump with Remote Outdoor Unit-Air-Source) | HMH72B341 | ASPEN |  | D(A,C,E)36B36+TDR | TPLC100C20MP13 | 31400 | 16.5 | 8.1 | 32400 | 27800 | 85.8% | 2.44 | 0 | 8.9 |  |  |  | No | R-410A | 2.6167 | Residential & Commercial | No
212625213 | Central HP <5.4 tons | COLEMAN | HRCU-A-CB (Split System: Heat Pump with Remote Outdoor Unit-Air-Source) | HMH72B341 | ASPEN |  | C(A,C,D,E)48C24+TDR | TM8Y120C20MP11 | 32600 | 18 | 8.5 | 34000 | 30200 | 88.82% | 2.85 | 0 | 9 |  |  |  | No | R-410A | 2.7167 | Residential & Commercial | No
212625231 | Central HP <5.4 tons | COLEMAN | HRCU-A-CB (Split System: Heat Pump with Remote Outdoor Unit-Air-Source) | HMH72B341 | ASPEN |  | C(A,C,D,E)36A44+TDR | TL8E100C20UH11 | 32000 | 17.5 | 8.5 | 34000 | 27400 | 80.59% | 2.69 | 0 | 9.9 |  |  |  | No | R-410A | 2.6667 | Residential & Commercial | No
212625406 | Central HP <5.4 tons | COLEMAN | HRCU-A-CB (Split System: Heat Pump with Remote Outdoor Unit-Air-Source) | HMH72B341 | ASPEN |  | D(A,C,E)42B34+TDR | TM9V100C20MP12 | 32400 | 17.5 | 8.5 | 34000 | 28400 | 83.53% | 2.7 | 0 | 9.5 |  |  |  | No | R-410A | 2.7 | Residential & Commercial | No
212625779 | Central HP <5.4 tons | COLEMAN | HRCU-A-CB (Split System: Heat Pump with Remote Outdoor Unit-Air-Source) | HMH72B341 | ASPEN |  | C(A,C,D,E)36C36+TDR | TPLC120C20MP13 | 31800 | 16.5 | 8.1 | 32400 | 27800 | 85.8% | 2.44 | 0 | 8.9 |  |  |  | No | R-410A | 2.65 | Residential & Commercial | No
212625780 | Central HP <5.4 tons | COLEMAN | HRCU-A-CB (Split System: Heat Pump with Remote Outdoor Unit-Air-Source) | HMH72B341 | ASPEN |  | C(A,C,D,E)48C26+TDR | TPLC120C20MP13 | 30000 | 16 | 8.1 | 32400 | 27800 | 85.8% | 2.44 | 0 | 8.6 |  |  |  | No | R-410A | 2.5 | Residential & Commercial | No
212625796 | Central HP <5.4 tons | COLEMAN | HRCU-A-CB (Split System: Heat Pump with Remote Outdoor Unit-Air-Source) | HMH72B341 | ASPEN |  | C(A,C,D,E)36B26+TDR | TM9Y120D20MP11 | 28800 | 15.6 | 8.5 | 32400 | 27800 | 85.8% | 2.76 | 0 | 8.9 |  |  |  | No | R-410A | 2.4 | Residential & Commercial | No
212625797 | Central HP <5.4 tons | COLEMAN | HRCU-A-CB (Split System: Heat Pump with Remote Outdoor Unit-Air-Source) | HMH72B341 | ASPEN |  | C(A,C,D,E)36A46+TDR | TM9Y120D20MP11 | 31600 | 16.5 | 8.5 | 32400 | 28200 | 87.04% | 2.77 | 0 | 9.3 |  |  |  | No | R-410A | 2.6333 | Residential & Commercial | No
212625433 | Central HP <5.4 tons | COLEMAN | HRCU-A-CB (Split System: Heat Pump with Remote Outdoor Unit-Air-Source) | HMH72B341 | ASPEN |  | C(A,C,D,E)36C34+TDR | TP9C100C20MP13 | 32400 | 17.5 | 8.1 | 34000 | 28400 | 83.53% | 2.46 | 0 | 9.5 |  |  |  | No | R-410A | 2.7 | Residential & Commercial | No
212625540 | Central HP <5.4 tons | COLEMAN | HRCU-A-CB (Split System: Heat Pump with Remote Outdoor Unit-Air-Source) | HMH72B341 | ASPEN |  | C(A,C,D,E)42B36+TDR | CPLC100C20MP13 | 31600 | 16.5 | 8.1 | 32200 | 27600 | 85.71% | 2.44 | 0 | 8.9 |  |  |  | No | R-410A | 2.6333 | Residential & Commercial | No
212625590 | Central HP <5.4 tons | COLEMAN | HRCU-A-CB (Split System: Heat Pump with Remote Outdoor Unit-Air-Source) | HMH72B341 | ASPEN |  | C(A,C,D,E)48A36+TDR | TMLV120C20MP12 | 31600 | 16.5 | 8.1 | 32200 | 27600 | 85.71% | 2.44 | 0 | 8.9 |  |  |  | No | R-410A | 2.6333 | Residential & Commercial | No
212625624 | Central HP <5.4 tons | COLEMAN | HRCU-A-CB (Split System: Heat Pump with Remote Outdoor Unit-Air-Source) | HMH72B341 | ASPEN |  | D(A,C,E)36A36+TDR | TP9C120D20MP13 | 31200 | 16.8 | 8.1 | 32200 | 28000 | 86.96% | 2.51 | 0 | 9.3 |  |  |  | No | R-410A | 2.6 | Residential & Commercial | No
212625647 | Central HP <5.4 tons | COLEMAN | HRCU-A-CB (Split System: Heat Pump with Remote Outdoor Unit-Air-Source) | HMH72B341 | ASPEN |  | C(A,C,D,E)36B26+TDR | TM8V120C20MP12 | 28600 | 15.6 | 8.5 | 32400 | 27400 | 84.57% | 2.7 | 0 | 8.4 |  |  |  | No | R-410A | 2.3833 | Residential & Commercial | No
212625649 | Central HP <5.4 tons | COLEMAN | HRCU-A-CB (Split System: Heat Pump with Remote Outdoor Unit-Air-Source) | HMH72B341 | ASPEN |  | D(A,C,E)36D26+TDR | TM8V120C20MP12 | 29600 | 15.9 | 8.5 | 32400 | 27400 | 84.57% | 2.7 | 0 | 8 |  |  |  | No | R-410A | 2.4667 | Residential & Commercial | No
212625692 | Central HP <5.4 tons | COLEMAN | HRCU-A-CB (Split System: Heat Pump with Remote Outdoor Unit-Air-Source) | HMH72B341 | ASPEN |  | D(A,C,E)42B36+TDR | CPLC120C20MP13 | 31800 | 16.5 | 8.1 | 32400 | 27800 | 85.8% | 2.44 | 0 | 8.9 |  |  |  | No | R-410A | 2.65 | Residential & Commercial | No
212625706 | Central HP <5.4 tons | COLEMAN | HRCU-A-CB (Split System: Heat Pump with Remote Outdoor Unit-Air-Source) | HMH72B341 | ASPEN |  | D(A,C,E)36B36+TDR | TM8V100C20MP12 | 31400 | 16.5 | 8.1 | 32400 | 27800 | 85.8% | 2.44 | 0 | 8.9 |  |  |  | No | R-410A | 2.6167 | Residential & Commercial | No
214521989 | Central HP <5.4 tons | COLEMAN | HRCU-A-CB (Split System: Heat Pump with Remote Outdoor Unit-Air-Source) | HMH72B341 | ASPEN |  | C(A,C,D,E)36A34+TDR | Z9ES100C20SMPS1 | 31200 | 17.4 | 8.3 | 33000 | 27600 | 83.64% | 2.65 | 0 | 9.3 |  |  |  | No | R-410A | 2.6 | Residential & Commercial | No
212627904 | Central HP <5.4 tons | COLEMAN | HRCU-A-CB (Split System: Heat Pump with Remote Outdoor Unit-Air-Source) | HMH72B341 | ASPEN |  | D(A,C,E)36D36+TDR | TM8Y100C20MP11 | 33600 | 18 | 8.4 | 34000 | 30200 | 88.82% | 2.83 | 0 | 9.5 |  |  |  | No | R-410A | 2.8 | Residential & Commercial | No
214229229 | Central HP <5.4 tons | KEEPRITE | HRCU-A-CB (Split System: Heat Pump with Remote Outdoor Unit-Air-Source) | DLCURAH30ABK |  |  | EA*4X36L17A* | *80MSU0601716A* | 29400 | 15.2 | 8.1 | 34000 | 27800 | 81.76% | 1.76 | 0 | 9 |  |  |  | No | R-410A | 2.45 | Residential & Commercial | No
212988337 | Central HP <5.4 tons | KEEPRITE | HRCU-A-CB (Split System: Heat Pump with Remote Outdoor Unit-Air-Source) | DLCURAH30ABK |  |  | EA*4X42L24A* | *96MSN1202422A* | 30000 | 15.2 | 8.1 | 34200 | 27600 | 80.7% | 1.8 | 0 | 9 |  |  |  | No | R-410A | 2.5 | Residential & Commercial | No
212985331 | Central HP <5.4 tons | KEEPRITE | HRCU-A-CB (Split System: Heat Pump with Remote Outdoor Unit-Air-Source) | DLCURAH30ABK |  |  | EN(A,D,W)4X42L21** | *92MSN1002120A* | 30000 | 15.2 | 8.1 | 34400 | 27600 | 80.23% | 1.8 | 0 | 9 |  |  |  | No | R-410A | 2.5 | Residential & Commercial | No
211713361 | Central HP <5.4 tons | ARCOAIRE | HRCU-A-CB (Split System: Heat Pump with Remote Outdoor Unit-Air-Source) | DLCURAH30ABK |  |  | EA*4X43L21A* | *92ESN1002120A* | 31200 | 15.2 | 8.5 | 33600 | 26000 | 77.38% | 1.86 | 0 | 9 |  |  |  | No | R-410A | 2.6 | Residential & Commercial | No
214303076 | Central HP <5.4 tons | RUUD | HRCU-A-CB (Split System: Heat Pump with Remote Outdoor Unit-Air-Source) | RD17AZ24AJ3N | ADP |  | H,RG34936 | R801V0754A17UHS | 22000 | 18 | 8.1 | 21000 | 16400 | 78.1% | 2.1 | 0 | 9.5 |  |  |  | No | R-410A | 1.8333 | Residential & Commercial | No
212627938 | Central HP <5.4 tons | COLEMAN | HRCU-A-CB (Split System: Heat Pump with Remote Outdoor Unit-Air-Source) | HMH72B341 | ASPEN |  | D(A,C,E)36B36+TDR | TM8Y080C16MP11 | 32000 | 18.5 | 8.5 | 34000 | 27400 | 80.59% | 2.67 | 0 | 9.9 |  |  |  | No | R-410A | 2.6667 | Residential & Commercial | No
212625828 | Central HP <5.4 tons | COLEMAN | HRCU-A-CB (Split System: Heat Pump with Remote Outdoor Unit-Air-Source) | HMH72B341 | ASPEN |  | D(A,C,E)42C26+TDR | TM9V120D20MP12 | 29800 | 16.4 | 8.5 | 32400 | 27800 | 85.8% | 2.79 | 0 | 9 |  |  |  | No | R-410A | 2.4833 | Residential & Commercial | No
212625829 | Central HP <5.4 tons | COLEMAN | HRCU-A-CB (Split System: Heat Pump with Remote Outdoor Unit-Air-Source) | HMH72B341 | ASPEN |  | C(A,C,D,E)36B26+TDR | TP9C120D20MP13 | 28800 | 16.1 | 8.1 | 32400 | 27800 | 85.8% | 2.52 | 0 | 8.9 |  |  |  | No | R-410A | 2.4 | Residential & Commercial | No
212625844 | Central HP <5.4 tons | COLEMAN | HRCU-A-CB (Split System: Heat Pump with Remote Outdoor Unit-Air-Source) | HMH72B341 | ASPEN |  | D(A,C,E)42C36+TDR | CP9C120D20MP13 | 32400 | 17 | 8.1 | 32400 | 28200 | 87.04% | 2.51 | 0 | 9.5 |  |  |  | No | R-410A | 2.7 | Residential & Commercial | No
212625845 | Central HP <5.4 tons | COLEMAN | HRCU-A-CB (Split System: Heat Pump with Remote Outdoor Unit-Air-Source) | HMH72B341 | ASPEN |  | D(A,C,E)42D26+TDR | CP9C120D20MP13 | 30200 | 16.5 | 8.1 | 32400 | 28200 | 87.04% | 2.51 | 0 | 9.1 |  |  |  | No | R-410A | 2.5167 | Residential & Commercial | No
214521931 | Central HP <5.4 tons | COLEMAN | HRCU-A-CB (Split System: Heat Pump with Remote Outdoor Unit-Air-Source) | HMH72B341 | ASPEN |  | C(A,C,D,E)48A34+TDR | Z8ES100B12SMPS1 | 32200 | 18.5 | 8.1 | 33800 | 27800 | 82.25% | 2.66 | 0 | 9.4 |  |  |  | No | R-410A | 2.6833 | Residential & Commercial | No
214521954 | Central HP <5.4 tons | COLEMAN | HRCU-A-CB (Split System: Heat Pump with Remote Outdoor Unit-Air-Source) | HMH72B341 | ASPEN |  | C(A,C,D,E)42A34+TDR | Z8ES120C20SMPS1 | 31800 | 17.5 | 8.4 | 33800 | 27800 | 82.25% | 2.64 | 0 | 9.4 |  |  |  | No | R-410A | 2.65 | Residential & Commercial | No
214521963 | Central HP <5.4 tons | COLEMAN | HRCU-A-CB (Split System: Heat Pump with Remote Outdoor Unit-Air-Source) | HMH72B341 | ASPEN |  | C(A,C,D,E)42A34+TDR | Z8ET100C16LMPS1 | 31800 | 17.9 | 8.4 | 33200 | 27800 | 83.73% | 2.68 | 0 | 9.4 |  |  |  | No | R-410A | 2.65 | Residential & Commercial | No
214303072 | Central HP <5.4 tons | RUUD | HRCU-A-CB (Split System: Heat Pump with Remote Outdoor Unit-Air-Source) | RD17AZ24AJ3N | ADP |  | H,RG34936 | R801V0504A17UHS | 22000 | 17 | 8.1 | 21000 | 16500 | 78.57% | 2 | 0 | 9.5 |  |  |  | No | R-410A | 1.8333 | Residential & Commercial | No
214302991 | Central HP <5.4 tons | RUUD | HRCU-A-CB (Split System: Heat Pump with Remote Outdoor Unit-Air-Source) | RD17AZ36AJ3N | ADP |  | H,RG82936 | R802V0504A17UHN | 33600 | 18 | 8.1 | 32600 | 29400 | 90.18% | 1.9 | 0 | 9.5 |  |  |  | No | R-410A | 2.8 | Residential & Commercial | No
212627496 | Central HP <5.4 tons | COLEMAN | HRCU-A-CB (Split System: Heat Pump with Remote Outdoor Unit-Air-Source) | HMH72B341 | ASPEN |  | D(A,C,E)48C36+TDR | TM8V060A12MP12 | 32800 | 17.5 | 8.1 | 33400 | 28800 | 86.23% | 2.49 | 0 | 9.5 |  |  |  | No | R-410A | 2.7333 | Residential & Commercial | No
212624557 | Central HP <5.4 tons | COLEMAN | HRCU-A-CB (Split System: Heat Pump with Remote Outdoor Unit-Air-Source) | HMH72B341 | ASPEN |  | C(A,C,D,E)36B24+TDR | TL8E080C16UH11 | 29200 | 16.7 | 8.5 | 34000 | 27400 | 80.59% | 2.67 | 0 | 9.4 |  |  |  | No | R-410A | 2.4333 | Residential & Commercial | No
212624559 | Central HP <5.4 tons | COLEMAN | HRCU-A-CB (Split System: Heat Pump with Remote Outdoor Unit-Air-Source) | HMH72B341 | ASPEN |  | C(A,C,D,E)36A44+TDR | TM8V080C16MP12 | 32000 | 17.5 | 8.5 | 34000 | 27400 | 80.59% | 2.67 | 0 | 9.9 |  |  |  | No | R-410A | 2.6667 | Residential & Commercial | No
212624577 | Central HP <5.4 tons | COLEMAN | HRCU-A-CB (Split System: Heat Pump with Remote Outdoor Unit-Air-Source) | HMH72B341 | ASPEN |  | D(A,C,E)36B34+TDR | TM8V080C16MP12 | 32000 | 17.5 | 8.5 | 34000 | 27400 | 80.59% | 2.67 | 0 | 9.9 |  |  |  | No | R-410A | 2.6667 | Residential & Commercial | No
212624591 | Central HP <5.4 tons | COLEMAN | HRCU-A-CB (Split System: Heat Pump with Remote Outdoor Unit-Air-Source) | HMH72B341 | ASPEN |  | D(A,C,E)48C24+TDR | TM8V080C16MP12 | 30600 | 17.2 | 8.5 | 34000 | 27400 | 80.59% | 2.67 | 0 | 9.6 |  |  |  | No | R-410A | 2.55 | Residential & Commercial | No
212625751 | Central HP <5.4 tons | COLEMAN | HRCU-A-CB (Split System: Heat Pump with Remote Outdoor Unit-Air-Source) | HMH72B341 | ASPEN |  | D(A,C,E)42D26+TDR | TMLV120C20MP12 | 30000 | 16 | 8.1 | 32400 | 27800 | 85.8% | 2.44 | 0 | 8.6 |  |  |  | No | R-410A | 2.5 | Residential & Commercial | No
212625781 | Central HP <5.4 tons | COLEMAN | HRCU-A-CB (Split System: Heat Pump with Remote Outdoor Unit-Air-Source) | HMH72B341 | ASPEN |  | D(A,C,E)36A46+TDR | TPLC120C20MP13 | 31400 | 16.5 | 8.1 | 32400 | 27800 | 85.8% | 2.44 | 0 | 8.9 |  |  |  | No | R-410A | 2.6167 | Residential & Commercial | No
212625799 | Central HP <5.4 tons | COLEMAN | HRCU-A-CB (Split System: Heat Pump with Remote Outdoor Unit-Air-Source) | HMH72B341 | ASPEN |  | C(A,C,D,E)36C26+TDR | TM9Y120D20MP11 | 29400 | 15.8 | 8.5 | 32400 | 28200 | 87.04% | 2.77 | 0 | 9 |  |  |  | No | R-410A | 2.45 | Residential & Commercial | No
211227683 | Central HP <5.4 tons | ARCOAIRE | HRCU-A-CB (Split System: Heat Pump with Remote Outdoor Unit-Air-Source) | DLCURAH36ABK |  |  | EA*4X42L21A* | *96VTN0801716A* | 35200 | 15.5 | 8.1 | 38500 | 35000 | 90.91% | 1.86 | 0 | 9.5 |  |  |  | No | R-410A | 2.9333 | Residential & Commercial | No
214303086 | Central HP <5.4 tons | RUUD | HRCU-A-CB (Split System: Heat Pump with Remote Outdoor Unit-Air-Source) | RD17AZ24AJ3N | ADP |  | H,RG34936 | R951V0403A17M4S | 22000 | 17 | 8.1 | 21000 | 16500 | 78.57% | 2 | 0 | 9.5 |  |  |  | No | R-410A | 1.8333 | Residential & Commercial | No
214303097 | Central HP <5.4 tons | RUUD | HRCU-A-CB (Split System: Heat Pump with Remote Outdoor Unit-Air-Source) | RD17AZ24AJ3N | ADP |  | H,RG34936 | U98MV0703A17UPS | 22000 | 18 | 8.1 | 21000 | 16500 | 78.57% | 2 | 0 | 9.5 |  |  |  | No | R-410A | 1.8333 | Residential & Commercial | No
213079434 | Central HP <5.4 tons | GRANDAIRE | HRCU-A-CB (Split System: Heat Pump with Remote Outdoor Unit-Air-Source) | WDLCURAH36ABK |  |  | WLA*424CA* | WFAX060B042B* | 35200 | 16 | 8.1 | 38500 | 35000 | 90.91% | 2.06 | 0 | 9.5 |  |  |  | No | R-410A | 2.9333 | Residential & Commercial | No
212625801 | Central HP <5.4 tons | COLEMAN | HRCU-A-CB (Split System: Heat Pump with Remote Outdoor Unit-Air-Source) | HMH72B341 | ASPEN |  | C(A,C,D,E)42B36+TDR | TM9Y120D20MP11 | 31800 | 16.5 | 8.5 | 32400 | 28200 | 87.04% | 2.77 | 0 | 9.4 |  |  |  | No | R-410A | 2.65 | Residential & Commercial | No
212625861 | Central HP <5.4 tons | COLEMAN | HRCU-A-CB (Split System: Heat Pump with Remote Outdoor Unit-Air-Source) | HMH72B341 | ASPEN |  | D(A,C,E)36D36+TDR | TM9V120D20MP12 | 32400 | 17 | 8.5 | 32400 | 28200 | 87.04% | 2.79 | 0 | 9.5 |  |  |  | No | R-410A | 2.7 | Residential & Commercial | No
212625877 | Central HP <5.4 tons | COLEMAN | HRCU-A-CB (Split System: Heat Pump with Remote Outdoor Unit-Air-Source) | HMH72B341 | ASPEN |  | D(A,C,E)36A46+TDR | TP9C120D20MP13 | 31600 | 17 | 8.1 | 32400 | 28200 | 87.04% | 2.51 | 0 | 9.3 |  |  |  | No | R-410A | 2.6333 | Residential & Commercial | No
212625911 | Central HP <5.4 tons | COLEMAN | HRCU-A-CB (Split System: Heat Pump with Remote Outdoor Unit-Air-Source) | HMH72B341 | ASPEN |  | C(A,C,D,E)36A46+TDR | TM9V040A10MP12 | 31400 | 17 | 8.1 | 33200 | 27400 | 82.53% | 2.41 | 0 | 9.4 |  |  |  | No | R-410A | 2.6167 | Residential & Commercial | No
212625912 | Central HP <5.4 tons | COLEMAN | HRCU-A-CB (Split System: Heat Pump with Remote Outdoor Unit-Air-Source) | HMH72B341 | ASPEN |  | C(A,C,D,E)36B26+TDR | TM9V040A10MP12 | 29000 | 16.3 | 8.1 | 33200 | 27400 | 82.53% | 2.41 | 0 | 9 |  |  |  | No | R-410A | 2.4167 | Residential & Commercial | No
212627637 | Central HP <5.4 tons | COLEMAN | HRCU-A-CB (Split System: Heat Pump with Remote Outdoor Unit-Air-Source) | HMH72B341 | ASPEN |  | D(A,C,E)36A36+TDR | TM8V100C16MP12 | 31600 | 17.5 | 8.4 | 34000 | 27400 | 80.59% | 2.68 | 0 | 9.8 |  |  |  | No | R-410A | 2.6333 | Residential & Commercial | No
212627773 | Central HP <5.4 tons | COLEMAN | HRCU-A-CB (Split System: Heat Pump with Remote Outdoor Unit-Air-Source) | HMH72B341 | ASPEN |  | D(A,C,E)36D26+TDR | TM8V100C16MP12 | 30200 | 17 | 8.5 | 34000 | 27400 | 80.59% | 2.67 | 0 | 9 |  |  |  | No | R-410A | 2.5167 | Residential & Commercial | No
212625815 | Central HP <5.4 tons | COLEMAN | HRCU-A-CB (Split System: Heat Pump with Remote Outdoor Unit-Air-Source) | HMH72B341 | ASPEN |  | D(A,C,E)42D26+TDR | TM9Y120D20MP11 | 30200 | 16 | 8.5 | 32400 | 28200 | 87.04% | 2.77 | 0 | 9.1 |  |  |  | No | R-410A | 2.5167 | Residential & Commercial | No
212625851 | Central HP <5.4 tons | COLEMAN | HRCU-A-CB (Split System: Heat Pump with Remote Outdoor Unit-Air-Source) | HMH72B341 | ASPEN |  | D(A,C,E)48D36+TDR | CP9C120D20MP13 | 33000 | 17 | 8.1 | 32400 | 28200 | 87.04% | 2.51 | 0 | 9 |  |  |  | No | R-410A | 2.75 | Residential & Commercial | No
212625867 | Central HP <5.4 tons | COLEMAN | HRCU-A-CB (Split System: Heat Pump with Remote Outdoor Unit-Air-Source) | HMH72B341 | ASPEN |  | D(A,C,E)48B36+TDR | TM9V120D20MP12 | 32200 | 17 | 8.5 | 32400 | 28200 | 87.04% | 2.79 | 0 | 9.4 |  |  |  | No | R-410A | 2.6833 | Residential & Commercial | No
212625874 | Central HP <5.4 tons | COLEMAN | HRCU-A-CB (Split System: Heat Pump with Remote Outdoor Unit-Air-Source) | HMH72B341 | ASPEN |  | C(A,C,D,E)36C26+TDR | TP9C120D20MP13 | 29400 | 16.3 | 8.1 | 32400 | 28200 | 87.04% | 2.51 | 0 | 9 |  |  |  | No | R-410A | 2.45 | Residential & Commercial | No
212627146 | Central HP <5.4 tons | COLEMAN | HRCU-A-CB (Split System: Heat Pump with Remote Outdoor Unit-Air-Source) | HMH72B341 | ASPEN |  | D(A,C,E)36A36+TDR | TL8E080C16UH11 | 31600 | 17.5 | 8.5 | 33800 | 27800 | 82.25% | 2.68 | 0 | 9.8 |  |  |  | No | R-410A | 2.6333 | Residential & Commercial | No
213077922 | Central HP <5.4 tons | GRANDAIRE | HRCU-A-CB (Split System: Heat Pump with Remote Outdoor Unit-Air-Source) | WDLCURAH36ABK |  |  | WLA*364BA* | WFE*070B036C* | 35000 | 16 | 8.1 | 38500 | 35200 | 91.43% | 1.82 | 0 | 9.5 |  |  |  | No | R-410A | 2.9167 | Residential & Commercial | No
213078056 | Central HP <5.4 tons | GRANDAIRE | HRCU-A-CB (Split System: Heat Pump with Remote Outdoor Unit-Air-Source) | WDLCURAH36ABK |  |  | WLA*364CA* | WFE*070B048C* | 34800 | 16 | 8.1 | 38500 | 35000 | 90.91% | 2 | 0 | 9.5 |  |  |  | No | R-410A | 2.9 | Residential & Commercial | No
212628096 | Central HP <5.4 tons | COLEMAN | HRCU-A-CB (Split System: Heat Pump with Remote Outdoor Unit-Air-Source) | HMH72B341 | ASPEN |  | C(A,C,D,E)36A46+TDR | TM9V100C20MP12 | 32000 | 17.5 | 8.5 | 34000 | 28400 | 83.53% | 2.7 | 0 | 9.4 |  |  |  | No | R-410A | 2.6667 | Residential & Commercial | No
212625930 | Central HP <5.4 tons | COLEMAN | HRCU-A-CB (Split System: Heat Pump with Remote Outdoor Unit-Air-Source) | HMH72B341 | ASPEN |  | D(A,C,E)48C26+TDR | TM9V040A10MP12 | 30400 | 16.7 | 8.1 | 33200 | 27400 | 82.53% | 2.41 | 0 | 9 |  |  |  | No | R-410A | 2.5333 | Residential & Commercial | No
212626063 | Central HP <5.4 tons | COLEMAN | HRCU-A-CB (Split System: Heat Pump with Remote Outdoor Unit-Air-Source) | HMH72B341 | ASPEN |  | D(A,C,E)48B26+TDR | TM9E100C16MP12 | 30400 | 17.5 | 8.4 | 33400 | 27400 | 82.04% | 2.62 | 0 | 9 |  |  |  | No | R-410A | 2.5333 | Residential & Commercial | No
212624710 | Central HP <5.4 tons | COLEMAN | HRCU-A-CB (Split System: Heat Pump with Remote Outdoor Unit-Air-Source) | HMH72B341 | ASPEN |  | C(A,C,D,E)36B24+TDR | TPLC100C16MP13 | 29200 | 16.7 | 8.1 | 33800 | 27400 | 81.07% | 2.47 | 0 | 9.4 |  |  |  | No | R-410A | 2.4333 | Residential & Commercial | No
212624809 | Central HP <5.4 tons | COLEMAN | HRCU-A-CB (Split System: Heat Pump with Remote Outdoor Unit-Air-Source) | HMH72B341 | ASPEN |  | D(A,C,E)48C24+TDR | TL8E080C16UH11 | 30600 | 17.1 | 8.5 | 34000 | 27800 | 81.76% | 2.68 | 0 | 9.6 |  |  |  | No | R-410A | 2.55 | Residential & Commercial | No
212624827 | Central HP <5.4 tons | COLEMAN | HRCU-A-CB (Split System: Heat Pump with Remote Outdoor Unit-Air-Source) | HMH72B341 | ASPEN |  | C(A,C,D,E)42D24+TDR | TL9E080C16UH11 | 30400 | 17.1 | 8.5 | 34000 | 28000 | 82.35% | 2.66 | 0 | 9 |  |  |  | No | R-410A | 2.5333 | Residential & Commercial | No
212627803 | Central HP <5.4 tons | COLEMAN | HRCU-A-CB (Split System: Heat Pump with Remote Outdoor Unit-Air-Source) | HMH72B341 | ASPEN |  | D(A,C,E)42C26+TDR | TMLV100C16MP12 | 30200 | 17 | 8.1 | 33800 | 27400 | 81.07% | 2.47 | 0 | 9 |  |  |  | No | R-410A | 2.5167 | Residential & Commercial | No
212627898 | Central HP <5.4 tons | COLEMAN | HRCU-A-CB (Split System: Heat Pump with Remote Outdoor Unit-Air-Source) | HMH72B341 | ASPEN |  | D(A,C,E)42D36+TDR | TL9E080C16UH11 | 33000 | 17.5 | 8.5 | 34000 | 28000 | 82.35% | 2.66 | 0 | 9 |  |  |  | No | R-410A | 2.75 | Residential & Commercial | No
212627937 | Central HP <5.4 tons | COLEMAN | HRCU-A-CB (Split System: Heat Pump with Remote Outdoor Unit-Air-Source) | HMH72B341 | ASPEN |  | D(A,C,E)36A46+TDR | TM8Y080C16MP11 | 32000 | 18.5 | 8.5 | 34000 | 27400 | 80.59% | 2.67 | 0 | 9.9 |  |  |  | No | R-410A | 2.6667 | Residential & Commercial | No
212626163 | Central HP <5.4 tons | COLEMAN | HRCU-A-CB (Split System: Heat Pump with Remote Outdoor Unit-Air-Source) | HMH72B341 | ASPEN |  | D(A,C,E)48B26+TDR | TM9V080B12MP12 | 31400 | 17 | 8.1 | 33600 | 29400 | 87.5% | 2.61 | 0 | 9.5 |  |  |  | No | R-410A | 2.6167 | Residential & Commercial | No
212628087 | Central HP <5.4 tons | COLEMAN | HRCU-A-CB (Split System: Heat Pump with Remote Outdoor Unit-Air-Source) | HMH72B341 | ASPEN |  | D(A,C,E)42B36+TDR | CP9C100C20MP13 | 32400 | 17.5 | 8.1 | 34000 | 28400 | 83.53% | 2.46 | 0 | 9.5 |  |  |  | No | R-410A | 2.7 | Residential & Commercial | No
212628098 | Central HP <5.4 tons | COLEMAN | HRCU-A-CB (Split System: Heat Pump with Remote Outdoor Unit-Air-Source) | HMH72B341 | ASPEN |  | C(A,C,D,E)36C26+TDR | TM9V100C20MP12 | 29600 | 16.9 | 8.5 | 34000 | 28400 | 83.53% | 2.7 | 0 | 9 |  |  |  | No | R-410A | 2.4667 | Residential & Commercial | No
212628107 | Central HP <5.4 tons | COLEMAN | HRCU-A-CB (Split System: Heat Pump with Remote Outdoor Unit-Air-Source) | HMH72B341 | ASPEN |  | D(A,C,E)42B36+TDR | TM9V100C20MP12 | 32400 | 17.5 | 8.5 | 34000 | 28400 | 83.53% | 2.7 | 0 | 9.5 |  |  |  | No | R-410A | 2.7 | Residential & Commercial | No
212628114 | Central HP <5.4 tons | COLEMAN | HRCU-A-CB (Split System: Heat Pump with Remote Outdoor Unit-Air-Source) | HMH72B341 | ASPEN |  | D(A,C,E)48D26+TDR | TM9V100C20MP12 | 30800 | 17.3 | 8.5 | 34000 | 28400 | 83.53% | 2.7 | 0 | 9.2 |  |  |  | No | R-410A | 2.5667 | Residential & Commercial | No
216487880 | Central HP <5.4 tons | BRYANT HEATING AND COOLING SYSTEMS | HRCU-A-CB (Split System: Heat Pump with Remote Outdoor Unit-Air-Source) | 290VAN048**AA* | ADP |  | CE(P,V)4821G1K*+TXV | 986TD66100C21*** | 43500 | 18 | 9 | 45500 | 33200 | 72.97% | 2.06 | 0 | 9.5 |  |  |  | No | R-454B | 3.625 | Residential & Commercial | No
212625876 | Central HP <5.4 tons | COLEMAN | HRCU-A-CB (Split System: Heat Pump with Remote Outdoor Unit-Air-Source) | HMH72B341 | ASPEN |  | C(A,C,D,E)48C26+TDR | TP9C120D20MP13 | 30200 | 16.5 | 8.1 | 32400 | 28200 | 87.04% | 2.51 | 0 | 9.1 |  |  |  | No | R-410A | 2.5167 | Residential & Commercial | No
212625890 | Central HP <5.4 tons | COLEMAN | HRCU-A-CB (Split System: Heat Pump with Remote Outdoor Unit-Air-Source) | HMH72B341 | ASPEN |  | D(A,C,E)48D26+TDR | TP9C120D20MP13 | 30600 | 16.6 | 8.1 | 32400 | 28200 | 87.04% | 2.51 | 0 | 9 |  |  |  | No | R-410A | 2.55 | Residential & Commercial | No
212625924 | Central HP <5.4 tons | COLEMAN | HRCU-A-CB (Split System: Heat Pump with Remote Outdoor Unit-Air-Source) | HMH72B341 | ASPEN |  | D(A,C,E)42B36+TDR | TM9V040A10MP12 | 32000 | 17 | 8.1 | 33200 | 27400 | 82.53% | 2.41 | 0 | 9.4 |  |  |  | No | R-410A | 2.6667 | Residential & Commercial | No
212625933 | Central HP <5.4 tons | COLEMAN | HRCU-A-CB (Split System: Heat Pump with Remote Outdoor Unit-Air-Source) | HMH72B341 | ASPEN |  | D(A,C,E)48D36+TDR | TM9V040A10MP12 | 33000 | 17 | 8.1 | 33200 | 27400 | 82.53% | 2.41 | 0 | 9.5 |  |  |  | No | R-410A | 2.75 | Residential & Commercial | No
212626026 | Central HP <5.4 tons | COLEMAN | HRCU-A-CB (Split System: Heat Pump with Remote Outdoor Unit-Air-Source) | HMH72B341 | ASPEN |  | C(A,C,D,E)48A26+TDR | TM9E100C16MP12 | 30000 | 17.4 | 8.3 | 33400 | 27400 | 82.04% | 2.6 | 0 | 9.5 |  |  |  | No | R-410A | 2.5 | Residential & Commercial | No
212626074 | Central HP <5.4 tons | COLEMAN | HRCU-A-CB (Split System: Heat Pump with Remote Outdoor Unit-Air-Source) | HMH72B341 | ASPEN |  | D(A,C,E)36D26+TDR | TM8Y080B12MP11 | 30600 | 17.6 | 8.5 | 33400 | 27400 | 82.04% | 2.65 | 0 | 9 |  |  |  | No | R-410A | 2.55 | Residential & Commercial | No
211227869 | Central HP <5.4 tons | ARCOAIRE | HRCU-A-CB (Split System: Heat Pump with Remote Outdoor Unit-Air-Source) | DLCURAH36ABK |  |  | EA*4X42L24A* | *80VSL0902120A* | 35000 | 16 | 8.1 | 38500 | 35000 | 90.91% | 1.86 | 0 | 9.5 |  |  |  | No | R-410A | 2.9167 | Residential & Commercial | No
212628121 | Central HP <5.4 tons | COLEMAN | HRCU-A-CB (Split System: Heat Pump with Remote Outdoor Unit-Air-Source) | HMH72B341 | ASPEN |  | D(A,C,E)36A46+TDR | TP9C100C20MP13 | 32000 | 17.5 | 8.1 | 34000 | 28400 | 83.53% | 2.46 | 0 | 9.4 |  |  |  | No | R-410A | 2.6667 | Residential & Commercial | No
212628123 | Central HP <5.4 tons | COLEMAN | HRCU-A-CB (Split System: Heat Pump with Remote Outdoor Unit-Air-Source) | HMH72B341 | ASPEN |  | D(A,C,E)36B46+TDR | TP9C100C20MP13 | 33000 | 17.5 | 8.1 | 34000 | 28400 | 83.53% | 2.46 | 0 | 9 |  |  |  | No | R-410A | 2.75 | Residential & Commercial | No
212626360 | Central HP <5.4 tons | COLEMAN | HRCU-A-CB (Split System: Heat Pump with Remote Outdoor Unit-Air-Source) | HMH72B341 | ASPEN |  | C(A,C,D,E)48A26+TDR | TM8V080C16MP12 | 29800 | 16.9 | 8.3 | 33600 | 27200 | 80.95% | 2.64 | 0 | 9.5 |  |  |  | No | R-410A | 2.4833 | Residential & Commercial | No
212626378 | Central HP <5.4 tons | COLEMAN | HRCU-A-CB (Split System: Heat Pump with Remote Outdoor Unit-Air-Source) | HMH72B341 | ASPEN |  | C(A,C,D,E)48A26+TDR | TM9V100C16MP12 | 29800 | 16.9 | 8.3 | 33600 | 27200 | 80.95% | 2.63 | 0 | 9.5 |  |  |  | No | R-410A | 2.4833 | Residential & Commercial | No
211228112 | Central HP <5.4 tons | ARCOAIRE | HRCU-A-CB (Split System: Heat Pump with Remote Outdoor Unit-Air-Source) | DLCURAH36ABK |  |  | EA*4X42L24A* | *96VTN0802120A* | 35000 | 16 | 8.1 | 38500 | 35000 | 90.91% | 1.86 | 0 | 9.5 |  |  |  | No | R-410A | 2.9167 | Residential & Commercial | No
211227860 | Central HP <5.4 tons | ARCOAIRE | HRCU-A-CB (Split System: Heat Pump with Remote Outdoor Unit-Air-Source) | DLCURAH36ABK |  |  | EA*4X42L24A* | *80VSL0702120A* | 35400 | 16 | 8.1 | 38500 | 35000 | 90.91% | 1.88 | 0 | 9.5 |  |  |  | No | R-410A | 2.95 | Residential & Commercial | No
212624004 | Central HP <5.4 tons | COLEMAN | HRCU-A-CB (Split System: Heat Pump with Remote Outdoor Unit-Air-Source) | HMH72B341 | ASPEN |  | D(A,C,E)48D24+TDR | TM9Y080B12MP11 | 31000 | 17.8 | 8.1 | 34000 | 28000 | 82.35% | 2.41 | 0 | 9.2 |  |  |  | No | R-410A | 2.5833 | Residential & Commercial | No
212624020 | Central HP <5.4 tons | COLEMAN | HRCU-A-CB (Split System: Heat Pump with Remote Outdoor Unit-Air-Source) | HMH72B341 | ASPEN |  | D(A,C,E)36A44+TDR | TMLE080B12MP11 | 32000 | 18 | 8.1 | 34000 | 28000 | 82.35% | 2.41 | 0 | 9.4 |  |  |  | No | R-410A | 2.6667 | Residential & Commercial | No
212624061 | Central HP <5.4 tons | COLEMAN | HRCU-A-CB (Split System: Heat Pump with Remote Outdoor Unit-Air-Source) | HMH72B341 | ASPEN |  | C(A,C,D,E)48D24+TDR | CPLC060A12MP13 | 32400 | 17.5 | 8.1 | 33400 | 28800 | 86.23% | 2.49 | 0 | 9.5 |  |  |  | No | R-410A | 2.7 | Residential & Commercial | No
212624086 | Central HP <5.4 tons | COLEMAN | HRCU-A-CB (Split System: Heat Pump with Remote Outdoor Unit-Air-Source) | HMH72B341 | ASPEN |  | C(A,C,D,E)42D24+TDR | TM8V060A12MP12 | 32000 | 17.5 | 8.1 | 33400 | 28800 | 86.23% | 2.49 | 0 | 9 |  |  |  | No | R-410A | 2.6667 | Residential & Commercial | No
212626314 | Central HP <5.4 tons | COLEMAN | HRCU-A-CB (Split System: Heat Pump with Remote Outdoor Unit-Air-Source) | HMH72B341 | ASPEN |  | C(A,C,D,E)42A36+TDR | TM8E100B12MP11 | 32000 | 17.9 | 8.3 | 33600 | 27600 | 82.14% | 2.61 | 0 | 9.9 |  |  |  | No | R-410A | 2.6667 | Residential & Commercial | No
212626331 | Central HP <5.4 tons | COLEMAN | HRCU-A-CB (Split System: Heat Pump with Remote Outdoor Unit-Air-Source) | HMH72B341 | ASPEN |  | D(A,C,E)48B26+TDR | TM8E100B12MP11 | 30400 | 17.5 | 8.4 | 33600 | 27600 | 82.14% | 2.61 | 0 | 9 |  |  |  | No | R-410A | 2.5333 | Residential & Commercial | No
212626380 | Central HP <5.4 tons | COLEMAN | HRCU-A-CB (Split System: Heat Pump with Remote Outdoor Unit-Air-Source) | HMH72B341 | ASPEN |  | C(A,C,D,E)36A46+TDR | TM9E100C16MP12 | 32200 | 18 | 8.5 | 33600 | 27200 | 80.95% | 2.66 | 0 | 9.9 |  |  |  | No | R-410A | 2.6833 | Residential & Commercial | No
212626415 | Central HP <5.4 tons | COLEMAN | HRCU-A-CB (Split System: Heat Pump with Remote Outdoor Unit-Air-Source) | HMH72B341 | ASPEN |  | C(A,C,D,E)36B26+TDR | TM8Y100C20MP11 | 31200 | 17.9 | 8.4 | 33600 | 30000 | 89.29% | 2.83 | 0 | 9.3 |  |  |  | No | R-410A | 2.6 | Residential & Commercial | No
212628112 | Central HP <5.4 tons | COLEMAN | HRCU-A-CB (Split System: Heat Pump with Remote Outdoor Unit-Air-Source) | HMH72B341 | ASPEN |  | D(A,C,E)48C26+TDR | TM9V100C20MP12 | 30400 | 17.1 | 8.5 | 34000 | 28400 | 83.53% | 2.7 | 0 | 9 |  |  |  | No | R-410A | 2.5333 | Residential & Commercial | No
212628130 | Central HP <5.4 tons | COLEMAN | HRCU-A-CB (Split System: Heat Pump with Remote Outdoor Unit-Air-Source) | HMH72B341 | ASPEN |  | D(A,C,E)42D36+TDR | TP9C100C20MP13 | 33000 | 17.5 | 8.1 | 34000 | 28400 | 83.53% | 2.46 | 0 | 9 |  |  |  | No | R-410A | 2.75 | Residential & Commercial | No
212628132 | Central HP <5.4 tons | COLEMAN | HRCU-A-CB (Split System: Heat Pump with Remote Outdoor Unit-Air-Source) | HMH72B341 | ASPEN |  | D(A,C,E)48C26+TDR | TP9C100C20MP13 | 30400 | 17.1 | 8.1 | 34000 | 28400 | 83.53% | 2.46 | 0 | 9 |  |  |  | No | R-410A | 2.5333 | Residential & Commercial | No
212627171 | Central HP <5.4 tons | COLEMAN | HRCU-A-CB (Split System: Heat Pump with Remote Outdoor Unit-Air-Source) | HMH72B341 | ASPEN |  | D(A,C,E)48A36+TDR | CP9C100C20MP13 | 32200 | 17.5 | 8.1 | 33800 | 28200 | 83.43% | 2.46 | 0 | 9.4 |  |  |  | No | R-410A | 2.6833 | Residential & Commercial | No
212626778 | Central HP <5.4 tons | COLEMAN | HRCU-A-CB (Split System: Heat Pump with Remote Outdoor Unit-Air-Source) | HMH72B341 | ASPEN |  | C(A,C,D,E)42A26+TDR | TM8E100B12MP11 | 29400 | 17.2 | 8.4 | 33800 | 27400 | 81.07% | 2.62 | 0 | 9.4 |  |  |  | No | R-410A | 2.45 | Residential & Commercial | No
212626837 | Central HP <5.4 tons | COLEMAN | HRCU-A-CB (Split System: Heat Pump with Remote Outdoor Unit-Air-Source) | HMH72B341 | ASPEN |  | C(A,C,D,E)48C26+TDR | TM9E080B12MP12 | 30800 | 17.2 | 8.5 | 33800 | 27400 | 81.07% | 2.65 | 0 | 9 |  |  |  | No | R-410A | 2.5667 | Residential & Commercial | No
212626851 | Central HP <5.4 tons | COLEMAN | HRCU-A-CB (Split System: Heat Pump with Remote Outdoor Unit-Air-Source) | HMH72B341 | ASPEN |  | D(A,C,E)48C26+TDR | TM9E080B12MP12 | 30800 | 17.2 | 8.5 | 33800 | 27400 | 81.07% | 2.65 | 0 | 9 |  |  |  | No | R-410A | 2.5667 | Residential & Commercial | No
212626876 | Central HP <5.4 tons | COLEMAN | HRCU-A-CB (Split System: Heat Pump with Remote Outdoor Unit-Air-Source) | HMH72B341 | ASPEN |  | D(A,C,E)48B36+TDR | TM8Y100C20MP11 | 33600 | 18 | 8.2 | 33800 | 30000 | 88.76% | 2.77 | 0 | 9.5 |  |  |  | No | R-410A | 2.8 | Residential & Commercial | No
212626910 | Central HP <5.4 tons | COLEMAN | HRCU-A-CB (Split System: Heat Pump with Remote Outdoor Unit-Air-Source) | HMH72B341 | ASPEN |  | C(A,C,D,E)48C26+TDR | TM8E100B12MP11 | 30800 | 17.7 | 8.5 | 33800 | 27400 | 81.07% | 2.64 | 0 | 9 |  |  |  | No | R-410A | 2.5667 | Residential & Commercial | No
212626935 | Central HP <5.4 tons | COLEMAN | HRCU-A-CB (Split System: Heat Pump with Remote Outdoor Unit-Air-Source) | HMH72B341 | ASPEN |  | D(A,C,E)36B36+TDR | TMLE060A12MP11 | 32200 | 18 | 8.1 | 33800 | 27400 | 81.07% | 2.44 | 0 | 9.9 |  |  |  | No | R-410A | 2.6833 | Residential & Commercial | No
212626944 | Central HP <5.4 tons | COLEMAN | HRCU-A-CB (Split System: Heat Pump with Remote Outdoor Unit-Air-Source) | HMH72B341 | ASPEN |  | D(A,C,E)42D26+TDR | TMLE060A12MP11 | 30800 | 17.7 | 8.1 | 33800 | 27400 | 81.07% | 2.44 | 0 | 9 |  |  |  | No | R-410A | 2.5667 | Residential & Commercial | No
212626953 | Central HP <5.4 tons | COLEMAN | HRCU-A-CB (Split System: Heat Pump with Remote Outdoor Unit-Air-Source) | HMH72B341 | ASPEN |  | C(A,C,D,E)36B36+TDR | TMLE100B12MP11 | 32200 | 18 | 8.1 | 33800 | 27400 | 81.07% | 2.44 | 0 | 9.9 |  |  |  | No | R-410A | 2.6833 | Residential & Commercial | No
212626994 | Central HP <5.4 tons | COLEMAN | HRCU-A-CB (Split System: Heat Pump with Remote Outdoor Unit-Air-Source) | HMH72B341 | ASPEN |  | C(A,C,D,E)42A36+TDR | TL8E080C16UH11 | 31800 | 17.5 | 8.4 | 33800 | 27400 | 81.07% | 2.64 | 0 | 9.9 |  |  |  | No | R-410A | 2.65 | Residential & Commercial | No
212626996 | Central HP <5.4 tons | COLEMAN | HRCU-A-CB (Split System: Heat Pump with Remote Outdoor Unit-Air-Source) | HMH72B341 | ASPEN |  | C(A,C,D,E)42A36+TDR | TM8V080C16MP12 | 31800 | 17.5 | 8.3 | 33800 | 27400 | 81.07% | 2.64 | 0 | 9.9 |  |  |  | No | R-410A | 2.65 | Residential & Commercial | No
212627044 | Central HP <5.4 tons | COLEMAN | HRCU-A-CB (Split System: Heat Pump with Remote Outdoor Unit-Air-Source) | HMH72B341 | ASPEN |  | D(A,C,E)42C26+TDR | CP9C080C16MP13 | 30400 | 17 | 8.1 | 33800 | 27400 | 81.07% | 2.45 | 0 | 9 |  |  |  | No | R-410A | 2.5333 | Residential & Commercial | No
212627105 | Central HP <5.4 tons | COLEMAN | HRCU-A-CB (Split System: Heat Pump with Remote Outdoor Unit-Air-Source) | HMH72B341 | ASPEN |  | C(A,C,D,E)36C36+TDR | TM8Y120C20MP11 | 33600 | 18 | 8.3 | 33800 | 30200 | 89.35% | 2.82 | 0 | 9.5 |  |  |  | No | R-410A | 2.8 | Residential & Commercial | No
212624088 | Central HP <5.4 tons | COLEMAN | HRCU-A-CB (Split System: Heat Pump with Remote Outdoor Unit-Air-Source) | HMH72B341 | ASPEN |  | C(A,C,D,E)48C24+TDR | TM8V060A12MP12 | 32000 | 17.5 | 8.1 | 33400 | 28800 | 86.23% | 2.49 | 0 | 9 |  |  |  | No | R-410A | 2.6667 | Residential & Commercial | No
212624113 | Central HP <5.4 tons | COLEMAN | HRCU-A-CB (Split System: Heat Pump with Remote Outdoor Unit-Air-Source) | HMH72B341 | ASPEN |  | D(A,C,E)42D34+TDR | TMLV060A12MP12 | 32800 | 17.5 | 8.1 | 33400 | 28800 | 86.23% | 2.49 | 0 | 9.5 |  |  |  | No | R-410A | 2.7333 | Residential & Commercial | No
212624120 | Central HP <5.4 tons | COLEMAN | HRCU-A-CB (Split System: Heat Pump with Remote Outdoor Unit-Air-Source) | HMH72B341 | ASPEN |  | C(A,C,D,E)48D24+TDR | TPLC060A12MP13 | 32400 | 17.5 | 8.1 | 33400 | 28800 | 86.23% | 2.49 | 0 | 9.5 |  |  |  | No | R-410A | 2.7 | Residential & Commercial | No
212624177 | Central HP <5.4 tons | COLEMAN | HRCU-A-CB (Split System: Heat Pump with Remote Outdoor Unit-Air-Source) | HMH72B341 | ASPEN |  | D(A,C,E)36A44+TDR | TM9Y100C20MP11 | 32000 | 15.5 | 8.1 | 34000 | 27800 | 81.76% | 2.38 | 0 | 9.4 |  |  |  | No | R-410A | 2.6667 | Residential & Commercial | No
212627112 | Central HP <5.4 tons | COLEMAN | HRCU-A-CB (Split System: Heat Pump with Remote Outdoor Unit-Air-Source) | HMH72B341 | ASPEN |  | D(A,C,E)48B26+TDR | TM8V100C16MP12 | 30200 | 17 | 8.4 | 33800 | 27200 | 80.47% | 2.65 | 0 | 9 |  |  |  | No | R-410A | 2.5167 | Residential & Commercial | No
212627135 | Central HP <5.4 tons | COLEMAN | HRCU-A-CB (Split System: Heat Pump with Remote Outdoor Unit-Air-Source) | HMH72B341 | ASPEN |  | C(A,C,D,E)42A26+TDR | CPLC100C16MP13 | 29200 | 16.7 | 8.1 | 33800 | 27200 | 80.47% | 2.48 | 0 | 9.4 |  |  |  | No | R-410A | 2.4333 | Residential & Commercial | No
212627169 | Central HP <5.4 tons | COLEMAN | HRCU-A-CB (Split System: Heat Pump with Remote Outdoor Unit-Air-Source) | HMH72B341 | ASPEN |  | C(A,C,D,E)48A36+TDR | CP9C100C20MP13 | 32200 | 17.5 | 8.1 | 33800 | 28200 | 83.43% | 2.46 | 0 | 9.4 |  |  |  | No | R-410A | 2.6833 | Residential & Commercial | No
212627244 | Central HP <5.4 tons | COLEMAN | HRCU-A-CB (Split System: Heat Pump with Remote Outdoor Unit-Air-Source) | HMH72B341 | ASPEN |  | D(A,C,E)36A46+TDR | TL9E060B12UH11 | 32000 | 18 | 8.1 | 34000 | 27800 | 81.76% | 2.4 | 0 | 9.4 |  |  |  | No | R-410A | 2.6667 | Residential & Commercial | No
212624402 | Central HP <5.4 tons | COLEMAN | HRCU-A-CB (Split System: Heat Pump with Remote Outdoor Unit-Air-Source) | HMH72B341 | ASPEN |  | D(A,C,E)36B44+TDR | TM9Y080C16MP11 | 33000 | 18.5 | 8.5 | 34000 | 28000 | 82.35% | 2.66 | 0 | 9 |  |  |  | No | R-410A | 2.75 | Residential & Commercial | No
212624413 | Central HP <5.4 tons | COLEMAN | HRCU-A-CB (Split System: Heat Pump with Remote Outdoor Unit-Air-Source) | HMH72B341 | ASPEN |  | D(A,C,E)42D24+TDR | TM9Y080C16MP11 | 30600 | 18.1 | 8.5 | 34000 | 28000 | 82.35% | 2.66 | 0 | 9 |  |  |  | No | R-410A | 2.55 | Residential & Commercial | No
212626648 | Central HP <5.4 tons | COLEMAN | HRCU-A-CB (Split System: Heat Pump with Remote Outdoor Unit-Air-Source) | HMH72B341 | ASPEN |  | C(A,C,D,E)36C36+TDR | TM9V080B12MP12 | 32800 | 17 | 8.3 | 33800 | 29600 | 87.57% | 2.7 | 0 | 9.5 |  |  |  | No | R-410A | 2.7333 | Residential & Commercial | No
212626764 | Central HP <5.4 tons | COLEMAN | HRCU-A-CB (Split System: Heat Pump with Remote Outdoor Unit-Air-Source) | HMH72B341 | ASPEN |  | D(A,C,E)42D26+TDR | TM9V080B12MP12 | 31800 | 17 | 8.4 | 33800 | 29600 | 87.57% | 2.72 | 0 | 9 |  |  |  | No | R-410A | 2.65 | Residential & Commercial | No
212626765 | Central HP <5.4 tons | COLEMAN | HRCU-A-CB (Split System: Heat Pump with Remote Outdoor Unit-Air-Source) | HMH72B341 | ASPEN |  | D(A,C,E)48C26+TDR | TM9V080B12MP12 | 31800 | 17 | 8.4 | 33800 | 29600 | 87.57% | 2.72 | 0 | 9 |  |  |  | No | R-410A | 2.65 | Residential & Commercial | No
212626781 | Central HP <5.4 tons | COLEMAN | HRCU-A-CB (Split System: Heat Pump with Remote Outdoor Unit-Air-Source) | HMH72B341 | ASPEN |  | D(A,C,E)36A36+TDR | TM9E080B12MP12 | 31600 | 17.5 | 8.4 | 33800 | 27400 | 81.07% | 2.62 | 0 | 9.8 |  |  |  | No | R-410A | 2.6333 | Residential & Commercial | No
212627269 | Central HP <5.4 tons | COLEMAN | HRCU-A-CB (Split System: Heat Pump with Remote Outdoor Unit-Air-Source) | HMH72B341 | ASPEN |  | C(A,C,D,E)36A46+TDR | TM9E060B12MP12 | 32000 | 17.5 | 8.1 | 34000 | 28000 | 82.35% | 2.39 | 0 | 9.4 |  |  |  | No | R-410A | 2.6667 | Residential & Commercial | No
212627278 | Central HP <5.4 tons | COLEMAN | HRCU-A-CB (Split System: Heat Pump with Remote Outdoor Unit-Air-Source) | HMH72B341 | ASPEN |  | D(A,C,E)36C36+TDR | TM9E060B12MP12 | 32600 | 17.5 | 8.1 | 34000 | 28000 | 82.35% | 2.39 | 0 | 9.5 |  |  |  | No | R-410A | 2.7167 | Residential & Commercial | No
212627330 | Central HP <5.4 tons | COLEMAN | HRCU-A-CB (Split System: Heat Pump with Remote Outdoor Unit-Air-Source) | HMH72B341 | ASPEN |  | D(A,C,E)48B36+TDR | CP9C060B12MP13 | 32800 | 17.5 | 8.1 | 34000 | 27800 | 81.76% | 2.42 | 0 | 9.5 |  |  |  | No | R-410A | 2.7333 | Residential & Commercial | No
212627335 | Central HP <5.4 tons | COLEMAN | HRCU-A-CB (Split System: Heat Pump with Remote Outdoor Unit-Air-Source) | HMH72B341 | ASPEN |  | C(A,C,D,E)36A46+TDR | TM9V060B12MP12 | 32000 | 17.5 | 8.1 | 34000 | 27800 | 81.76% | 2.42 | 0 | 9.4 |  |  |  | No | R-410A | 2.6667 | Residential & Commercial | No
212627246 | Central HP <5.4 tons | COLEMAN | HRCU-A-CB (Split System: Heat Pump with Remote Outdoor Unit-Air-Source) | HMH72B341 | ASPEN |  | D(A,C,E)36B46+TDR | TL9E060B12UH11 | 32800 | 18 | 8.1 | 34000 | 27800 | 81.76% | 2.4 | 0 | 9.5 |  |  |  | No | R-410A | 2.7333 | Residential & Commercial | No
212627255 | Central HP <5.4 tons | COLEMAN | HRCU-A-CB (Split System: Heat Pump with Remote Outdoor Unit-Air-Source) | HMH72B341 | ASPEN |  | D(A,C,E)42D36+TDR | TL9E060B12UH11 | 33000 | 18 | 8.1 | 34000 | 27800 | 81.76% | 2.4 | 0 | 9 |  |  |  | No | R-410A | 2.75 | Residential & Commercial | No
212627285 | Central HP <5.4 tons | COLEMAN | HRCU-A-CB (Split System: Heat Pump with Remote Outdoor Unit-Air-Source) | HMH72B341 | ASPEN |  | D(A,C,E)42D26+TDR | TM9E060B12MP12 | 30800 | 17.2 | 8.1 | 34000 | 28000 | 82.35% | 2.39 | 0 | 9 |  |  |  | No | R-410A | 2.5667 | Residential & Commercial | No
212627287 | Central HP <5.4 tons | COLEMAN | HRCU-A-CB (Split System: Heat Pump with Remote Outdoor Unit-Air-Source) | HMH72B341 | ASPEN |  | D(A,C,E)48B36+TDR | TM9E060B12MP12 | 32800 | 17.5 | 8.1 | 34000 | 28000 | 82.35% | 2.39 | 0 | 9.5 |  |  |  | No | R-410A | 2.7333 | Residential & Commercial | No
212627378 | Central HP <5.4 tons | COLEMAN | HRCU-A-CB (Split System: Heat Pump with Remote Outdoor Unit-Air-Source) | HMH72B341 | ASPEN |  | D(A,C,E)48C36+TDR | TP9C060B12MP13 | 33200 | 17.5 | 8.1 | 34000 | 27800 | 81.76% | 2.42 | 0 | 9 |  |  |  | No | R-410A | 2.7667 | Residential & Commercial | No
212627380 | Central HP <5.4 tons | COLEMAN | HRCU-A-CB (Split System: Heat Pump with Remote Outdoor Unit-Air-Source) | HMH72B341 | ASPEN |  | D(A,C,E)48D36+TDR | TP9C060B12MP13 | 33600 | 17.5 | 8.1 | 34000 | 27800 | 81.76% | 2.42 | 0 | 9.5 |  |  |  | No | R-410A | 2.8 | Residential & Commercial | No
212627469 | Central HP <5.4 tons | COLEMAN | HRCU-A-CB (Split System: Heat Pump with Remote Outdoor Unit-Air-Source) | HMH72B341 | ASPEN |  | D(A,C,E)36A46+TDR | TMLE080B12MP11 | 32000 | 18 | 8.1 | 34000 | 28000 | 82.35% | 2.41 | 0 | 9.4 |  |  |  | No | R-410A | 2.6667 | Residential & Commercial | No
212625028 | Central HP <5.4 tons | COLEMAN | HRCU-A-CB (Split System: Heat Pump with Remote Outdoor Unit-Air-Source) | HMH72B341 | ASPEN |  | C(A,C,D,E)36A44+TDR | TM9V100C16MP12 | 32000 | 17.5 | 8.5 | 34000 | 27400 | 80.59% | 2.67 | 0 | 9.9 |  |  |  | No | R-410A | 2.6667 | Residential & Commercial | No
212626832 | Central HP <5.4 tons | COLEMAN | HRCU-A-CB (Split System: Heat Pump with Remote Outdoor Unit-Air-Source) | HMH72B341 | ASPEN |  | C(A,C,D,E)36A46+TDR | TM9E080B12MP12 | 32200 | 17.5 | 8.5 | 33800 | 27400 | 81.07% | 2.65 | 0 | 9.9 |  |  |  | No | R-410A | 2.6833 | Residential & Commercial | No
212624420 | Central HP <5.4 tons | COLEMAN | HRCU-A-CB (Split System: Heat Pump with Remote Outdoor Unit-Air-Source) | HMH72B341 | ASPEN |  | D(A,C,E)48C34+TDR | TM9Y080C16MP11 | 33200 | 18.5 | 8.5 | 34000 | 28000 | 82.35% | 2.66 | 0 | 9 |  |  |  | No | R-410A | 2.7667 | Residential & Commercial | No
212624452 | Central HP <5.4 tons | COLEMAN | HRCU-A-CB (Split System: Heat Pump with Remote Outdoor Unit-Air-Source) | HMH72B341 | ASPEN |  | C(A,C,D,E)42B24+TDR | TPLC080C16MP13 | 29800 | 16.9 | 8.1 | 33800 | 27200 | 80.47% | 2.48 | 0 | 9.5 |  |  |  | No | R-410A | 2.4833 | Residential & Commercial | No
212624470 | Central HP <5.4 tons | COLEMAN | HRCU-A-CB (Split System: Heat Pump with Remote Outdoor Unit-Air-Source) | HMH72B341 | ASPEN |  | C(A,C,D,E)36A44+TDR | CPLC080C16MP13 | 32000 | 17.5 | 8.1 | 33800 | 27400 | 81.07% | 2.47 | 0 | 9.9 |  |  |  | No | R-410A | 2.6667 | Residential & Commercial | No
212625094 | Central HP <5.4 tons | COLEMAN | HRCU-A-CB (Split System: Heat Pump with Remote Outdoor Unit-Air-Source) | HMH72B341 | ASPEN |  | C(A,C,D,E)36C24+TDR | TP9C100C16MP13 | 29800 | 16.9 | 8.1 | 34000 | 27400 | 80.59% | 2.47 | 0 | 9.5 |  |  |  | No | R-410A | 2.4833 | Residential & Commercial | No
212625108 | Central HP <5.4 tons | COLEMAN | HRCU-A-CB (Split System: Heat Pump with Remote Outdoor Unit-Air-Source) | HMH72B341 | ASPEN |  | C(A,C,D,E)48C24+TDR | TP9C100C16MP13 | 30600 | 17.2 | 8.1 | 34000 | 27400 | 80.59% | 2.47 | 0 | 9.6 |  |  |  | No | R-410A | 2.55 | Residential & Commercial | No
212625145 | Central HP <5.4 tons | COLEMAN | HRCU-A-CB (Split System: Heat Pump with Remote Outdoor Unit-Air-Source) | HMH72B341 | ASPEN |  | D(A,C,E)48C24+TDR | TP9C100C16MP13 | 30600 | 17.2 | 8.1 | 34000 | 27400 | 80.59% | 2.47 | 0 | 9.6 |  |  |  | No | R-410A | 2.55 | Residential & Commercial | No
214303011 | Central HP <5.4 tons | RUUD | HRCU-A-CB (Split System: Heat Pump with Remote Outdoor Unit-Air-Source) | RD17AZ36AJ3N | ADP |  | H,RG82936 | R951V0403A17UHU | 33600 | 18 | 8.1 | 32600 | 29400 | 90.18% | 1.9 | 0 | 9.5 |  |  |  | No | R-410A | 2.8 | Residential & Commercial | No
214303029 | Central HP <5.4 tons | RUUD | HRCU-A-CB (Split System: Heat Pump with Remote Outdoor Unit-Air-Source) | RD17AZ36AJ3N | ADP |  | H,RG82936 | U98MV0603A17UPS | 33600 | 18 | 8.1 | 32600 | 29400 | 90.18% | 1.9 | 0 | 9.5 |  |  |  | No | R-410A | 2.8 | Residential & Commercial | No
212625293 | Central HP <5.4 tons | COLEMAN | HRCU-A-CB (Split System: Heat Pump with Remote Outdoor Unit-Air-Source) | HMH72B341 | ASPEN |  | C(A,C,D,E)36B24+TDR | CP9C100C20MP13 | 29200 | 16.7 | 8.1 | 34000 | 28000 | 82.35% | 2.47 | 0 | 8.9 |  |  |  | No | R-410A | 2.4333 | Residential & Commercial | No
212627487 | Central HP <5.4 tons | COLEMAN | HRCU-A-CB (Split System: Heat Pump with Remote Outdoor Unit-Air-Source) | HMH72B341 | ASPEN |  | C(A,C,D,E)48C26+TDR | CPLC060A12MP13 | 32000 | 17.5 | 8.1 | 33400 | 28800 | 86.23% | 2.49 | 0 | 9 |  |  |  | No | R-410A | 2.6667 | Residential & Commercial | No
212627528 | Central HP <5.4 tons | COLEMAN | HRCU-A-CB (Split System: Heat Pump with Remote Outdoor Unit-Air-Source) | HMH72B341 | ASPEN |  | D(A,C,E)36B46+TDR | TP9C080B12MP13 | 32800 | 17 | 8.1 | 33600 | 29600 | 88.1% | 2.45 | 0 | 9.5 |  |  |  | No | R-410A | 2.7333 | Residential & Commercial | No
212627621 | Central HP <5.4 tons | COLEMAN | HRCU-A-CB (Split System: Heat Pump with Remote Outdoor Unit-Air-Source) | HMH72B341 | ASPEN |  | D(A,C,E)48A36+TDR | TM8V080C16MP12 | 32200 | 17.5 | 8.4 | 34000 | 27400 | 80.59% | 2.65 | 0 | 9.9 |  |  |  | No | R-410A | 2.6833 | Residential & Commercial | No
212626881 | Central HP <5.4 tons | COLEMAN | HRCU-A-CB (Split System: Heat Pump with Remote Outdoor Unit-Air-Source) | HMH72B341 | ASPEN |  | D(A,C,E)48A36+TDR | TM9Y100C20MP11 | 32200 | 15.5 | 8.1 | 33800 | 27400 | 81.07% | 2.38 | 0 | 9.4 |  |  |  | No | R-410A | 2.6833 | Residential & Commercial | No
212624513 | Central HP <5.4 tons | COLEMAN | HRCU-A-CB (Split System: Heat Pump with Remote Outdoor Unit-Air-Source) | HMH72B341 | ASPEN |  | C(A,C,D,E)48B24+TDR | CPLC100C16MP13 | 30200 | 17 | 8.1 | 33800 | 27400 | 81.07% | 2.47 | 0 | 9 |  |  |  | No | R-410A | 2.5167 | Residential & Commercial | No
212624611 | Central HP <5.4 tons | COLEMAN | HRCU-A-CB (Split System: Heat Pump with Remote Outdoor Unit-Air-Source) | HMH72B341 | ASPEN |  | C(A,C,D,E)48B24+TDR | TM8V100C16MP12 | 30200 | 17 | 8.5 | 34000 | 27400 | 80.59% | 2.67 | 0 | 9 |  |  |  | No | R-410A | 2.5167 | Residential & Commercial | No
212625312 | Central HP <5.4 tons | COLEMAN | HRCU-A-CB (Split System: Heat Pump with Remote Outdoor Unit-Air-Source) | HMH72B341 | ASPEN |  | C(A,C,D,E)36B24+TDR | TP9C100C20MP13 | 29200 | 16.7 | 8.1 | 34000 | 28000 | 82.35% | 2.47 | 0 | 8.9 |  |  |  | No | R-410A | 2.4333 | Residential & Commercial | No
212625328 | Central HP <5.4 tons | COLEMAN | HRCU-A-CB (Split System: Heat Pump with Remote Outdoor Unit-Air-Source) | HMH72B341 | ASPEN |  | C(A,C,D,E)36C24+TDR | CP9C100C20MP13 | 29600 | 16.9 | 8.1 | 34000 | 28400 | 83.53% | 2.46 | 0 | 9 |  |  |  | No | R-410A | 2.4667 | Residential & Commercial | No
212625343 | Central HP <5.4 tons | COLEMAN | HRCU-A-CB (Split System: Heat Pump with Remote Outdoor Unit-Air-Source) | HMH72B341 | ASPEN |  | D(A,C,E)36C34+TDR | CP9C100C20MP13 | 32400 | 17.5 | 8.1 | 34000 | 28400 | 83.53% | 2.46 | 0 | 9.5 |  |  |  | No | R-410A | 2.7 | Residential & Commercial | No
212625446 | Central HP <5.4 tons | COLEMAN | HRCU-A-CB (Split System: Heat Pump with Remote Outdoor Unit-Air-Source) | HMH72B341 | ASPEN |  | D(A,C,E)36B34+TDR | TP9C100C20MP13 | 32000 | 17.5 | 8.1 | 34000 | 28400 | 83.53% | 2.46 | 0 | 9.4 |  |  |  | No | R-410A | 2.6667 | Residential & Commercial | No
212627623 | Central HP <5.4 tons | COLEMAN | HRCU-A-CB (Split System: Heat Pump with Remote Outdoor Unit-Air-Source) | HMH72B341 | ASPEN |  | C(A,C,D,E)48A36+TDR | TM8V100C16MP12 | 32200 | 17.5 | 8.4 | 34000 | 27400 | 80.59% | 2.65 | 0 | 9.9 |  |  |  | No | R-410A | 2.6833 | Residential & Commercial | No
212627680 | Central HP <5.4 tons | COLEMAN | HRCU-A-CB (Split System: Heat Pump with Remote Outdoor Unit-Air-Source) | HMH72B341 | ASPEN |  | C(A,C,D,E)42B36+TDR | TM8Y080C16MP11 | 32200 | 18.5 | 8.4 | 34000 | 27400 | 80.59% | 2.65 | 0 | 9.9 |  |  |  | No | R-410A | 2.6833 | Residential & Commercial | No
212627698 | Central HP <5.4 tons | COLEMAN | HRCU-A-CB (Split System: Heat Pump with Remote Outdoor Unit-Air-Source) | HMH72B341 | ASPEN |  | C(A,C,D,E)48C26+TDR | CPLC080C16MP13 | 30600 | 17.2 | 8.1 | 33800 | 27400 | 81.07% | 2.47 | 0 | 9.6 |  |  |  | No | R-410A | 2.55 | Residential & Commercial | No
212624636 | Central HP <5.4 tons | COLEMAN | HRCU-A-CB (Split System: Heat Pump with Remote Outdoor Unit-Air-Source) | HMH72B341 | ASPEN |  | D(A,C,E)36A34+TDR | TM8Y080C16MP11 | 31600 | 18.4 | 8.4 | 34000 | 27400 | 80.59% | 2.67 | 0 | 9.8 |  |  |  | No | R-410A | 2.6333 | Residential & Commercial | No
212624647 | Central HP <5.4 tons | COLEMAN | HRCU-A-CB (Split System: Heat Pump with Remote Outdoor Unit-Air-Source) | HMH72B341 | ASPEN |  | C(A,C,D,E)36C24+TDR | TMLV100C16MP12 | 29800 | 16.9 | 8.1 | 33800 | 27400 | 81.07% | 2.47 | 0 | 9.5 |  |  |  | No | R-410A | 2.4833 | Residential & Commercial | No
212624665 | Central HP <5.4 tons | COLEMAN | HRCU-A-CB (Split System: Heat Pump with Remote Outdoor Unit-Air-Source) | HMH72B341 | ASPEN |  | D(A,C,E)36D24+TDR | TMLV100C16MP12 | 30200 | 17 | 8.1 | 33800 | 27400 | 81.07% | 2.47 | 0 | 9 |  |  |  | No | R-410A | 2.5167 | Residential & Commercial | No
212625459 | Central HP <5.4 tons | COLEMAN | HRCU-A-CB (Split System: Heat Pump with Remote Outdoor Unit-Air-Source) | HMH72B341 | ASPEN |  | D(A,C,E)42C34+TDR | TP9C100C20MP13 | 32800 | 17.5 | 8.1 | 34000 | 28400 | 83.53% | 2.46 | 0 | 9.5 |  |  |  | No | R-410A | 2.7333 | Residential & Commercial | No
212625463 | Central HP <5.4 tons | COLEMAN | HRCU-A-CB (Split System: Heat Pump with Remote Outdoor Unit-Air-Source) | HMH72B341 | ASPEN |  | D(A,C,E)42D34+TDR | TP9C100C20MP13 | 33000 | 17.5 | 8.1 | 34000 | 28400 | 83.53% | 2.46 | 0 | 9 |  |  |  | No | R-410A | 2.75 | Residential & Commercial | No
212625511 | Central HP <5.4 tons | COLEMAN | HRCU-A-CB (Split System: Heat Pump with Remote Outdoor Unit-Air-Source) | HMH72B341 | ASPEN |  | C(A,C,D,E)42A26+TDR | CPLC120C20MP13 | 28600 | 15.6 | 8.1 | 32000 | 27600 | 86.25% | 2.44 | 0 | 8.4 |  |  |  | No | R-410A | 2.3833 | Residential & Commercial | No
212625644 | Central HP <5.4 tons | COLEMAN | HRCU-A-CB (Split System: Heat Pump with Remote Outdoor Unit-Air-Source) | HMH72B341 | ASPEN |  | C(A,C,D,E)36C26+TDR | TM8V100C20MP12 | 29000 | 15.8 | 8.1 | 32400 | 27400 | 84.57% | 2.45 | 0 | 8.5 |  |  |  | No | R-410A | 2.4167 | Residential & Commercial | No
212624681 | Central HP <5.4 tons | COLEMAN | HRCU-A-CB (Split System: Heat Pump with Remote Outdoor Unit-Air-Source) | HMH72B341 | ASPEN |  | C(A,C,D,E)36B34+TDR | TPLC080C16MP13 | 32000 | 17.5 | 8.1 | 33800 | 27400 | 81.07% | 2.47 | 0 | 9.9 |  |  |  | No | R-410A | 2.6667 | Residential & Commercial | No
212624720 | Central HP <5.4 tons | COLEMAN | HRCU-A-CB (Split System: Heat Pump with Remote Outdoor Unit-Air-Source) | HMH72B341 | ASPEN |  | C(A,C,D,E)48C24+TDR | TPLC100C16MP13 | 30600 | 17.2 | 8.1 | 33800 | 27400 | 81.07% | 2.47 | 0 | 9.6 |  |  |  | No | R-410A | 2.55 | Residential & Commercial | No
212624781 | Central HP <5.4 tons | COLEMAN | HRCU-A-CB (Split System: Heat Pump with Remote Outdoor Unit-Air-Source) | HMH72B341 | ASPEN |  | C(A,C,D,E)48C24+TDR | TL8E080C16UH11 | 30600 | 17.1 | 8.5 | 34000 | 27800 | 81.76% | 2.68 | 0 | 9.6 |  |  |  | No | R-410A | 2.55 | Residential & Commercial | No
212627712 | Central HP <5.4 tons | COLEMAN | HRCU-A-CB (Split System: Heat Pump with Remote Outdoor Unit-Air-Source) | HMH72B341 | ASPEN |  | D(A,C,E)48C26+TDR | CPLC080C16MP13 | 30600 | 17.2 | 8.1 | 33800 | 27400 | 81.07% | 2.47 | 0 | 9.6 |  |  |  | No | R-410A | 2.55 | Residential & Commercial | No
212627721 | Central HP <5.4 tons | COLEMAN | HRCU-A-CB (Split System: Heat Pump with Remote Outdoor Unit-Air-Source) | HMH72B341 | ASPEN |  | C(A,C,D,E)48C26+TDR | CPLC100C16MP13 | 30600 | 17.2 | 8.1 | 33800 | 27400 | 81.07% | 2.47 | 0 | 9.6 |  |  |  | No | R-410A | 2.55 | Residential & Commercial | No
212627737 | Central HP <5.4 tons | COLEMAN | HRCU-A-CB (Split System: Heat Pump with Remote Outdoor Unit-Air-Source) | HMH72B341 | ASPEN |  | D(A,C,E)48D26+TDR | CPLC100C16MP13 | 31000 | 17.3 | 8.1 | 33800 | 27400 | 81.07% | 2.47 | 0 | 9.7 |  |  |  | No | R-410A | 2.5833 | Residential & Commercial | No
211240750 | Central HP <5.4 tons | GRANDAIRE | HRCU-A-CB (Split System: Heat Pump with Remote Outdoor Unit-Air-Source) | WDLCURAH24ABK |  |  | WLA*244BA* | WFAX040B036A* | 23400 | 15.5 | 8.5 | 26800 | 24800 | 92.54% | 2.04 | 0 | 9.5 |  |  |  | No | R-410A | 1.95 | Residential & Commercial | No
212625646 | Central HP <5.4 tons | COLEMAN | HRCU-A-CB (Split System: Heat Pump with Remote Outdoor Unit-Air-Source) | HMH72B341 | ASPEN |  | D(A,C,E)42C26+TDR | TM8V100C20MP12 | 29600 | 15.9 | 8.1 | 32400 | 27400 | 84.57% | 2.45 | 0 | 8 |  |  |  | No | R-410A | 2.4667 | Residential & Commercial | No
212625679 | Central HP <5.4 tons | COLEMAN | HRCU-A-CB (Split System: Heat Pump with Remote Outdoor Unit-Air-Source) | HMH72B341 | ASPEN |  | D(A,C,E)48C36+TDR | CPLC100C20MP13 | 32600 | 16.5 | 8.1 | 32400 | 27800 | 85.8% | 2.44 | 0 | 9 |  |  |  | No | R-410A | 2.7167 | Residential & Commercial | No
212625710 | Central HP <5.4 tons | COLEMAN | HRCU-A-CB (Split System: Heat Pump with Remote Outdoor Unit-Air-Source) | HMH72B341 | ASPEN |  | D(A,C,E)42A46+TDR | TM8V100C20MP12 | 31800 | 16.5 | 8.1 | 32400 | 27800 | 85.8% | 2.44 | 0 | 8.9 |  |  |  | No | R-410A | 2.65 | Residential & Commercial | No
212625711 | Central HP <5.4 tons | COLEMAN | HRCU-A-CB (Split System: Heat Pump with Remote Outdoor Unit-Air-Source) | HMH72B341 | ASPEN |  | D(A,C,E)42B36+TDR | TM8V100C20MP12 | 31800 | 16.5 | 8.1 | 32400 | 27800 | 85.8% | 2.44 | 0 | 8.9 |  |  |  | No | R-410A | 2.65 | Residential & Commercial | No
212625744 | Central HP <5.4 tons | COLEMAN | HRCU-A-CB (Split System: Heat Pump with Remote Outdoor Unit-Air-Source) | HMH72B341 | ASPEN |  | D(A,C,E)36B36+TDR | TMLV120C20MP12 | 31400 | 16.5 | 8.1 | 32400 | 27800 | 85.8% | 2.44 | 0 | 8.9 |  |  |  | No | R-410A | 2.6167 | Residential & Commercial | No
212625777 | Central HP <5.4 tons | COLEMAN | HRCU-A-CB (Split System: Heat Pump with Remote Outdoor Unit-Air-Source) | HMH72B341 | ASPEN |  | C(A,C,D,E)36A46+TDR | TPLC120C20MP13 | 31400 | 16.5 | 8.1 | 32400 | 27800 | 85.8% | 2.44 | 0 | 8.9 |  |  |  | No | R-410A | 2.6167 | Residential & Commercial | No
212625778 | Central HP <5.4 tons | COLEMAN | HRCU-A-CB (Split System: Heat Pump with Remote Outdoor Unit-Air-Source) | HMH72B341 | ASPEN |  | C(A,C,D,E)36B36+TDR | TPLC120C20MP13 | 31400 | 16.5 | 8.1 | 32400 | 27800 | 85.8% | 2.44 | 0 | 8.9 |  |  |  | No | R-410A | 2.6167 | Residential & Commercial | No
213205513 | Central HP <5.4 tons | TEMPSTAR | HRCU-A-CB (Split System: Heat Pump with Remote Outdoor Unit-Air-Source) | DLCURAH36ABK | ASPEN |  | D(A,C,E)36B34+TDR | *80ES(N,L)0702116A* | 33600 | 16.4 | 8.5 | 37800 | 31400 | 83.07% | 2.75 | 0 | 9.8 |  |  |  | No | R-410A | 2.8 | Residential & Commercial | No
213205515 | Central HP <5.4 tons | TEMPSTAR | HRCU-A-CB (Split System: Heat Pump with Remote Outdoor Unit-Air-Source) | DLCURAH36ABK | ASPEN |  | D(A,C,E)36C34+TDR | *80ES(N,L)0702116A* | 34000 | 16.5 | 8.5 | 37800 | 31400 | 83.07% | 2.75 | 0 | 9.9 |  |  |  | No | R-410A | 2.8333 | Residential & Commercial | No
213205520 | Central HP <5.4 tons | TEMPSTAR | HRCU-A-CB (Split System: Heat Pump with Remote Outdoor Unit-Air-Source) | DLCURAH36ABK | ASPEN |  | D(A,C,E)36B34+TDR | *80ES(N,L)0901714A* | 34200 | 15.9 | 8.5 | 38500 | 31400 | 81.56% | 2.75 | 0 | 9.8 |  |  |  | No | R-410A | 2.85 | Residential & Commercial | No
212625794 | Central HP <5.4 tons | COLEMAN | HRCU-A-CB (Split System: Heat Pump with Remote Outdoor Unit-Air-Source) | HMH72B341 | ASPEN |  | D(A,C,E)48D26+TDR | TPLC120C20MP13 | 30400 | 16.1 | 8.1 | 32400 | 27800 | 85.8% | 2.44 | 0 | 8 |  |  |  | No | R-410A | 2.5333 | Residential & Commercial | No
212627739 | Central HP <5.4 tons | COLEMAN | HRCU-A-CB (Split System: Heat Pump with Remote Outdoor Unit-Air-Source) | HMH72B341 | ASPEN |  | C(A,C,D,E)36B26+TDR | TL8E080C16UH11 | 29200 | 16.7 | 8.5 | 34000 | 27400 | 80.59% | 2.67 | 0 | 9.4 |  |  |  | No | R-410A | 2.4333 | Residential & Commercial | No
212626931 | Central HP <5.4 tons | COLEMAN | HRCU-A-CB (Split System: Heat Pump with Remote Outdoor Unit-Air-Source) | HMH72B341 | ASPEN |  | C(A,C,D,E)36C26+TDR | TMLE060A12MP11 | 30000 | 17.4 | 8.1 | 33800 | 27400 | 81.07% | 2.44 | 0 | 9.5 |  |  |  | No | R-410A | 2.5 | Residential & Commercial | No
212626999 | Central HP <5.4 tons | COLEMAN | HRCU-A-CB (Split System: Heat Pump with Remote Outdoor Unit-Air-Source) | HMH72B341 | ASPEN |  | D(A,C,E)42A36+TDR | TM8V100C16MP12 | 31800 | 17.5 | 8.3 | 33800 | 27400 | 81.07% | 2.64 | 0 | 9.9 |  |  |  | No | R-410A | 2.65 | Residential & Commercial | No
212625878 | Central HP <5.4 tons | COLEMAN | HRCU-A-CB (Split System: Heat Pump with Remote Outdoor Unit-Air-Source) | HMH72B341 | ASPEN |  | D(A,C,E)36B36+TDR | TP9C120D20MP13 | 31600 | 17 | 8.1 | 32400 | 28200 | 87.04% | 2.51 | 0 | 9.3 |  |  |  | No | R-410A | 2.6333 | Residential & Commercial | No
212625914 | Central HP <5.4 tons | COLEMAN | HRCU-A-CB (Split System: Heat Pump with Remote Outdoor Unit-Air-Source) | HMH72B341 | ASPEN |  | C(A,C,D,E)36C26+TDR | TM9V040A10MP12 | 29600 | 16.4 | 8.1 | 33200 | 27400 | 82.53% | 2.41 | 0 | 9 |  |  |  | No | R-410A | 2.4667 | Residential & Commercial | No
212626029 | Central HP <5.4 tons | COLEMAN | HRCU-A-CB (Split System: Heat Pump with Remote Outdoor Unit-Air-Source) | HMH72B341 | ASPEN |  | C(A,C,D,E)36B36+TDR | TM8Y060A12MP11 | 32000 | 18 | 8.1 | 33400 | 27400 | 82.04% | 2.42 | 0 | 9.9 |  |  |  | No | R-410A | 2.6667 | Residential & Commercial | No
212627312 | Central HP <5.4 tons | COLEMAN | HRCU-A-CB (Split System: Heat Pump with Remote Outdoor Unit-Air-Source) | HMH72B341 | ASPEN |  | C(A,C,D,E)36A46+TDR | CP9C060B12MP13 | 32000 | 17.5 | 8.1 | 34000 | 27800 | 81.76% | 2.42 | 0 | 9.4 |  |  |  | No | R-410A | 2.6667 | Residential & Commercial | No
212627321 | Central HP <5.4 tons | COLEMAN | HRCU-A-CB (Split System: Heat Pump with Remote Outdoor Unit-Air-Source) | HMH72B341 | ASPEN |  | D(A,C,E)36C36+TDR | CP9C060B12MP13 | 32600 | 17.5 | 8.1 | 34000 | 27800 | 81.76% | 2.42 | 0 | 9.5 |  |  |  | No | R-410A | 2.7167 | Residential & Commercial | No
212627328 | Central HP <5.4 tons | COLEMAN | HRCU-A-CB (Split System: Heat Pump with Remote Outdoor Unit-Air-Source) | HMH72B341 | ASPEN |  | D(A,C,E)42D26+TDR | CP9C060B12MP13 | 30800 | 17.2 | 8.1 | 34000 | 27800 | 81.76% | 2.42 | 0 | 9 |  |  |  | No | R-410A | 2.5667 | Residential & Commercial | No
212627369 | Central HP <5.4 tons | COLEMAN | HRCU-A-CB (Split System: Heat Pump with Remote Outdoor Unit-Air-Source) | HMH72B341 | ASPEN |  | D(A,C,E)36D36+TDR | TP9C060B12MP13 | 32800 | 17.5 | 8.1 | 34000 | 27800 | 81.76% | 2.42 | 0 | 9.5 |  |  |  | No | R-410A | 2.7333 | Residential & Commercial | No
212627405 | Central HP <5.4 tons | COLEMAN | HRCU-A-CB (Split System: Heat Pump with Remote Outdoor Unit-Air-Source) | HMH72B341 | ASPEN |  | D(A,C,E)42D36+TDR | TL8E060A12UH11 | 32800 | 18 | 8.1 | 33400 | 29000 | 86.83% | 2.46 | 0 | 9.5 |  |  |  | No | R-410A | 2.7333 | Residential & Commercial | No
212627430 | Central HP <5.4 tons | COLEMAN | HRCU-A-CB (Split System: Heat Pump with Remote Outdoor Unit-Air-Source) | HMH72B341 | ASPEN |  | D(A,C,E)42B36+TDR | TM8E080B12MP11 | 32400 | 18 | 8.5 | 34000 | 28000 | 82.35% | 2.63 | 0 | 9.5 |  |  |  | No | R-410A | 2.7 | Residential & Commercial | No
212627462 | Central HP <5.4 tons | COLEMAN | HRCU-A-CB (Split System: Heat Pump with Remote Outdoor Unit-Air-Source) | HMH72B341 | ASPEN |  | D(A,C,E)48D36+TDR | TM9Y080B12MP11 | 33600 | 18 | 8.1 | 34000 | 28000 | 82.35% | 2.41 | 0 | 9.5 |  |  |  | No | R-410A | 2.8 | Residential & Commercial | No
211227603 | Central HP <5.4 tons | ARCOAIRE | HRCU-A-CB (Split System: Heat Pump with Remote Outdoor Unit-Air-Source) | DLCURAH36ABK |  |  | EA*4X42L21A* | *96VSN0801716A* | 35200 | 15.5 | 8.1 | 38500 | 35000 | 90.91% | 1.86 | 0 | 9.5 |  |  |  | No | R-410A | 2.9333 | Residential & Commercial | No
212627464 | Central HP <5.4 tons | COLEMAN | HRCU-A-CB (Split System: Heat Pump with Remote Outdoor Unit-Air-Source) | HMH72B341 | ASPEN |  | C(A,C,D,E)36B26+TDR | TMLE080B12MP11 | 29200 | 17.2 | 8.1 | 34000 | 28000 | 82.35% | 2.41 | 0 | 8.9 |  |  |  | No | R-410A | 2.4333 | Residential & Commercial | No
212627015 | Central HP <5.4 tons | COLEMAN | HRCU-A-CB (Split System: Heat Pump with Remote Outdoor Unit-Air-Source) | HMH72B341 | ASPEN |  | D(A,C,E)42A36+TDR | TM9Y080C16MP11 | 31800 | 18.5 | 8.4 | 33800 | 27800 | 82.25% | 2.64 | 0 | 9.4 |  |  |  | No | R-410A | 2.65 | Residential & Commercial | No
212627049 | Central HP <5.4 tons | COLEMAN | HRCU-A-CB (Split System: Heat Pump with Remote Outdoor Unit-Air-Source) | HMH72B341 | ASPEN |  | D(A,C,E)48C26+TDR | CP9C080C16MP13 | 30800 | 17.2 | 8.1 | 33800 | 27400 | 81.07% | 2.45 | 0 | 9 |  |  |  | No | R-410A | 2.5667 | Residential & Commercial | No
212627478 | Central HP <5.4 tons | COLEMAN | HRCU-A-CB (Split System: Heat Pump with Remote Outdoor Unit-Air-Source) | HMH72B341 | ASPEN |  | D(A,C,E)42C36+TDR | TMLE080B12MP11 | 32800 | 18 | 8.1 | 34000 | 28000 | 82.35% | 2.41 | 0 | 9.5 |  |  |  | No | R-410A | 2.7333 | Residential & Commercial | No
212627494 | Central HP <5.4 tons | COLEMAN | HRCU-A-CB (Split System: Heat Pump with Remote Outdoor Unit-Air-Source) | HMH72B341 | ASPEN |  | C(A,C,D,E)48C26+TDR | TM8V060A12MP12 | 32000 | 17.5 | 8.1 | 33400 | 28800 | 86.23% | 2.49 | 0 | 9 |  |  |  | No | R-410A | 2.6667 | Residential & Commercial | No
212627521 | Central HP <5.4 tons | COLEMAN | HRCU-A-CB (Split System: Heat Pump with Remote Outdoor Unit-Air-Source) | HMH72B341 | ASPEN |  | D(A,C,E)48D36+TDR | CP9C080B12MP13 | 32800 | 17 | 8.1 | 33600 | 29600 | 88.1% | 2.45 | 0 | 9.5 |  |  |  | No | R-410A | 2.7333 | Residential & Commercial | No
212627544 | Central HP <5.4 tons | COLEMAN | HRCU-A-CB (Split System: Heat Pump with Remote Outdoor Unit-Air-Source) | HMH72B341 | ASPEN |  | D(A,C,E)36D36+TDR | TM9Y100C20MP11 | 32800 | 15.5 | 8.1 | 34000 | 27800 | 81.76% | 2.38 | 0 | 9.5 |  |  |  | No | R-410A | 2.7333 | Residential & Commercial | No
212624815 | Central HP <5.4 tons | COLEMAN | HRCU-A-CB (Split System: Heat Pump with Remote Outdoor Unit-Air-Source) | HMH72B341 | ASPEN |  | D(A,C,E)48D24+TDR | TL8E080C16UH11 | 31000 | 17.3 | 8.5 | 34000 | 27800 | 81.76% | 2.68 | 0 | 9.7 |  |  |  | No | R-410A | 2.5833 | Residential & Commercial | No
212624822 | Central HP <5.4 tons | COLEMAN | HRCU-A-CB (Split System: Heat Pump with Remote Outdoor Unit-Air-Source) | HMH72B341 | ASPEN |  | C(A,C,D,E)36B34+TDR | TL9E080C16UH11 | 32000 | 17.5 | 8.5 | 34000 | 28000 | 82.35% | 2.66 | 0 | 9.4 |  |  |  | No | R-410A | 2.6667 | Residential & Commercial | No
212624863 | Central HP <5.4 tons | COLEMAN | HRCU-A-CB (Split System: Heat Pump with Remote Outdoor Unit-Air-Source) | HMH72B341 | ASPEN |  | C(A,C,D,E)42B24+TDR | TM8Y100C16MP11 | 29800 | 17.8 | 8.5 | 34000 | 27000 | 79.41% | 2.66 | 0 | 9.5 |  |  |  | No | R-410A | 2.4833 | Residential & Commercial | No
212628111 | Central HP <5.4 tons | COLEMAN | HRCU-A-CB (Split System: Heat Pump with Remote Outdoor Unit-Air-Source) | HMH72B341 | ASPEN |  | D(A,C,E)48B36+TDR | TM9V100C20MP12 | 32600 | 17.5 | 8.5 | 34000 | 28400 | 83.53% | 2.7 | 0 | 9.5 |  |  |  | No | R-410A | 2.7167 | Residential & Commercial | No
213079396 | Central HP <5.4 tons | GRANDAIRE | HRCU-A-CB (Split System: Heat Pump with Remote Outdoor Unit-Air-Source) | WDLCURAH36ABK |  |  | WLA*364CA* | WFAX060B042B* | 35000 | 16 | 8.1 | 38500 | 35000 | 90.91% | 2 | 0 | 9.5 |  |  |  | No | R-410A | 2.9167 | Residential & Commercial | No
212627814 | Central HP <5.4 tons | COLEMAN | HRCU-A-CB (Split System: Heat Pump with Remote Outdoor Unit-Air-Source) | HMH72B341 | ASPEN |  | C(A,C,D,E)36B26+TDR | TPLC080C16MP13 | 29200 | 16.7 | 8.1 | 33800 | 27400 | 81.07% | 2.47 | 0 | 9.4 |  |  |  | No | R-410A | 2.4333 | Residential & Commercial | No
212627862 | Central HP <5.4 tons | COLEMAN | HRCU-A-CB (Split System: Heat Pump with Remote Outdoor Unit-Air-Source) | HMH72B341 | ASPEN |  | C(A,C,D,E)36A46+TDR | TL8E080C16UH11 | 32000 | 17.5 | 8.5 | 34000 | 27800 | 81.76% | 2.68 | 0 | 9.9 |  |  |  | No | R-410A | 2.6667 | Residential & Commercial | No
212627097 | Central HP <5.4 tons | COLEMAN | HRCU-A-CB (Split System: Heat Pump with Remote Outdoor Unit-Air-Source) | HMH72B341 | ASPEN |  | D(A,C,E)48D26+TDR | TP9C080C16MP13 | 31200 | 17.3 | 8.1 | 33800 | 27400 | 81.07% | 2.45 | 0 | 9.7 |  |  |  | No | R-410A | 2.6 | Residential & Commercial | No
212627116 | Central HP <5.4 tons | COLEMAN | HRCU-A-CB (Split System: Heat Pump with Remote Outdoor Unit-Air-Source) | HMH72B341 | ASPEN |  | D(A,C,E)48B26+TDR | TL8E080C16UH11 | 30200 | 17 | 8.4 | 33800 | 27400 | 81.07% | 2.66 | 0 | 9 |  |  |  | No | R-410A | 2.5167 | Residential & Commercial | No
212383125 | Central HP <5.4 tons | ARCOAIRE | HRCU-A-CB (Split System: Heat Pump with Remote Outdoor Unit-Air-Source) | DLCURAH36ABK |  |  | EA*4X36L21A* | *96VSN1002120A* | 35200 | 16 | 8.1 | 39000 | 35200 | 90.26% | 1.82 | 0 | 9.5 |  |  |  | No | R-410A | 2.9333 | Residential & Commercial | No
211226586 | Central HP <5.4 tons | KEEPRITE | HRCU-A-CB (Split System: Heat Pump with Remote Outdoor Unit-Air-Source) | DLCURAH36ABK |  |  | EA*4X37L17A* | *80VTL0451412A* | 36000 | 15.2 | 8.1 | 38500 | 35000 | 90.91% | 2.02 | 0 | 9.5 |  |  |  | No | R-410A | 3 | Residential & Commercial | No
214303084 | Central HP <5.4 tons | RUUD | HRCU-A-CB (Split System: Heat Pump with Remote Outdoor Unit-Air-Source) | RD17AZ24AJ3N | ADP |  | H,RG34936 | R921V0603A17M4S | 22000 | 17 | 8.1 | 21000 | 16600 | 79.05% | 2 | 0 | 9.5 |  |  |  | No | R-410A | 1.8333 | Residential & Commercial | No
211227571 | Central HP <5.4 tons | GRANDAIRE | HRCU-A-CB (Split System: Heat Pump with Remote Outdoor Unit-Air-Source) | WDLCURAH36ABK |  |  | WLA*424CA* | WFSX060B042A* | 35000 | 15.5 | 8.1 | 38500 | 35000 | 90.91% | 1.86 | 0 | 9.5 |  |  |  | No | R-410A | 2.9167 | Residential & Commercial | No
212627147 | Central HP <5.4 tons | COLEMAN | HRCU-A-CB (Split System: Heat Pump with Remote Outdoor Unit-Air-Source) | HMH72B341 | ASPEN |  | D(A,C,E)42D26+TDR | TM8Y100C20MP11 | 32600 | 18 | 8.4 | 33800 | 30000 | 88.76% | 2.83 | 0 | 9 |  |  |  | No | R-410A | 2.7167 | Residential & Commercial | No
212624940 | Central HP <5.4 tons | COLEMAN | HRCU-A-CB (Split System: Heat Pump with Remote Outdoor Unit-Air-Source) | HMH72B341 | ASPEN |  | D(A,C,E)42C24+TDR | TM8Y080C16MP11 | 30200 | 17.9 | 8.5 | 34000 | 27400 | 80.59% | 2.67 | 0 | 9 |  |  |  | No | R-410A | 2.5167 | Residential & Commercial | No
212625015 | Central HP <5.4 tons | COLEMAN | HRCU-A-CB (Split System: Heat Pump with Remote Outdoor Unit-Air-Source) | HMH72B341 | ASPEN |  | D(A,C,E)42D24+TDR | TM8Y100C16MP11 | 30600 | 18.1 | 8.5 | 34000 | 27400 | 80.59% | 2.67 | 0 | 9.6 |  |  |  | No | R-410A | 2.55 | Residential & Commercial | No
212627896 | Central HP <5.4 tons | COLEMAN | HRCU-A-CB (Split System: Heat Pump with Remote Outdoor Unit-Air-Source) | HMH72B341 | ASPEN |  | D(A,C,E)42C36+TDR | TL9E080C16UH11 | 32800 | 17.5 | 8.5 | 34000 | 28000 | 82.35% | 2.66 | 0 | 9.5 |  |  |  | No | R-410A | 2.7333 | Residential & Commercial | No
212627907 | Central HP <5.4 tons | COLEMAN | HRCU-A-CB (Split System: Heat Pump with Remote Outdoor Unit-Air-Source) | HMH72B341 | ASPEN |  | D(A,C,E)42C36+TDR | TM8Y120C20MP11 | 33600 | 18 | 8.4 | 34000 | 30200 | 88.82% | 2.83 | 0 | 9.5 |  |  |  | No | R-410A | 2.8 | Residential & Commercial | No
213205583 | Central HP <5.4 tons | TEMPSTAR | HRCU-A-CB (Split System: Heat Pump with Remote Outdoor Unit-Air-Source) | DLCURAH36ABK | ASPEN |  | D(A,C,E)36B34+TDR | *92ESN0601714A* | 35200 | 16 | 8.1 | 38500 | 32200 | 83.64% | 2.53 | 0 | 9.5 |  |  |  | No | R-410A | 2.9333 | Residential & Commercial | No
213205166 | Central HP <5.4 tons | TEMPSTAR | HRCU-A-CB (Split System: Heat Pump with Remote Outdoor Unit-Air-Source) | DLCURAH30ABK | ASPEN |  | D(A,C,E)36C34+TDR | *80ES(N,L)0702116A* | 29600 | 15.2 | 8.1 | 33600 | 23800 | 70.83% | 2.69 | 0 | 9 |  |  |  | No | R-410A | 2.4667 | Residential & Commercial | No
213205168 | Central HP <5.4 tons | TEMPSTAR | HRCU-A-CB (Split System: Heat Pump with Remote Outdoor Unit-Air-Source) | DLCURAH30ABK | ASPEN |  | D(A,C,E)42B34+TDR | *80ES(N,L)0702116A* | 29600 | 15.2 | 8.1 | 33600 | 23800 | 70.83% | 2.69 | 0 | 9 |  |  |  | No | R-410A | 2.4667 | Residential & Commercial | No
213205251 | Central HP <5.4 tons | TEMPSTAR | HRCU-A-CB (Split System: Heat Pump with Remote Outdoor Unit-Air-Source) | DLCURAH30ABK | ASPEN |  | D(A,C,E)36C34+TDR | *80ES(N,L)1102420A* | 29600 | 15.2 | 8.1 | 33800 | 24000 | 71.01% | 2.7 | 0 | 9 |  |  |  | No | R-410A | 2.4667 | Residential & Commercial | No
213205316 | Central HP <5.4 tons | TEMPSTAR | HRCU-A-CB (Split System: Heat Pump with Remote Outdoor Unit-Air-Source) | DLCURAH30ABK | ASPEN |  | D(A,C,E)30D44+TDR | *92ESN0801716A* | 29600 | 15.2 | 8.1 | 33800 | 24000 | 71.01% | 2.67 | 0 | 9 |  |  |  | No | R-410A | 2.4667 | Residential & Commercial | No
214303093 | Central HP <5.4 tons | RUUD | HRCU-A-CB (Split System: Heat Pump with Remote Outdoor Unit-Air-Source) | RD17AZ24AJ3N | ADP |  | H,RG34936 | R962V0703A17M4S | 22000 | 17 | 8.1 | 21000 | 16500 | 78.57% | 2 | 0 | 9.5 |  |  |  | No | R-410A | 1.8333 | Residential & Commercial | No
212977025 | Central HP <5.4 tons | KEEPRITE | HRCU-A-CB (Split System: Heat Pump with Remote Outdoor Unit-Air-Source) | DLCURAH30ABK |  |  | EA*4X37L21A* | *96VTN1002122B* | 30400 | 15.2 | 8.1 | 33400 | 26400 | 79.04% | 1.84 | 0 | 9 |  |  |  | No | R-410A | 2.5333 | Residential & Commercial | No
212627932 | Central HP <5.4 tons | COLEMAN | HRCU-A-CB (Split System: Heat Pump with Remote Outdoor Unit-Air-Source) | HMH72B341 | ASPEN |  | C(A,C,D,E)36B26+TDR | TM8Y080C16MP11 | 29200 | 17.7 | 8.5 | 34000 | 27400 | 80.59% | 2.67 | 0 | 9.4 |  |  |  | No | R-410A | 2.4333 | Residential & Commercial | No
212627149 | Central HP <5.4 tons | COLEMAN | HRCU-A-CB (Split System: Heat Pump with Remote Outdoor Unit-Air-Source) | HMH72B341 | ASPEN |  | D(A,C,E)42D26+TDR | TM8Y120C20MP11 | 32600 | 18 | 8.4 | 33800 | 30000 | 88.76% | 2.83 | 0 | 9 |  |  |  | No | R-410A | 2.7167 | Residential & Commercial | No
212627231 | Central HP <5.4 tons | COLEMAN | HRCU-A-CB (Split System: Heat Pump with Remote Outdoor Unit-Air-Source) | HMH72B341 | ASPEN |  | D(A,C,E)42D36+TDR | TPLC080B12MP13 | 32400 | 17 | 8.1 | 33600 | 29400 | 87.5% | 2.42 | 0 | 9.5 |  |  |  | No | R-410A | 2.7 | Residential & Commercial | No
212627248 | Central HP <5.4 tons | COLEMAN | HRCU-A-CB (Split System: Heat Pump with Remote Outdoor Unit-Air-Source) | HMH72B341 | ASPEN |  | D(A,C,E)36D26+TDR | TL9E060B12UH11 | 30200 | 17.5 | 8.1 | 34000 | 27800 | 81.76% | 2.4 | 0 | 9.1 |  |  |  | No | R-410A | 2.5167 | Residential & Commercial | No
212627250 | Central HP <5.4 tons | COLEMAN | HRCU-A-CB (Split System: Heat Pump with Remote Outdoor Unit-Air-Source) | HMH72B341 | ASPEN |  | D(A,C,E)42A46+TDR | TL9E060B12UH11 | 32400 | 18 | 8.1 | 34000 | 27800 | 81.76% | 2.4 | 0 | 9.5 |  |  |  | No | R-410A | 2.7 | Residential & Commercial | No
212625122 | Central HP <5.4 tons | COLEMAN | HRCU-A-CB (Split System: Heat Pump with Remote Outdoor Unit-Air-Source) | HMH72B341 | ASPEN |  | D(A,C,E)36D24+TDR | TP9C100C16MP13 | 30200 | 17 | 8.1 | 34000 | 27400 | 80.59% | 2.47 | 0 | 9 |  |  |  | No | R-410A | 2.5167 | Residential & Commercial | No
212625199 | Central HP <5.4 tons | COLEMAN | HRCU-A-CB (Split System: Heat Pump with Remote Outdoor Unit-Air-Source) | HMH72B341 | ASPEN |  | D(A,C,E)36B44+TDR | TM8Y100C20MP11 | 33600 | 18 | 8.5 | 34000 | 30200 | 88.82% | 2.85 | 0 | 9.5 |  |  |  | No | R-410A | 2.8 | Residential & Commercial | No
212627957 | Central HP <5.4 tons | COLEMAN | HRCU-A-CB (Split System: Heat Pump with Remote Outdoor Unit-Air-Source) | HMH72B341 | ASPEN |  | C(A,C,D,E)36C26+TDR | TM8Y100C16MP11 | 29800 | 17.8 | 8.5 | 34000 | 27400 | 80.59% | 2.67 | 0 | 9.5 |  |  |  | No | R-410A | 2.4833 | Residential & Commercial | No
212627980 | Central HP <5.4 tons | COLEMAN | HRCU-A-CB (Split System: Heat Pump with Remote Outdoor Unit-Air-Source) | HMH72B341 | ASPEN |  | C(A,C,D,E)36C26+TDR | TM9V100C16MP12 | 29800 | 16.9 | 8.5 | 34000 | 27400 | 80.59% | 2.67 | 0 | 9.5 |  |  |  | No | R-410A | 2.4833 | Residential & Commercial | No
212628005 | Central HP <5.4 tons | COLEMAN | HRCU-A-CB (Split System: Heat Pump with Remote Outdoor Unit-Air-Source) | HMH72B341 | ASPEN |  | C(A,C,D,E)48C26+TDR | TP9C100C16MP13 | 30600 | 17.2 | 8.1 | 34000 | 27400 | 80.59% | 2.47 | 0 | 9.6 |  |  |  | No | R-410A | 2.55 | Residential & Commercial | No
212627284 | Central HP <5.4 tons | COLEMAN | HRCU-A-CB (Split System: Heat Pump with Remote Outdoor Unit-Air-Source) | HMH72B341 | ASPEN |  | D(A,C,E)42C36+TDR | TM9E060B12MP12 | 32800 | 17.5 | 8.1 | 34000 | 28000 | 82.35% | 2.39 | 0 | 9.5 |  |  |  | No | R-410A | 2.7333 | Residential & Commercial | No
212627331 | Central HP <5.4 tons | COLEMAN | HRCU-A-CB (Split System: Heat Pump with Remote Outdoor Unit-Air-Source) | HMH72B341 | ASPEN |  | D(A,C,E)48C26+TDR | CP9C060B12MP13 | 30800 | 17.2 | 8.1 | 34000 | 27800 | 81.76% | 2.42 | 0 | 9 |  |  |  | No | R-410A | 2.5667 | Residential & Commercial | No
212627332 | Central HP <5.4 tons | COLEMAN | HRCU-A-CB (Split System: Heat Pump with Remote Outdoor Unit-Air-Source) | HMH72B341 | ASPEN |  | D(A,C,E)48C36+TDR | CP9C060B12MP13 | 33200 | 17.5 | 8.1 | 34000 | 27800 | 81.76% | 2.42 | 0 | 9 |  |  |  | No | R-410A | 2.7667 | Residential & Commercial | No
212984552 | Central HP <5.4 tons | GRANDAIRE | HRCU-A-CB (Split System: Heat Pump with Remote Outdoor Unit-Air-Source) | WDLCURAH30ABK |  |  | WLNC424BA* | WFAX080B048B* | 30000 | 15.2 | 8.1 | 34000 | 27600 | 81.18% | 1.78 | 0 | 9 |  |  |  | No | R-410A | 2.5 | Residential & Commercial | No
211712582 | Central HP <5.4 tons | GRANDAIRE | HRCU-A-CB (Split System: Heat Pump with Remote Outdoor Unit-Air-Source) | WDLCURAH30ABK |  |  | WLA*424CA* | WFEU080C060A* | 29800 | 15.2 | 8.1 | 33800 | 27200 | 80.47% | 1.78 | 0 | 9 |  |  |  | No | R-410A | 2.4833 | Residential & Commercial | No
212627415 | Central HP <5.4 tons | COLEMAN | HRCU-A-CB (Split System: Heat Pump with Remote Outdoor Unit-Air-Source) | HMH72B341 | ASPEN |  | D(A,C,E)48D26+TDR | TM9V080B12MP12 | 32200 | 17 | 8.4 | 34000 | 29400 | 86.47% | 2.74 | 0 | 9.5 |  |  |  | No | R-410A | 2.6833 | Residential & Commercial | No
212625206 | Central HP <5.4 tons | COLEMAN | HRCU-A-CB (Split System: Heat Pump with Remote Outdoor Unit-Air-Source) | HMH72B341 | ASPEN |  | D(A,C,E)48D24+TDR | TM8Y100C20MP11 | 33000 | 18 | 8.5 | 34000 | 30200 | 88.82% | 2.85 | 0 | 9.5 |  |  |  | No | R-410A | 2.75 | Residential & Commercial | No
212625340 | Central HP <5.4 tons | COLEMAN | HRCU-A-CB (Split System: Heat Pump with Remote Outdoor Unit-Air-Source) | HMH72B341 | ASPEN |  | D(A,C,E)36A44+TDR | CP9C100C20MP13 | 32000 | 17.5 | 8.1 | 34000 | 28400 | 83.53% | 2.46 | 0 | 9.4 |  |  |  | No | R-410A | 2.6667 | Residential & Commercial | No
212625381 | Central HP <5.4 tons | COLEMAN | HRCU-A-CB (Split System: Heat Pump with Remote Outdoor Unit-Air-Source) | HMH72B341 | ASPEN |  | C(A,C,D,E)42C24+TDR | TM9V100C20MP12 | 30000 | 17 | 8.5 | 34000 | 28400 | 83.53% | 2.7 | 0 | 9 |  |  |  | No | R-410A | 2.5 | Residential & Commercial | No
212625465 | Central HP <5.4 tons | COLEMAN | HRCU-A-CB (Split System: Heat Pump with Remote Outdoor Unit-Air-Source) | HMH72B341 | ASPEN |  | D(A,C,E)48C24+TDR | TP9C100C20MP13 | 30400 | 17.1 | 8.1 | 34000 | 28400 | 83.53% | 2.46 | 0 | 9 |  |  |  | No | R-410A | 2.5333 | Residential & Commercial | No
212625467 | Central HP <5.4 tons | COLEMAN | HRCU-A-CB (Split System: Heat Pump with Remote Outdoor Unit-Air-Source) | HMH72B341 | ASPEN |  | D(A,C,E)48C34+TDR | TP9C100C20MP13 | 33000 | 17.5 | 8.1 | 34000 | 28400 | 83.53% | 2.46 | 0 | 9 |  |  |  | No | R-410A | 2.75 | Residential & Commercial | No
212625472 | Central HP <5.4 tons | COLEMAN | HRCU-A-CB (Split System: Heat Pump with Remote Outdoor Unit-Air-Source) | HMH72B341 | ASPEN |  | D(A,C,E)48D34+TDR | TP9C100C20MP13 | 33400 | 17.5 | 8.1 | 34000 | 28400 | 83.53% | 2.46 | 0 | 9.5 |  |  |  | No | R-410A | 2.7833 | Residential & Commercial | No
212383331 | Central HP <5.4 tons | ARCOAIRE | HRCU-A-CB (Split System: Heat Pump with Remote Outdoor Unit-Air-Source) | DLCURAH36ABK |  |  | EA*4X36L21A* | *92ESN0801716A* | 35200 | 16 | 8.1 | 39000 | 35200 | 90.26% | 1.82 | 0 | 9.5 |  |  |  | No | R-410A | 2.9333 | Residential & Commercial | No
212625533 | Central HP <5.4 tons | COLEMAN | HRCU-A-CB (Split System: Heat Pump with Remote Outdoor Unit-Air-Source) | HMH72B341 | ASPEN |  | C(A,C,D,E)42A36+TDR | TM9Y120D20MP11 | 31400 | 16.4 | 8.4 | 32200 | 28000 | 86.96% | 2.74 | 0 | 9.3 |  |  |  | No | R-410A | 2.6167 | Residential & Commercial | No
212625547 | Central HP <5.4 tons | COLEMAN | HRCU-A-CB (Split System: Heat Pump with Remote Outdoor Unit-Air-Source) | HMH72B341 | ASPEN |  | D(A,C,E)48A36+TDR | CPLC100C20MP13 | 31600 | 16.5 | 8.1 | 32200 | 27600 | 85.71% | 2.44 | 0 | 8.9 |  |  |  | No | R-410A | 2.6333 | Residential & Commercial | No
212625558 | Central HP <5.4 tons | COLEMAN | HRCU-A-CB (Split System: Heat Pump with Remote Outdoor Unit-Air-Source) | HMH72B341 | ASPEN |  | D(A,C,E)36A36+TDR | CPLC120C20MP13 | 31000 | 16.3 | 8.1 | 32200 | 27600 | 85.71% | 2.44 | 0 | 8.8 |  |  |  | No | R-410A | 2.5833 | Residential & Commercial | No
212625631 | Central HP <5.4 tons | COLEMAN | HRCU-A-CB (Split System: Heat Pump with Remote Outdoor Unit-Air-Source) | HMH72B341 | ASPEN |  | D(A,C,E)48A36+TDR | TM9V120D20MP12 | 31800 | 17 | 8.5 | 32200 | 28200 | 87.58% | 2.8 | 0 | 9.4 |  |  |  | No | R-410A | 2.65 | Residential & Commercial | No
212625633 | Central HP <5.4 tons | COLEMAN | HRCU-A-CB (Split System: Heat Pump with Remote Outdoor Unit-Air-Source) | HMH72B341 | ASPEN |  | C(A,C,D,E)48A36+TDR | TP9C120D20MP13 | 31800 | 17 | 8.1 | 32200 | 28200 | 87.58% | 2.5 | 0 | 9.4 |  |  |  | No | R-410A | 2.65 | Residential & Commercial | No
212626062 | Central HP <5.4 tons | COLEMAN | HRCU-A-CB (Split System: Heat Pump with Remote Outdoor Unit-Air-Source) | HMH72B341 | ASPEN |  | C(A,C,D,E)42A26+TDR | TM8Y120C20MP11 | 31200 | 17.9 | 8.1 | 33400 | 29800 | 89.22% | 2.75 | 0 | 9.3 |  |  |  | No | R-410A | 2.6 | Residential & Commercial | No
214303023 | Central HP <5.4 tons | RUUD | HRCU-A-CB (Split System: Heat Pump with Remote Outdoor Unit-Air-Source) | RD17AZ36AJ3N | ADP |  | H,RG82936 | R962V0703A17M4S | 33600 | 18 | 8.1 | 32600 | 29200 | 89.57% | 1.9 | 0 | 9.5 |  |  |  | No | R-410A | 2.8 | Residential & Commercial | No
212627432 | Central HP <5.4 tons | COLEMAN | HRCU-A-CB (Split System: Heat Pump with Remote Outdoor Unit-Air-Source) | HMH72B341 | ASPEN |  | D(A,C,E)42C36+TDR | TM8E080B12MP11 | 32800 | 18 | 8.5 | 34000 | 28000 | 82.35% | 2.63 | 0 | 9.5 |  |  |  | No | R-410A | 2.7333 | Residential & Commercial | No
212627465 | Central HP <5.4 tons | COLEMAN | HRCU-A-CB (Split System: Heat Pump with Remote Outdoor Unit-Air-Source) | HMH72B341 | ASPEN |  | C(A,C,D,E)36B36+TDR | TMLE080B12MP11 | 32000 | 18 | 8.1 | 34000 | 28000 | 82.35% | 2.41 | 0 | 9.4 |  |  |  | No | R-410A | 2.6667 | Residential & Commercial | No
212627549 | Central HP <5.4 tons | COLEMAN | HRCU-A-CB (Split System: Heat Pump with Remote Outdoor Unit-Air-Source) | HMH72B341 | ASPEN |  | D(A,C,E)42D36+TDR | TM9Y100C20MP11 | 33000 | 15.5 | 8.1 | 34000 | 27800 | 81.76% | 2.38 | 0 | 9 |  |  |  | No | R-410A | 2.75 | Residential & Commercial | No
212625640 | Central HP <5.4 tons | COLEMAN | HRCU-A-CB (Split System: Heat Pump with Remote Outdoor Unit-Air-Source) | HMH72B341 | ASPEN |  | C(A,C,D,E)36C26+TDR | CPLC120C20MP13 | 29000 | 15.8 | 8.1 | 32400 | 27400 | 84.57% | 2.45 | 0 | 8.5 |  |  |  | No | R-410A | 2.4167 | Residential & Commercial | No
212625674 | Central HP <5.4 tons | COLEMAN | HRCU-A-CB (Split System: Heat Pump with Remote Outdoor Unit-Air-Source) | HMH72B341 | ASPEN |  | D(A,C,E)42C36+TDR | CPLC100C20MP13 | 32200 | 16.5 | 8.1 | 32400 | 27800 | 85.8% | 2.44 | 0 | 9 |  |  |  | No | R-410A | 2.6833 | Residential & Commercial | No
212625690 | Central HP <5.4 tons | COLEMAN | HRCU-A-CB (Split System: Heat Pump with Remote Outdoor Unit-Air-Source) | HMH72B341 | ASPEN |  | D(A,C,E)36D36+TDR | CPLC120C20MP13 | 32200 | 16.5 | 8.1 | 32400 | 27800 | 85.8% | 2.44 | 0 | 9 |  |  |  | No | R-410A | 2.6833 | Residential & Commercial | No
214229284 | Central HP <5.4 tons | KEEPRITE | HRCU-A-CB (Split System: Heat Pump with Remote Outdoor Unit-Air-Source) | DLCURAH36ABK |  |  | EA*4X36L17A* | *80MSU0601716A* | 34800 | 16 | 8.1 | 38500 | 35200 | 91.43% | 1.82 | 0 | 9.5 |  |  |  | No | R-410A | 2.9 | Residential & Commercial | No
211228823 | Central HP <5.4 tons | ARCOAIRE | HRCU-A-CB (Split System: Heat Pump with Remote Outdoor Unit-Air-Source) | DLCURAH36ABK |  |  | EA*4X48L21A* | *80VSL0451716A* | 35600 | 15.5 | 8.1 | 38500 | 34800 | 90.39% | 2.04 | 0 | 9.5 |  |  |  | No | R-410A | 2.9667 | Residential & Commercial | No
212625733 | Central HP <5.4 tons | COLEMAN | HRCU-A-CB (Split System: Heat Pump with Remote Outdoor Unit-Air-Source) | HMH72B341 | ASPEN |  | D(A,C,E)42D36+TDR | TM8V120C20MP12 | 32600 | 16.5 | 8.5 | 32400 | 27800 | 85.8% | 2.7 | 0 | 9 |  |  |  | No | R-410A | 2.7167 | Residential & Commercial | No
212627553 | Central HP <5.4 tons | COLEMAN | HRCU-A-CB (Split System: Heat Pump with Remote Outdoor Unit-Air-Source) | HMH72B341 | ASPEN |  | D(A,C,E)48D26+TDR | TM9Y100C20MP11 | 30800 | 15.2 | 8.1 | 34000 | 27800 | 81.76% | 2.38 | 0 | 9.2 |  |  |  | No | R-410A | 2.5667 | Residential & Commercial | No
212627619 | Central HP <5.4 tons | COLEMAN | HRCU-A-CB (Split System: Heat Pump with Remote Outdoor Unit-Air-Source) | HMH72B341 | ASPEN |  | C(A,C,D,E)42B36+TDR | TM8V080C16MP12 | 32200 | 17.5 | 8.4 | 34000 | 27400 | 80.59% | 2.65 | 0 | 9.9 |  |  |  | No | R-410A | 2.6833 | Residential & Commercial | No
212627648 | Central HP <5.4 tons | COLEMAN | HRCU-A-CB (Split System: Heat Pump with Remote Outdoor Unit-Air-Source) | HMH72B341 | ASPEN |  | C(A,C,D,E)36C36+TDR | TM9Y080C16MP11 | 32400 | 18.5 | 8.5 | 34000 | 28000 | 82.35% | 2.66 | 0 | 9.5 |  |  |  | No | R-410A | 2.7 | Residential & Commercial | No
212627655 | Central HP <5.4 tons | COLEMAN | HRCU-A-CB (Split System: Heat Pump with Remote Outdoor Unit-Air-Source) | HMH72B341 | ASPEN |  | D(A,C,E)36D36+TDR | TM9Y080C16MP11 | 32800 | 18.5 | 8.5 | 34000 | 28000 | 82.35% | 2.66 | 0 | 9.5 |  |  |  | No | R-410A | 2.7333 | Residential & Commercial | No
212627662 | Central HP <5.4 tons | COLEMAN | HRCU-A-CB (Split System: Heat Pump with Remote Outdoor Unit-Air-Source) | HMH72B341 | ASPEN |  | D(A,C,E)48B36+TDR | TM9Y080C16MP11 | 32600 | 18.5 | 8.5 | 34000 | 28000 | 82.35% | 2.66 | 0 | 9.5 |  |  |  | No | R-410A | 2.7167 | Residential & Commercial | No
212625817 | Central HP <5.4 tons | COLEMAN | HRCU-A-CB (Split System: Heat Pump with Remote Outdoor Unit-Air-Source) | HMH72B341 | ASPEN |  | D(A,C,E)48A36+TDR | TM9Y120D20MP11 | 31800 | 16.5 | 8.5 | 32400 | 28200 | 87.04% | 2.77 | 0 | 9.4 |  |  |  | No | R-410A | 2.65 | Residential & Commercial | No
212625849 | Central HP <5.4 tons | COLEMAN | HRCU-A-CB (Split System: Heat Pump with Remote Outdoor Unit-Air-Source) | HMH72B341 | ASPEN |  | D(A,C,E)48C36+TDR | CP9C120D20MP13 | 32800 | 17 | 8.1 | 32400 | 28200 | 87.04% | 2.51 | 0 | 9.5 |  |  |  | No | R-410A | 2.7333 | Residential & Commercial | No
212625858 | Central HP <5.4 tons | COLEMAN | HRCU-A-CB (Split System: Heat Pump with Remote Outdoor Unit-Air-Source) | HMH72B341 | ASPEN |  | D(A,C,E)36B36+TDR | TM9V120D20MP12 | 31600 | 17 | 8.5 | 32400 | 28200 | 87.04% | 2.79 | 0 | 9.3 |  |  |  | No | R-410A | 2.6333 | Residential & Commercial | No
212625865 | Central HP <5.4 tons | COLEMAN | HRCU-A-CB (Split System: Heat Pump with Remote Outdoor Unit-Air-Source) | HMH72B341 | ASPEN |  | D(A,C,E)42D26+TDR | TM9V120D20MP12 | 30200 | 16.5 | 8.5 | 32400 | 28200 | 87.04% | 2.79 | 0 | 9.1 |  |  |  | No | R-410A | 2.5167 | Residential & Commercial | No
212627682 | Central HP <5.4 tons | COLEMAN | HRCU-A-CB (Split System: Heat Pump with Remote Outdoor Unit-Air-Source) | HMH72B341 | ASPEN |  | D(A,C,E)48A36+TDR | TM8Y080C16MP11 | 32200 | 18.5 | 8.4 | 34000 | 27400 | 80.59% | 2.65 | 0 | 9.9 |  |  |  | No | R-410A | 2.6833 | Residential & Commercial | No
212627683 | Central HP <5.4 tons | COLEMAN | HRCU-A-CB (Split System: Heat Pump with Remote Outdoor Unit-Air-Source) | HMH72B341 | ASPEN |  | C(A,C,D,E)42B36+TDR | TM8Y100C16MP11 | 32200 | 18.5 | 8.4 | 34000 | 27400 | 80.59% | 2.65 | 0 | 9.9 |  |  |  | No | R-410A | 2.6833 | Residential & Commercial | No
211227693 | Central HP <5.4 tons | ARCOAIRE | HRCU-A-CB (Split System: Heat Pump with Remote Outdoor Unit-Air-Source) | DLCURAH36ABK |  |  | EA*4X42L21A* | *96VTN0802120A* | 35000 | 16 | 8.1 | 38500 | 35000 | 90.91% | 1.86 | 0 | 9.5 |  |  |  | No | R-410A | 2.9167 | Residential & Commercial | No
214302981 | Central HP <5.4 tons | RUUD | HRCU-A-CB (Split System: Heat Pump with Remote Outdoor Unit-Air-Source) | RD17AZ36AJ3N | ADP |  | H,RG82936 | R801V0504A17UHU | 33600 | 18 | 8.1 | 32600 | 29400 | 90.18% | 1.9 | 0 | 9.5 |  |  |  | No | R-410A | 2.8 | Residential & Commercial | No
212627700 | Central HP <5.4 tons | COLEMAN | HRCU-A-CB (Split System: Heat Pump with Remote Outdoor Unit-Air-Source) | HMH72B341 | ASPEN |  | D(A,C,E)36B36+TDR | CPLC080C16MP13 | 32000 | 17.5 | 8.1 | 33800 | 27400 | 81.07% | 2.47 | 0 | 9.9 |  |  |  | No | R-410A | 2.6667 | Residential & Commercial | No
212625883 | Central HP <5.4 tons | COLEMAN | HRCU-A-CB (Split System: Heat Pump with Remote Outdoor Unit-Air-Source) | HMH72B341 | ASPEN |  | D(A,C,E)42B36+TDR | TP9C120D20MP13 | 32000 | 17 | 8.1 | 32400 | 28200 | 87.04% | 2.51 | 0 | 9.4 |  |  |  | No | R-410A | 2.6667 | Residential & Commercial | No
212625885 | Central HP <5.4 tons | COLEMAN | HRCU-A-CB (Split System: Heat Pump with Remote Outdoor Unit-Air-Source) | HMH72B341 | ASPEN |  | D(A,C,E)42D26+TDR | TP9C120D20MP13 | 30200 | 16.5 | 8.1 | 32400 | 28200 | 87.04% | 2.51 | 0 | 9.1 |  |  |  | No | R-410A | 2.5167 | Residential & Commercial | No
212627782 | Central HP <5.4 tons | COLEMAN | HRCU-A-CB (Split System: Heat Pump with Remote Outdoor Unit-Air-Source) | HMH72B341 | ASPEN |  | D(A,C,E)48C26+TDR | TM8V100C16MP12 | 30600 | 17.2 | 8.5 | 34000 | 27400 | 80.59% | 2.67 | 0 | 9.6 |  |  |  | No | R-410A | 2.55 | Residential & Commercial | No
212626060 | Central HP <5.4 tons | COLEMAN | HRCU-A-CB (Split System: Heat Pump with Remote Outdoor Unit-Air-Source) | HMH72B341 | ASPEN |  | D(A,C,E)42A36+TDR | TM9E100C16MP12 | 32000 | 17.9 | 8.3 | 33400 | 27400 | 82.04% | 2.63 | 0 | 9.9 |  |  |  | No | R-410A | 2.6667 | Residential & Commercial | No
212626067 | Central HP <5.4 tons | COLEMAN | HRCU-A-CB (Split System: Heat Pump with Remote Outdoor Unit-Air-Source) | HMH72B341 | ASPEN |  | C(A,C,D,E)36C26+TDR | TM8Y080B12MP11 | 30000 | 17.4 | 8.5 | 33400 | 27400 | 82.04% | 2.65 | 0 | 9.5 |  |  |  | No | R-410A | 2.5 | Residential & Commercial | No
212626351 | Central HP <5.4 tons | COLEMAN | HRCU-A-CB (Split System: Heat Pump with Remote Outdoor Unit-Air-Source) | HMH72B341 | ASPEN |  | D(A,C,E)48B26+TDR | TM9V080C16MP12 | 30400 | 17 | 8.4 | 33600 | 27600 | 82.14% | 2.62 | 0 | 9 |  |  |  | No | R-410A | 2.5333 | Residential & Commercial | No
212628088 | Central HP <5.4 tons | COLEMAN | HRCU-A-CB (Split System: Heat Pump with Remote Outdoor Unit-Air-Source) | HMH72B341 | ASPEN |  | D(A,C,E)42C36+TDR | CP9C100C20MP13 | 32800 | 17.5 | 8.1 | 34000 | 28400 | 83.53% | 2.46 | 0 | 9.5 |  |  |  | No | R-410A | 2.7333 | Residential & Commercial | No
212628097 | Central HP <5.4 tons | COLEMAN | HRCU-A-CB (Split System: Heat Pump with Remote Outdoor Unit-Air-Source) | HMH72B341 | ASPEN |  | C(A,C,D,E)36B36+TDR | TM9V100C20MP12 | 32000 | 17.5 | 8.5 | 34000 | 28400 | 83.53% | 2.7 | 0 | 9.4 |  |  |  | No | R-410A | 2.6667 | Residential & Commercial | No
211227564 | Central HP <5.4 tons | ARCOAIRE | HRCU-A-CB (Split System: Heat Pump with Remote Outdoor Unit-Air-Source) | DLCURAH36ABK |  |  | EA*4X42L21A* | *95ESN0601714A* | 35000 | 15.5 | 8.1 | 38500 | 35000 | 90.91% | 1.86 | 0 | 9.5 |  |  |  | No | R-410A | 2.9167 | Residential & Commercial | No
213079431 | Central HP <5.4 tons | KEEPRITE | HRCU-A-CB (Split System: Heat Pump with Remote Outdoor Unit-Air-Source) | DLCURAH36ABK |  |  | EA*4X42L21A* | *92MSN0601714A* | 35200 | 16 | 8.1 | 38500 | 35200 | 91.43% | 1.88 | 0 | 9.5 |  |  |  | No | R-410A | 2.9333 | Residential & Commercial | No
212383000 | Central HP <5.4 tons | ARCOAIRE | HRCU-A-CB (Split System: Heat Pump with Remote Outdoor Unit-Air-Source) | DLCURAH36ABK |  |  | EA*4X36L17A* | *80ES(N,L)0901714A* | 35600 | 15.5 | 8.1 | 39500 | 35200 | 89.11% | 1.84 | 0 | 9.5 |  |  |  | No | R-410A | 2.9667 | Residential & Commercial | No
212627687 | Central HP <5.4 tons | COLEMAN | HRCU-A-CB (Split System: Heat Pump with Remote Outdoor Unit-Air-Source) | HMH72B341 | ASPEN |  | C(A,C,D,E)48A36+TDR | TM9V100C16MP12 | 32200 | 17.5 | 8.4 | 34000 | 27400 | 80.59% | 2.65 | 0 | 9.9 |  |  |  | No | R-410A | 2.6833 | Residential & Commercial | No
212627696 | Central HP <5.4 tons | COLEMAN | HRCU-A-CB (Split System: Heat Pump with Remote Outdoor Unit-Air-Source) | HMH72B341 | ASPEN |  | C(A,C,D,E)36C26+TDR | CPLC080C16MP13 | 29800 | 16.9 | 8.1 | 33800 | 27400 | 81.07% | 2.47 | 0 | 9.5 |  |  |  | No | R-410A | 2.4833 | Residential & Commercial | No
212627703 | Central HP <5.4 tons | COLEMAN | HRCU-A-CB (Split System: Heat Pump with Remote Outdoor Unit-Air-Source) | HMH72B341 | ASPEN |  | D(A,C,E)36D26+TDR | CPLC080C16MP13 | 30200 | 17 | 8.1 | 33800 | 27400 | 81.07% | 2.47 | 0 | 9 |  |  |  | No | R-410A | 2.5167 | Residential & Commercial | No
212626383 | Central HP <5.4 tons | COLEMAN | HRCU-A-CB (Split System: Heat Pump with Remote Outdoor Unit-Air-Source) | HMH72B341 | ASPEN |  | C(A,C,D,E)36C26+TDR | TM9E100C16MP12 | 30000 | 17.4 | 8.5 | 33600 | 27200 | 80.95% | 2.66 | 0 | 9.5 |  |  |  | No | R-410A | 2.5 | Residential & Commercial | No
212626399 | Central HP <5.4 tons | COLEMAN | HRCU-A-CB (Split System: Heat Pump with Remote Outdoor Unit-Air-Source) | HMH72B341 | ASPEN |  | D(A,C,E)48C26+TDR | TM9E100C16MP12 | 30800 | 17.7 | 8.5 | 33600 | 27200 | 80.95% | 2.66 | 0 | 9 |  |  |  | No | R-410A | 2.5667 | Residential & Commercial | No
212626401 | Central HP <5.4 tons | COLEMAN | HRCU-A-CB (Split System: Heat Pump with Remote Outdoor Unit-Air-Source) | HMH72B341 | ASPEN |  | D(A,C,E)48D26+TDR | TM9E100C16MP12 | 31200 | 17.8 | 8.5 | 33600 | 27200 | 80.95% | 2.66 | 0 | 9.7 |  |  |  | No | R-410A | 2.6 | Residential & Commercial | No
212627836 | Central HP <5.4 tons | COLEMAN | HRCU-A-CB (Split System: Heat Pump with Remote Outdoor Unit-Air-Source) | HMH72B341 | ASPEN |  | C(A,C,D,E)36A46+TDR | TPLC100C16MP13 | 32000 | 17.5 | 8.1 | 33800 | 27400 | 81.07% | 2.47 | 0 | 9.9 |  |  |  | No | R-410A | 2.6667 | Residential & Commercial | No
212627867 | Central HP <5.4 tons | COLEMAN | HRCU-A-CB (Split System: Heat Pump with Remote Outdoor Unit-Air-Source) | HMH72B341 | ASPEN |  | D(A,C,E)36A46+TDR | TL8E080C16UH11 | 32000 | 17.5 | 8.5 | 34000 | 27800 | 81.76% | 2.68 | 0 | 9.9 |  |  |  | No | R-410A | 2.6667 | Residential & Commercial | No
212627885 | Central HP <5.4 tons | COLEMAN | HRCU-A-CB (Split System: Heat Pump with Remote Outdoor Unit-Air-Source) | HMH72B341 | ASPEN |  | C(A,C,D,E)36B36+TDR | TL9E080C16UH11 | 32000 | 17.5 | 8.5 | 34000 | 28000 | 82.35% | 2.66 | 0 | 9.4 |  |  |  | No | R-410A | 2.6667 | Residential & Commercial | No
212627730 | Central HP <5.4 tons | COLEMAN | HRCU-A-CB (Split System: Heat Pump with Remote Outdoor Unit-Air-Source) | HMH72B341 | ASPEN |  | D(A,C,E)42C26+TDR | CPLC100C16MP13 | 30200 | 17 | 8.1 | 33800 | 27400 | 81.07% | 2.47 | 0 | 9 |  |  |  | No | R-410A | 2.5167 | Residential & Commercial | No
212626667 | Central HP <5.4 tons | COLEMAN | HRCU-A-CB (Split System: Heat Pump with Remote Outdoor Unit-Air-Source) | HMH72B341 | ASPEN |  | D(A,C,E)36D36+TDR | TM9E060A10MP12 | 32600 | 17.5 | 8.1 | 33800 | 27400 | 81.07% | 2.4 | 0 | 9.5 |  |  |  | No | R-410A | 2.7167 | Residential & Commercial | No
212626678 | Central HP <5.4 tons | COLEMAN | HRCU-A-CB (Split System: Heat Pump with Remote Outdoor Unit-Air-Source) | HMH72B341 | ASPEN |  | D(A,C,E)48D36+TDR | TM9E060A10MP12 | 33200 | 17.5 | 8.1 | 33800 | 27400 | 81.07% | 2.4 | 0 | 9.5 |  |  |  | No | R-410A | 2.7667 | Residential & Commercial | No
212626835 | Central HP <5.4 tons | COLEMAN | HRCU-A-CB (Split System: Heat Pump with Remote Outdoor Unit-Air-Source) | HMH72B341 | ASPEN |  | C(A,C,D,E)36C26+TDR | TM9E080B12MP12 | 30000 | 16.9 | 8.5 | 33800 | 27400 | 81.07% | 2.65 | 0 | 9.5 |  |  |  | No | R-410A | 2.5 | Residential & Commercial | No
212626842 | Central HP <5.4 tons | COLEMAN | HRCU-A-CB (Split System: Heat Pump with Remote Outdoor Unit-Air-Source) | HMH72B341 | ASPEN |  | D(A,C,E)36D26+TDR | TM9E080B12MP12 | 30400 | 17 | 8.5 | 33800 | 27400 | 81.07% | 2.65 | 0 | 9 |  |  |  | No | R-410A | 2.5333 | Residential & Commercial | No
212628094 | Central HP <5.4 tons | COLEMAN | HRCU-A-CB (Split System: Heat Pump with Remote Outdoor Unit-Air-Source) | HMH72B341 | ASPEN |  | D(A,C,E)48D26+TDR | CP9C100C20MP13 | 30800 | 17.3 | 8.1 | 34000 | 28400 | 83.53% | 2.46 | 0 | 9.2 |  |  |  | No | R-410A | 2.5667 | Residential & Commercial | No
212628095 | Central HP <5.4 tons | COLEMAN | HRCU-A-CB (Split System: Heat Pump with Remote Outdoor Unit-Air-Source) | HMH72B341 | ASPEN |  | D(A,C,E)48D36+TDR | CP9C100C20MP13 | 33400 | 17.5 | 8.1 | 34000 | 28400 | 83.53% | 2.46 | 0 | 9.5 |  |  |  | No | R-410A | 2.7833 | Residential & Commercial | No
212626878 | Central HP <5.4 tons | COLEMAN | HRCU-A-CB (Split System: Heat Pump with Remote Outdoor Unit-Air-Source) | HMH72B341 | ASPEN |  | C(A,C,D,E)42B36+TDR | TM9Y100C20MP11 | 32200 | 15.5 | 8.1 | 33800 | 27400 | 81.07% | 2.38 | 0 | 9.4 |  |  |  | No | R-410A | 2.6833 | Residential & Commercial | No
212626903 | Central HP <5.4 tons | COLEMAN | HRCU-A-CB (Split System: Heat Pump with Remote Outdoor Unit-Air-Source) | HMH72B341 | ASPEN |  | D(A,C,E)48D26+TDR | TM8E060A12MP11 | 31200 | 17.8 | 8.1 | 33800 | 27400 | 81.07% | 2.44 | 0 | 9.7 |  |  |  | No | R-410A | 2.6 | Residential & Commercial | No
212627900 | Central HP <5.4 tons | COLEMAN | HRCU-A-CB (Split System: Heat Pump with Remote Outdoor Unit-Air-Source) | HMH72B341 | ASPEN |  | D(A,C,E)48C26+TDR | TL9E080C16UH11 | 30400 | 17.1 | 8.5 | 34000 | 28000 | 82.35% | 2.66 | 0 | 9 |  |  |  | No | R-410A | 2.5333 | Residential & Commercial | No
212627968 | Central HP <5.4 tons | COLEMAN | HRCU-A-CB (Split System: Heat Pump with Remote Outdoor Unit-Air-Source) | HMH72B341 | ASPEN |  | D(A,C,E)42C26+TDR | TM8Y100C16MP11 | 30200 | 17.9 | 8.5 | 34000 | 27400 | 80.59% | 2.67 | 0 | 9 |  |  |  | No | R-410A | 2.5167 | Residential & Commercial | No
212628001 | Central HP <5.4 tons | COLEMAN | HRCU-A-CB (Split System: Heat Pump with Remote Outdoor Unit-Air-Source) | HMH72B341 | ASPEN |  | C(A,C,D,E)36B26+TDR | TP9C100C16MP13 | 29200 | 16.7 | 8.1 | 34000 | 27400 | 80.59% | 2.47 | 0 | 9.4 |  |  |  | No | R-410A | 2.4333 | Residential & Commercial | No
215668793 | Central HP <5.4 tons | KEEPRITE | HRCU-A-CB (Split System: Heat Pump with Remote Outdoor Unit-Air-Source) | C5H0V36*K*AAA* |  |  | EA*5X42M21A*+WALLCON | *80CSU0401712A* | 33000 | 17.5 | 9 | 35800 | 25600 | 71.51% | 1.86 | 0 | 9.5 |  |  |  | No | R-454B | 2.75 | Residential & Commercial | No
212628019 | Central HP <5.4 tons | COLEMAN | HRCU-A-CB (Split System: Heat Pump with Remote Outdoor Unit-Air-Source) | HMH72B341 | ASPEN |  | D(A,C,E)48C26+TDR | TP9C100C16MP13 | 30600 | 17.2 | 8.1 | 34000 | 27400 | 80.59% | 2.47 | 0 | 9.6 |  |  |  | No | R-410A | 2.55 | Residential & Commercial | No
212627823 | Central HP <5.4 tons | COLEMAN | HRCU-A-CB (Split System: Heat Pump with Remote Outdoor Unit-Air-Source) | HMH72B341 | ASPEN |  | D(A,C,E)36D26+TDR | TPLC080C16MP13 | 30200 | 17 | 8.1 | 33800 | 27400 | 81.07% | 2.47 | 0 | 9 |  |  |  | No | R-410A | 2.5167 | Residential & Commercial | No
212627832 | Central HP <5.4 tons | COLEMAN | HRCU-A-CB (Split System: Heat Pump with Remote Outdoor Unit-Air-Source) | HMH72B341 | ASPEN |  | D(A,C,E)48C26+TDR | TPLC080C16MP13 | 30600 | 17.2 | 8.1 | 33800 | 27400 | 81.07% | 2.47 | 0 | 9.6 |  |  |  | No | R-410A | 2.55 | Residential & Commercial | No
212627846 | Central HP <5.4 tons | COLEMAN | HRCU-A-CB (Split System: Heat Pump with Remote Outdoor Unit-Air-Source) | HMH72B341 | ASPEN |  | D(A,C,E)36D26+TDR | TPLC100C16MP13 | 30200 | 17 | 8.1 | 33800 | 27400 | 81.07% | 2.47 | 0 | 9 |  |  |  | No | R-410A | 2.5167 | Residential & Commercial | No
212628036 | Central HP <5.4 tons | COLEMAN | HRCU-A-CB (Split System: Heat Pump with Remote Outdoor Unit-Air-Source) | HMH72B341 | ASPEN |  | D(A,C,E)48D26+TDR | TM8Y100C20MP11 | 33000 | 18 | 8.5 | 34000 | 30200 | 88.82% | 2.85 | 0 | 9.5 |  |  |  | No | R-410A | 2.75 | Residential & Commercial | No
212628067 | Central HP <5.4 tons | COLEMAN | HRCU-A-CB (Split System: Heat Pump with Remote Outdoor Unit-Air-Source) | HMH72B341 | ASPEN |  | C(A,C,D,E)36B26+TDR | CP9C100C20MP13 | 29200 | 16.7 | 8.1 | 34000 | 28000 | 82.35% | 2.47 | 0 | 8.9 |  |  |  | No | R-410A | 2.4333 | Residential & Commercial | No
212628086 | Central HP <5.4 tons | COLEMAN | HRCU-A-CB (Split System: Heat Pump with Remote Outdoor Unit-Air-Source) | HMH72B341 | ASPEN |  | D(A,C,E)42A46+TDR | CP9C100C20MP13 | 32400 | 17.5 | 8.1 | 34000 | 28400 | 83.53% | 2.46 | 0 | 9.5 |  |  |  | No | R-410A | 2.7 | Residential & Commercial | No
211227321 | Central HP <5.4 tons | ARCOAIRE | HRCU-A-CB (Split System: Heat Pump with Remote Outdoor Unit-Air-Source) | DLCURAH36ABK |  |  | EA*4X42L21A* | *80ES(N,L)0702116A* | 35200 | 16 | 8.1 | 38500 | 35000 | 90.91% | 1.88 | 0 | 9.5 |  |  |  | No | R-410A | 2.9333 | Residential & Commercial | No
212628100 | Central HP <5.4 tons | COLEMAN | HRCU-A-CB (Split System: Heat Pump with Remote Outdoor Unit-Air-Source) | HMH72B341 | ASPEN |  | C(A,C,D,E)48C26+TDR | TM9V100C20MP12 | 30400 | 17.1 | 8.5 | 34000 | 28400 | 83.53% | 2.7 | 0 | 9 |  |  |  | No | R-410A | 2.5333 | Residential & Commercial | No
212627864 | Central HP <5.4 tons | COLEMAN | HRCU-A-CB (Split System: Heat Pump with Remote Outdoor Unit-Air-Source) | HMH72B341 | ASPEN |  | C(A,C,D,E)36C26+TDR | TL8E080C16UH11 | 29600 | 16.9 | 8.5 | 34000 | 27800 | 81.76% | 2.68 | 0 | 9.5 |  |  |  | No | R-410A | 2.4667 | Residential & Commercial | No
212627871 | Central HP <5.4 tons | COLEMAN | HRCU-A-CB (Split System: Heat Pump with Remote Outdoor Unit-Air-Source) | HMH72B341 | ASPEN |  | D(A,C,E)36D26+TDR | TL8E080C16UH11 | 30200 | 17 | 8.5 | 34000 | 27800 | 81.76% | 2.68 | 0 | 9 |  |  |  | No | R-410A | 2.5167 | Residential & Commercial | No
212627880 | Central HP <5.4 tons | COLEMAN | HRCU-A-CB (Split System: Heat Pump with Remote Outdoor Unit-Air-Source) | HMH72B341 | ASPEN |  | D(A,C,E)48C26+TDR | TL8E080C16UH11 | 30600 | 17.1 | 8.5 | 34000 | 27800 | 81.76% | 2.68 | 0 | 9.6 |  |  |  | No | R-410A | 2.55 | Residential & Commercial | No
212626919 | Central HP <5.4 tons | COLEMAN | HRCU-A-CB (Split System: Heat Pump with Remote Outdoor Unit-Air-Source) | HMH72B341 | ASPEN |  | D(A,C,E)42C26+TDR | TM8E100B12MP11 | 30400 | 17.5 | 8.5 | 33800 | 27400 | 81.07% | 2.64 | 0 | 9 |  |  |  | No | R-410A | 2.5333 | Residential & Commercial | No
212626928 | Central HP <5.4 tons | COLEMAN | HRCU-A-CB (Split System: Heat Pump with Remote Outdoor Unit-Air-Source) | HMH72B341 | ASPEN |  | C(A,C,D,E)36A46+TDR | TMLE060A12MP11 | 32200 | 18 | 8.1 | 33800 | 27400 | 81.07% | 2.44 | 0 | 9.9 |  |  |  | No | R-410A | 2.6833 | Residential & Commercial | No
212627037 | Central HP <5.4 tons | COLEMAN | HRCU-A-CB (Split System: Heat Pump with Remote Outdoor Unit-Air-Source) | HMH72B341 | ASPEN |  | D(A,C,E)36B36+TDR | CP9C080C16MP13 | 32200 | 17.5 | 8.1 | 33800 | 27400 | 81.07% | 2.45 | 0 | 9.9 |  |  |  | No | R-410A | 2.6833 | Residential & Commercial | No
212627053 | Central HP <5.4 tons | COLEMAN | HRCU-A-CB (Split System: Heat Pump with Remote Outdoor Unit-Air-Source) | HMH72B341 | ASPEN |  | C(A,C,D,E)36A46+TDR | TM9V080C16MP12 | 32000 | 17.5 | 8.5 | 33800 | 27400 | 81.07% | 2.66 | 0 | 9.9 |  |  |  | No | R-410A | 2.6667 | Residential & Commercial | No
212627153 | Central HP <5.4 tons | COLEMAN | HRCU-A-CB (Split System: Heat Pump with Remote Outdoor Unit-Air-Source) | HMH72B341 | ASPEN |  | C(A,C,D,E)42A26+TDR | TM8Y100C16MP11 | 29200 | 17.7 | 8.5 | 33800 | 27200 | 80.47% | 2.67 | 0 | 9.4 |  |  |  | No | R-410A | 2.4333 | Residential & Commercial | No
212627905 | Central HP <5.4 tons | COLEMAN | HRCU-A-CB (Split System: Heat Pump with Remote Outdoor Unit-Air-Source) | HMH72B341 | ASPEN |  | D(A,C,E)42C36+TDR | TM8Y100C20MP11 | 33600 | 18 | 8.4 | 34000 | 30200 | 88.82% | 2.83 | 0 | 9.5 |  |  |  | No | R-410A | 2.8 | Residential & Commercial | No
212627955 | Central HP <5.4 tons | COLEMAN | HRCU-A-CB (Split System: Heat Pump with Remote Outdoor Unit-Air-Source) | HMH72B341 | ASPEN |  | C(A,C,D,E)36B26+TDR | TM8Y100C16MP11 | 29200 | 17.7 | 8.5 | 34000 | 27400 | 80.59% | 2.67 | 0 | 9.4 |  |  |  | No | R-410A | 2.4333 | Residential & Commercial | No
212627987 | Central HP <5.4 tons | COLEMAN | HRCU-A-CB (Split System: Heat Pump with Remote Outdoor Unit-Air-Source) | HMH72B341 | ASPEN |  | D(A,C,E)36D26+TDR | TM9V100C16MP12 | 30200 | 17 | 8.5 | 34000 | 27400 | 80.59% | 2.67 | 0 | 9 |  |  |  | No | R-410A | 2.5167 | Residential & Commercial | No
212627996 | Central HP <5.4 tons | COLEMAN | HRCU-A-CB (Split System: Heat Pump with Remote Outdoor Unit-Air-Source) | HMH72B341 | ASPEN |  | D(A,C,E)48C26+TDR | TM9V100C16MP12 | 30600 | 17.2 | 8.5 | 34000 | 27400 | 80.59% | 2.67 | 0 | 9.6 |  |  |  | No | R-410A | 2.55 | Residential & Commercial | No
212628007 | Central HP <5.4 tons | COLEMAN | HRCU-A-CB (Split System: Heat Pump with Remote Outdoor Unit-Air-Source) | HMH72B341 | ASPEN |  | D(A,C,E)36B36+TDR | TP9C100C16MP13 | 32000 | 17.5 | 8.1 | 34000 | 27400 | 80.59% | 2.47 | 0 | 9.9 |  |  |  | No | R-410A | 2.6667 | Residential & Commercial | No
212628032 | Central HP <5.4 tons | COLEMAN | HRCU-A-CB (Split System: Heat Pump with Remote Outdoor Unit-Air-Source) | HMH72B341 | ASPEN |  | C(A,C,D,E)48C26+TDR | TM8Y100C20MP11 | 32600 | 18 | 8.5 | 34000 | 30200 | 88.82% | 2.85 | 0 | 9 |  |  |  | No | R-410A | 2.7167 | Residential & Commercial | No
212627160 | Central HP <5.4 tons | COLEMAN | HRCU-A-CB (Split System: Heat Pump with Remote Outdoor Unit-Air-Source) | HMH72B341 | ASPEN |  | C(A,C,D,E)42A26+TDR | TL8E100C20UH11 | 29200 | 16.7 | 8.5 | 33800 | 27200 | 80.47% | 2.69 | 0 | 9.4 |  |  |  | No | R-410A | 2.4333 | Residential & Commercial | No
212627230 | Central HP <5.4 tons | COLEMAN | HRCU-A-CB (Split System: Heat Pump with Remote Outdoor Unit-Air-Source) | HMH72B341 | ASPEN |  | C(A,C,D,E)48C26+TDR | TPLC080B12MP13 | 31600 | 17 | 8.1 | 33600 | 29400 | 87.5% | 2.42 | 0 | 9 |  |  |  | No | R-410A | 2.6333 | Residential & Commercial | No
212627253 | Central HP <5.4 tons | COLEMAN | HRCU-A-CB (Split System: Heat Pump with Remote Outdoor Unit-Air-Source) | HMH72B341 | ASPEN |  | D(A,C,E)42C36+TDR | TL9E060B12UH11 | 32800 | 18 | 8.1 | 34000 | 27800 | 81.76% | 2.4 | 0 | 9.5 |  |  |  | No | R-410A | 2.7333 | Residential & Commercial | No
211227407 | Central HP <5.4 tons | ARCOAIRE | HRCU-A-CB (Split System: Heat Pump with Remote Outdoor Unit-Air-Source) | DLCURAH36ABK |  |  | EA*4X42L21A* | *80VSL0902120A* | 35000 | 16 | 8.1 | 38500 | 35000 | 90.91% | 1.86 | 0 | 9.5 |  |  |  | No | R-410A | 2.9167 | Residential & Commercial | No
212627319 | Central HP <5.4 tons | COLEMAN | HRCU-A-CB (Split System: Heat Pump with Remote Outdoor Unit-Air-Source) | HMH72B341 | ASPEN |  | D(A,C,E)36B36+TDR | CP9C060B12MP13 | 32200 | 17.5 | 8.1 | 34000 | 27800 | 81.76% | 2.42 | 0 | 9.4 |  |  |  | No | R-410A | 2.6833 | Residential & Commercial | No
212627337 | Central HP <5.4 tons | COLEMAN | HRCU-A-CB (Split System: Heat Pump with Remote Outdoor Unit-Air-Source) | HMH72B341 | ASPEN |  | C(A,C,D,E)36B36+TDR | TM9V060B12MP12 | 32200 | 17.5 | 8.1 | 34000 | 27800 | 81.76% | 2.42 | 0 | 9.4 |  |  |  | No | R-410A | 2.6833 | Residential & Commercial | No
212627339 | Central HP <5.4 tons | COLEMAN | HRCU-A-CB (Split System: Heat Pump with Remote Outdoor Unit-Air-Source) | HMH72B341 | ASPEN |  | C(A,C,D,E)36C36+TDR | TM9V060B12MP12 | 32600 | 17.5 | 8.1 | 34000 | 27800 | 81.76% | 2.42 | 0 | 9.5 |  |  |  | No | R-410A | 2.7167 | Residential & Commercial | No
212627344 | Central HP <5.4 tons | COLEMAN | HRCU-A-CB (Split System: Heat Pump with Remote Outdoor Unit-Air-Source) | HMH72B341 | ASPEN |  | D(A,C,E)36C36+TDR | TM9V060B12MP12 | 32600 | 17.5 | 8.1 | 34000 | 27800 | 81.76% | 2.42 | 0 | 9.5 |  |  |  | No | R-410A | 2.7167 | Residential & Commercial | No
212627364 | Central HP <5.4 tons | COLEMAN | HRCU-A-CB (Split System: Heat Pump with Remote Outdoor Unit-Air-Source) | HMH72B341 | ASPEN |  | D(A,C,E)36A46+TDR | TP9C060B12MP13 | 32000 | 17.5 | 8.1 | 34000 | 27800 | 81.76% | 2.42 | 0 | 9.4 |  |  |  | No | R-410A | 2.6667 | Residential & Commercial | No
212628037 | Central HP <5.4 tons | COLEMAN | HRCU-A-CB (Split System: Heat Pump with Remote Outdoor Unit-Air-Source) | HMH72B341 | ASPEN |  | D(A,C,E)48D36+TDR | TM8Y100C20MP11 | 33600 | 18 | 8.5 | 34000 | 30200 | 88.82% | 2.85 | 0 | 9.5 |  |  |  | No | R-410A | 2.8 | Residential & Commercial | No
212628046 | Central HP <5.4 tons | COLEMAN | HRCU-A-CB (Split System: Heat Pump with Remote Outdoor Unit-Air-Source) | HMH72B341 | ASPEN |  | C(A,C,D,E)36B36+TDR | TL8E100C20UH11 | 32000 | 17.5 | 8.5 | 34000 | 27400 | 80.59% | 2.69 | 0 | 9.9 |  |  |  | No | R-410A | 2.6667 | Residential & Commercial | No
212628082 | Central HP <5.4 tons | COLEMAN | HRCU-A-CB (Split System: Heat Pump with Remote Outdoor Unit-Air-Source) | HMH72B341 | ASPEN |  | D(A,C,E)36B36+TDR | CP9C100C20MP13 | 32000 | 17.5 | 8.1 | 34000 | 28400 | 83.53% | 2.46 | 0 | 9.4 |  |  |  | No | R-410A | 2.6667 | Residential & Commercial | No
212624013 | Central HP <5.4 tons | COLEMAN | HRCU-A-CB (Split System: Heat Pump with Remote Outdoor Unit-Air-Source) | HMH72B341 | ASPEN |  | C(A,C,D,E)36D24+TDR | TMLE080B12MP11 | 30200 | 17.5 | 8.1 | 34000 | 28000 | 82.35% | 2.41 | 0 | 9 |  |  |  | No | R-410A | 2.5167 | Residential & Commercial | No
212624018 | Central HP <5.4 tons | COLEMAN | HRCU-A-CB (Split System: Heat Pump with Remote Outdoor Unit-Air-Source) | HMH72B341 | ASPEN |  | C(A,C,D,E)48C24+TDR | TMLE080B12MP11 | 30600 | 17.7 | 8.1 | 34000 | 28000 | 82.35% | 2.41 | 0 | 9 |  |  |  | No | R-410A | 2.55 | Residential & Commercial | No
212624038 | Central HP <5.4 tons | COLEMAN | HRCU-A-CB (Split System: Heat Pump with Remote Outdoor Unit-Air-Source) | HMH72B341 | ASPEN |  | D(A,C,E)42C24+TDR | TMLE080B12MP11 | 30200 | 17.5 | 8.1 | 34000 | 28000 | 82.35% | 2.41 | 0 | 9 |  |  |  | No | R-410A | 2.5167 | Residential & Commercial | No
211712952 | Central HP <5.4 tons | GRANDAIRE | HRCU-A-CB (Split System: Heat Pump with Remote Outdoor Unit-Air-Source) | WDLCURAH30ABK |  |  | WLA*424DA* | WFEU080C060A* | 29800 | 15.2 | 8.1 | 33800 | 27200 | 80.47% | 1.78 | 0 | 9 |  |  |  | No | R-410A | 2.4833 | Residential & Commercial | No
211713368 | Central HP <5.4 tons | GRANDAIRE | HRCU-A-CB (Split System: Heat Pump with Remote Outdoor Unit-Air-Source) | WDLCURAH30ABK |  |  | WLA*434CA* | WFAX100C060A* | 31200 | 15.2 | 8.5 | 33600 | 26000 | 77.38% | 1.86 | 0 | 9 |  |  |  | No | R-410A | 2.6 | Residential & Commercial | No
212985274 | Central HP <5.4 tons | GRANDAIRE | HRCU-A-CB (Split System: Heat Pump with Remote Outdoor Unit-Air-Source) | WDLCURAH30ABK |  |  | WLA*374CA* | WFAX100C060B* | 30600 | 15.2 | 8.5 | 33400 | 27400 | 82.04% | 1.8 | 0 | 9 |  |  |  | No | R-410A | 2.55 | Residential & Commercial | No
212972469 | Central HP <5.4 tons | GRANDAIRE | HRCU-A-CB (Split System: Heat Pump with Remote Outdoor Unit-Air-Source) | WDLCURAH30ABK |  |  | WLA*424CA* | WFET110C066A* | 29800 | 15.2 | 8.1 | 34200 | 27600 | 80.7% | 1.8 | 0 | 9 |  |  |  | No | R-410A | 2.4833 | Residential & Commercial | No
212985262 | Central HP <5.4 tons | GRANDAIRE | HRCU-A-CB (Split System: Heat Pump with Remote Outdoor Unit-Air-Source) | WDLCURAH30ABK |  |  | WLA*364CA* | WFAX100C060B* | 30000 | 15.2 | 8.1 | 34400 | 26400 | 76.74% | 1.86 | 0 | 9 |  |  |  | No | R-410A | 2.5 | Residential & Commercial | No
212988340 | Central HP <5.4 tons | GRANDAIRE | HRCU-A-CB (Split System: Heat Pump with Remote Outdoor Unit-Air-Source) | WDLCURAH30ABK |  |  | WLA*424DA* | WFSX120D066B* | 30000 | 15.2 | 8.1 | 34200 | 28600 | 83.63% | 1.96 | 0 | 9 |  |  |  | No | R-410A | 2.5 | Residential & Commercial | No
212989560 | Central HP <5.4 tons | GRANDAIRE | HRCU-A-CB (Split System: Heat Pump with Remote Outdoor Unit-Air-Source) | WDLCURAH30ABK |  |  | WLA*424DA* | WFSU080C060B* | 30000 | 15.2 | 8.1 | 34200 | 26400 | 77.19% | 1.86 | 0 | 9 |  |  |  | No | R-410A | 2.5 | Residential & Commercial | No
211712457 | Central HP <5.4 tons | GRANDAIRE | HRCU-A-CB (Split System: Heat Pump with Remote Outdoor Unit-Air-Source) | WDLCURAH30ABK |  |  | WLA*424CA* | WFEL070C048B* | 29600 | 15.2 | 8.1 | 33600 | 27400 | 81.55% | 1.78 | 0 | 9 |  |  |  | No | R-410A | 2.4667 | Residential & Commercial | No
212624186 | Central HP <5.4 tons | COLEMAN | HRCU-A-CB (Split System: Heat Pump with Remote Outdoor Unit-Air-Source) | HMH72B341 | ASPEN |  | D(A,C,E)42D34+TDR | TM9Y100C20MP11 | 33000 | 15.5 | 8.1 | 34000 | 27800 | 81.76% | 2.38 | 0 | 9 |  |  |  | No | R-410A | 2.75 | Residential & Commercial | No
212624388 | Central HP <5.4 tons | COLEMAN | HRCU-A-CB (Split System: Heat Pump with Remote Outdoor Unit-Air-Source) | HMH72B341 | ASPEN |  | C(A,C,D,E)36D24+TDR | TM9Y080C16MP11 | 30200 | 17.9 | 8.5 | 34000 | 28000 | 82.35% | 2.66 | 0 | 9 |  |  |  | No | R-410A | 2.5167 | Residential & Commercial | No
212624397 | Central HP <5.4 tons | COLEMAN | HRCU-A-CB (Split System: Heat Pump with Remote Outdoor Unit-Air-Source) | HMH72B341 | ASPEN |  | D(A,C,E)36A44+TDR | TM9Y080C16MP11 | 32000 | 18.5 | 8.5 | 34000 | 28000 | 82.35% | 2.66 | 0 | 9.4 |  |  |  | No | R-410A | 2.6667 | Residential & Commercial | No
212624404 | Central HP <5.4 tons | COLEMAN | HRCU-A-CB (Split System: Heat Pump with Remote Outdoor Unit-Air-Source) | HMH72B341 | ASPEN |  | D(A,C,E)36D24+TDR | TM9Y080C16MP11 | 30200 | 17.9 | 8.5 | 34000 | 28000 | 82.35% | 2.66 | 0 | 9 |  |  |  | No | R-410A | 2.5167 | Residential & Commercial | No
212624479 | Central HP <5.4 tons | COLEMAN | HRCU-A-CB (Split System: Heat Pump with Remote Outdoor Unit-Air-Source) | HMH72B341 | ASPEN |  | C(A,C,D,E)48C24+TDR | CPLC080C16MP13 | 30600 | 17.2 | 8.1 | 33800 | 27400 | 81.07% | 2.47 | 0 | 9.6 |  |  |  | No | R-410A | 2.55 | Residential & Commercial | No
212624504 | Central HP <5.4 tons | COLEMAN | HRCU-A-CB (Split System: Heat Pump with Remote Outdoor Unit-Air-Source) | HMH72B341 | ASPEN |  | C(A,C,D,E)36B34+TDR | CPLC100C16MP13 | 32000 | 17.5 | 8.1 | 33800 | 27400 | 81.07% | 2.47 | 0 | 9.9 |  |  |  | No | R-410A | 2.6667 | Residential & Commercial | No
212624511 | Central HP <5.4 tons | COLEMAN | HRCU-A-CB (Split System: Heat Pump with Remote Outdoor Unit-Air-Source) | HMH72B341 | ASPEN |  | C(A,C,D,E)42D24+TDR | CPLC100C16MP13 | 30600 | 17.2 | 8.1 | 33800 | 27400 | 81.07% | 2.47 | 0 | 9.6 |  |  |  | No | R-410A | 2.55 | Residential & Commercial | No
212624529 | Central HP <5.4 tons | COLEMAN | HRCU-A-CB (Split System: Heat Pump with Remote Outdoor Unit-Air-Source) | HMH72B341 | ASPEN |  | D(A,C,E)36D24+TDR | CPLC100C16MP13 | 30200 | 17 | 8.1 | 33800 | 27400 | 81.07% | 2.47 | 0 | 9 |  |  |  | No | R-410A | 2.5167 | Residential & Commercial | No
212624638 | Central HP <5.4 tons | COLEMAN | HRCU-A-CB (Split System: Heat Pump with Remote Outdoor Unit-Air-Source) | HMH72B341 | ASPEN |  | D(A,C,E)36A34+TDR | TM8Y100C16MP11 | 31600 | 18.4 | 8.4 | 34000 | 27400 | 80.59% | 2.67 | 0 | 9.8 |  |  |  | No | R-410A | 2.6333 | Residential & Commercial | No
212624688 | Central HP <5.4 tons | COLEMAN | HRCU-A-CB (Split System: Heat Pump with Remote Outdoor Unit-Air-Source) | HMH72B341 | ASPEN |  | C(A,C,D,E)48C24+TDR | TPLC080C16MP13 | 30600 | 17.2 | 8.1 | 33800 | 27400 | 81.07% | 2.47 | 0 | 9.6 |  |  |  | No | R-410A | 2.55 | Residential & Commercial | No
212624765 | Central HP <5.4 tons | COLEMAN | HRCU-A-CB (Split System: Heat Pump with Remote Outdoor Unit-Air-Source) | HMH72B341 | ASPEN |  | C(A,C,D,E)36A44+TDR | TL8E080C16UH11 | 32000 | 17.5 | 8.5 | 34000 | 27800 | 81.76% | 2.68 | 0 | 9.9 |  |  |  | No | R-410A | 2.6667 | Residential & Commercial | No
212624838 | Central HP <5.4 tons | COLEMAN | HRCU-A-CB (Split System: Heat Pump with Remote Outdoor Unit-Air-Source) | HMH72B341 | ASPEN |  | D(A,C,E)36D34+TDR | TL9E080C16UH11 | 32800 | 17.5 | 8.5 | 34000 | 28000 | 82.35% | 2.66 | 0 | 9.5 |  |  |  | No | R-410A | 2.7333 | Residential & Commercial | No
212624847 | Central HP <5.4 tons | COLEMAN | HRCU-A-CB (Split System: Heat Pump with Remote Outdoor Unit-Air-Source) | HMH72B341 | ASPEN |  | D(A,C,E)42D34+TDR | TL9E080C16UH11 | 33000 | 17.5 | 8.5 | 34000 | 28000 | 82.35% | 2.66 | 0 | 9 |  |  |  | No | R-410A | 2.75 | Residential & Commercial | No
212624865 | Central HP <5.4 tons | COLEMAN | HRCU-A-CB (Split System: Heat Pump with Remote Outdoor Unit-Air-Source) | HMH72B341 | ASPEN |  | C(A,C,D,E)42B24+TDR | TP9C100C16MP13 | 29800 | 16.9 | 8.1 | 34000 | 27000 | 79.41% | 2.48 | 0 | 9.5 |  |  |  | No | R-410A | 2.4833 | Residential & Commercial | No
212624879 | Central HP <5.4 tons | COLEMAN | HRCU-A-CB (Split System: Heat Pump with Remote Outdoor Unit-Air-Source) | HMH72B341 | ASPEN |  | C(A,C,D,E)48C24+TDR | CP9C100C16MP13 | 30600 | 17.2 | 8.1 | 34000 | 27400 | 80.59% | 2.47 | 0 | 9.6 |  |  |  | No | R-410A | 2.55 | Residential & Commercial | No
212624904 | Central HP <5.4 tons | COLEMAN | HRCU-A-CB (Split System: Heat Pump with Remote Outdoor Unit-Air-Source) | HMH72B341 | ASPEN |  | C(A,C,D,E)36B34+TDR | TM8Y080C16MP11 | 32000 | 18.5 | 8.5 | 34000 | 27400 | 80.59% | 2.67 | 0 | 9.9 |  |  |  | No | R-410A | 2.6667 | Residential & Commercial | No
212624913 | Central HP <5.4 tons | COLEMAN | HRCU-A-CB (Split System: Heat Pump with Remote Outdoor Unit-Air-Source) | HMH72B341 | ASPEN |  | C(A,C,D,E)48B24+TDR | TM8Y080C16MP11 | 30200 | 17.9 | 8.5 | 34000 | 27400 | 80.59% | 2.67 | 0 | 9 |  |  |  | No | R-410A | 2.5167 | Residential & Commercial | No
214521966 | Central HP <5.4 tons | COLEMAN | HRCU-A-CB (Split System: Heat Pump with Remote Outdoor Unit-Air-Source) | HMH72B341 | ASPEN |  | C(A,C,D,E)42A34+TDR | Z8ET100C20LMPS1 | 31800 | 18.5 | 8.4 | 33200 | 27400 | 82.53% | 2.68 | 0 | 9.4 |  |  |  | No | R-410A | 2.65 | Residential & Commercial | No
214521967 | Central HP <5.4 tons | COLEMAN | HRCU-A-CB (Split System: Heat Pump with Remote Outdoor Unit-Air-Source) | HMH72B341 | ASPEN |  | C(A,C,D,E)48A34+TDR | Z8ET100C20LMPS1 | 32200 | 18.5 | 8.5 | 33200 | 27400 | 82.53% | 2.71 | 0 | 9.4 |  |  |  | No | R-410A | 2.6833 | Residential & Commercial | No
214521968 | Central HP <5.4 tons | COLEMAN | HRCU-A-CB (Split System: Heat Pump with Remote Outdoor Unit-Air-Source) | HMH72B341 | ASPEN |  | C(A,C,D,E)36A34+TDR | Z8ET120C20LMPS1 | 31200 | 18.3 | 8.3 | 33000 | 27800 | 84.24% | 2.66 | 0 | 9.3 |  |  |  | No | R-410A | 2.6 | Residential & Commercial | No
212625029 | Central HP <5.4 tons | COLEMAN | HRCU-A-CB (Split System: Heat Pump with Remote Outdoor Unit-Air-Source) | HMH72B341 | ASPEN |  | C(A,C,D,E)36B24+TDR | TM9V100C16MP12 | 29200 | 16.7 | 8.5 | 34000 | 27400 | 80.59% | 2.67 | 0 | 9.4 |  |  |  | No | R-410A | 2.4333 | Residential & Commercial | No
212625038 | Central HP <5.4 tons | COLEMAN | HRCU-A-CB (Split System: Heat Pump with Remote Outdoor Unit-Air-Source) | HMH72B341 | ASPEN |  | C(A,C,D,E)36D24+TDR | TM9V100C16MP12 | 30200 | 17 | 8.5 | 34000 | 27400 | 80.59% | 2.67 | 0 | 9 |  |  |  | No | R-410A | 2.5167 | Residential & Commercial | No
212625113 | Central HP <5.4 tons | COLEMAN | HRCU-A-CB (Split System: Heat Pump with Remote Outdoor Unit-Air-Source) | HMH72B341 | ASPEN |  | D(A,C,E)36A44+TDR | TP9C100C16MP13 | 32000 | 17.5 | 8.1 | 34000 | 27400 | 80.59% | 2.47 | 0 | 9.9 |  |  |  | No | R-410A | 2.6667 | Residential & Commercial | No
212625256 | Central HP <5.4 tons | COLEMAN | HRCU-A-CB (Split System: Heat Pump with Remote Outdoor Unit-Air-Source) | HMH72B341 | ASPEN |  | D(A,C,E)36A44+TDR | TL8E100C20UH11 | 32000 | 17.5 | 8.5 | 34000 | 27400 | 80.59% | 2.69 | 0 | 9.9 |  |  |  | No | R-410A | 2.6667 | Residential & Commercial | No
212625258 | Central HP <5.4 tons | COLEMAN | HRCU-A-CB (Split System: Heat Pump with Remote Outdoor Unit-Air-Source) | HMH72B341 | ASPEN |  | D(A,C,E)36B34+TDR | TL8E100C20UH11 | 32000 | 17.5 | 8.5 | 34000 | 27400 | 80.59% | 2.69 | 0 | 9.9 |  |  |  | No | R-410A | 2.6667 | Residential & Commercial | No
212625338 | Central HP <5.4 tons | COLEMAN | HRCU-A-CB (Split System: Heat Pump with Remote Outdoor Unit-Air-Source) | HMH72B341 | ASPEN |  | C(A,C,D,E)48C24+TDR | CP9C100C20MP13 | 30400 | 17.1 | 8.1 | 34000 | 28400 | 83.53% | 2.46 | 0 | 9 |  |  |  | No | R-410A | 2.5333 | Residential & Commercial | No
212625349 | Central HP <5.4 tons | COLEMAN | HRCU-A-CB (Split System: Heat Pump with Remote Outdoor Unit-Air-Source) | HMH72B341 | ASPEN |  | D(A,C,E)42B34+TDR | CP9C100C20MP13 | 32400 | 17.5 | 8.1 | 34000 | 28400 | 83.53% | 2.46 | 0 | 9.5 |  |  |  | No | R-410A | 2.7 | Residential & Commercial | No
212625399 | Central HP <5.4 tons | COLEMAN | HRCU-A-CB (Split System: Heat Pump with Remote Outdoor Unit-Air-Source) | HMH72B341 | ASPEN |  | D(A,C,E)36C34+TDR | TM9V100C20MP12 | 32400 | 17.5 | 8.5 | 34000 | 28400 | 83.53% | 2.7 | 0 | 9.5 |  |  |  | No | R-410A | 2.7 | Residential & Commercial | No
212625440 | Central HP <5.4 tons | COLEMAN | HRCU-A-CB (Split System: Heat Pump with Remote Outdoor Unit-Air-Source) | HMH72B341 | ASPEN |  | C(A,C,D,E)48C24+TDR | TP9C100C20MP13 | 30400 | 17.1 | 8.1 | 34000 | 28400 | 83.53% | 2.46 | 0 | 9 |  |  |  | No | R-410A | 2.5333 | Residential & Commercial | No
213078397 | Central HP <5.4 tons | GRANDAIRE | HRCU-A-CB (Split System: Heat Pump with Remote Outdoor Unit-Air-Source) | WDLCURAH36ABK |  |  | WLA*364CA* | WFE*090C048C* | 34800 | 16.5 | 8.1 | 38500 | 34800 | 90.39% | 2.06 | 0 | 9.5 |  |  |  | No | R-410A | 2.9 | Residential & Commercial | No
213076587 | Central HP <5.4 tons | GRANDAIRE | HRCU-A-CB (Split System: Heat Pump with Remote Outdoor Unit-Air-Source) | WDLCURAH36ABK |  |  | WLA*364BA* | WFET090B048A* | 34800 | 16 | 8.1 | 38500 | 35200 | 91.43% | 1.82 | 0 | 9.5 |  |  |  | No | R-410A | 2.9 | Residential & Commercial | No
212625608 | Central HP <5.4 tons | COLEMAN | HRCU-A-CB (Split System: Heat Pump with Remote Outdoor Unit-Air-Source) | HMH72B341 | ASPEN |  | D(A,C,E)48B26+TDR | TPLC120C20MP13 | 29600 | 15.9 | 8.1 | 32200 | 27600 | 85.71% | 2.44 | 0 | 8 |  |  |  | No | R-410A | 2.4667 | Residential & Commercial | No
212625622 | Central HP <5.4 tons | COLEMAN | HRCU-A-CB (Split System: Heat Pump with Remote Outdoor Unit-Air-Source) | HMH72B341 | ASPEN |  | D(A,C,E)48B26+TDR | TM9V120D20MP12 | 29800 | 16.4 | 8.5 | 32200 | 28000 | 86.96% | 2.79 | 0 | 9 |  |  |  | No | R-410A | 2.4833 | Residential & Commercial | No
212625672 | Central HP <5.4 tons | COLEMAN | HRCU-A-CB (Split System: Heat Pump with Remote Outdoor Unit-Air-Source) | HMH72B341 | ASPEN |  | D(A,C,E)42A46+TDR | CPLC100C20MP13 | 31800 | 16.5 | 8.1 | 32400 | 27800 | 85.8% | 2.44 | 0 | 8.9 |  |  |  | No | R-410A | 2.65 | Residential & Commercial | No
212625676 | Central HP <5.4 tons | COLEMAN | HRCU-A-CB (Split System: Heat Pump with Remote Outdoor Unit-Air-Source) | HMH72B341 | ASPEN |  | D(A,C,E)42D36+TDR | CPLC100C20MP13 | 32600 | 16.5 | 8.1 | 32400 | 27800 | 85.8% | 2.44 | 0 | 9 |  |  |  | No | R-410A | 2.7167 | Residential & Commercial | No
212625701 | Central HP <5.4 tons | COLEMAN | HRCU-A-CB (Split System: Heat Pump with Remote Outdoor Unit-Air-Source) | HMH72B341 | ASPEN |  | C(A,C,D,E)36A46+TDR | TM8V100C20MP12 | 31400 | 16.5 | 8.1 | 32400 | 27800 | 85.8% | 2.44 | 0 | 8.9 |  |  |  | No | R-410A | 2.6167 | Residential & Commercial | No
212625708 | Central HP <5.4 tons | COLEMAN | HRCU-A-CB (Split System: Heat Pump with Remote Outdoor Unit-Air-Source) | HMH72B341 | ASPEN |  | D(A,C,E)36C36+TDR | TM8V100C20MP12 | 31800 | 16.5 | 8.1 | 32400 | 27800 | 85.8% | 2.44 | 0 | 8.9 |  |  |  | No | R-410A | 2.65 | Residential & Commercial | No
211227631 | Central HP <5.4 tons | ARCOAIRE | HRCU-A-CB (Split System: Heat Pump with Remote Outdoor Unit-Air-Source) | DLCURAH36ABK |  |  | EA*4X42L21A* | *95ESU0601716A* | 35200 | 16 | 8.1 | 38500 | 35000 | 90.91% | 1.88 | 0 | 9.5 |  |  |  | No | R-410A | 2.9333 | Residential & Commercial | No
214303079 | Central HP <5.4 tons | RUUD | HRCU-A-CB (Split System: Heat Pump with Remote Outdoor Unit-Air-Source) | RD17AZ24AJ3N | ADP |  | H,RG34936 | R802V0504A17UHN | 22000 | 17 | 8.1 | 21000 | 16500 | 78.57% | 2 | 0 | 9.5 |  |  |  | No | R-410A | 1.8333 | Residential & Commercial | No
214303095 | Central HP <5.4 tons | RUUD | HRCU-A-CB (Split System: Heat Pump with Remote Outdoor Unit-Air-Source) | RD17AZ24AJ3N | ADP |  | H,RG34936 | U802VA075317M | 22000 | 18 | 8.1 | 21000 | 16400 | 78.1% | 2.1 | 0 | 9.5 |  |  |  | No | R-410A | 1.8333 | Residential & Commercial | No
212625756 | Central HP <5.4 tons | COLEMAN | HRCU-A-CB (Split System: Heat Pump with Remote Outdoor Unit-Air-Source) | HMH72B341 | ASPEN |  | D(A,C,E)48D26+TDR | TMLV120C20MP12 | 30400 | 16.1 | 8.1 | 32400 | 27800 | 85.8% | 2.44 | 0 | 8 |  |  |  | No | R-410A | 2.5333 | Residential & Commercial | No
212625767 | Central HP <5.4 tons | COLEMAN | HRCU-A-CB (Split System: Heat Pump with Remote Outdoor Unit-Air-Source) | HMH72B341 | ASPEN |  | D(A,C,E)42A46+TDR | TPLC100C20MP13 | 31800 | 16.5 | 8.1 | 32400 | 27800 | 85.8% | 2.44 | 0 | 8.9 |  |  |  | No | R-410A | 2.65 | Residential & Commercial | No
212625783 | Central HP <5.4 tons | COLEMAN | HRCU-A-CB (Split System: Heat Pump with Remote Outdoor Unit-Air-Source) | HMH72B341 | ASPEN |  | D(A,C,E)36B46+TDR | TPLC120C20MP13 | 32400 | 16.5 | 8.1 | 32400 | 27800 | 85.8% | 2.44 | 0 | 9 |  |  |  | No | R-410A | 2.7 | Residential & Commercial | No
212625824 | Central HP <5.4 tons | COLEMAN | HRCU-A-CB (Split System: Heat Pump with Remote Outdoor Unit-Air-Source) | HMH72B341 | ASPEN |  | D(A,C,E)36D26+TDR | CP9C120D20MP13 | 29800 | 16.4 | 8.1 | 32400 | 27800 | 85.8% | 2.52 | 0 | 9 |  |  |  | No | R-410A | 2.4833 | Residential & Commercial | No
212625826 | Central HP <5.4 tons | COLEMAN | HRCU-A-CB (Split System: Heat Pump with Remote Outdoor Unit-Air-Source) | HMH72B341 | ASPEN |  | C(A,C,D,E)36B26+TDR | TM9V120D20MP12 | 28800 | 16.1 | 8.5 | 32400 | 27800 | 85.8% | 2.79 | 0 | 8.9 |  |  |  | No | R-410A | 2.4 | Residential & Commercial | No
212625831 | Central HP <5.4 tons | COLEMAN | HRCU-A-CB (Split System: Heat Pump with Remote Outdoor Unit-Air-Source) | HMH72B341 | ASPEN |  | D(A,C,E)42C26+TDR | TP9C120D20MP13 | 29800 | 16.4 | 8.1 | 32400 | 27800 | 85.8% | 2.52 | 0 | 9 |  |  |  | No | R-410A | 2.4833 | Residential & Commercial | No
212625833 | Central HP <5.4 tons | COLEMAN | HRCU-A-CB (Split System: Heat Pump with Remote Outdoor Unit-Air-Source) | HMH72B341 | ASPEN |  | C(A,C,D,E)36B36+TDR | CP9C120D20MP13 | 31600 | 17 | 8.1 | 32400 | 28200 | 87.04% | 2.51 | 0 | 9.3 |  |  |  | No | R-410A | 2.6333 | Residential & Commercial | No
212625915 | Central HP <5.4 tons | COLEMAN | HRCU-A-CB (Split System: Heat Pump with Remote Outdoor Unit-Air-Source) | HMH72B341 | ASPEN |  | C(A,C,D,E)36C36+TDR | TM9V040A10MP12 | 32000 | 17 | 8.1 | 33200 | 27400 | 82.53% | 2.41 | 0 | 9.4 |  |  |  | No | R-410A | 2.6667 | Residential & Commercial | No
212625926 | Central HP <5.4 tons | COLEMAN | HRCU-A-CB (Split System: Heat Pump with Remote Outdoor Unit-Air-Source) | HMH72B341 | ASPEN |  | D(A,C,E)42C36+TDR | TM9V040A10MP12 | 32200 | 17 | 8.1 | 33200 | 27400 | 82.53% | 2.41 | 0 | 9.5 |  |  |  | No | R-410A | 2.6833 | Residential & Commercial | No
212626033 | Central HP <5.4 tons | COLEMAN | HRCU-A-CB (Split System: Heat Pump with Remote Outdoor Unit-Air-Source) | HMH72B341 | ASPEN |  | D(A,C,E)36A46+TDR | TM8Y060A12MP11 | 32000 | 18 | 8.1 | 33400 | 27400 | 82.04% | 2.42 | 0 | 9.9 |  |  |  | No | R-410A | 2.6667 | Residential & Commercial | No
212984977 | Central HP <5.4 tons | KEEPRITE | HRCU-A-CB (Split System: Heat Pump with Remote Outdoor Unit-Air-Source) | DLCURAH30ABK |  |  | EA*4X37L21A* | *92MSN0802120A* | 30600 | 15.2 | 8.1 | 33200 | 26200 | 78.92% | 1.86 | 0 | 9 |  |  |  | No | R-410A | 2.55 | Residential & Commercial | No
211712898 | Central HP <5.4 tons | ARCOAIRE | HRCU-A-CB (Split System: Heat Pump with Remote Outdoor Unit-Air-Source) | DLCURAH30ABK |  |  | EA*4X42L24A* | *92ESN0802120A* | 30600 | 15.2 | 8.1 | 34200 | 26800 | 78.36% | 1.82 | 0 | 9 |  |  |  | No | R-410A | 2.55 | Residential & Commercial | No
212976494 | Central HP <5.4 tons | KEEPRITE | HRCU-A-CB (Split System: Heat Pump with Remote Outdoor Unit-Air-Source) | DLCURAH30ABK |  |  | EA*4X43L21A* | *96VTN0802120B* | 30600 | 15.2 | 8.1 | 33400 | 26400 | 79.04% | 1.86 | 0 | 9 |  |  |  | No | R-410A | 2.55 | Residential & Commercial | No
214303073 | Central HP <5.4 tons | RUUD | HRCU-A-CB (Split System: Heat Pump with Remote Outdoor Unit-Air-Source) | RD17AZ24AJ3N | ADP |  | H,RG34936 | R801V0504A17UHU | 21800 | 17 | 8.1 | 20800 | 16600 | 79.81% | 2 | 0 | 9.5 |  |  |  | No | R-410A | 1.8167 | Residential & Commercial | No
212626051 | Central HP <5.4 tons | COLEMAN | HRCU-A-CB (Split System: Heat Pump with Remote Outdoor Unit-Air-Source) | HMH72B341 | ASPEN |  | D(A,C,E)48B26+TDR | TM8Y080B12MP11 | 30600 | 17.6 | 8.4 | 33400 | 27400 | 82.04% | 2.63 | 0 | 9 |  |  |  | No | R-410A | 2.55 | Residential & Commercial | No
212626201 | Central HP <5.4 tons | COLEMAN | HRCU-A-CB (Split System: Heat Pump with Remote Outdoor Unit-Air-Source) | HMH72B341 | ASPEN |  | C(A,C,D,E)42B36+TDR | TM9V080B12MP12 | 32800 | 17 | 8.1 | 33600 | 29400 | 87.5% | 2.64 | 0 | 9.5 |  |  |  | No | R-410A | 2.7333 | Residential & Commercial | No
212626233 | Central HP <5.4 tons | COLEMAN | HRCU-A-CB (Split System: Heat Pump with Remote Outdoor Unit-Air-Source) | HMH72B341 | ASPEN |  | D(A,C,E)36A36+TDR | TM9V080B12MP12 | 32800 | 17 | 8.1 | 33600 | 29400 | 87.5% | 2.63 | 0 | 9.5 |  |  |  | No | R-410A | 2.7333 | Residential & Commercial | No
212626353 | Central HP <5.4 tons | COLEMAN | HRCU-A-CB (Split System: Heat Pump with Remote Outdoor Unit-Air-Source) | HMH72B341 | ASPEN |  | C(A,C,D,E)36A36+TDR | TM9Y080C16MP11 | 31200 | 18.3 | 8.3 | 33600 | 28000 | 83.33% | 2.6 | 0 | 9.3 |  |  |  | No | R-410A | 2.6 | Residential & Commercial | No
212626376 | Central HP <5.4 tons | COLEMAN | HRCU-A-CB (Split System: Heat Pump with Remote Outdoor Unit-Air-Source) | HMH72B341 | ASPEN |  | C(A,C,D,E)48A26+TDR | TM8Y080C16MP11 | 29800 | 17.8 | 8.3 | 33600 | 27200 | 80.95% | 2.63 | 0 | 9.5 |  |  |  | No | R-410A | 2.4833 | Residential & Commercial | No
212626408 | Central HP <5.4 tons | COLEMAN | HRCU-A-CB (Split System: Heat Pump with Remote Outdoor Unit-Air-Source) | HMH72B341 | ASPEN |  | D(A,C,E)42C26+TDR | TM8Y120C20MP11 | 32200 | 18 | 8.3 | 33600 | 30000 | 89.29% | 2.81 | 0 | 9.5 |  |  |  | No | R-410A | 2.6833 | Residential & Commercial | No
212626533 | Central HP <5.4 tons | COLEMAN | HRCU-A-CB (Split System: Heat Pump with Remote Outdoor Unit-Air-Source) | HMH72B341 | ASPEN |  | D(A,C,E)36A46+TDR | TM9V080B12MP12 | 32800 | 17 | 8.2 | 33800 | 29200 | 86.39% | 2.65 | 0 | 9.5 |  |  |  | No | R-410A | 2.7333 | Residential & Commercial | No
213076603 | Central HP <5.4 tons | GRANDAIRE | HRCU-A-CB (Split System: Heat Pump with Remote Outdoor Unit-Air-Source) | WDLCURAH36ABK |  |  | WLA*424CA* | WFET090B048A* | 35000 | 16 | 8.1 | 38500 | 34800 | 90.39% | 2.04 | 0 | 9.5 |  |  |  | No | R-410A | 2.9167 | Residential & Commercial | No
212626669 | Central HP <5.4 tons | COLEMAN | HRCU-A-CB (Split System: Heat Pump with Remote Outdoor Unit-Air-Source) | HMH72B341 | ASPEN |  | D(A,C,E)42B36+TDR | TM9E060A10MP12 | 32200 | 17.5 | 8.1 | 33800 | 27400 | 81.07% | 2.4 | 0 | 9.5 |  |  |  | No | R-410A | 2.6833 | Residential & Commercial | No
212626676 | Central HP <5.4 tons | COLEMAN | HRCU-A-CB (Split System: Heat Pump with Remote Outdoor Unit-Air-Source) | HMH72B341 | ASPEN |  | D(A,C,E)48C36+TDR | TM9E060A10MP12 | 33000 | 17.5 | 8.1 | 33800 | 27400 | 81.07% | 2.4 | 0 | 9 |  |  |  | No | R-410A | 2.75 | Residential & Commercial | No
212626726 | Central HP <5.4 tons | COLEMAN | HRCU-A-CB (Split System: Heat Pump with Remote Outdoor Unit-Air-Source) | HMH72B341 | ASPEN |  | C(A,C,D,E)42A26+TDR | TM9E080B12MP12 | 29400 | 16.7 | 8.4 | 33800 | 27400 | 81.07% | 2.63 | 0 | 9.4 |  |  |  | No | R-410A | 2.45 | Residential & Commercial | No
212626787 | Central HP <5.4 tons | COLEMAN | HRCU-A-CB (Split System: Heat Pump with Remote Outdoor Unit-Air-Source) | HMH72B341 | ASPEN |  | C(A,C,D,E)36B26+TDR | TM8E100C16MP11 | 30800 | 17.9 | 8.3 | 33800 | 28600 | 84.62% | 2.7 | 0 | 9.8 |  |  |  | No | R-410A | 2.5667 | Residential & Commercial | No
212626812 | Central HP <5.4 tons | COLEMAN | HRCU-A-CB (Split System: Heat Pump with Remote Outdoor Unit-Air-Source) | HMH72B341 | ASPEN |  | C(A,C,D,E)36A36+TDR | TM8Y080C16MP11 | 31400 | 18.3 | 8.2 | 33800 | 27200 | 80.47% | 2.61 | 0 | 9.8 |  |  |  | No | R-410A | 2.6167 | Residential & Commercial | No
214303088 | Central HP <5.4 tons | RUUD | HRCU-A-CB (Split System: Heat Pump with Remote Outdoor Unit-Air-Source) | RD17AZ24AJ3N | ADP |  | H,RG34936 | R951V0603A17M4S | 22000 | 17 | 8.1 | 21000 | 16600 | 79.05% | 2 | 0 | 9.5 |  |  |  | No | R-410A | 1.8333 | Residential & Commercial | No
213078266 | Central HP <5.4 tons | GRANDAIRE | HRCU-A-CB (Split System: Heat Pump with Remote Outdoor Unit-Air-Source) | WDLCURAH36ABK |  |  | WLA*364BA* | WFE*090B042C* | 35000 | 16 | 8.1 | 38500 | 35200 | 91.43% | 1.84 | 0 | 9.5 |  |  |  | No | R-410A | 2.9167 | Residential & Commercial | No
212626978 | Central HP <5.4 tons | COLEMAN | HRCU-A-CB (Split System: Heat Pump with Remote Outdoor Unit-Air-Source) | HMH72B341 | ASPEN |  | C(A,C,D,E)36A46+TDR | TM8Y100C20MP11 | 33600 | 18 | 8.3 | 33800 | 30000 | 88.76% | 2.76 | 0 | 9.5 |  |  |  | No | R-410A | 2.8 | Residential & Commercial | No
212626985 | Central HP <5.4 tons | COLEMAN | HRCU-A-CB (Split System: Heat Pump with Remote Outdoor Unit-Air-Source) | HMH72B341 | ASPEN |  | D(A,C,E)36B36+TDR | TM8Y120C20MP11 | 33600 | 18 | 8.2 | 33800 | 30000 | 88.76% | 2.76 | 0 | 9.5 |  |  |  | No | R-410A | 2.8 | Residential & Commercial | No
212627121 | Central HP <5.4 tons | COLEMAN | HRCU-A-CB (Split System: Heat Pump with Remote Outdoor Unit-Air-Source) | HMH72B341 | ASPEN |  | C(A,C,D,E)42B36+TDR | TM9Y080C16MP11 | 32200 | 18.5 | 8.5 | 33800 | 28200 | 83.43% | 2.67 | 0 | 9.4 |  |  |  | No | R-410A | 2.6833 | Residential & Commercial | No
213079518 | Central HP <5.4 tons | GRANDAIRE | HRCU-A-CB (Split System: Heat Pump with Remote Outdoor Unit-Air-Source) | WDLCURAH36ABK |  |  | WLA*364BA* | WFAX080B048B* | 35000 | 16 | 8.1 | 38500 | 35200 | 91.43% | 1.82 | 0 | 9.5 |  |  |  | No | R-410A | 2.9167 | Residential & Commercial | No
213079092 | Central HP <5.4 tons | GRANDAIRE | HRCU-A-CB (Split System: Heat Pump with Remote Outdoor Unit-Air-Source) | WDLCURAH36ABK |  |  | WLA*364CA* | WFEU060B048B* | 35000 | 16.5 | 8.1 | 38500 | 35000 | 90.91% | 1.8 | 0 | 9.5 |  |  |  | No | R-410A | 2.9167 | Residential & Commercial | No
213080655 | Central HP <5.4 tons | GRANDAIRE | HRCU-A-CB (Split System: Heat Pump with Remote Outdoor Unit-Air-Source) | WDLCURAH36ABK |  |  | WLA*364BA* | WFSU060B048B* | 35200 | 15.5 | 8.1 | 39000 | 35200 | 90.26% | 1.82 | 0 | 9.5 |  |  |  | No | R-410A | 2.9333 | Residential & Commercial | No
212626345 | Central HP <5.4 tons | COLEMAN | HRCU-A-CB (Split System: Heat Pump with Remote Outdoor Unit-Air-Source) | HMH72B341 | ASPEN |  | C(A,C,D,E)42A36+TDR | TM9V080C16MP12 | 31800 | 17.5 | 8.3 | 33600 | 27600 | 82.14% | 2.63 | 0 | 9.9 |  |  |  | No | R-410A | 2.65 | Residential & Commercial | No
212626365 | Central HP <5.4 tons | COLEMAN | HRCU-A-CB (Split System: Heat Pump with Remote Outdoor Unit-Air-Source) | HMH72B341 | ASPEN |  | D(A,C,E)48A36+TDR | TM9E100C16MP12 | 32400 | 18 | 8.4 | 33600 | 27200 | 80.95% | 2.64 | 0 | 9.9 |  |  |  | No | R-410A | 2.7 | Residential & Commercial | No
212626381 | Central HP <5.4 tons | COLEMAN | HRCU-A-CB (Split System: Heat Pump with Remote Outdoor Unit-Air-Source) | HMH72B341 | ASPEN |  | C(A,C,D,E)36B26+TDR | TM9E100C16MP12 | 29400 | 17.2 | 8.5 | 33600 | 27200 | 80.95% | 2.66 | 0 | 9.4 |  |  |  | No | R-410A | 2.45 | Residential & Commercial | No
212626396 | Central HP <5.4 tons | COLEMAN | HRCU-A-CB (Split System: Heat Pump with Remote Outdoor Unit-Air-Source) | HMH72B341 | ASPEN |  | D(A,C,E)42D26+TDR | TM9E100C16MP12 | 30800 | 17.7 | 8.5 | 33600 | 27200 | 80.95% | 2.66 | 0 | 9 |  |  |  | No | R-410A | 2.5667 | Residential & Commercial | No
212626681 | Central HP <5.4 tons | COLEMAN | HRCU-A-CB (Split System: Heat Pump with Remote Outdoor Unit-Air-Source) | HMH72B341 | ASPEN |  | D(A,C,E)42A36+TDR | TM8E080B12MP11 | 31800 | 17.9 | 8.3 | 33800 | 28200 | 83.43% | 2.59 | 0 | 9.4 |  |  |  | No | R-410A | 2.65 | Residential & Commercial | No
212626882 | Central HP <5.4 tons | COLEMAN | HRCU-A-CB (Split System: Heat Pump with Remote Outdoor Unit-Air-Source) | HMH72B341 | ASPEN |  | C(A,C,D,E)36A46+TDR | TM8E060A12MP11 | 32200 | 18 | 8.1 | 33800 | 27400 | 81.07% | 2.44 | 0 | 9.9 |  |  |  | No | R-410A | 2.6833 | Residential & Commercial | No
212626915 | Central HP <5.4 tons | COLEMAN | HRCU-A-CB (Split System: Heat Pump with Remote Outdoor Unit-Air-Source) | HMH72B341 | ASPEN |  | D(A,C,E)36D26+TDR | TM8E100B12MP11 | 30400 | 17.5 | 8.5 | 33800 | 27400 | 81.07% | 2.64 | 0 | 9 |  |  |  | No | R-410A | 2.5333 | Residential & Commercial | No
212626947 | Central HP <5.4 tons | COLEMAN | HRCU-A-CB (Split System: Heat Pump with Remote Outdoor Unit-Air-Source) | HMH72B341 | ASPEN |  | D(A,C,E)48C26+TDR | TMLE060A12MP11 | 30800 | 17.7 | 8.1 | 33800 | 27400 | 81.07% | 2.44 | 0 | 9 |  |  |  | No | R-410A | 2.5667 | Residential & Commercial | No
212626981 | Central HP <5.4 tons | COLEMAN | HRCU-A-CB (Split System: Heat Pump with Remote Outdoor Unit-Air-Source) | HMH72B341 | ASPEN |  | D(A,C,E)36B36+TDR | TM8Y100C20MP11 | 33600 | 18 | 8.2 | 33800 | 30000 | 88.76% | 2.76 | 0 | 9.5 |  |  |  | No | R-410A | 2.8 | Residential & Commercial | No
212627032 | Central HP <5.4 tons | COLEMAN | HRCU-A-CB (Split System: Heat Pump with Remote Outdoor Unit-Air-Source) | HMH72B341 | ASPEN |  | C(A,C,D,E)36B36+TDR | CP9C080C16MP13 | 32200 | 17.5 | 8.1 | 33800 | 27400 | 81.07% | 2.45 | 0 | 9.9 |  |  |  | No | R-410A | 2.6833 | Residential & Commercial | No
212627081 | Central HP <5.4 tons | COLEMAN | HRCU-A-CB (Split System: Heat Pump with Remote Outdoor Unit-Air-Source) | HMH72B341 | ASPEN |  | C(A,C,D,E)48C26+TDR | TP9C080C16MP13 | 30800 | 17.2 | 8.1 | 33800 | 27400 | 81.07% | 2.45 | 0 | 9 |  |  |  | No | R-410A | 2.5667 | Residential & Commercial | No
212627082 | Central HP <5.4 tons | COLEMAN | HRCU-A-CB (Split System: Heat Pump with Remote Outdoor Unit-Air-Source) | HMH72B341 | ASPEN |  | D(A,C,E)36A46+TDR | TP9C080C16MP13 | 32000 | 17.5 | 8.1 | 33800 | 27400 | 81.07% | 2.45 | 0 | 9.9 |  |  |  | No | R-410A | 2.6667 | Residential & Commercial | No
212627131 | Central HP <5.4 tons | COLEMAN | HRCU-A-CB (Split System: Heat Pump with Remote Outdoor Unit-Air-Source) | HMH72B341 | ASPEN |  | D(A,C,E)48B26+TDR | TM8Y100C16MP11 | 30200 | 17.9 | 8.4 | 33800 | 27200 | 80.47% | 2.64 | 0 | 9 |  |  |  | No | R-410A | 2.5167 | Residential & Commercial | No
212627232 | Central HP <5.4 tons | COLEMAN | HRCU-A-CB (Split System: Heat Pump with Remote Outdoor Unit-Air-Source) | HMH72B341 | ASPEN |  | D(A,C,E)48C36+TDR | TPLC080B12MP13 | 32400 | 17 | 8.1 | 33600 | 29400 | 87.5% | 2.42 | 0 | 9.5 |  |  |  | No | R-410A | 2.7 | Residential & Commercial | No
212627249 | Central HP <5.4 tons | COLEMAN | HRCU-A-CB (Split System: Heat Pump with Remote Outdoor Unit-Air-Source) | HMH72B341 | ASPEN |  | D(A,C,E)36D36+TDR | TL9E060B12UH11 | 32800 | 18 | 8.1 | 34000 | 27800 | 81.76% | 2.4 | 0 | 9.5 |  |  |  | No | R-410A | 2.7333 | Residential & Commercial | No
212627281 | Central HP <5.4 tons | COLEMAN | HRCU-A-CB (Split System: Heat Pump with Remote Outdoor Unit-Air-Source) | HMH72B341 | ASPEN |  | D(A,C,E)42A46+TDR | TM9E060B12MP12 | 32600 | 17.5 | 8.1 | 34000 | 28000 | 82.35% | 2.39 | 0 | 9.5 |  |  |  | No | R-410A | 2.7167 | Residential & Commercial | No
212627283 | Central HP <5.4 tons | COLEMAN | HRCU-A-CB (Split System: Heat Pump with Remote Outdoor Unit-Air-Source) | HMH72B341 | ASPEN |  | D(A,C,E)42C26+TDR | TM9E060B12MP12 | 30400 | 17 | 8.1 | 34000 | 28000 | 82.35% | 2.39 | 0 | 9.1 |  |  |  | No | R-410A | 2.5333 | Residential & Commercial | No
212627333 | Central HP <5.4 tons | COLEMAN | HRCU-A-CB (Split System: Heat Pump with Remote Outdoor Unit-Air-Source) | HMH72B341 | ASPEN |  | D(A,C,E)48D26+TDR | CP9C060B12MP13 | 31200 | 17.3 | 8.1 | 34000 | 27800 | 81.76% | 2.42 | 0 | 9.2 |  |  |  | No | R-410A | 2.6 | Residential & Commercial | No
212627349 | Central HP <5.4 tons | COLEMAN | HRCU-A-CB (Split System: Heat Pump with Remote Outdoor Unit-Air-Source) | HMH72B341 | ASPEN |  | D(A,C,E)42C26+TDR | TM9V060B12MP12 | 30400 | 17 | 8.1 | 34000 | 27800 | 81.76% | 2.42 | 0 | 9.1 |  |  |  | No | R-410A | 2.5333 | Residential & Commercial | No
212627383 | Central HP <5.4 tons | COLEMAN | HRCU-A-CB (Split System: Heat Pump with Remote Outdoor Unit-Air-Source) | HMH72B341 | ASPEN |  | D(A,C,E)48A36+TDR | TM8E080B12MP11 | 32200 | 18 | 8.4 | 34000 | 28000 | 82.35% | 2.6 | 0 | 9.4 |  |  |  | No | R-410A | 2.6833 | Residential & Commercial | No
212986531 | Central HP <5.4 tons | KEEPRITE | HRCU-A-CB (Split System: Heat Pump with Remote Outdoor Unit-Air-Source) | DLCURAH24ABK |  |  | EA*4X24L17A* | *96MSN0401712A* | 23000 | 15.5 | 8.5 | 27000 | 27200 | 100.7% | 2.3 | 0 | 9.5 |  |  |  | No | R-410A | 1.9167 | Residential & Commercial | No
213076968 | Central HP <5.4 tons | ARCOAIRE | HRCU-A-CB (Split System: Heat Pump with Remote Outdoor Unit-Air-Source) | DLCURAH36ABK |  |  | EA*4X42L21A* | *96VSN0801716B* | 35000 | 15.5 | 8.1 | 38500 | 35200 | 91.43% | 1.86 | 0 | 9.5 |  |  |  | No | R-410A | 2.9167 | Residential & Commercial | No
212627417 | Central HP <5.4 tons | COLEMAN | HRCU-A-CB (Split System: Heat Pump with Remote Outdoor Unit-Air-Source) | HMH72B341 | ASPEN |  | C(A,C,D,E)36A46+TDR | TM8E080B12MP11 | 32000 | 18 | 8.5 | 34000 | 28000 | 82.35% | 2.63 | 0 | 9.4 |  |  |  | No | R-410A | 2.6667 | Residential & Commercial | No
212627448 | Central HP <5.4 tons | COLEMAN | HRCU-A-CB (Split System: Heat Pump with Remote Outdoor Unit-Air-Source) | HMH72B341 | ASPEN |  | D(A,C,E)36B46+TDR | TM9Y080B12MP11 | 33000 | 18 | 8.1 | 34000 | 28000 | 82.35% | 2.41 | 0 | 9.5 |  |  |  | No | R-410A | 2.75 | Residential & Commercial | No
212627649 | Central HP <5.4 tons | COLEMAN | HRCU-A-CB (Split System: Heat Pump with Remote Outdoor Unit-Air-Source) | HMH72B341 | ASPEN |  | C(A,C,D,E)48C26+TDR | TM9Y080C16MP11 | 30600 | 18.1 | 8.5 | 34000 | 28000 | 82.35% | 2.66 | 0 | 9 |  |  |  | No | R-410A | 2.55 | Residential & Commercial | No
212627650 | Central HP <5.4 tons | COLEMAN | HRCU-A-CB (Split System: Heat Pump with Remote Outdoor Unit-Air-Source) | HMH72B341 | ASPEN |  | D(A,C,E)36A46+TDR | TM9Y080C16MP11 | 32000 | 18.5 | 8.5 | 34000 | 28000 | 82.35% | 2.66 | 0 | 9.4 |  |  |  | No | R-410A | 2.6667 | Residential & Commercial | No
212627717 | Central HP <5.4 tons | COLEMAN | HRCU-A-CB (Split System: Heat Pump with Remote Outdoor Unit-Air-Source) | HMH72B341 | ASPEN |  | C(A,C,D,E)36B26+TDR | CPLC100C16MP13 | 29200 | 16.7 | 8.1 | 33800 | 27400 | 81.07% | 2.47 | 0 | 9.4 |  |  |  | No | R-410A | 2.4333 | Residential & Commercial | No
212627718 | Central HP <5.4 tons | COLEMAN | HRCU-A-CB (Split System: Heat Pump with Remote Outdoor Unit-Air-Source) | HMH72B341 | ASPEN |  | C(A,C,D,E)36B36+TDR | CPLC100C16MP13 | 32000 | 17.5 | 8.1 | 33800 | 27400 | 81.07% | 2.47 | 0 | 9.9 |  |  |  | No | R-410A | 2.6667 | Residential & Commercial | No
212627750 | Central HP <5.4 tons | COLEMAN | HRCU-A-CB (Split System: Heat Pump with Remote Outdoor Unit-Air-Source) | HMH72B341 | ASPEN |  | D(A,C,E)36D26+TDR | TM8V080C16MP12 | 30200 | 17 | 8.5 | 34000 | 27400 | 80.59% | 2.67 | 0 | 9 |  |  |  | No | R-410A | 2.5167 | Residential & Commercial | No
212627768 | Central HP <5.4 tons | COLEMAN | HRCU-A-CB (Split System: Heat Pump with Remote Outdoor Unit-Air-Source) | HMH72B341 | ASPEN |  | C(A,C,D,E)48C26+TDR | TM8V100C16MP12 | 30600 | 17.2 | 8.5 | 34000 | 27400 | 80.59% | 2.67 | 0 | 9.6 |  |  |  | No | R-410A | 2.55 | Residential & Commercial | No
212627769 | Central HP <5.4 tons | COLEMAN | HRCU-A-CB (Split System: Heat Pump with Remote Outdoor Unit-Air-Source) | HMH72B341 | ASPEN |  | D(A,C,E)36A46+TDR | TM8V100C16MP12 | 32000 | 17.5 | 8.5 | 34000 | 27400 | 80.59% | 2.67 | 0 | 9.9 |  |  |  | No | R-410A | 2.6667 | Residential & Commercial | No
211227703 | Central HP <5.4 tons | ARCOAIRE | HRCU-A-CB (Split System: Heat Pump with Remote Outdoor Unit-Air-Source) | DLCURAH36ABK |  |  | EA*4X42L21A* | *96VTN1002120A* | 35800 | 15.5 | 8.1 | 39500 | 35200 | 89.11% | 1.9 | 0 | 9.5 |  |  |  | No | R-410A | 2.9833 | Residential & Commercial | No
212627868 | Central HP <5.4 tons | COLEMAN | HRCU-A-CB (Split System: Heat Pump with Remote Outdoor Unit-Air-Source) | HMH72B341 | ASPEN |  | D(A,C,E)36B36+TDR | TL8E080C16UH11 | 32000 | 17.5 | 8.5 | 34000 | 27800 | 81.76% | 2.68 | 0 | 9.9 |  |  |  | No | R-410A | 2.6667 | Residential & Commercial | No
212627884 | Central HP <5.4 tons | COLEMAN | HRCU-A-CB (Split System: Heat Pump with Remote Outdoor Unit-Air-Source) | HMH72B341 | ASPEN |  | C(A,C,D,E)36A46+TDR | TL9E080C16UH11 | 32000 | 17.5 | 8.5 | 34000 | 28000 | 82.35% | 2.66 | 0 | 9.4 |  |  |  | No | R-410A | 2.6667 | Residential & Commercial | No
212627902 | Central HP <5.4 tons | COLEMAN | HRCU-A-CB (Split System: Heat Pump with Remote Outdoor Unit-Air-Source) | HMH72B341 | ASPEN |  | D(A,C,E)48D26+TDR | TL9E080C16UH11 | 30800 | 17.3 | 8.5 | 34000 | 28000 | 82.35% | 2.66 | 0 | 9.2 |  |  |  | No | R-410A | 2.5667 | Residential & Commercial | No
212627984 | Central HP <5.4 tons | COLEMAN | HRCU-A-CB (Split System: Heat Pump with Remote Outdoor Unit-Air-Source) | HMH72B341 | ASPEN |  | D(A,C,E)36B36+TDR | TM9V100C16MP12 | 32000 | 17.5 | 8.5 | 34000 | 27400 | 80.59% | 2.67 | 0 | 9.9 |  |  |  | No | R-410A | 2.6667 | Residential & Commercial | No
212383115 | Central HP <5.4 tons | ARCOAIRE | HRCU-A-CB (Split System: Heat Pump with Remote Outdoor Unit-Air-Source) | DLCURAH36ABK |  |  | EA*4X36L21A* | *96VSN0802120A* | 35400 | 16 | 8.1 | 39500 | 35200 | 89.11% | 1.82 | 0 | 9.5 |  |  |  | No | R-410A | 2.95 | Residential & Commercial | No
211227310 | Central HP <5.4 tons | ARCOAIRE | HRCU-A-CB (Split System: Heat Pump with Remote Outdoor Unit-Air-Source) | DLCURAH36ABK |  |  | EA*4X42L21A* | *80ES(N,L)0701716A* | 35200 | 16 | 8.1 | 38500 | 35000 | 90.91% | 1.88 | 0 | 9.5 |  |  |  | No | R-410A | 2.9333 | Residential & Commercial | No
212628003 | Central HP <5.4 tons | COLEMAN | HRCU-A-CB (Split System: Heat Pump with Remote Outdoor Unit-Air-Source) | HMH72B341 | ASPEN |  | C(A,C,D,E)36C26+TDR | TP9C100C16MP13 | 29800 | 16.9 | 8.1 | 34000 | 27400 | 80.59% | 2.47 | 0 | 9.5 |  |  |  | No | R-410A | 2.4833 | Residential & Commercial | No
212628016 | Central HP <5.4 tons | COLEMAN | HRCU-A-CB (Split System: Heat Pump with Remote Outdoor Unit-Air-Source) | HMH72B341 | ASPEN |  | D(A,C,E)42D26+TDR | TP9C100C16MP13 | 30600 | 17.2 | 8.1 | 34000 | 27400 | 80.59% | 2.47 | 0 | 9.6 |  |  |  | No | R-410A | 2.55 | Residential & Commercial | No
212628084 | Central HP <5.4 tons | COLEMAN | HRCU-A-CB (Split System: Heat Pump with Remote Outdoor Unit-Air-Source) | HMH72B341 | ASPEN |  | D(A,C,E)36C36+TDR | CP9C100C20MP13 | 32400 | 17.5 | 8.1 | 34000 | 28400 | 83.53% | 2.46 | 0 | 9.5 |  |  |  | No | R-410A | 2.7 | Residential & Commercial | No
212628102 | Central HP <5.4 tons | COLEMAN | HRCU-A-CB (Split System: Heat Pump with Remote Outdoor Unit-Air-Source) | HMH72B341 | ASPEN |  | D(A,C,E)36B36+TDR | TM9V100C20MP12 | 32000 | 17.5 | 8.5 | 34000 | 28400 | 83.53% | 2.7 | 0 | 9.4 |  |  |  | No | R-410A | 2.6667 | Residential & Commercial | No
212628118 | Central HP <5.4 tons | COLEMAN | HRCU-A-CB (Split System: Heat Pump with Remote Outdoor Unit-Air-Source) | HMH72B341 | ASPEN |  | C(A,C,D,E)36C26+TDR | TP9C100C20MP13 | 29600 | 16.9 | 8.1 | 34000 | 28400 | 83.53% | 2.46 | 0 | 9 |  |  |  | No | R-410A | 2.4667 | Residential & Commercial | No
213077395 | Central HP <5.4 tons | GRANDAIRE | HRCU-A-CB (Split System: Heat Pump with Remote Outdoor Unit-Air-Source) | WDLCURAH36ABK |  |  | WLA*424CA* | WFST080B048A* | 35000 | 15.5 | 8.1 | 38500 | 35000 | 90.91% | 2.06 | 0 | 9.5 |  |  |  | No | R-410A | 2.9167 | Residential & Commercial | No
213079008 | Central HP <5.4 tons | GRANDAIRE | HRCU-A-CB (Split System: Heat Pump with Remote Outdoor Unit-Air-Source) | WDLCURAH36ABK |  |  | WLA*424CA* | WFEU040B036B* | 35200 | 16 | 8.1 | 38500 | 35000 | 90.91% | 1.88 | 0 | 9.5 |  |  |  | No | R-410A | 2.9333 | Residential & Commercial | No
211713128 | Central HP <5.4 tons | ARCOAIRE | HRCU-A-CB (Split System: Heat Pump with Remote Outdoor Unit-Air-Source) | DLCURAH30ABK |  |  | EA*4X43L21A* | *80ESU0401712A* | 31200 | 15.2 | 8.1 | 33400 | 26000 | 77.84% | 1.86 | 0 | 9 |  |  |  | No | R-410A | 2.6 | Residential & Commercial | No
214303074 | Central HP <5.4 tons | RUUD | HRCU-A-CB (Split System: Heat Pump with Remote Outdoor Unit-Air-Source) | RD17AZ24AJ3N | ADP |  | H,RG34936 | R801V0704A17UHU | 22000 | 17 | 8.1 | 21000 | 16500 | 78.57% | 2 | 0 | 9.5 |  |  |  | No | R-410A | 1.8333 | Residential & Commercial | No
214303075 | Central HP <5.4 tons | RUUD | HRCU-A-CB (Split System: Heat Pump with Remote Outdoor Unit-Air-Source) | RD17AZ24AJ3N | ADP |  | H,RG34936 | R801V0754A17UHN | 22000 | 18 | 8.1 | 21000 | 16400 | 78.1% | 2.1 | 0 | 9.5 |  |  |  | No | R-410A | 1.8333 | Residential & Commercial | No
211228150 | Central HP <5.4 tons | ARCOAIRE | HRCU-A-CB (Split System: Heat Pump with Remote Outdoor Unit-Air-Source) | DLCURAH36ABK |  |  | EA*4X42L24A* | OLV112A16A | 35400 | 15.2 | 8.1 | 39500 | 35200 | 89.11% | 1.88 | 0 | 9.5 |  |  |  | No | R-410A | 2.95 | Residential & Commercial | No
212627945 | Central HP <5.4 tons | COLEMAN | HRCU-A-CB (Split System: Heat Pump with Remote Outdoor Unit-Air-Source) | HMH72B341 | ASPEN |  | D(A,C,E)42C26+TDR | TM8Y080C16MP11 | 30200 | 17.9 | 8.5 | 34000 | 27400 | 80.59% | 2.67 | 0 | 9 |  |  |  | No | R-410A | 2.5167 | Residential & Commercial | No
212627956 | Central HP <5.4 tons | COLEMAN | HRCU-A-CB (Split System: Heat Pump with Remote Outdoor Unit-Air-Source) | HMH72B341 | ASPEN |  | C(A,C,D,E)36B36+TDR | TM8Y100C16MP11 | 32000 | 18.5 | 8.5 | 34000 | 27400 | 80.59% | 2.67 | 0 | 9.9 |  |  |  | No | R-410A | 2.6667 | Residential & Commercial | No
212624001 | Central HP <5.4 tons | COLEMAN | HRCU-A-CB (Split System: Heat Pump with Remote Outdoor Unit-Air-Source) | HMH72B341 | ASPEN |  | D(A,C,E)48B34+TDR | TM9Y080B12MP11 | 32600 | 18 | 8.1 | 34000 | 28000 | 82.35% | 2.41 | 0 | 9.5 |  |  |  | No | R-410A | 2.7167 | Residential & Commercial | No
212624021 | Central HP <5.4 tons | COLEMAN | HRCU-A-CB (Split System: Heat Pump with Remote Outdoor Unit-Air-Source) | HMH72B341 | ASPEN |  | D(A,C,E)36B34+TDR | TMLE080B12MP11 | 32000 | 18 | 8.1 | 34000 | 28000 | 82.35% | 2.41 | 0 | 9.4 |  |  |  | No | R-410A | 2.6667 | Residential & Commercial | No
212624035 | Central HP <5.4 tons | COLEMAN | HRCU-A-CB (Split System: Heat Pump with Remote Outdoor Unit-Air-Source) | HMH72B341 | ASPEN |  | D(A,C,E)42B34+TDR | TMLE080B12MP11 | 32400 | 18 | 8.1 | 34000 | 28000 | 82.35% | 2.41 | 0 | 9.5 |  |  |  | No | R-410A | 2.7 | Residential & Commercial | No
212624055 | Central HP <5.4 tons | COLEMAN | HRCU-A-CB (Split System: Heat Pump with Remote Outdoor Unit-Air-Source) | HMH72B341 | ASPEN |  | C(A,C,D,E)36D24+TDR | CPLC060A12MP13 | 31600 | 17.5 | 8.1 | 33400 | 28800 | 86.23% | 2.49 | 0 | 9.5 |  |  |  | No | R-410A | 2.6333 | Residential & Commercial | No
212624112 | Central HP <5.4 tons | COLEMAN | HRCU-A-CB (Split System: Heat Pump with Remote Outdoor Unit-Air-Source) | HMH72B341 | ASPEN |  | C(A,C,D,E)48D24+TDR | TMLV060A12MP12 | 32400 | 17.5 | 8.1 | 33400 | 28800 | 86.23% | 2.49 | 0 | 9.5 |  |  |  | No | R-410A | 2.7 | Residential & Commercial | No
212624135 | Central HP <5.4 tons | COLEMAN | HRCU-A-CB (Split System: Heat Pump with Remote Outdoor Unit-Air-Source) | HMH72B341 | ASPEN |  | C(A,C,D,E)48D24+TDR | CP9C080B12MP13 | 32200 | 17 | 8.1 | 33600 | 29600 | 88.1% | 2.45 | 0 | 9.5 |  |  |  | No | R-410A | 2.6833 | Residential & Commercial | No
212624171 | Central HP <5.4 tons | COLEMAN | HRCU-A-CB (Split System: Heat Pump with Remote Outdoor Unit-Air-Source) | HMH72B341 | ASPEN |  | C(A,C,D,E)36C34+TDR | TM9Y100C20MP11 | 32400 | 15.5 | 8.1 | 34000 | 27800 | 81.76% | 2.38 | 0 | 9.5 |  |  |  | No | R-410A | 2.7 | Residential & Commercial | No
212624403 | Central HP <5.4 tons | COLEMAN | HRCU-A-CB (Split System: Heat Pump with Remote Outdoor Unit-Air-Source) | HMH72B341 | ASPEN |  | D(A,C,E)36C34+TDR | TM9Y080C16MP11 | 32400 | 18.5 | 8.5 | 34000 | 28000 | 82.35% | 2.66 | 0 | 9.5 |  |  |  | No | R-410A | 2.7 | Residential & Commercial | No
212624464 | Central HP <5.4 tons | COLEMAN | HRCU-A-CB (Split System: Heat Pump with Remote Outdoor Unit-Air-Source) | HMH72B341 | ASPEN |  | C(A,C,D,E)48A34+TDR | TM9V100C16MP12 | 32200 | 17.5 | 8.4 | 34000 | 27400 | 80.59% | 2.65 | 0 | 9.9 |  |  |  | No | R-410A | 2.6833 | Residential & Commercial | No
212624471 | Central HP <5.4 tons | COLEMAN | HRCU-A-CB (Split System: Heat Pump with Remote Outdoor Unit-Air-Source) | HMH72B341 | ASPEN |  | C(A,C,D,E)36B24+TDR | CPLC080C16MP13 | 29200 | 16.7 | 8.1 | 33800 | 27400 | 81.07% | 2.47 | 0 | 9.4 |  |  |  | No | R-410A | 2.4333 | Residential & Commercial | No
212624548 | Central HP <5.4 tons | COLEMAN | HRCU-A-CB (Split System: Heat Pump with Remote Outdoor Unit-Air-Source) | HMH72B341 | ASPEN |  | D(A,C,E)48C24+TDR | CPLC100C16MP13 | 30600 | 17.2 | 8.1 | 33800 | 27400 | 81.07% | 2.47 | 0 | 9.6 |  |  |  | No | R-410A | 2.55 | Residential & Commercial | No
212624580 | Central HP <5.4 tons | COLEMAN | HRCU-A-CB (Split System: Heat Pump with Remote Outdoor Unit-Air-Source) | HMH72B341 | ASPEN |  | D(A,C,E)36D24+TDR | TM8V080C16MP12 | 30200 | 17 | 8.5 | 34000 | 27400 | 80.59% | 2.67 | 0 | 9 |  |  |  | No | R-410A | 2.5167 | Residential & Commercial | No
212624603 | Central HP <5.4 tons | COLEMAN | HRCU-A-CB (Split System: Heat Pump with Remote Outdoor Unit-Air-Source) | HMH72B341 | ASPEN |  | C(A,C,D,E)36B24+TDR | TM8V100C16MP12 | 29200 | 16.7 | 8.5 | 34000 | 27400 | 80.59% | 2.67 | 0 | 9.4 |  |  |  | No | R-410A | 2.4333 | Residential & Commercial | No
215674411 | Central HP <5.4 tons | KEEPRITE | HRCU-A-CB (Split System: Heat Pump with Remote Outdoor Unit-Air-Source) | C5H0V48*K*AAA* |  |  | EA*5X61M21A*+WALLCON | *97CMN0602120B* | 45500 | 17.5 | 9 | 48000 | 34200 | 71.25% | 2.06 | 0 | 9.5 |  |  |  | No | R-454B | 3.7917 | Residential & Commercial | No
212624646 | Central HP <5.4 tons | COLEMAN | HRCU-A-CB (Split System: Heat Pump with Remote Outdoor Unit-Air-Source) | HMH72B341 | ASPEN |  | C(A,C,D,E)36B34+TDR | TMLV100C16MP12 | 32000 | 17.5 | 8.1 | 33800 | 27400 | 81.07% | 2.47 | 0 | 9.9 |  |  |  | No | R-410A | 2.6667 | Residential & Commercial | No
212624705 | Central HP <5.4 tons | COLEMAN | HRCU-A-CB (Split System: Heat Pump with Remote Outdoor Unit-Air-Source) | HMH72B341 | ASPEN |  | D(A,C,E)48C24+TDR | TPLC080C16MP13 | 30600 | 17.2 | 8.1 | 33800 | 27400 | 81.07% | 2.47 | 0 | 9.6 |  |  |  | No | R-410A | 2.55 | Residential & Commercial | No
212624778 | Central HP <5.4 tons | COLEMAN | HRCU-A-CB (Split System: Heat Pump with Remote Outdoor Unit-Air-Source) | HMH72B341 | ASPEN |  | C(A,C,D,E)42D24+TDR | TL8E080C16UH11 | 30600 | 17.1 | 8.5 | 34000 | 27800 | 81.76% | 2.68 | 0 | 9.6 |  |  |  | No | R-410A | 2.55 | Residential & Commercial | No
212624782 | Central HP <5.4 tons | COLEMAN | HRCU-A-CB (Split System: Heat Pump with Remote Outdoor Unit-Air-Source) | HMH72B341 | ASPEN |  | C(A,C,D,E)48D24+TDR | TL8E080C16UH11 | 31000 | 17.3 | 8.5 | 34000 | 27800 | 81.76% | 2.68 | 0 | 9.7 |  |  |  | No | R-410A | 2.5833 | Residential & Commercial | No
212624796 | Central HP <5.4 tons | COLEMAN | HRCU-A-CB (Split System: Heat Pump with Remote Outdoor Unit-Air-Source) | HMH72B341 | ASPEN |  | D(A,C,E)42C24+TDR | TL8E080C16UH11 | 30200 | 17 | 8.5 | 34000 | 27800 | 81.76% | 2.68 | 0 | 9 |  |  |  | No | R-410A | 2.5167 | Residential & Commercial | No
212624823 | Central HP <5.4 tons | COLEMAN | HRCU-A-CB (Split System: Heat Pump with Remote Outdoor Unit-Air-Source) | HMH72B341 | ASPEN |  | C(A,C,D,E)36C24+TDR | TL9E080C16UH11 | 29600 | 16.9 | 8.5 | 34000 | 28000 | 82.35% | 2.66 | 0 | 9 |  |  |  | No | R-410A | 2.4667 | Residential & Commercial | No
212624828 | Central HP <5.4 tons | COLEMAN | HRCU-A-CB (Split System: Heat Pump with Remote Outdoor Unit-Air-Source) | HMH72B341 | ASPEN |  | C(A,C,D,E)48C24+TDR | TL9E080C16UH11 | 30400 | 17.1 | 8.5 | 34000 | 28000 | 82.35% | 2.66 | 0 | 9 |  |  |  | No | R-410A | 2.5333 | Residential & Commercial | No
212624898 | Central HP <5.4 tons | COLEMAN | HRCU-A-CB (Split System: Heat Pump with Remote Outdoor Unit-Air-Source) | HMH72B341 | ASPEN |  | D(A,C,E)48C24+TDR | CP9C100C16MP13 | 30600 | 17.2 | 8.1 | 34000 | 27400 | 80.59% | 2.47 | 0 | 9.6 |  |  |  | No | R-410A | 2.55 | Residential & Commercial | No
212625041 | Central HP <5.4 tons | COLEMAN | HRCU-A-CB (Split System: Heat Pump with Remote Outdoor Unit-Air-Source) | HMH72B341 | ASPEN |  | C(A,C,D,E)42C24+TDR | TM9V100C16MP12 | 30200 | 17 | 8.5 | 34000 | 27400 | 80.59% | 2.67 | 0 | 9 |  |  |  | No | R-410A | 2.5167 | Residential & Commercial | No
212625071 | Central HP <5.4 tons | COLEMAN | HRCU-A-CB (Split System: Heat Pump with Remote Outdoor Unit-Air-Source) | HMH72B341 | ASPEN |  | D(A,C,E)42D24+TDR | TM9V100C16MP12 | 30600 | 17.2 | 8.5 | 34000 | 27400 | 80.59% | 2.67 | 0 | 9.6 |  |  |  | No | R-410A | 2.55 | Residential & Commercial | No
212625098 | Central HP <5.4 tons | COLEMAN | HRCU-A-CB (Split System: Heat Pump with Remote Outdoor Unit-Air-Source) | HMH72B341 | ASPEN |  | C(A,C,D,E)36D24+TDR | TP9C100C16MP13 | 30200 | 17 | 8.1 | 34000 | 27400 | 80.59% | 2.47 | 0 | 9 |  |  |  | No | R-410A | 2.5167 | Residential & Commercial | No
212625180 | Central HP <5.4 tons | COLEMAN | HRCU-A-CB (Split System: Heat Pump with Remote Outdoor Unit-Air-Source) | HMH72B341 | ASPEN |  | C(A,C,D,E)42B34+TDR | TL8E100C20UH11 | 32200 | 17.5 | 8.4 | 34000 | 27400 | 80.59% | 2.66 | 0 | 9.9 |  |  |  | No | R-410A | 2.6833 | Residential & Commercial | No
212625246 | Central HP <5.4 tons | COLEMAN | HRCU-A-CB (Split System: Heat Pump with Remote Outdoor Unit-Air-Source) | HMH72B341 | ASPEN |  | C(A,C,D,E)42D24+TDR | TL8E100C20UH11 | 30600 | 17.1 | 8.5 | 34000 | 27400 | 80.59% | 2.69 | 0 | 9.6 |  |  |  | No | R-410A | 2.55 | Residential & Commercial | No
212625305 | Central HP <5.4 tons | COLEMAN | HRCU-A-CB (Split System: Heat Pump with Remote Outdoor Unit-Air-Source) | HMH72B341 | ASPEN |  | C(A,C,D,E)48B24+TDR | TM9V100C20MP12 | 30000 | 17 | 8.5 | 34000 | 28000 | 82.35% | 2.69 | 0 | 9 |  |  |  | No | R-410A | 2.5 | Residential & Commercial | No
212625416 | Central HP <5.4 tons | COLEMAN | HRCU-A-CB (Split System: Heat Pump with Remote Outdoor Unit-Air-Source) | HMH72B341 | ASPEN |  | D(A,C,E)48B34+TDR | TM9V100C20MP12 | 32600 | 17.5 | 8.5 | 34000 | 28400 | 83.53% | 2.7 | 0 | 9.5 |  |  |  | No | R-410A | 2.7167 | Residential & Commercial | No
212625514 | Central HP <5.4 tons | COLEMAN | HRCU-A-CB (Split System: Heat Pump with Remote Outdoor Unit-Air-Source) | HMH72B341 | ASPEN |  | C(A,C,D,E)42A26+TDR | TM8V100C20MP12 | 28600 | 15.6 | 8.1 | 32000 | 27600 | 86.25% | 2.44 | 0 | 8.4 |  |  |  | No | R-410A | 2.3833 | Residential & Commercial | No
212625541 | Central HP <5.4 tons | COLEMAN | HRCU-A-CB (Split System: Heat Pump with Remote Outdoor Unit-Air-Source) | HMH72B341 | ASPEN |  | C(A,C,D,E)48A36+TDR | CPLC100C20MP13 | 31600 | 16.5 | 8.1 | 32200 | 27600 | 85.71% | 2.44 | 0 | 8.9 |  |  |  | No | R-410A | 2.6333 | Residential & Commercial | No
211228744 | Central HP <5.4 tons | KEEPRITE | HRCU-A-CB (Split System: Heat Pump with Remote Outdoor Unit-Air-Source) | DLCURAH36ABK |  |  | EA*4X48L21A* | *80ES(N,L)0451712A* | 35600 | 15.5 | 8.1 | 38500 | 34800 | 90.39% | 2.04 | 0 | 9.5 |  |  |  | No | R-410A | 2.9667 | Residential & Commercial | No
213076928 | Central HP <5.4 tons | ARCOAIRE | HRCU-A-CB (Split System: Heat Pump with Remote Outdoor Unit-Air-Source) | DLCURAH36ABK |  |  | EA*4X36L17A* | *96VSN0801716B* | 35200 | 15.2 | 8.1 | 39000 | 35400 | 90.77% | 1.82 | 0 | 9.5 |  |  |  | No | R-410A | 2.9333 | Residential & Commercial | No
212625564 | Central HP <5.4 tons | COLEMAN | HRCU-A-CB (Split System: Heat Pump with Remote Outdoor Unit-Air-Source) | HMH72B341 | ASPEN |  | D(A,C,E)48B26+TDR | CPLC120C20MP13 | 29600 | 15.9 | 8.1 | 32200 | 27600 | 85.71% | 2.44 | 0 | 8 |  |  |  | No | R-410A | 2.4667 | Residential & Commercial | No
212625584 | Central HP <5.4 tons | COLEMAN | HRCU-A-CB (Split System: Heat Pump with Remote Outdoor Unit-Air-Source) | HMH72B341 | ASPEN |  | D(A,C,E)36A36+TDR | TM8V120C20MP12 | 31000 | 16.3 | 8.5 | 32200 | 27600 | 85.71% | 2.7 | 0 | 8.8 |  |  |  | No | R-410A | 2.5833 | Residential & Commercial | No
212625589 | Central HP <5.4 tons | COLEMAN | HRCU-A-CB (Split System: Heat Pump with Remote Outdoor Unit-Air-Source) | HMH72B341 | ASPEN |  | C(A,C,D,E)42B36+TDR | TMLV120C20MP12 | 31600 | 16.5 | 8.1 | 32200 | 27600 | 85.71% | 2.44 | 0 | 8.9 |  |  |  | No | R-410A | 2.6333 | Residential & Commercial | No
212625623 | Central HP <5.4 tons | COLEMAN | HRCU-A-CB (Split System: Heat Pump with Remote Outdoor Unit-Air-Source) | HMH72B341 | ASPEN |  | C(A,C,D,E)42A26+TDR | TP9C120D20MP13 | 28800 | 16.1 | 8.1 | 32200 | 28000 | 86.96% | 2.51 | 0 | 8.9 |  |  |  | No | R-410A | 2.4 | Residential & Commercial | No
212625659 | Central HP <5.4 tons | COLEMAN | HRCU-A-CB (Split System: Heat Pump with Remote Outdoor Unit-Air-Source) | HMH72B341 | ASPEN |  | C(A,C,D,E)36B26+TDR | TPLC120C20MP13 | 28600 | 15.6 | 8.1 | 32400 | 27400 | 84.57% | 2.45 | 0 | 8.4 |  |  |  | No | R-410A | 2.3833 | Residential & Commercial | No
212625698 | Central HP <5.4 tons | COLEMAN | HRCU-A-CB (Split System: Heat Pump with Remote Outdoor Unit-Air-Source) | HMH72B341 | ASPEN |  | D(A,C,E)48C36+TDR | CPLC120C20MP13 | 32600 | 16.5 | 8.1 | 32400 | 27800 | 85.8% | 2.44 | 0 | 9 |  |  |  | No | R-410A | 2.7167 | Residential & Commercial | No
212625700 | Central HP <5.4 tons | COLEMAN | HRCU-A-CB (Split System: Heat Pump with Remote Outdoor Unit-Air-Source) | HMH72B341 | ASPEN |  | D(A,C,E)48D36+TDR | CPLC120C20MP13 | 32800 | 16.5 | 8.1 | 32400 | 27800 | 85.8% | 2.44 | 0 | 9 |  |  |  | No | R-410A | 2.7333 | Residential & Commercial | No
212625764 | Central HP <5.4 tons | COLEMAN | HRCU-A-CB (Split System: Heat Pump with Remote Outdoor Unit-Air-Source) | HMH72B341 | ASPEN |  | D(A,C,E)36B46+TDR | TPLC100C20MP13 | 32400 | 16.5 | 8.1 | 32400 | 27800 | 85.8% | 2.44 | 0 | 9 |  |  |  | No | R-410A | 2.7 | Residential & Commercial | No
213075882 | Central HP <5.4 tons | KEEPRITE | HRCU-A-CB (Split System: Heat Pump with Remote Outdoor Unit-Air-Source) | DLCURAH36ABK |  |  | EA*4X36L21A* | *95MSU1002120A* | 35200 | 16 | 8.1 | 38500 | 35200 | 91.43% | 1.84 | 0 | 9.5 |  |  |  | No | R-410A | 2.9333 | Residential & Commercial | No
212625766 | Central HP <5.4 tons | COLEMAN | HRCU-A-CB (Split System: Heat Pump with Remote Outdoor Unit-Air-Source) | HMH72B341 | ASPEN |  | D(A,C,E)36D36+TDR | TPLC100C20MP13 | 32200 | 16.5 | 8.1 | 32400 | 27800 | 85.8% | 2.44 | 0 | 9 |  |  |  | No | R-410A | 2.6833 | Residential & Commercial | No
212625775 | Central HP <5.4 tons | COLEMAN | HRCU-A-CB (Split System: Heat Pump with Remote Outdoor Unit-Air-Source) | HMH72B341 | ASPEN |  | D(A,C,E)48D26+TDR | TPLC100C20MP13 | 30400 | 16.1 | 8.1 | 32400 | 27800 | 85.8% | 2.44 | 0 | 8 |  |  |  | No | R-410A | 2.5333 | Residential & Commercial | No
212625791 | Central HP <5.4 tons | COLEMAN | HRCU-A-CB (Split System: Heat Pump with Remote Outdoor Unit-Air-Source) | HMH72B341 | ASPEN |  | D(A,C,E)48B36+TDR | TPLC120C20MP13 | 32000 | 16.5 | 8.1 | 32400 | 27800 | 85.8% | 2.44 | 0 | 8.9 |  |  |  | No | R-410A | 2.6667 | Residential & Commercial | No
212625793 | Central HP <5.4 tons | COLEMAN | HRCU-A-CB (Split System: Heat Pump with Remote Outdoor Unit-Air-Source) | HMH72B341 | ASPEN |  | D(A,C,E)48C36+TDR | TPLC120C20MP13 | 32600 | 16.5 | 8.1 | 32400 | 27800 | 85.8% | 2.44 | 0 | 9 |  |  |  | No | R-410A | 2.7167 | Residential & Commercial | No
212625818 | Central HP <5.4 tons | COLEMAN | HRCU-A-CB (Split System: Heat Pump with Remote Outdoor Unit-Air-Source) | HMH72B341 | ASPEN |  | D(A,C,E)48B36+TDR | TM9Y120D20MP11 | 32200 | 16.5 | 8.5 | 32400 | 28200 | 87.04% | 2.77 | 0 | 9.4 |  |  |  | No | R-410A | 2.6833 | Residential & Commercial | No
212625873 | Central HP <5.4 tons | COLEMAN | HRCU-A-CB (Split System: Heat Pump with Remote Outdoor Unit-Air-Source) | HMH72B341 | ASPEN |  | C(A,C,D,E)36B36+TDR | TP9C120D20MP13 | 31600 | 17 | 8.1 | 32400 | 28200 | 87.04% | 2.51 | 0 | 9.3 |  |  |  | No | R-410A | 2.6333 | Residential & Commercial | No
212625891 | Central HP <5.4 tons | COLEMAN | HRCU-A-CB (Split System: Heat Pump with Remote Outdoor Unit-Air-Source) | HMH72B341 | ASPEN |  | D(A,C,E)48D36+TDR | TP9C120D20MP13 | 33000 | 17 | 8.1 | 32400 | 28200 | 87.04% | 2.51 | 0 | 9 |  |  |  | No | R-410A | 2.75 | Residential & Commercial | No
212626300 | Central HP <5.4 tons | COLEMAN | HRCU-A-CB (Split System: Heat Pump with Remote Outdoor Unit-Air-Source) | HMH72B341 | ASPEN |  | D(A,C,E)42A36+TDR | TM9E080B12MP12 | 32000 | 17.5 | 8.3 | 33600 | 27600 | 82.14% | 2.62 | 0 | 9.9 |  |  |  | No | R-410A | 2.6667 | Residential & Commercial | No
212626375 | Central HP <5.4 tons | COLEMAN | HRCU-A-CB (Split System: Heat Pump with Remote Outdoor Unit-Air-Source) | HMH72B341 | ASPEN |  | C(A,C,D,E)36A36+TDR | TL8E100C20UH11 | 31200 | 17.4 | 8.3 | 33600 | 27200 | 80.95% | 2.63 | 0 | 9.8 |  |  |  | No | R-410A | 2.6 | Residential & Commercial | No
212626386 | Central HP <5.4 tons | COLEMAN | HRCU-A-CB (Split System: Heat Pump with Remote Outdoor Unit-Air-Source) | HMH72B341 | ASPEN |  | D(A,C,E)36A46+TDR | TM9E100C16MP12 | 32200 | 18 | 8.5 | 33600 | 27200 | 80.95% | 2.66 | 0 | 9.9 |  |  |  | No | R-410A | 2.6833 | Residential & Commercial | No
212626411 | Central HP <5.4 tons | COLEMAN | HRCU-A-CB (Split System: Heat Pump with Remote Outdoor Unit-Air-Source) | HMH72B341 | ASPEN |  | D(A,C,E)48B26+TDR | TL9E080C16UH11 | 30000 | 17 | 8.5 | 33600 | 28000 | 83.33% | 2.66 | 0 | 9 |  |  |  | No | R-410A | 2.5 | Residential & Commercial | No
212626534 | Central HP <5.4 tons | COLEMAN | HRCU-A-CB (Split System: Heat Pump with Remote Outdoor Unit-Air-Source) | HMH72B341 | ASPEN |  | D(A,C,E)36B36+TDR | TM9V080B12MP12 | 32800 | 17 | 8.2 | 33800 | 29200 | 86.39% | 2.65 | 0 | 9.5 |  |  |  | No | R-410A | 2.7333 | Residential & Commercial | No
212626675 | Central HP <5.4 tons | COLEMAN | HRCU-A-CB (Split System: Heat Pump with Remote Outdoor Unit-Air-Source) | HMH72B341 | ASPEN |  | D(A,C,E)48C26+TDR | TM9E060A10MP12 | 30600 | 17.2 | 8.1 | 33800 | 27400 | 81.07% | 2.4 | 0 | 9 |  |  |  | No | R-410A | 2.55 | Residential & Commercial | No
212626877 | Central HP <5.4 tons | COLEMAN | HRCU-A-CB (Split System: Heat Pump with Remote Outdoor Unit-Air-Source) | HMH72B341 | ASPEN |  | D(A,C,E)48B36+TDR | TM8Y120C20MP11 | 33600 | 18 | 8.2 | 33800 | 30000 | 88.76% | 2.77 | 0 | 9.5 |  |  |  | No | R-410A | 2.8 | Residential & Commercial | No
212626934 | Central HP <5.4 tons | COLEMAN | HRCU-A-CB (Split System: Heat Pump with Remote Outdoor Unit-Air-Source) | HMH72B341 | ASPEN |  | D(A,C,E)36A46+TDR | TMLE060A12MP11 | 32200 | 18 | 8.1 | 33800 | 27400 | 81.07% | 2.44 | 0 | 9.9 |  |  |  | No | R-410A | 2.6833 | Residential & Commercial | No
212972397 | Central HP <5.4 tons | GRANDAIRE | HRCU-A-CB (Split System: Heat Pump with Remote Outdoor Unit-Air-Source) | WDLCURAH24AAK |  |  | WLNC364CA* | WFET110C066A* | 24000 | 16 | 8.1 | 25000 | 23200 | 92.8% | 1.94 | 0 | 9.5 |  |  |  | No | R-410A | 2 | Residential & Commercial | No
212627054 | Central HP <5.4 tons | COLEMAN | HRCU-A-CB (Split System: Heat Pump with Remote Outdoor Unit-Air-Source) | HMH72B341 | ASPEN |  | C(A,C,D,E)36B26+TDR | TM9V080C16MP12 | 29400 | 16.7 | 8.5 | 33800 | 27400 | 81.07% | 2.66 | 0 | 9.4 |  |  |  | No | R-410A | 2.45 | Residential & Commercial | No
212627079 | Central HP <5.4 tons | COLEMAN | HRCU-A-CB (Split System: Heat Pump with Remote Outdoor Unit-Air-Source) | HMH72B341 | ASPEN |  | C(A,C,D,E)36C26+TDR | TP9C080C16MP13 | 29800 | 16.9 | 8.1 | 33800 | 27400 | 81.07% | 2.45 | 0 | 9.5 |  |  |  | No | R-410A | 2.4833 | Residential & Commercial | No
212627095 | Central HP <5.4 tons | COLEMAN | HRCU-A-CB (Split System: Heat Pump with Remote Outdoor Unit-Air-Source) | HMH72B341 | ASPEN |  | D(A,C,E)48C26+TDR | TP9C080C16MP13 | 30800 | 17.2 | 8.1 | 33800 | 27400 | 81.07% | 2.45 | 0 | 9 |  |  |  | No | R-410A | 2.5667 | Residential & Commercial | No
212627129 | Central HP <5.4 tons | COLEMAN | HRCU-A-CB (Split System: Heat Pump with Remote Outdoor Unit-Air-Source) | HMH72B341 | ASPEN |  | D(A,C,E)42A36+TDR | TL8E100C20UH11 | 31800 | 17.5 | 8.4 | 33800 | 27200 | 80.47% | 2.64 | 0 | 9.9 |  |  |  | No | R-410A | 2.65 | Residential & Commercial | No
212627168 | Central HP <5.4 tons | COLEMAN | HRCU-A-CB (Split System: Heat Pump with Remote Outdoor Unit-Air-Source) | HMH72B341 | ASPEN |  | C(A,C,D,E)42B36+TDR | CP9C100C20MP13 | 32200 | 17.5 | 8.1 | 33800 | 28200 | 83.43% | 2.46 | 0 | 9.4 |  |  |  | No | R-410A | 2.6833 | Residential & Commercial | No
212627286 | Central HP <5.4 tons | COLEMAN | HRCU-A-CB (Split System: Heat Pump with Remote Outdoor Unit-Air-Source) | HMH72B341 | ASPEN |  | D(A,C,E)42D36+TDR | TM9E060B12MP12 | 33200 | 17.5 | 8.1 | 34000 | 28000 | 82.35% | 2.39 | 0 | 9 |  |  |  | No | R-410A | 2.7667 | Residential & Commercial | No
212627327 | Central HP <5.4 tons | COLEMAN | HRCU-A-CB (Split System: Heat Pump with Remote Outdoor Unit-Air-Source) | HMH72B341 | ASPEN |  | D(A,C,E)42C36+TDR | CP9C060B12MP13 | 32800 | 17.5 | 8.1 | 34000 | 27800 | 81.76% | 2.42 | 0 | 9.5 |  |  |  | No | R-410A | 2.7333 | Residential & Commercial | No
212627345 | Central HP <5.4 tons | COLEMAN | HRCU-A-CB (Split System: Heat Pump with Remote Outdoor Unit-Air-Source) | HMH72B341 | ASPEN |  | D(A,C,E)36D26+TDR | TM9V060B12MP12 | 30400 | 17 | 8.1 | 34000 | 27800 | 81.76% | 2.42 | 0 | 9.1 |  |  |  | No | R-410A | 2.5333 | Residential & Commercial | No
212627372 | Central HP <5.4 tons | COLEMAN | HRCU-A-CB (Split System: Heat Pump with Remote Outdoor Unit-Air-Source) | HMH72B341 | ASPEN |  | D(A,C,E)42C26+TDR | TP9C060B12MP13 | 30400 | 17 | 8.1 | 34000 | 27800 | 81.76% | 2.42 | 0 | 9.1 |  |  |  | No | R-410A | 2.5333 | Residential & Commercial | No
212627488 | Central HP <5.4 tons | COLEMAN | HRCU-A-CB (Split System: Heat Pump with Remote Outdoor Unit-Air-Source) | HMH72B341 | ASPEN |  | D(A,C,E)42D36+TDR | CPLC060A12MP13 | 32800 | 17.5 | 8.1 | 33400 | 28800 | 86.23% | 2.49 | 0 | 9.5 |  |  |  | No | R-410A | 2.7333 | Residential & Commercial | No
212627506 | Central HP <5.4 tons | COLEMAN | HRCU-A-CB (Split System: Heat Pump with Remote Outdoor Unit-Air-Source) | HMH72B341 | ASPEN |  | C(A,C,D,E)48C26+TDR | TPLC060A12MP13 | 32000 | 17.5 | 8.1 | 33400 | 28800 | 86.23% | 2.49 | 0 | 9 |  |  |  | No | R-410A | 2.6667 | Residential & Commercial | No
211227734 | Central HP <5.4 tons | KEEPRITE | HRCU-A-CB (Split System: Heat Pump with Remote Outdoor Unit-Air-Source) | DLCURAH36ABK |  |  | EA*4X42L21A* | OMV098J12* | 35000 | 15.2 | 8.1 | 38500 | 35200 | 91.43% | 1.86 | 0 | 9.5 |  |  |  | No | R-410A | 2.9167 | Residential & Commercial | No
211227389 | Central HP <5.4 tons | ARCOAIRE | HRCU-A-CB (Split System: Heat Pump with Remote Outdoor Unit-Air-Source) | DLCURAH36ABK |  |  | EA*4X42L21A* | *80VSL0701716A* | 35200 | 16 | 8.1 | 38500 | 35000 | 90.91% | 1.86 | 0 | 9.5 |  |  |  | No | R-410A | 2.9333 | Residential & Commercial | No
211227286 | Central HP <5.4 tons | ARCOAIRE | HRCU-A-CB (Split System: Heat Pump with Remote Outdoor Unit-Air-Source) | DLCURAH36ABK |  |  | EA*4X42L21A* | *80ES(N,L)0451712A* | 35200 | 15.5 | 8.1 | 38500 | 35000 | 90.91% | 1.86 | 0 | 9.5 |  |  |  | No | R-410A | 2.9333 | Residential & Commercial | No
213079844 | Central HP <5.4 tons | KEEPRITE | HRCU-A-CB (Split System: Heat Pump with Remote Outdoor Unit-Air-Source) | DLCURAH36ABK |  |  | EA*4X36L21A* | *92MSN1002122A* | 35200 | 16 | 8.1 | 38500 | 35200 | 91.43% | 1.84 | 0 | 9.5 |  |  |  | No | R-410A | 2.9333 | Residential & Commercial | No
213080559 | Central HP <5.4 tons | GRANDAIRE | HRCU-A-CB (Split System: Heat Pump with Remote Outdoor Unit-Air-Source) | WDLCURAH36ABK |  |  | WLA*424CA* | WFSU040B036B* | 35200 | 15.2 | 8.1 | 39000 | 35000 | 89.74% | 2.04 | 0 | 9.5 |  |  |  | No | R-410A | 2.9333 | Residential & Commercial | No
211227302 | Central HP <5.4 tons | KEEPRITE | HRCU-A-CB (Split System: Heat Pump with Remote Outdoor Unit-Air-Source) | DLCURAH36ABK |  |  | EA*4X42L21A* | *80ES(N,L)0701712A* | 35600 | 15.2 | 8.1 | 39500 | 35200 | 89.11% | 1.88 | 0 | 9.5 |  |  |  | No | R-410A | 2.9667 | Residential & Commercial | No
211229077 | Central HP <5.4 tons | ARCOAIRE | HRCU-A-CB (Split System: Heat Pump with Remote Outdoor Unit-Air-Source) | DLCURAH36ABK |  |  | EA*4X48L21A* | *96VSN0601714A* | 35400 | 15.5 | 8.1 | 38500 | 34800 | 90.39% | 2.02 | 0 | 9.5 |  |  |  | No | R-410A | 2.95 | Residential & Commercial | No
212627529 | Central HP <5.4 tons | COLEMAN | HRCU-A-CB (Split System: Heat Pump with Remote Outdoor Unit-Air-Source) | HMH72B341 | ASPEN |  | D(A,C,E)42D36+TDR | TP9C080B12MP13 | 32800 | 17 | 8.1 | 33600 | 29600 | 88.1% | 2.45 | 0 | 9.5 |  |  |  | No | R-410A | 2.7333 | Residential & Commercial | No
212627538 | Central HP <5.4 tons | COLEMAN | HRCU-A-CB (Split System: Heat Pump with Remote Outdoor Unit-Air-Source) | HMH72B341 | ASPEN |  | C(A,C,D,E)36C36+TDR | TM9Y100C20MP11 | 32400 | 15.5 | 8.1 | 34000 | 27800 | 81.76% | 2.38 | 0 | 9.5 |  |  |  | No | R-410A | 2.7 | Residential & Commercial | No
212627654 | Central HP <5.4 tons | COLEMAN | HRCU-A-CB (Split System: Heat Pump with Remote Outdoor Unit-Air-Source) | HMH72B341 | ASPEN |  | D(A,C,E)36D26+TDR | TM9Y080C16MP11 | 30200 | 17.9 | 8.5 | 34000 | 28000 | 82.35% | 2.66 | 0 | 9 |  |  |  | No | R-410A | 2.5167 | Residential & Commercial | No
212627688 | Central HP <5.4 tons | COLEMAN | HRCU-A-CB (Split System: Heat Pump with Remote Outdoor Unit-Air-Source) | HMH72B341 | ASPEN |  | D(A,C,E)48A36+TDR | TM9V100C16MP12 | 32200 | 17.5 | 8.4 | 34000 | 27400 | 80.59% | 2.65 | 0 | 9.9 |  |  |  | No | R-410A | 2.6833 | Residential & Commercial | No
212627754 | Central HP <5.4 tons | COLEMAN | HRCU-A-CB (Split System: Heat Pump with Remote Outdoor Unit-Air-Source) | HMH72B341 | ASPEN |  | D(A,C,E)42C26+TDR | TM8V080C16MP12 | 30200 | 17 | 8.5 | 34000 | 27400 | 80.59% | 2.67 | 0 | 9 |  |  |  | No | R-410A | 2.5167 | Residential & Commercial | No
212627763 | Central HP <5.4 tons | COLEMAN | HRCU-A-CB (Split System: Heat Pump with Remote Outdoor Unit-Air-Source) | HMH72B341 | ASPEN |  | C(A,C,D,E)36A46+TDR | TM8V100C16MP12 | 32000 | 17.5 | 8.5 | 34000 | 27400 | 80.59% | 2.67 | 0 | 9.9 |  |  |  | No | R-410A | 2.6667 | Residential & Commercial | No
212627788 | Central HP <5.4 tons | COLEMAN | HRCU-A-CB (Split System: Heat Pump with Remote Outdoor Unit-Air-Source) | HMH72B341 | ASPEN |  | D(A,C,E)36A36+TDR | TM9V100C16MP12 | 31600 | 17.5 | 8.4 | 34000 | 27400 | 80.59% | 2.67 | 0 | 9.8 |  |  |  | No | R-410A | 2.6333 | Residential & Commercial | No
212627820 | Central HP <5.4 tons | COLEMAN | HRCU-A-CB (Split System: Heat Pump with Remote Outdoor Unit-Air-Source) | HMH72B341 | ASPEN |  | D(A,C,E)36B36+TDR | TPLC080C16MP13 | 32000 | 17.5 | 8.1 | 33800 | 27400 | 81.07% | 2.47 | 0 | 9.9 |  |  |  | No | R-410A | 2.6667 | Residential & Commercial | No
212627970 | Central HP <5.4 tons | COLEMAN | HRCU-A-CB (Split System: Heat Pump with Remote Outdoor Unit-Air-Source) | HMH72B341 | ASPEN |  | D(A,C,E)42D26+TDR | TM8Y100C16MP11 | 30600 | 18.1 | 8.5 | 34000 | 27400 | 80.59% | 2.67 | 0 | 9.6 |  |  |  | No | R-410A | 2.55 | Residential & Commercial | No
212628006 | Central HP <5.4 tons | COLEMAN | HRCU-A-CB (Split System: Heat Pump with Remote Outdoor Unit-Air-Source) | HMH72B341 | ASPEN |  | D(A,C,E)36A46+TDR | TP9C100C16MP13 | 32000 | 17.5 | 8.1 | 34000 | 27400 | 80.59% | 2.47 | 0 | 9.9 |  |  |  | No | R-410A | 2.6667 | Residential & Commercial | No
212897484 | Central HP <5.4 tons | DIRECT AIR | HRCU-A-C (Split System: Heat Pump with Remote Outdoor Unit with No Indoor Fan --Air Source) | DIRM-36MAGICPRO20-OU | ADP |  | HG8J936+TD |  | 34600 | 15.2 | 9.8 | 37400 | 31600 | 84.49% | 1.96 | 0 | 9.5 |  |  |  | No | R-410A | 2.8833 | Residential & Commercial | No
211227398 | Central HP <5.4 tons | ARCOAIRE | HRCU-A-CB (Split System: Heat Pump with Remote Outdoor Unit-Air-Source) | DLCURAH36ABK |  |  | EA*4X42L21A* | *80VSL0702120A* | 35400 | 16 | 8.1 | 38500 | 35000 | 90.91% | 1.88 | 0 | 9.5 |  |  |  | No | R-410A | 2.95 | Residential & Commercial | No
211227298 | Central HP <5.4 tons | ARCOAIRE | HRCU-A-CB (Split System: Heat Pump with Remote Outdoor Unit-Air-Source) | DLCURAH36ABK |  |  | EA*4X42L21A* | *80ES(N,L)0701712A* | 35600 | 15.2 | 8.1 | 39500 | 35200 | 89.11% | 1.88 | 0 | 9.5 |  |  |  | No | R-410A | 2.9667 | Residential & Commercial | No
212628049 | Central HP <5.4 tons | COLEMAN | HRCU-A-CB (Split System: Heat Pump with Remote Outdoor Unit-Air-Source) | HMH72B341 | ASPEN |  | C(A,C,D,E)48C26+TDR | TL8E100C20UH11 | 30600 | 17.1 | 8.5 | 34000 | 27400 | 80.59% | 2.69 | 0 | 9.6 |  |  |  | No | R-410A | 2.55 | Residential & Commercial | No
212628065 | Central HP <5.4 tons | COLEMAN | HRCU-A-CB (Split System: Heat Pump with Remote Outdoor Unit-Air-Source) | HMH72B341 | ASPEN |  | D(A,C,E)48D26+TDR | TL8E100C20UH11 | 31000 | 17.3 | 8.5 | 34000 | 27400 | 80.59% | 2.69 | 0 | 9.7 |  |  |  | No | R-410A | 2.5833 | Residential & Commercial | No
212628104 | Central HP <5.4 tons | COLEMAN | HRCU-A-CB (Split System: Heat Pump with Remote Outdoor Unit-Air-Source) | HMH72B341 | ASPEN |  | D(A,C,E)36C36+TDR | TM9V100C20MP12 | 32400 | 17.5 | 8.5 | 34000 | 28400 | 83.53% | 2.7 | 0 | 9.5 |  |  |  | No | R-410A | 2.7 | Residential & Commercial | No
212628115 | Central HP <5.4 tons | COLEMAN | HRCU-A-CB (Split System: Heat Pump with Remote Outdoor Unit-Air-Source) | HMH72B341 | ASPEN |  | D(A,C,E)48D36+TDR | TM9V100C20MP12 | 33400 | 17.5 | 8.5 | 34000 | 28400 | 83.53% | 2.7 | 0 | 9.5 |  |  |  | No | R-410A | 2.7833 | Residential & Commercial | No
213079740 | Central HP <5.4 tons | GRANDAIRE | HRCU-A-CB (Split System: Heat Pump with Remote Outdoor Unit-Air-Source) | WDLCURAH36ABK |  |  | WLA*364CA* | WFAX100C060B* | 35000 | 16.5 | 8.1 | 38500 | 34800 | 90.39% | 2.06 | 0 | 9.5 |  |  |  | No | R-410A | 2.9167 | Residential & Commercial | No
212989065 | Central HP <5.4 tons | KEEPRITE | HRCU-A-CB (Split System: Heat Pump with Remote Outdoor Unit-Air-Source) | DLCURAH30ABK |  |  | EA*4X43L21A* | *95MSU0601716A* | 30600 | 15.2 | 8.5 | 33600 | 26400 | 78.57% | 1.86 | 0 | 9 |  |  |  | No | R-410A | 2.55 | Residential & Commercial | No
212983937 | Central HP <5.4 tons | KEEPRITE | HRCU-A-CB (Split System: Heat Pump with Remote Outdoor Unit-Air-Source) | DLCURAH30ABK |  |  | EA*4X37L21A* | *92MSN0601714A* | 30200 | 15.2 | 8.1 | 33400 | 26400 | 79.04% | 1.84 | 0 | 9 |  |  |  | No | R-410A | 2.5167 | Residential & Commercial | No
211222792 | Central HP <5.4 tons | KEEPRITE | HRCU-A-CB (Split System: Heat Pump with Remote Outdoor Unit-Air-Source) | DLCURAH30ABK |  |  | FXM4X36**AL |  | 31000 | 15.2 | 8.1 | 33600 | 26400 | 78.57% | 1.82 | 0 | 9 |  |  |  | No | R-410A | 2.5833 | Residential & Commercial | No
213080516 | Central HP <5.4 tons | ARCOAIRE | HRCU-A-CB (Split System: Heat Pump with Remote Outdoor Unit-Air-Source) | DLCURAH36ABK |  |  | EA*4X36L21A* | *95MSU0401712A* | 35000 | 15.2 | 8.1 | 39000 | 35400 | 90.77% | 1.82 | 0 | 9.5 |  |  |  | No | R-410A | 2.9167 | Residential & Commercial | No
213080816 | Central HP <5.4 tons | ARCOAIRE | HRCU-A-CB (Split System: Heat Pump with Remote Outdoor Unit-Air-Source) | DLCURAH36ABK |  |  | EA*4X42L24A* | *95MSU0802120A* | 35200 | 16 | 8.1 | 38500 | 35000 | 90.91% | 1.88 | 0 | 9.5 |  |  |  | No | R-410A | 2.9333 | Residential & Commercial | No
211712914 | Central HP <5.4 tons | KEEPRITE | HRCU-A-CB (Split System: Heat Pump with Remote Outdoor Unit-Air-Source) | DLCURAH30ABK |  |  | EA*4X42L24A* | *92ESN1002120A* | 30600 | 15.2 | 8.1 | 34200 | 27000 | 78.95% | 1.82 | 0 | 9 |  |  |  | No | R-410A | 2.55 | Residential & Commercial | No
211714359 | Central HP <5.4 tons | KEEPRITE | HRCU-A-CB (Split System: Heat Pump with Remote Outdoor Unit-Air-Source) | DLCURAH30ABK |  |  | EN(A,D,W)4X42L21** | *96VTN1002122A* | 30000 | 15.2 | 8.1 | 34000 | 27200 | 80% | 1.8 | 0 | 9 |  |  |  | No | R-410A | 2.5 | Residential & Commercial | No
212984449 | Central HP <5.4 tons | ARCOAIRE | HRCU-A-CB (Split System: Heat Pump with Remote Outdoor Unit-Air-Source) | DLCURAH30ABK |  |  | EA*4X36L21A* | *92MSN0801716A* | 29600 | 15.2 | 8.1 | 34000 | 28000 | 82.35% | 1.78 | 0 | 9 |  |  |  | No | R-410A | 2.4667 | Residential & Commercial | No
213080002 | Central HP <5.4 tons | GRANDAIRE | HRCU-A-CB (Split System: Heat Pump with Remote Outdoor Unit-Air-Source) | WDLCURAH36ABK |  |  | WLA*364BA* | WFSX080B048B* | 35000 | 15.2 | 8.1 | 39000 | 35400 | 90.77% | 1.84 | 0 | 9.5 |  |  |  | No | R-410A | 2.9167 | Residential & Commercial | No
213080811 | Central HP <5.4 tons | GRANDAIRE | HRCU-A-CB (Split System: Heat Pump with Remote Outdoor Unit-Air-Source) | WDLCURAH36ABK |  |  | WLA*424CA* | WFSU080C060B* | 35200 | 16 | 8.1 | 38500 | 35000 | 90.91% | 1.88 | 0 | 9.5 |  |  |  | No | R-410A | 2.9333 | Residential & Commercial | No
213077343 | Central HP <5.4 tons | GRANDAIRE | HRCU-A-CB (Split System: Heat Pump with Remote Outdoor Unit-Air-Source) | WDLCURAH36ABK |  |  | WLA*364BA* | WFST080B048A* | 35200 | 15.2 | 8.1 | 39000 | 35200 | 90.26% | 1.82 | 0 | 9.5 |  |  |  | No | R-410A | 2.9333 | Residential & Commercial | No
213078044 | Central HP <5.4 tons | GRANDAIRE | HRCU-A-CB (Split System: Heat Pump with Remote Outdoor Unit-Air-Source) | WDLCURAH36ABK |  |  | WLA*364BA* | WFE*070B048C* | 35200 | 15.5 | 8.1 | 39000 | 35200 | 90.26% | 1.82 | 0 | 9.5 |  |  |  | No | R-410A | 2.9333 | Residential & Commercial | No
213080014 | Central HP <5.4 tons | GRANDAIRE | HRCU-A-CB (Split System: Heat Pump with Remote Outdoor Unit-Air-Source) | WDLCURAH36ABK |  |  | WLA*364CA* | WFSX080B048B* | 35200 | 15.5 | 8.1 | 39000 | 35000 | 89.74% | 2 | 0 | 9.5 |  |  |  | No | R-410A | 2.9333 | Residential & Commercial | No
211228748 | Central HP <5.4 tons | GRANDAIRE | HRCU-A-CB (Split System: Heat Pump with Remote Outdoor Unit-Air-Source) | WDLCURAH36ABK |  |  | WLA*484CA* | WFER045B036A* | 35600 | 15.5 | 8.1 | 38500 | 34800 | 90.39% | 2.04 | 0 | 9.5 |  |  |  | No | R-410A | 2.9667 | Residential & Commercial | No
212984453 | Central HP <5.4 tons | KEEPRITE | HRCU-A-CB (Split System: Heat Pump with Remote Outdoor Unit-Air-Source) | DLCURAH30ABK |  |  | EA*4X36L21A* | *92MSN0801716A* | 29600 | 15.2 | 8.1 | 34000 | 28000 | 82.35% | 1.78 | 0 | 9 |  |  |  | No | R-410A | 2.4667 | Residential & Commercial | No
212985307 | Central HP <5.4 tons | KEEPRITE | HRCU-A-CB (Split System: Heat Pump with Remote Outdoor Unit-Air-Source) | DLCURAH30ABK |  |  | EA*4X43L21A* | *92MSN1002120A* | 30600 | 16 | 8.5 | 35000 | 26800 | 76.57% | 1.86 | 0 | 9 |  |  |  | No | R-410A | 2.55 | Residential & Commercial | No
212628051 | Central HP <5.4 tons | COLEMAN | HRCU-A-CB (Split System: Heat Pump with Remote Outdoor Unit-Air-Source) | HMH72B341 | ASPEN |  | D(A,C,E)36B36+TDR | TL8E100C20UH11 | 32000 | 17.5 | 8.5 | 34000 | 27400 | 80.59% | 2.69 | 0 | 9.9 |  |  |  | No | R-410A | 2.6667 | Residential & Commercial | No
212628070 | Central HP <5.4 tons | COLEMAN | HRCU-A-CB (Split System: Heat Pump with Remote Outdoor Unit-Air-Source) | HMH72B341 | ASPEN |  | C(A,C,D,E)36B26+TDR | TM9V100C20MP12 | 29200 | 16.7 | 8.5 | 34000 | 28000 | 82.35% | 2.69 | 0 | 8.9 |  |  |  | No | R-410A | 2.4333 | Residential & Commercial | No
212628103 | Central HP <5.4 tons | COLEMAN | HRCU-A-CB (Split System: Heat Pump with Remote Outdoor Unit-Air-Source) | HMH72B341 | ASPEN |  | D(A,C,E)36B46+TDR | TM9V100C20MP12 | 33000 | 17.5 | 8.5 | 34000 | 28400 | 83.53% | 2.7 | 0 | 9 |  |  |  | No | R-410A | 2.75 | Residential & Commercial | No
212628126 | Central HP <5.4 tons | COLEMAN | HRCU-A-CB (Split System: Heat Pump with Remote Outdoor Unit-Air-Source) | HMH72B341 | ASPEN |  | D(A,C,E)42A46+TDR | TP9C100C20MP13 | 32400 | 17.5 | 8.1 | 34000 | 28400 | 83.53% | 2.46 | 0 | 9.5 |  |  |  | No | R-410A | 2.7 | Residential & Commercial | No
212628127 | Central HP <5.4 tons | COLEMAN | HRCU-A-CB (Split System: Heat Pump with Remote Outdoor Unit-Air-Source) | HMH72B341 | ASPEN |  | D(A,C,E)42B36+TDR | TP9C100C20MP13 | 32400 | 17.5 | 8.1 | 34000 | 28400 | 83.53% | 2.46 | 0 | 9.5 |  |  |  | No | R-410A | 2.7 | Residential & Commercial | No
213077340 | Central HP <5.4 tons | KEEPRITE | HRCU-A-CB (Split System: Heat Pump with Remote Outdoor Unit-Air-Source) | DLCURAH36ABK |  |  | EA*4X36L17A* | *96VTN0801716B* | 35200 | 15.2 | 8.1 | 39000 | 35400 | 90.77% | 1.82 | 0 | 9.5 |  |  |  | No | R-410A | 2.9333 | Residential & Commercial | No
213076972 | Central HP <5.4 tons | KEEPRITE | HRCU-A-CB (Split System: Heat Pump with Remote Outdoor Unit-Air-Source) | DLCURAH36ABK |  |  | EA*4X42L21A* | *96VSN0801716B* | 35000 | 15.5 | 8.1 | 38500 | 35200 | 91.43% | 1.86 | 0 | 9.5 |  |  |  | No | R-410A | 2.9167 | Residential & Commercial | No
213080700 | Central HP <5.4 tons | KEEPRITE | HRCU-A-CB (Split System: Heat Pump with Remote Outdoor Unit-Air-Source) | DLCURAH36ABK |  |  | EA*4X42L21A* | *95MSU0601716A* | 35000 | 16 | 8.1 | 38500 | 35000 | 90.91% | 1.86 | 0 | 9.5 |  |  |  | No | R-410A | 2.9167 | Residential & Commercial | No
213080047 | Central HP <5.4 tons | KEEPRITE | HRCU-A-CB (Split System: Heat Pump with Remote Outdoor Unit-Air-Source) | DLCURAH36ABK |  |  | EA*4X42L21A* | *96MSN0801716A* | 35400 | 15.5 | 8.1 | 38500 | 35200 | 91.43% | 1.88 | 0 | 9.5 |  |  |  | No | R-410A | 2.95 | Residential & Commercial | No
213079515 | Central HP <5.4 tons | KEEPRITE | HRCU-A-CB (Split System: Heat Pump with Remote Outdoor Unit-Air-Source) | DLCURAH36ABK |  |  | EA*4X36L17A* | *92MSN0801716A* | 35000 | 16 | 8.1 | 38500 | 35200 | 91.43% | 1.82 | 0 | 9.5 |  |  |  | No | R-410A | 2.9167 | Residential & Commercial | No
212628128 | Central HP <5.4 tons | COLEMAN | HRCU-A-CB (Split System: Heat Pump with Remote Outdoor Unit-Air-Source) | HMH72B341 | ASPEN |  | D(A,C,E)42C36+TDR | TP9C100C20MP13 | 32800 | 17.5 | 8.1 | 34000 | 28400 | 83.53% | 2.46 | 0 | 9.5 |  |  |  | No | R-410A | 2.7333 | Residential & Commercial | No
213080275 | Central HP <5.4 tons | KEEPRITE | HRCU-A-CB (Split System: Heat Pump with Remote Outdoor Unit-Air-Source) | DLCURAH36ABK |  |  | EA*4X36L21A* | *96MSN1002120A* | 35200 | 16 | 8.1 | 38500 | 35200 | 91.43% | 1.8 | 0 | 9.5 |  |  |  | No | R-410A | 2.9333 | Residential & Commercial | No
212627895 | Central HP <5.4 tons | COLEMAN | HRCU-A-CB (Split System: Heat Pump with Remote Outdoor Unit-Air-Source) | HMH72B341 | ASPEN |  | D(A,C,E)42B36+TDR | TL9E080C16UH11 | 32400 | 17.5 | 8.5 | 34000 | 28000 | 82.35% | 2.66 | 0 | 9.5 |  |  |  | No | R-410A | 2.7 | Residential & Commercial | No
212627897 | Central HP <5.4 tons | COLEMAN | HRCU-A-CB (Split System: Heat Pump with Remote Outdoor Unit-Air-Source) | HMH72B341 | ASPEN |  | D(A,C,E)42D26+TDR | TL9E080C16UH11 | 30400 | 17.1 | 8.5 | 34000 | 28000 | 82.35% | 2.66 | 0 | 9 |  |  |  | No | R-410A | 2.5333 | Residential & Commercial | No
212627913 | Central HP <5.4 tons | COLEMAN | HRCU-A-CB (Split System: Heat Pump with Remote Outdoor Unit-Air-Source) | HMH72B341 | ASPEN |  | C(A,C,D,E)48C26+TDR | CP9C100C16MP13 | 30600 | 17.2 | 8.1 | 34000 | 27400 | 80.59% | 2.47 | 0 | 9.6 |  |  |  | No | R-410A | 2.55 | Residential & Commercial | No
212628029 | Central HP <5.4 tons | COLEMAN | HRCU-A-CB (Split System: Heat Pump with Remote Outdoor Unit-Air-Source) | HMH72B341 | ASPEN |  | C(A,C,D,E)42B36+TDR | TL8E100C20UH11 | 32200 | 17.5 | 8.4 | 34000 | 27400 | 80.59% | 2.66 | 0 | 9.9 |  |  |  | No | R-410A | 2.6833 | Residential & Commercial | No
212628047 | Central HP <5.4 tons | COLEMAN | HRCU-A-CB (Split System: Heat Pump with Remote Outdoor Unit-Air-Source) | HMH72B341 | ASPEN |  | C(A,C,D,E)36C26+TDR | TL8E100C20UH11 | 29600 | 16.9 | 8.5 | 34000 | 27400 | 80.59% | 2.69 | 0 | 9.5 |  |  |  | No | R-410A | 2.4667 | Residential & Commercial | No
212628099 | Central HP <5.4 tons | COLEMAN | HRCU-A-CB (Split System: Heat Pump with Remote Outdoor Unit-Air-Source) | HMH72B341 | ASPEN |  | C(A,C,D,E)36C36+TDR | TM9V100C20MP12 | 32400 | 17.5 | 8.5 | 34000 | 28400 | 83.53% | 2.7 | 0 | 9.5 |  |  |  | No | R-410A | 2.7 | Residential & Commercial | No
212628106 | Central HP <5.4 tons | COLEMAN | HRCU-A-CB (Split System: Heat Pump with Remote Outdoor Unit-Air-Source) | HMH72B341 | ASPEN |  | D(A,C,E)42A46+TDR | TM9V100C20MP12 | 32400 | 17.5 | 8.5 | 34000 | 28400 | 83.53% | 2.7 | 0 | 9.5 |  |  |  | No | R-410A | 2.7 | Residential & Commercial | No
212628122 | Central HP <5.4 tons | COLEMAN | HRCU-A-CB (Split System: Heat Pump with Remote Outdoor Unit-Air-Source) | HMH72B341 | ASPEN |  | D(A,C,E)36B36+TDR | TP9C100C20MP13 | 32000 | 17.5 | 8.1 | 34000 | 28400 | 83.53% | 2.46 | 0 | 9.4 |  |  |  | No | R-410A | 2.6667 | Residential & Commercial | No
212624019 | Central HP <5.4 tons | COLEMAN | HRCU-A-CB (Split System: Heat Pump with Remote Outdoor Unit-Air-Source) | HMH72B341 | ASPEN |  | C(A,C,D,E)48D24+TDR | TMLE080B12MP11 | 31000 | 17.8 | 8.1 | 34000 | 28000 | 82.35% | 2.41 | 0 | 9.2 |  |  |  | No | R-410A | 2.5833 | Residential & Commercial | No
212624119 | Central HP <5.4 tons | COLEMAN | HRCU-A-CB (Split System: Heat Pump with Remote Outdoor Unit-Air-Source) | HMH72B341 | ASPEN |  | C(A,C,D,E)48C24+TDR | TPLC060A12MP13 | 32000 | 17.5 | 8.1 | 33400 | 28800 | 86.23% | 2.49 | 0 | 9 |  |  |  | No | R-410A | 2.6667 | Residential & Commercial | No
212624121 | Central HP <5.4 tons | COLEMAN | HRCU-A-CB (Split System: Heat Pump with Remote Outdoor Unit-Air-Source) | HMH72B341 | ASPEN |  | D(A,C,E)42D34+TDR | TPLC060A12MP13 | 32800 | 17.5 | 8.1 | 33400 | 28800 | 86.23% | 2.49 | 0 | 9.5 |  |  |  | No | R-410A | 2.7333 | Residential & Commercial | No
212624137 | Central HP <5.4 tons | COLEMAN | HRCU-A-CB (Split System: Heat Pump with Remote Outdoor Unit-Air-Source) | HMH72B341 | ASPEN |  | D(A,C,E)42D34+TDR | CP9C080B12MP13 | 32800 | 17 | 8.1 | 33600 | 29600 | 88.1% | 2.45 | 0 | 9.5 |  |  |  | No | R-410A | 2.7333 | Residential & Commercial | No
212624144 | Central HP <5.4 tons | COLEMAN | HRCU-A-CB (Split System: Heat Pump with Remote Outdoor Unit-Air-Source) | HMH72B341 | ASPEN |  | C(A,C,D,E)42C24+TDR | TM9V080B12MP12 | 31400 | 17 | 8.5 | 34000 | 29400 | 86.47% | 2.73 | 0 | 9.5 |  |  |  | No | R-410A | 2.6167 | Residential & Commercial | No
212624160 | Central HP <5.4 tons | COLEMAN | HRCU-A-CB (Split System: Heat Pump with Remote Outdoor Unit-Air-Source) | HMH72B341 | ASPEN |  | D(A,C,E)36B44+TDR | TP9C080B12MP13 | 32800 | 17 | 8.1 | 33600 | 29600 | 88.1% | 2.45 | 0 | 9.5 |  |  |  | No | R-410A | 2.7333 | Residential & Commercial | No
212624169 | Central HP <5.4 tons | COLEMAN | HRCU-A-CB (Split System: Heat Pump with Remote Outdoor Unit-Air-Source) | HMH72B341 | ASPEN |  | C(A,C,D,E)36A44+TDR | TM9Y100C20MP11 | 32000 | 15.5 | 8.1 | 34000 | 27800 | 81.76% | 2.38 | 0 | 9.4 |  |  |  | No | R-410A | 2.6667 | Residential & Commercial | No
212624339 | Central HP <5.4 tons | COLEMAN | HRCU-A-CB (Split System: Heat Pump with Remote Outdoor Unit-Air-Source) | HMH72B341 | ASPEN |  | C(A,C,D,E)42B34+TDR | TM8V080C16MP12 | 32200 | 17.5 | 8.4 | 34000 | 27400 | 80.59% | 2.65 | 0 | 9.9 |  |  |  | No | R-410A | 2.6833 | Residential & Commercial | No
212624405 | Central HP <5.4 tons | COLEMAN | HRCU-A-CB (Split System: Heat Pump with Remote Outdoor Unit-Air-Source) | HMH72B341 | ASPEN |  | D(A,C,E)36D34+TDR | TM9Y080C16MP11 | 32800 | 18.5 | 8.5 | 34000 | 28000 | 82.35% | 2.66 | 0 | 9.5 |  |  |  | No | R-410A | 2.7333 | Residential & Commercial | No
213250269 | Central HP <5.4 tons | DIRECT AIR | HRCU-A-C (Split System: Heat Pump with Remote Outdoor Unit with No Indoor Fan --Air Source) | DIRM-36MAGICPRO20-OU | ADP |  | *G8J936+TD |  | 34600 | 15.2 | 9.8 | 37400 | 31600 | 84.49% | 1.96 | 0 | 9.5 |  |  |  | No | R-410A | 2.8833 | Residential & Commercial | No
212624453 | Central HP <5.4 tons | COLEMAN | HRCU-A-CB (Split System: Heat Pump with Remote Outdoor Unit-Air-Source) | HMH72B341 | ASPEN |  | C(A,C,D,E)42B24+TDR | TPLC100C16MP13 | 29800 | 16.9 | 8.1 | 33800 | 27200 | 80.47% | 2.48 | 0 | 9.5 |  |  |  | No | R-410A | 2.4833 | Residential & Commercial | No
212624487 | Central HP <5.4 tons | COLEMAN | HRCU-A-CB (Split System: Heat Pump with Remote Outdoor Unit-Air-Source) | HMH72B341 | ASPEN |  | D(A,C,E)36D24+TDR | CPLC080C16MP13 | 30200 | 17 | 8.1 | 33800 | 27400 | 81.07% | 2.47 | 0 | 9 |  |  |  | No | R-410A | 2.5167 | Residential & Commercial | No
212624539 | Central HP <5.4 tons | COLEMAN | HRCU-A-CB (Split System: Heat Pump with Remote Outdoor Unit-Air-Source) | HMH72B341 | ASPEN |  | D(A,C,E)42C24+TDR | CPLC100C16MP13 | 30200 | 17 | 8.1 | 33800 | 27400 | 81.07% | 2.47 | 0 | 9 |  |  |  | No | R-410A | 2.5167 | Residential & Commercial | No
212624569 | Central HP <5.4 tons | COLEMAN | HRCU-A-CB (Split System: Heat Pump with Remote Outdoor Unit-Air-Source) | HMH72B341 | ASPEN |  | C(A,C,D,E)36D24+TDR | TM8V080C16MP12 | 30200 | 17 | 8.5 | 34000 | 27400 | 80.59% | 2.67 | 0 | 9 |  |  |  | No | R-410A | 2.5167 | Residential & Commercial | No
213205688 | Central HP <5.4 tons | TEMPSTAR | HRCU-A-CB (Split System: Heat Pump with Remote Outdoor Unit-Air-Source) | DLCURAH36ABK | ASPEN |  | D(A,C,E)36C34+TDR | *96VTN1002120A* | 35400 | 15.5 | 8.1 | 39500 | 32000 | 81.01% | 2.5 | 0 | 9.5 |  |  |  | No | R-410A | 2.95 | Residential & Commercial | No
213787640 | Central HP <5.4 tons | GRANDAIRE | HRCU-A-CB (Split System: Heat Pump with Remote Outdoor Unit-Air-Source) | WDLCURAH30ABK |  |  | WBGL484BC |  | 31600 | 15.75 | 9 | 32400 | 25800 | 79.63% | 1.88 | 0 | 9.5 |  |  |  | No | R-410A | 2.6333 | Residential & Commercial | No
212624573 | Central HP <5.4 tons | COLEMAN | HRCU-A-CB (Split System: Heat Pump with Remote Outdoor Unit-Air-Source) | HMH72B341 | ASPEN |  | C(A,C,D,E)48B24+TDR | TM8V080C16MP12 | 30200 | 17 | 8.5 | 34000 | 27400 | 80.59% | 2.67 | 0 | 9 |  |  |  | No | R-410A | 2.5167 | Residential & Commercial | No
212624628 | Central HP <5.4 tons | COLEMAN | HRCU-A-CB (Split System: Heat Pump with Remote Outdoor Unit-Air-Source) | HMH72B341 | ASPEN |  | D(A,C,E)42D24+TDR | TM8V100C16MP12 | 30600 | 17.2 | 8.5 | 34000 | 27400 | 80.59% | 2.67 | 0 | 9.6 |  |  |  | No | R-410A | 2.55 | Residential & Commercial | No
212624687 | Central HP <5.4 tons | COLEMAN | HRCU-A-CB (Split System: Heat Pump with Remote Outdoor Unit-Air-Source) | HMH72B341 | ASPEN |  | C(A,C,D,E)48B24+TDR | TPLC080C16MP13 | 30200 | 17 | 8.1 | 33800 | 27400 | 81.07% | 2.47 | 0 | 9 |  |  |  | No | R-410A | 2.5167 | Residential & Commercial | No
212624712 | Central HP <5.4 tons | COLEMAN | HRCU-A-CB (Split System: Heat Pump with Remote Outdoor Unit-Air-Source) | HMH72B341 | ASPEN |  | C(A,C,D,E)36C24+TDR | TPLC100C16MP13 | 29800 | 16.9 | 8.1 | 33800 | 27400 | 81.07% | 2.47 | 0 | 9.5 |  |  |  | No | R-410A | 2.4833 | Residential & Commercial | No
212624721 | Central HP <5.4 tons | COLEMAN | HRCU-A-CB (Split System: Heat Pump with Remote Outdoor Unit-Air-Source) | HMH72B341 | ASPEN |  | C(A,C,D,E)48D24+TDR | TPLC100C16MP13 | 31000 | 17.3 | 8.1 | 33800 | 27400 | 81.07% | 2.47 | 0 | 9.7 |  |  |  | No | R-410A | 2.5833 | Residential & Commercial | No
212624787 | Central HP <5.4 tons | COLEMAN | HRCU-A-CB (Split System: Heat Pump with Remote Outdoor Unit-Air-Source) | HMH72B341 | ASPEN |  | D(A,C,E)36D24+TDR | TL8E080C16UH11 | 30200 | 17 | 8.5 | 34000 | 27800 | 81.76% | 2.68 | 0 | 9 |  |  |  | No | R-410A | 2.5167 | Residential & Commercial | No
212624848 | Central HP <5.4 tons | COLEMAN | HRCU-A-CB (Split System: Heat Pump with Remote Outdoor Unit-Air-Source) | HMH72B341 | ASPEN |  | D(A,C,E)48B34+TDR | TL9E080C16UH11 | 32600 | 17.5 | 8.5 | 34000 | 28000 | 82.35% | 2.66 | 0 | 9.5 |  |  |  | No | R-410A | 2.7167 | Residential & Commercial | No
212624907 | Central HP <5.4 tons | COLEMAN | HRCU-A-CB (Split System: Heat Pump with Remote Outdoor Unit-Air-Source) | HMH72B341 | ASPEN |  | C(A,C,D,E)36C24+TDR | TM8Y080C16MP11 | 29800 | 17.8 | 8.5 | 34000 | 27400 | 80.59% | 2.67 | 0 | 9.5 |  |  |  | No | R-410A | 2.4833 | Residential & Commercial | No
212624923 | Central HP <5.4 tons | COLEMAN | HRCU-A-CB (Split System: Heat Pump with Remote Outdoor Unit-Air-Source) | HMH72B341 | ASPEN |  | D(A,C,E)36B34+TDR | TM8Y080C16MP11 | 32000 | 18.5 | 8.5 | 34000 | 27400 | 80.59% | 2.67 | 0 | 9.9 |  |  |  | No | R-410A | 2.6667 | Residential & Commercial | No
212624980 | Central HP <5.4 tons | COLEMAN | HRCU-A-CB (Split System: Heat Pump with Remote Outdoor Unit-Air-Source) | HMH72B341 | ASPEN |  | C(A,C,D,E)42D24+TDR | TM8Y100C16MP11 | 30600 | 18.1 | 8.5 | 34000 | 27400 | 80.59% | 2.67 | 0 | 9.6 |  |  |  | No | R-410A | 2.55 | Residential & Commercial | No
212625132 | Central HP <5.4 tons | COLEMAN | HRCU-A-CB (Split System: Heat Pump with Remote Outdoor Unit-Air-Source) | HMH72B341 | ASPEN |  | D(A,C,E)42C24+TDR | TP9C100C16MP13 | 30200 | 17 | 8.1 | 34000 | 27400 | 80.59% | 2.47 | 0 | 9 |  |  |  | No | R-410A | 2.5167 | Residential & Commercial | No
212625221 | Central HP <5.4 tons | COLEMAN | HRCU-A-CB (Split System: Heat Pump with Remote Outdoor Unit-Air-Source) | HMH72B341 | ASPEN |  | D(A,C,E)48C34+TDR | TM8Y120C20MP11 | 33600 | 18 | 8.5 | 34000 | 30200 | 88.82% | 2.85 | 0 | 9.5 |  |  |  | No | R-410A | 2.8 | Residential & Commercial | No
212625248 | Central HP <5.4 tons | COLEMAN | HRCU-A-CB (Split System: Heat Pump with Remote Outdoor Unit-Air-Source) | HMH72B341 | ASPEN |  | C(A,C,D,E)48B24+TDR | TL8E100C20UH11 | 30200 | 17 | 8.5 | 34000 | 27400 | 80.59% | 2.69 | 0 | 9 |  |  |  | No | R-410A | 2.5167 | Residential & Commercial | No
215681751 | Central HP <5.4 tons | KENMORE | HRCU-A-CB (Split System: Heat Pump with Remote Outdoor Unit-Air-Source) | (C,H,T)5H0V48*K*AAA* |  |  | ESH5X60M12A*+WALLCON | *97CTN1202422A* | 45500 | 16.5 | 8.5 | 48000 | 33800 | 70.42% | 2.08 | 0 | 9.5 |  |  |  | No | R-454B | 3.7917 | Residential & Commercial | No
212625266 | Central HP <5.4 tons | COLEMAN | HRCU-A-CB (Split System: Heat Pump with Remote Outdoor Unit-Air-Source) | HMH72B341 | ASPEN |  | D(A,C,E)36D24+TDR | TL8E100C20UH11 | 30200 | 17 | 8.5 | 34000 | 27400 | 80.59% | 2.69 | 0 | 9 |  |  |  | No | R-410A | 2.5167 | Residential & Commercial | No
212625298 | Central HP <5.4 tons | COLEMAN | HRCU-A-CB (Split System: Heat Pump with Remote Outdoor Unit-Air-Source) | HMH72B341 | ASPEN |  | D(A,C,E)36D24+TDR | CP9C100C20MP13 | 30000 | 17 | 8.1 | 34000 | 28000 | 82.35% | 2.47 | 0 | 9 |  |  |  | No | R-410A | 2.5 | Residential & Commercial | No
212625341 | Central HP <5.4 tons | COLEMAN | HRCU-A-CB (Split System: Heat Pump with Remote Outdoor Unit-Air-Source) | HMH72B341 | ASPEN |  | D(A,C,E)36B34+TDR | CP9C100C20MP13 | 32000 | 17.5 | 8.1 | 34000 | 28400 | 83.53% | 2.46 | 0 | 9.4 |  |  |  | No | R-410A | 2.6667 | Residential & Commercial | No
212625348 | Central HP <5.4 tons | COLEMAN | HRCU-A-CB (Split System: Heat Pump with Remote Outdoor Unit-Air-Source) | HMH72B341 | ASPEN |  | D(A,C,E)42A44+TDR | CP9C100C20MP13 | 32400 | 17.5 | 8.1 | 34000 | 28400 | 83.53% | 2.46 | 0 | 9.5 |  |  |  | No | R-410A | 2.7 | Residential & Commercial | No
212625389 | Central HP <5.4 tons | COLEMAN | HRCU-A-CB (Split System: Heat Pump with Remote Outdoor Unit-Air-Source) | HMH72B341 | ASPEN |  | C(A,C,D,E)48D24+TDR | TM9V100C20MP12 | 30800 | 17.3 | 8.5 | 34000 | 28400 | 83.53% | 2.7 | 0 | 9.2 |  |  |  | No | R-410A | 2.5667 | Residential & Commercial | No
212625423 | Central HP <5.4 tons | COLEMAN | HRCU-A-CB (Split System: Heat Pump with Remote Outdoor Unit-Air-Source) | HMH72B341 | ASPEN |  | D(A,C,E)48D24+TDR | TM9V100C20MP12 | 30800 | 17.3 | 8.5 | 34000 | 28400 | 83.53% | 2.7 | 0 | 9.2 |  |  |  | No | R-410A | 2.5667 | Residential & Commercial | No
212625439 | Central HP <5.4 tons | COLEMAN | HRCU-A-CB (Split System: Heat Pump with Remote Outdoor Unit-Air-Source) | HMH72B341 | ASPEN |  | C(A,C,D,E)42D24+TDR | TP9C100C20MP13 | 30400 | 17.1 | 8.1 | 34000 | 28400 | 83.53% | 2.46 | 0 | 9 |  |  |  | No | R-410A | 2.5333 | Residential & Commercial | No
212625457 | Central HP <5.4 tons | COLEMAN | HRCU-A-CB (Split System: Heat Pump with Remote Outdoor Unit-Air-Source) | HMH72B341 | ASPEN |  | D(A,C,E)42B34+TDR | TP9C100C20MP13 | 32400 | 17.5 | 8.1 | 34000 | 28400 | 83.53% | 2.46 | 0 | 9.5 |  |  |  | No | R-410A | 2.7 | Residential & Commercial | No
214303015 | Central HP <5.4 tons | RUUD | HRCU-A-CB (Split System: Heat Pump with Remote Outdoor Unit-Air-Source) | RD17AZ36AJ3N | ADP |  | H,RG82936 | R951V0603A17UHU | 33600 | 18 | 8.1 | 32600 | 29400 | 90.18% | 1.9 | 0 | 9.5 |  |  |  | No | R-410A | 2.8 | Residential & Commercial | No
214303005 | Central HP <5.4 tons | RUUD | HRCU-A-CB (Split System: Heat Pump with Remote Outdoor Unit-Air-Source) | RD17AZ36AJ3N | ADP |  | H,RG82936 | R921V0603A17M4S | 33600 | 18 | 8.1 | 32600 | 29400 | 90.18% | 1.9 | 0 | 9.5 |  |  |  | No | R-410A | 2.8 | Residential & Commercial | No
214303019 | Central HP <5.4 tons | RUUD | HRCU-A-CB (Split System: Heat Pump with Remote Outdoor Unit-Air-Source) | RD17AZ36AJ3N | ADP |  | H,RG82936 | R962V0403A17M4S | 33600 | 18 | 8.1 | 32600 | 29200 | 89.57% | 1.9 | 0 | 9.5 |  |  |  | No | R-410A | 2.8 | Residential & Commercial | No
212625582 | Central HP <5.4 tons | COLEMAN | HRCU-A-CB (Split System: Heat Pump with Remote Outdoor Unit-Air-Source) | HMH72B341 | ASPEN |  | C(A,C,D,E)42B36+TDR | TM8V120C20MP12 | 31600 | 16.5 | 8.5 | 32200 | 27600 | 85.71% | 2.7 | 0 | 8.9 |  |  |  | No | R-410A | 2.6333 | Residential & Commercial | No
212625632 | Central HP <5.4 tons | COLEMAN | HRCU-A-CB (Split System: Heat Pump with Remote Outdoor Unit-Air-Source) | HMH72B341 | ASPEN |  | C(A,C,D,E)42B36+TDR | TP9C120D20MP13 | 31800 | 17 | 8.1 | 32200 | 28200 | 87.58% | 2.5 | 0 | 9.4 |  |  |  | No | R-410A | 2.65 | Residential & Commercial | No
212625639 | Central HP <5.4 tons | COLEMAN | HRCU-A-CB (Split System: Heat Pump with Remote Outdoor Unit-Air-Source) | HMH72B341 | ASPEN |  | C(A,C,D,E)36B26+TDR | CPLC120C20MP13 | 28600 | 15.6 | 8.1 | 32400 | 27400 | 84.57% | 2.45 | 0 | 8.4 |  |  |  | No | R-410A | 2.3833 | Residential & Commercial | No
212625650 | Central HP <5.4 tons | COLEMAN | HRCU-A-CB (Split System: Heat Pump with Remote Outdoor Unit-Air-Source) | HMH72B341 | ASPEN |  | D(A,C,E)42C26+TDR | TM8V120C20MP12 | 29600 | 15.9 | 8.5 | 32400 | 27400 | 84.57% | 2.7 | 0 | 8 |  |  |  | No | R-410A | 2.4667 | Residential & Commercial | No
212625657 | Central HP <5.4 tons | COLEMAN | HRCU-A-CB (Split System: Heat Pump with Remote Outdoor Unit-Air-Source) | HMH72B341 | ASPEN |  | D(A,C,E)36D26+TDR | TPLC100C20MP13 | 29600 | 15.9 | 8.1 | 32400 | 27400 | 84.57% | 2.45 | 0 | 8 |  |  |  | No | R-410A | 2.4667 | Residential & Commercial | No
212625666 | Central HP <5.4 tons | COLEMAN | HRCU-A-CB (Split System: Heat Pump with Remote Outdoor Unit-Air-Source) | HMH72B341 | ASPEN |  | C(A,C,D,E)48C26+TDR | CPLC100C20MP13 | 30000 | 16 | 8.1 | 32400 | 27800 | 85.8% | 2.44 | 0 | 8.6 |  |  |  | No | R-410A | 2.5 | Residential & Commercial | No
212625673 | Central HP <5.4 tons | COLEMAN | HRCU-A-CB (Split System: Heat Pump with Remote Outdoor Unit-Air-Source) | HMH72B341 | ASPEN |  | D(A,C,E)42B36+TDR | CPLC100C20MP13 | 31800 | 16.5 | 8.1 | 32400 | 27800 | 85.8% | 2.44 | 0 | 8.9 |  |  |  | No | R-410A | 2.65 | Residential & Commercial | No
213369641 | Central HP <5.4 tons | DIRECT AIR | HRCU-A-C (Split System: Heat Pump with Remote Outdoor Unit with No Indoor Fan --Air Source) | DIRM-36MAGICPRO20-OU | ADP |  | *E32936+TD |  | 33800 | 15.2 | 8.2 | 36000 | 31200 | 86.67% | 1.78 | 0 | 9.5 |  |  |  | No | R-410A | 2.8167 | Residential & Commercial | No
212383074 | Central HP <5.4 tons | ARCOAIRE | HRCU-A-CB (Split System: Heat Pump with Remote Outdoor Unit-Air-Source) | DLCURAH36ABK |  |  | EA*4X36L17A* | *80ESU0601716A | 35600 | 15.5 | 8.1 | 39500 | 35200 | 89.11% | 1.84 | 0 | 9.5 |  |  |  | No | R-410A | 2.9667 | Residential & Commercial | No
212383233 | Central HP <5.4 tons | ARCOAIRE | HRCU-A-CB (Split System: Heat Pump with Remote Outdoor Unit-Air-Source) | DLCURAH36ABK |  |  | EA*4X36L21A* | *95ESN0802120A* | 35800 | 15.5 | 8.1 | 39500 | 35400 | 89.62% | 1.84 | 0 | 9.5 |  |  |  | No | R-410A | 2.9833 | Residential & Commercial | No
215294464 | Central HP <5.4 tons | AIRQUEST | HRCU-A-CB (Split System: Heat Pump with Remote Outdoor Unit-Air-Source) | DLCURAH30ABK | ADP |  | H,GG48936 | *96VTN1002122B* | 30000 | 15.2 | 8.1 | 32600 | 27200 | 83.44% | 1.8 | 0 | 9 |  |  |  | No | R-410A | 2.5 | Residential & Commercial | No
212625689 | Central HP <5.4 tons | COLEMAN | HRCU-A-CB (Split System: Heat Pump with Remote Outdoor Unit-Air-Source) | HMH72B341 | ASPEN |  | D(A,C,E)36C36+TDR | CPLC120C20MP13 | 31800 | 16.5 | 8.1 | 32400 | 27800 | 85.8% | 2.44 | 0 | 8.9 |  |  |  | No | R-410A | 2.65 | Residential & Commercial | No
212625714 | Central HP <5.4 tons | COLEMAN | HRCU-A-CB (Split System: Heat Pump with Remote Outdoor Unit-Air-Source) | HMH72B341 | ASPEN |  | D(A,C,E)42D36+TDR | TM8V100C20MP12 | 32600 | 16.5 | 8.1 | 32400 | 27800 | 85.8% | 2.44 | 0 | 9 |  |  |  | No | R-410A | 2.7167 | Residential & Commercial | No
212625732 | Central HP <5.4 tons | COLEMAN | HRCU-A-CB (Split System: Heat Pump with Remote Outdoor Unit-Air-Source) | HMH72B341 | ASPEN |  | D(A,C,E)42D26+TDR | TM8V120C20MP12 | 30000 | 16 | 8.5 | 32400 | 27800 | 85.8% | 2.7 | 0 | 8.6 |  |  |  | No | R-410A | 2.5 | Residential & Commercial | No
212625741 | Central HP <5.4 tons | COLEMAN | HRCU-A-CB (Split System: Heat Pump with Remote Outdoor Unit-Air-Source) | HMH72B341 | ASPEN |  | C(A,C,D,E)36C36+TDR | TMLV120C20MP12 | 31800 | 16.5 | 8.1 | 32400 | 27800 | 85.8% | 2.44 | 0 | 8.9 |  |  |  | No | R-410A | 2.65 | Residential & Commercial | No
212625750 | Central HP <5.4 tons | COLEMAN | HRCU-A-CB (Split System: Heat Pump with Remote Outdoor Unit-Air-Source) | HMH72B341 | ASPEN |  | D(A,C,E)42C36+TDR | TMLV120C20MP12 | 32200 | 16.5 | 8.1 | 32400 | 27800 | 85.8% | 2.44 | 0 | 9 |  |  |  | No | R-410A | 2.6833 | Residential & Commercial | No
212974920 | Central HP <5.4 tons | KEEPRITE | HRCU-A-CB (Split System: Heat Pump with Remote Outdoor Unit-Air-Source) | DLCURAH24ABK |  |  | EA*4X24L14A* | *96VTN0401410B* | 23000 | 16 | 8.5 | 27000 | 27200 | 100.7% | 2.3 | 0 | 9.5 |  |  |  | No | R-410A | 1.9167 | Residential & Commercial | No
213205548 | Central HP <5.4 tons | TEMPSTAR | HRCU-A-CB (Split System: Heat Pump with Remote Outdoor Unit-Air-Source) | DLCURAH36ABK | ASPEN |  | D(A,C,E)36B34+TDR | *80ES(N,L)1102120A* | 33800 | 16.4 | 8.5 | 38500 | 31400 | 81.56% | 2.72 | 0 | 9.8 |  |  |  | No | R-410A | 2.8167 | Residential & Commercial | No
212383210 | Central HP <5.4 tons | ARCOAIRE | HRCU-A-CB (Split System: Heat Pump with Remote Outdoor Unit-Air-Source) | DLCURAH36ABK |  |  | EA*4X36L21A* | *95ESU1002120A* | 35400 | 16 | 8.1 | 39500 | 35200 | 89.11% | 1.82 | 0 | 9.5 |  |  |  | No | R-410A | 2.95 | Residential & Commercial | No
216487376 | Central HP <5.4 tons | BRYANT HEATING AND COOLING SYSTEMS | HRCU-A-CB (Split System: Heat Pump with Remote Outdoor Unit-Air-Source) | 290VAN024**AA* | ADP |  | CE(P,V)2414G31*+TXV | 987MC60060C21*** | 21800 | 16 | 8.7 | 22200 | 16000 | 72.07% | 1.96 | 0 | 9.5 |  |  |  | No | R-454B | 1.8167 | Residential & Commercial | No
213088198 | Central HP <5.4 tons | ARCOAIRE | HRCU-A-CB (Split System: Heat Pump with Remote Outdoor Unit-Air-Source) | DLCURAH30ABK | ADP |  | H,GG35936+AEFE3A* |  | 30400 | 15.2 | 8.5 | 33400 | 27000 | 80.84% | 1.82 | 0 | 9 |  |  |  | No | R-410A | 2.5333 | Residential & Commercial | No
213088241 | Central HP <5.4 tons | ARCOAIRE | HRCU-A-CB (Split System: Heat Pump with Remote Outdoor Unit-Air-Source) | DLCURAH30ABK | ADP |  | H,GG35936+AEFE4B* |  | 31000 | 15.2 | 8.5 | 33800 | 26400 | 78.11% | 1.86 | 0 | 9 |  |  |  | No | R-410A | 2.5833 | Residential & Commercial | No
213088197 | Central HP <5.4 tons | ARCOAIRE | HRCU-A-CB (Split System: Heat Pump with Remote Outdoor Unit-Air-Source) | DLCURAH30ABK | ADP |  | H,GG33936+AEFE3A* |  | 29800 | 15.2 | 8.3 | 33400 | 27000 | 80.84% | 1.78 | 0 | 8.5 |  |  |  | No | R-410A | 2.4833 | Residential & Commercial | No
213205562 | Central HP <5.4 tons | TEMPSTAR | HRCU-A-CB (Split System: Heat Pump with Remote Outdoor Unit-Air-Source) | DLCURAH36ABK | ASPEN |  | D(A,C,E)36B34+TDR | *80ES(N,L)1352420A* | 34000 | 15.9 | 8.5 | 38500 | 31400 | 81.56% | 2.74 | 0 | 9.8 |  |  |  | No | R-410A | 2.8333 | Residential & Commercial | No
213205564 | Central HP <5.4 tons | TEMPSTAR | HRCU-A-CB (Split System: Heat Pump with Remote Outdoor Unit-Air-Source) | DLCURAH36ABK | ASPEN |  | D(A,C,E)36C34+TDR | *80ES(N,L)1352420A* | 34400 | 16 | 8.5 | 38500 | 31400 | 81.56% | 2.74 | 0 | 9.9 |  |  |  | No | R-410A | 2.8667 | Residential & Commercial | No
213205578 | Central HP <5.4 tons | TEMPSTAR | HRCU-A-CB (Split System: Heat Pump with Remote Outdoor Unit-Air-Source) | DLCURAH36ABK | ASPEN |  | D(A,C,E)36C34+TDR | *92ESN0601412A* | 35400 | 15.2 | 8.1 | 39500 | 32000 | 81.01% | 2.52 | 0 | 9.5 |  |  |  | No | R-410A | 2.95 | Residential & Commercial | No
215678060 | Central HP <5.4 tons | KEEPRITE | HRCU-A-CB (Split System: Heat Pump with Remote Outdoor Unit-Air-Source) | C5H0V60*K*AAA* |  |  | ESH5X60M12A*+WALLCON | *80CTL0701716B* | 54000 | 16.5 | 8.5 | 59000 | 41500 | 70.34% | 1.9 | 0 | 9 |  |  |  | No | R-454B | 4.5 | Residential & Commercial | No
212988070 | Central HP <5.4 tons | GRANDAIRE | HRCU-A-CB (Split System: Heat Pump with Remote Outdoor Unit-Air-Source) | WDLCURAH30ABK |  |  | WLA*424DA* | WFSX100C060B* | 30000 | 15.2 | 8.5 | 34000 | 27200 | 80% | 1.8 | 0 | 9 |  |  |  | No | R-410A | 2.5 | Residential & Commercial | No
214229232 | Central HP <5.4 tons | GRANDAIRE | HRCU-A-CB (Split System: Heat Pump with Remote Outdoor Unit-Air-Source) | WDLCURAH30ABK |  |  | WLA*364BA* | WFEU060B048B* | 29400 | 15.2 | 8.1 | 34000 | 27800 | 81.76% | 1.76 | 0 | 9 |  |  |  | No | R-410A | 2.45 | Residential & Commercial | No
214320597 | Central HP <5.4 tons | Frigidaire | HRCU-A-C (Split System: Heat Pump with Remote Outdoor Unit with No Indoor Fan --Air Source) | GXH48-60MSK4DH | ASPEN |  | C(A,C,D,E)60C44+TDR |  | 50500 | 15.2 | 8.5 | 53000 | 37200 | 70.19% | 1.8 | 0 | 9.5 |  |  |  | No | R-410A | 4.2083 | Residential & Commercial | No
213080523 | Central HP <5.4 tons | GRANDAIRE | HRCU-A-CB (Split System: Heat Pump with Remote Outdoor Unit-Air-Source) | WDLCURAH36ABK |  |  | WLA*364CA* | WFSU040B036B* | 35000 | 15.2 | 8.1 | 39000 | 35200 | 90.26% | 1.98 | 0 | 9.5 |  |  |  | No | R-410A | 2.9167 | Residential & Commercial | No
211713277 | Central HP <5.4 tons | KEEPRITE | HRCU-A-CB (Split System: Heat Pump with Remote Outdoor Unit-Air-Source) | DLCURAH30ABK |  |  | EA*4X43L21A* | *80ES(N,L)0901714A* | 30600 | 15.2 | 8.1 | 33200 | 26000 | 78.31% | 1.84 | 0 | 9 |  |  |  | No | R-410A | 2.55 | Residential & Commercial | No
211712450 | Central HP <5.4 tons | ARCOAIRE | HRCU-A-CB (Split System: Heat Pump with Remote Outdoor Unit-Air-Source) | DLCURAH30ABK |  |  | EA*4X42L21A* | *80ES(N,L)0702116A* | 29600 | 15.2 | 8.1 | 33600 | 27400 | 81.55% | 1.78 | 0 | 9 |  |  |  | No | R-410A | 2.4667 | Residential & Commercial | No
212625789 | Central HP <5.4 tons | COLEMAN | HRCU-A-CB (Split System: Heat Pump with Remote Outdoor Unit-Air-Source) | HMH72B341 | ASPEN |  | D(A,C,E)42D26+TDR | TPLC120C20MP13 | 30000 | 16 | 8.1 | 32400 | 27800 | 85.8% | 2.44 | 0 | 8.6 |  |  |  | No | R-410A | 2.5 | Residential & Commercial | No
212625807 | Central HP <5.4 tons | COLEMAN | HRCU-A-CB (Split System: Heat Pump with Remote Outdoor Unit-Air-Source) | HMH72B341 | ASPEN |  | D(A,C,E)36B46+TDR | TM9Y120D20MP11 | 32600 | 16.5 | 8.5 | 32400 | 28200 | 87.04% | 2.77 | 0 | 9.5 |  |  |  | No | R-410A | 2.7167 | Residential & Commercial | No
212625823 | Central HP <5.4 tons | COLEMAN | HRCU-A-CB (Split System: Heat Pump with Remote Outdoor Unit-Air-Source) | HMH72B341 | ASPEN |  | C(A,C,D,E)36B26+TDR | CP9C120D20MP13 | 28800 | 16.1 | 8.1 | 32400 | 27800 | 85.8% | 2.52 | 0 | 8.9 |  |  |  | No | R-410A | 2.4 | Residential & Commercial | No
212625843 | Central HP <5.4 tons | COLEMAN | HRCU-A-CB (Split System: Heat Pump with Remote Outdoor Unit-Air-Source) | HMH72B341 | ASPEN |  | D(A,C,E)42B36+TDR | CP9C120D20MP13 | 32000 | 17 | 8.1 | 32400 | 28200 | 87.04% | 2.51 | 0 | 9.4 |  |  |  | No | R-410A | 2.6667 | Residential & Commercial | No
212625850 | Central HP <5.4 tons | COLEMAN | HRCU-A-CB (Split System: Heat Pump with Remote Outdoor Unit-Air-Source) | HMH72B341 | ASPEN |  | D(A,C,E)48D26+TDR | CP9C120D20MP13 | 30600 | 16.6 | 8.1 | 32400 | 28200 | 87.04% | 2.51 | 0 | 9 |  |  |  | No | R-410A | 2.55 | Residential & Commercial | No
212625882 | Central HP <5.4 tons | COLEMAN | HRCU-A-CB (Split System: Heat Pump with Remote Outdoor Unit-Air-Source) | HMH72B341 | ASPEN |  | D(A,C,E)42A46+TDR | TP9C120D20MP13 | 32000 | 17 | 8.1 | 32400 | 28200 | 87.04% | 2.51 | 0 | 9.4 |  |  |  | No | R-410A | 2.6667 | Residential & Commercial | No
212625916 | Central HP <5.4 tons | COLEMAN | HRCU-A-CB (Split System: Heat Pump with Remote Outdoor Unit-Air-Source) | HMH72B341 | ASPEN |  | C(A,C,D,E)48C26+TDR | TM9V040A10MP12 | 30400 | 16.7 | 8.1 | 33200 | 27400 | 82.53% | 2.41 | 0 | 9 |  |  |  | No | R-410A | 2.5333 | Residential & Commercial | No
212625918 | Central HP <5.4 tons | COLEMAN | HRCU-A-CB (Split System: Heat Pump with Remote Outdoor Unit-Air-Source) | HMH72B341 | ASPEN |  | D(A,C,E)36B36+TDR | TM9V040A10MP12 | 31600 | 17 | 8.1 | 33200 | 27400 | 82.53% | 2.41 | 0 | 9.4 |  |  |  | No | R-410A | 2.6333 | Residential & Commercial | No
212625932 | Central HP <5.4 tons | COLEMAN | HRCU-A-CB (Split System: Heat Pump with Remote Outdoor Unit-Air-Source) | HMH72B341 | ASPEN |  | D(A,C,E)48D26+TDR | TM9V040A10MP12 | 30800 | 16.8 | 8.1 | 33200 | 27400 | 82.53% | 2.41 | 0 | 9.3 |  |  |  | No | R-410A | 2.5667 | Residential & Commercial | No
212626282 | Central HP <5.4 tons | COLEMAN | HRCU-A-CB (Split System: Heat Pump with Remote Outdoor Unit-Air-Source) | HMH72B341 | ASPEN |  | C(A,C,D,E)48A26+TDR | TM9E080B12MP12 | 30000 | 16.9 | 8.3 | 33600 | 27600 | 82.14% | 2.59 | 0 | 9.5 |  |  |  | No | R-410A | 2.5 | Residential & Commercial | No
212626334 | Central HP <5.4 tons | COLEMAN | HRCU-A-CB (Split System: Heat Pump with Remote Outdoor Unit-Air-Source) | HMH72B341 | ASPEN |  | C(A,C,D,E)42B36+TDR | TM8Y100C20MP11 | 33600 | 18 | 8.1 | 33600 | 30000 | 89.29% | 2.72 | 0 | 9.5 |  |  |  | No | R-410A | 2.8 | Residential & Commercial | No
212626409 | Central HP <5.4 tons | COLEMAN | HRCU-A-CB (Split System: Heat Pump with Remote Outdoor Unit-Air-Source) | HMH72B341 | ASPEN |  | C(A,C,D,E)48A26+TDR | TL8E100C20UH11 | 29600 | 16.9 | 8.3 | 33600 | 27200 | 80.95% | 2.65 | 0 | 9.5 |  |  |  | No | R-410A | 2.4667 | Residential & Commercial | No
212626418 | Central HP <5.4 tons | COLEMAN | HRCU-A-CB (Split System: Heat Pump with Remote Outdoor Unit-Air-Source) | HMH72B341 | ASPEN |  | C(A,C,D,E)48A26+TDR | TM9V100C20MP12 | 29600 | 16.9 | 8.4 | 33600 | 28000 | 83.33% | 2.68 | 0 | 9 |  |  |  | No | R-410A | 2.4667 | Residential & Commercial | No
212626693 | Central HP <5.4 tons | COLEMAN | HRCU-A-CB (Split System: Heat Pump with Remote Outdoor Unit-Air-Source) | HMH72B341 | ASPEN |  | C(A,C,D,E)36B26+TDR | TM9Y100C16MP11 | 30600 | 17.9 | 8.3 | 33800 | 28600 | 84.62% | 2.68 | 0 | 9.8 |  |  |  | No | R-410A | 2.55 | Residential & Commercial | No
212626834 | Central HP <5.4 tons | COLEMAN | HRCU-A-CB (Split System: Heat Pump with Remote Outdoor Unit-Air-Source) | HMH72B341 | ASPEN |  | C(A,C,D,E)36B36+TDR | TM9E080B12MP12 | 32200 | 17.5 | 8.5 | 33800 | 27400 | 81.07% | 2.65 | 0 | 9.9 |  |  |  | No | R-410A | 2.6833 | Residential & Commercial | No
214625013 | Central HP <5.4 tons | CARRIER | HRCU-A-CB (Split System: Heat Pump with Remote Outdoor Unit-Air-Source) | 38MURAQ48AB3* | ADP |  | PL60H210P179 | 58SU*B100M21**20 | 46500 | 15.2 | 8.1 | 48000 | 34000 | 70.83% | 1.92 | 0 | 9.5 |  |  |  | No | R-410A | 3.875 | Residential & Commercial | No
215681491 | Central HP <5.4 tons | KENMORE | HRCU-A-CB (Split System: Heat Pump with Remote Outdoor Unit-Air-Source) | (C,H,T)5H0V48*K*AAA* |  |  | EA*5X61M21A*+WALLCON | *97CTN0801716A* | 45500 | 17.5 | 9 | 48000 | 34200 | 71.25% | 2.06 | 0 | 9.5 |  |  |  | No | R-454B | 3.7917 | Residential & Commercial | No
212626929 | Central HP <5.4 tons | COLEMAN | HRCU-A-CB (Split System: Heat Pump with Remote Outdoor Unit-Air-Source) | HMH72B341 | ASPEN |  | C(A,C,D,E)36B26+TDR | TMLE060A12MP11 | 29400 | 17.2 | 8.1 | 33800 | 27400 | 81.07% | 2.44 | 0 | 9.4 |  |  |  | No | R-410A | 2.45 | Residential & Commercial | No
212626952 | Central HP <5.4 tons | COLEMAN | HRCU-A-CB (Split System: Heat Pump with Remote Outdoor Unit-Air-Source) | HMH72B341 | ASPEN |  | C(A,C,D,E)36B26+TDR | TMLE100B12MP11 | 29400 | 17.2 | 8.1 | 33800 | 27400 | 81.07% | 2.44 | 0 | 9.4 |  |  |  | No | R-410A | 2.45 | Residential & Commercial | No
212626979 | Central HP <5.4 tons | COLEMAN | HRCU-A-CB (Split System: Heat Pump with Remote Outdoor Unit-Air-Source) | HMH72B341 | ASPEN |  | C(A,C,D,E)36B36+TDR | TM8Y100C20MP11 | 33600 | 18 | 8.2 | 33800 | 30000 | 88.76% | 2.76 | 0 | 9.5 |  |  |  | No | R-410A | 2.8 | Residential & Commercial | No
212627002 | Central HP <5.4 tons | COLEMAN | HRCU-A-CB (Split System: Heat Pump with Remote Outdoor Unit-Air-Source) | HMH72B341 | ASPEN |  | D(A,C,E)36A36+TDR | TM9V080C16MP12 | 31600 | 17.5 | 8.4 | 33800 | 27400 | 81.07% | 2.64 | 0 | 9.8 |  |  |  | No | R-410A | 2.6333 | Residential & Commercial | No
212627077 | Central HP <5.4 tons | COLEMAN | HRCU-A-CB (Split System: Heat Pump with Remote Outdoor Unit-Air-Source) | HMH72B341 | ASPEN |  | C(A,C,D,E)36B26+TDR | TP9C080C16MP13 | 29400 | 16.7 | 8.1 | 33800 | 27400 | 81.07% | 2.45 | 0 | 9.4 |  |  |  | No | R-410A | 2.45 | Residential & Commercial | No
212627138 | Central HP <5.4 tons | COLEMAN | HRCU-A-CB (Split System: Heat Pump with Remote Outdoor Unit-Air-Source) | HMH72B341 | ASPEN |  | C(A,C,D,E)42A26+TDR | TMLV100C16MP12 | 29200 | 16.7 | 8.1 | 33800 | 27200 | 80.47% | 2.48 | 0 | 9.4 |  |  |  | No | R-410A | 2.4333 | Residential & Commercial | No
212627161 | Central HP <5.4 tons | COLEMAN | HRCU-A-CB (Split System: Heat Pump with Remote Outdoor Unit-Air-Source) | HMH72B341 | ASPEN |  | D(A,C,E)36A36+TDR | TL8E100C20UH11 | 31600 | 17.5 | 8.5 | 33800 | 27400 | 81.07% | 2.69 | 0 | 9.8 |  |  |  | No | R-410A | 2.6333 | Residential & Commercial | No
212627177 | Central HP <5.4 tons | COLEMAN | HRCU-A-CB (Split System: Heat Pump with Remote Outdoor Unit-Air-Source) | HMH72B341 | ASPEN |  | C(A,C,D,E)48A36+TDR | TP9C100C20MP13 | 32200 | 17.5 | 8.1 | 33800 | 28200 | 83.43% | 2.46 | 0 | 9.4 |  |  |  | No | R-410A | 2.6833 | Residential & Commercial | No
212627179 | Central HP <5.4 tons | COLEMAN | HRCU-A-CB (Split System: Heat Pump with Remote Outdoor Unit-Air-Source) | HMH72B341 | ASPEN |  | D(A,C,E)48A36+TDR | TP9C100C20MP13 | 32200 | 17.5 | 8.1 | 33800 | 28200 | 83.43% | 2.46 | 0 | 9.4 |  |  |  | No | R-410A | 2.6833 | Residential & Commercial | No
212627243 | Central HP <5.4 tons | COLEMAN | HRCU-A-CB (Split System: Heat Pump with Remote Outdoor Unit-Air-Source) | HMH72B341 | ASPEN |  | C(A,C,D,E)48C26+TDR | TL9E060B12UH11 | 30600 | 17.7 | 8.1 | 34000 | 27800 | 81.76% | 2.4 | 0 | 9 |  |  |  | No | R-410A | 2.55 | Residential & Commercial | No
212627254 | Central HP <5.4 tons | COLEMAN | HRCU-A-CB (Split System: Heat Pump with Remote Outdoor Unit-Air-Source) | HMH72B341 | ASPEN |  | D(A,C,E)42D26+TDR | TL9E060B12UH11 | 30600 | 17.7 | 8.1 | 34000 | 27800 | 81.76% | 2.4 | 0 | 9 |  |  |  | No | R-410A | 2.55 | Residential & Commercial | No
212974933 | Central HP <5.4 tons | KEEPRITE | HRCU-A-CB (Split System: Heat Pump with Remote Outdoor Unit-Air-Source) | DLCURAH24ABK |  |  | EA*4X24L17A* | *96VTN0401410B* | 23000 | 16 | 8.5 | 27000 | 27000 | 100% | 2.28 | 0 | 9.5 |  |  |  | No | R-410A | 1.9167 | Residential & Commercial | No
213821640 | Central HP <5.4 tons | TEMPSTAR | HRCU-A-CB (Split System: Heat Pump with Remote Outdoor Unit-Air-Source) | DLCURAH36ABK | ASPEN |  | D(A,C,E)36B34+TDR | *96MSN0802120A* | 35200 | 16 | 8.1 | 39000 | 32200 | 82.56% | 2.52 | 0 | 9.5 |  |  |  | No | R-410A | 2.9333 | Residential & Commercial | No
213205832 | Central HP <5.4 tons | CARRIER | HRCU-A-CB (Split System: Heat Pump with Remote Outdoor Unit-Air-Source) | 38MURAQ24AA3* | ASPEN |  | D(A,C,E)36B34+TDR | 58S(B,C)*A070E14**12 | 23800 | 16 | 8.1 | 25600 | 22400 | 87.5% | 2.94 | 0 | 9.5 |  |  |  | No | R-410A | 1.9833 | Residential & Commercial | No
213205914 | Central HP <5.4 tons | CARRIER | HRCU-A-CB (Split System: Heat Pump with Remote Outdoor Unit-Air-Source) | 38MURAQ24AA3* | ASPEN |  | D(A,C,E)30C44+TDR | 58TP*A070V14**12 | 23800 | 16 | 8.1 | 25800 | 22800 | 88.37% | 2.85 | 0 | 9.5 |  |  |  | No | R-410A | 1.9833 | Residential & Commercial | No
214855356 | Central HP <5.4 tons | BRYANT HEATING AND COOLING SYSTEMS | HRCU-A-CB (Split System: Heat Pump with Remote Outdoor Unit-Air-Source) | 38MURAQ36AB3* | ADP |  | H,PG7J936 | 916SA48080M17*** | 34200 | 15.2 | 8.5 | 36400 | 34400 | 94.51% | 2.02 | 0 | 9.5 |  |  |  | No | R-410A | 2.85 | Residential & Commercial | No
212976739 | Central HP <5.4 tons | GRANDAIRE | HRCU-A-CB (Split System: Heat Pump with Remote Outdoor Unit-Air-Source) | WDLCURAH30ABK |  |  | WLA*424CA* | WFST100C060A* | 30200 | 15.2 | 8.5 | 34200 | 27400 | 80.12% | 1.8 | 0 | 9 |  |  |  | No | R-410A | 2.5167 | Residential & Commercial | No
212627329 | Central HP <5.4 tons | COLEMAN | HRCU-A-CB (Split System: Heat Pump with Remote Outdoor Unit-Air-Source) | HMH72B341 | ASPEN |  | D(A,C,E)42D36+TDR | CP9C060B12MP13 | 33200 | 17.5 | 8.1 | 34000 | 27800 | 81.76% | 2.42 | 0 | 9 |  |  |  | No | R-410A | 2.7667 | Residential & Commercial | No
212627379 | Central HP <5.4 tons | COLEMAN | HRCU-A-CB (Split System: Heat Pump with Remote Outdoor Unit-Air-Source) | HMH72B341 | ASPEN |  | D(A,C,E)48D26+TDR | TP9C060B12MP13 | 31200 | 17.3 | 8.1 | 34000 | 27800 | 81.76% | 2.42 | 0 | 9.2 |  |  |  | No | R-410A | 2.6 | Residential & Commercial | No
212627404 | Central HP <5.4 tons | COLEMAN | HRCU-A-CB (Split System: Heat Pump with Remote Outdoor Unit-Air-Source) | HMH72B341 | ASPEN |  | C(A,C,D,E)48C26+TDR | TL8E060A12UH11 | 32000 | 18 | 8.1 | 33400 | 29000 | 86.83% | 2.46 | 0 | 9 |  |  |  | No | R-410A | 2.6667 | Residential & Commercial | No
212627420 | Central HP <5.4 tons | COLEMAN | HRCU-A-CB (Split System: Heat Pump with Remote Outdoor Unit-Air-Source) | HMH72B341 | ASPEN |  | C(A,C,D,E)36C26+TDR | TM8E080B12MP11 | 29800 | 17.4 | 8.5 | 34000 | 28000 | 82.35% | 2.63 | 0 | 9 |  |  |  | No | R-410A | 2.4833 | Residential & Commercial | No
212627427 | Central HP <5.4 tons | COLEMAN | HRCU-A-CB (Split System: Heat Pump with Remote Outdoor Unit-Air-Source) | HMH72B341 | ASPEN |  | D(A,C,E)36D26+TDR | TM8E080B12MP11 | 30200 | 17.5 | 8.5 | 34000 | 28000 | 82.35% | 2.63 | 0 | 9 |  |  |  | No | R-410A | 2.5167 | Residential & Commercial | No
212627461 | Central HP <5.4 tons | COLEMAN | HRCU-A-CB (Split System: Heat Pump with Remote Outdoor Unit-Air-Source) | HMH72B341 | ASPEN |  | D(A,C,E)48D26+TDR | TM9Y080B12MP11 | 31000 | 17.8 | 8.1 | 34000 | 28000 | 82.35% | 2.41 | 0 | 9.2 |  |  |  | No | R-410A | 2.5833 | Residential & Commercial | No
212627477 | Central HP <5.4 tons | COLEMAN | HRCU-A-CB (Split System: Heat Pump with Remote Outdoor Unit-Air-Source) | HMH72B341 | ASPEN |  | D(A,C,E)42C26+TDR | TMLE080B12MP11 | 30200 | 17.5 | 8.1 | 34000 | 28000 | 82.35% | 2.41 | 0 | 9 |  |  |  | No | R-410A | 2.5167 | Residential & Commercial | No
212627556 | Central HP <5.4 tons | COLEMAN | HRCU-A-CB (Split System: Heat Pump with Remote Outdoor Unit-Air-Source) | HMH72B341 | ASPEN |  | C(A,C,D,E)36C26+TDR | TM8E100C16MP11 | 31400 | 18 | 8.4 | 34000 | 28400 | 83.53% | 2.74 | 0 | 9.9 |  |  |  | No | R-410A | 2.6167 | Residential & Commercial | No
213205916 | Central HP <5.4 tons | CARRIER | HRCU-A-CB (Split System: Heat Pump with Remote Outdoor Unit-Air-Source) | 38MURAQ24AA3* | ASPEN |  | D(A,C,E)36B34+TDR | 58TP*A070V14**12 | 23800 | 16 | 8.1 | 25800 | 22800 | 88.37% | 2.85 | 0 | 9.5 |  |  |  | No | R-410A | 1.9833 | Residential & Commercial | No
213205921 | Central HP <5.4 tons | CARRIER | HRCU-A-CB (Split System: Heat Pump with Remote Outdoor Unit-Air-Source) | 38MURAQ24AA3* | ASPEN |  | D(A,C,E)24B44+TDR | 58TP*A070V17**16 | 23800 | 16.5 | 8.1 | 25200 | 22600 | 89.68% | 2.85 | 0 | 9.5 |  |  |  | No | R-410A | 1.9833 | Residential & Commercial | No
213205955 | Central HP <5.4 tons | CARRIER | HRCU-A-CB (Split System: Heat Pump with Remote Outdoor Unit-Air-Source) | 38MURAQ24AA3* | ASPEN |  | D(A,C,E)36C34+TDR | 58TP*A090V21**20 | 23800 | 16 | 8.1 | 25200 | 22400 | 88.89% | 2.98 | 0 | 9.5 |  |  |  | No | R-410A | 1.9833 | Residential & Commercial | No
213206005 | Central HP <5.4 tons | CARRIER | HRCU-A-CB (Split System: Heat Pump with Remote Outdoor Unit-Air-Source) | 38MURAQ24AA3* | ASPEN |  | D(A,C,E)24B44+TDR | 59SC2D060E17**14 | 23800 | 16 | 8.1 | 25800 | 22800 | 88.37% | 2.87 | 0 | 9.5 |  |  |  | No | R-410A | 1.9833 | Residential & Commercial | No
213206155 | Central HP <5.4 tons | CARRIER | HRCU-A-CB (Split System: Heat Pump with Remote Outdoor Unit-Air-Source) | 38MURAQ24AA3* | ASPEN |  | D(A,C,E)24B44+TDR | 59TP6B060V14**12 | 22600 | 15.8 | 8.1 | 24400 | 22000 | 90.16% | 2.93 | 0 | 9.3 |  |  |  | No | R-410A | 1.8833 | Residential & Commercial | No
213206173 | Central HP <5.4 tons | CARRIER | HRCU-A-CB (Split System: Heat Pump with Remote Outdoor Unit-Air-Source) | 38MURAQ24AA3* | ASPEN |  | D(A,C,E)36B34+TDR | 59TP6B060V17**14 | 23800 | 15.5 | 8.1 | 25600 | 22400 | 87.5% | 2.89 | 0 | 9.5 |  |  |  | No | R-410A | 1.9833 | Residential & Commercial | No
211712880 | Central HP <5.4 tons | GRANDAIRE | HRCU-A-CB (Split System: Heat Pump with Remote Outdoor Unit-Air-Source) | WDLCURAH30ABK |  |  | WLA*424DA* | WFER110D060A* | 30000 | 15.2 | 8.1 | 33800 | 27200 | 80.47% | 1.8 | 0 | 9 |  |  |  | No | R-410A | 2.5 | Residential & Commercial | No
211712905 | Central HP <5.4 tons | GRANDAIRE | HRCU-A-CB (Split System: Heat Pump with Remote Outdoor Unit-Air-Source) | WDLCURAH30ABK |  |  | WLA*424DA* | WFAX080C060A* | 30600 | 15.2 | 8.1 | 34200 | 26800 | 78.36% | 1.82 | 0 | 9 |  |  |  | No | R-410A | 2.55 | Residential & Commercial | No
212988058 | Central HP <5.4 tons | GRANDAIRE | HRCU-A-CB (Split System: Heat Pump with Remote Outdoor Unit-Air-Source) | WDLCURAH30ABK |  |  | WLA*424CA* | WFSX100C060B* | 30200 | 15.2 | 8.5 | 34000 | 27400 | 80.59% | 1.8 | 0 | 9 |  |  |  | No | R-410A | 2.5167 | Residential & Commercial | No
212627740 | Central HP <5.4 tons | COLEMAN | HRCU-A-CB (Split System: Heat Pump with Remote Outdoor Unit-Air-Source) | HMH72B341 | ASPEN |  | C(A,C,D,E)36A46+TDR | TM8V080C16MP12 | 32000 | 17.5 | 8.5 | 34000 | 27400 | 80.59% | 2.67 | 0 | 9.9 |  |  |  | No | R-410A | 2.6667 | Residential & Commercial | No
212627815 | Central HP <5.4 tons | COLEMAN | HRCU-A-CB (Split System: Heat Pump with Remote Outdoor Unit-Air-Source) | HMH72B341 | ASPEN |  | C(A,C,D,E)36B36+TDR | TPLC080C16MP13 | 32000 | 17.5 | 8.1 | 33800 | 27400 | 81.07% | 2.47 | 0 | 9.9 |  |  |  | No | R-410A | 2.6667 | Residential & Commercial | No
212627829 | Central HP <5.4 tons | COLEMAN | HRCU-A-CB (Split System: Heat Pump with Remote Outdoor Unit-Air-Source) | HMH72B341 | ASPEN |  | D(A,C,E)42D26+TDR | TPLC080C16MP13 | 30600 | 17.2 | 8.1 | 33800 | 27400 | 81.07% | 2.47 | 0 | 9.6 |  |  |  | No | R-410A | 2.55 | Residential & Commercial | No
212627838 | Central HP <5.4 tons | COLEMAN | HRCU-A-CB (Split System: Heat Pump with Remote Outdoor Unit-Air-Source) | HMH72B341 | ASPEN |  | C(A,C,D,E)36B36+TDR | TPLC100C16MP13 | 32000 | 17.5 | 8.1 | 33800 | 27400 | 81.07% | 2.47 | 0 | 9.9 |  |  |  | No | R-410A | 2.6667 | Residential & Commercial | No
212627642 | Central HP <5.4 tons | COLEMAN | HRCU-A-CB (Split System: Heat Pump with Remote Outdoor Unit-Air-Source) | HMH72B341 | ASPEN |  | C(A,C,D,E)48A36+TDR | TL8E080C16UH11 | 32200 | 17.5 | 8.4 | 34000 | 27800 | 81.76% | 2.66 | 0 | 9.9 |  |  |  | No | R-410A | 2.6833 | Residential & Commercial | No
212627644 | Central HP <5.4 tons | COLEMAN | HRCU-A-CB (Split System: Heat Pump with Remote Outdoor Unit-Air-Source) | HMH72B341 | ASPEN |  | C(A,C,D,E)36B26+TDR | TM9Y080C16MP11 | 29200 | 17.7 | 8.5 | 34000 | 27800 | 81.76% | 2.66 | 0 | 8.9 |  |  |  | No | R-410A | 2.4333 | Residential & Commercial | No
212627657 | Central HP <5.4 tons | COLEMAN | HRCU-A-CB (Split System: Heat Pump with Remote Outdoor Unit-Air-Source) | HMH72B341 | ASPEN |  | D(A,C,E)42B36+TDR | TM9Y080C16MP11 | 32400 | 18.5 | 8.5 | 34000 | 28000 | 82.35% | 2.66 | 0 | 9.5 |  |  |  | No | R-410A | 2.7 | Residential & Commercial | No
212627693 | Central HP <5.4 tons | COLEMAN | HRCU-A-CB (Split System: Heat Pump with Remote Outdoor Unit-Air-Source) | HMH72B341 | ASPEN |  | C(A,C,D,E)36A46+TDR | CPLC080C16MP13 | 32000 | 17.5 | 8.1 | 33800 | 27400 | 81.07% | 2.47 | 0 | 9.9 |  |  |  | No | R-410A | 2.6667 | Residential & Commercial | No
215876602 | Central HP <5.4 tons | BRYANT HEATING AND COOLING SYSTEMS | HRCU-A-CB (Split System: Heat Pump with Remote Outdoor Unit-Air-Source) | 38MURAQ24AB3* | ADP |  | H,PG21930 | 926TB36060V14*** | 21800 | 16 | 8.45 | 24800 | 25200 | 101.6% | 2.14 | 0 | 9 |  |  |  | No | R-410A | 1.8167 | Residential & Commercial | No
212977477 | Central HP <5.4 tons | GRANDAIRE | HRCU-A-CB (Split System: Heat Pump with Remote Outdoor Unit-Air-Source) | WDLCURAH24AAK |  |  | WLN(C,W)364BA* | WFE*045A036C* | 23800 | 16 | 8.1 | 25000 | 35200 | 140.8% | 1.82 | 0 | 9.5 |  |  |  | No | R-410A | 1.9833 | Residential & Commercial | No
214595149 | Central HP <5.4 tons | BRYANT HEATING AND COOLING SYSTEMS | HRCU-A-CB (Split System: Heat Pump with Remote Outdoor Unit-Air-Source) | 38MURAQ24AB3* | ASPEN |  | A(E,F)M254+TDR |  | 22200 | 15.2 | 8.5 | 26200 | 23400 | 89.31% | 1.92 | 0 | 9.8 |  |  |  | No | R-410A | 1.85 | Residential & Commercial | No
212627759 | Central HP <5.4 tons | COLEMAN | HRCU-A-CB (Split System: Heat Pump with Remote Outdoor Unit-Air-Source) | HMH72B341 | ASPEN |  | D(A,C,E)48C26+TDR | TM8V080C16MP12 | 30600 | 17.2 | 8.5 | 34000 | 27400 | 80.59% | 2.67 | 0 | 9.6 |  |  |  | No | R-410A | 2.55 | Residential & Commercial | No
212627777 | Central HP <5.4 tons | COLEMAN | HRCU-A-CB (Split System: Heat Pump with Remote Outdoor Unit-Air-Source) | HMH72B341 | ASPEN |  | D(A,C,E)42C26+TDR | TM8V100C16MP12 | 30200 | 17 | 8.5 | 34000 | 27400 | 80.59% | 2.67 | 0 | 9 |  |  |  | No | R-410A | 2.5167 | Residential & Commercial | No
212627792 | Central HP <5.4 tons | COLEMAN | HRCU-A-CB (Split System: Heat Pump with Remote Outdoor Unit-Air-Source) | HMH72B341 | ASPEN |  | C(A,C,D,E)36C26+TDR | TMLV100C16MP12 | 29800 | 16.9 | 8.1 | 33800 | 27400 | 81.07% | 2.47 | 0 | 9.5 |  |  |  | No | R-410A | 2.4833 | Residential & Commercial | No
212627827 | Central HP <5.4 tons | COLEMAN | HRCU-A-CB (Split System: Heat Pump with Remote Outdoor Unit-Air-Source) | HMH72B341 | ASPEN |  | D(A,C,E)42C26+TDR | TPLC080C16MP13 | 30200 | 17 | 8.1 | 33800 | 27400 | 81.07% | 2.47 | 0 | 9 |  |  |  | No | R-410A | 2.5167 | Residential & Commercial | No
213205694 | Central HP <5.4 tons | TEMPSTAR | HRCU-A-CB (Split System: Heat Pump with Remote Outdoor Unit-Air-Source) | DLCURAH36ABK | ASPEN |  | D(A,C,E)36C34+TDR | *96VTN1202422A* | 34400 | 16 | 8.5 | 38500 | 31400 | 81.56% | 2.74 | 0 | 9.9 |  |  |  | No | R-410A | 2.8667 | Residential & Commercial | No
213205431 | Central HP <5.4 tons | TEMPSTAR | HRCU-A-CB (Split System: Heat Pump with Remote Outdoor Unit-Air-Source) | DLCURAH30ABK | ASPEN |  | D(A,C,E)36B34+TDR | *96VTN0802120A* | 29200 | 15.2 | 8.1 | 33600 | 23800 | 70.83% | 2.67 | 0 | 9 |  |  |  | No | R-410A | 2.4333 | Residential & Commercial | No
211713132 | Central HP <5.4 tons | KEEPRITE | HRCU-A-CB (Split System: Heat Pump with Remote Outdoor Unit-Air-Source) | DLCURAH30ABK |  |  | EA*4X43L21A* | *80ESU0401712A* | 31200 | 15.2 | 8.1 | 33400 | 26000 | 77.84% | 1.86 | 0 | 9 |  |  |  | No | R-410A | 2.6 | Residential & Commercial | No
212987767 | Central HP <5.4 tons | KEEPRITE | HRCU-A-CB (Split System: Heat Pump with Remote Outdoor Unit-Air-Source) | DLCURAH30ABK |  |  | EA*4X43L21A* | *96MSN0802120A* | 30200 | 15.2 | 8.1 | 33400 | 26400 | 79.04% | 1.84 | 0 | 9 |  |  |  | No | R-410A | 2.5167 | Residential & Commercial | No
212984441 | Central HP <5.4 tons | KEEPRITE | HRCU-A-CB (Split System: Heat Pump with Remote Outdoor Unit-Air-Source) | DLCURAH30ABK |  |  | EA*4X36L17A* | *92MSN0801716A* | 29400 | 15.2 | 8.1 | 34000 | 28000 | 82.35% | 1.76 | 0 | 9 |  |  |  | No | R-410A | 2.45 | Residential & Commercial | No
211228747 | Central HP <5.4 tons | GRANDAIRE | HRCU-A-CB (Split System: Heat Pump with Remote Outdoor Unit-Air-Source) | WDLCURAH36ABK |  |  | WLA*484CA* | WFEL045B036B* | 35600 | 15.5 | 8.1 | 38500 | 34800 | 90.39% | 2.04 | 0 | 9.5 |  |  |  | No | R-410A | 2.9667 | Residential & Commercial | No
214303089 | Central HP <5.4 tons | RUUD | HRCU-A-CB (Split System: Heat Pump with Remote Outdoor Unit-Air-Source) | RD17AZ24AJ3N | ADP |  | H,RG34936 | R951V0603A17UHU | 21800 | 17 | 8.1 | 20800 | 16600 | 79.81% | 2 | 0 | 9.5 |  |  |  | No | R-410A | 1.8167 | Residential & Commercial | No
212988067 | Central HP <5.4 tons | KEEPRITE | HRCU-A-CB (Split System: Heat Pump with Remote Outdoor Unit-Air-Source) | DLCURAH30ABK |  |  | EA*4X42L24A* | *96MSN1002120A* | 30000 | 15.2 | 8.5 | 34000 | 27200 | 80% | 1.8 | 0 | 9 |  |  |  | No | R-410A | 2.5 | Residential & Commercial | No
212984456 | Central HP <5.4 tons | GRANDAIRE | HRCU-A-CB (Split System: Heat Pump with Remote Outdoor Unit-Air-Source) | WDLCURAH30ABK |  |  | WLA*364CA* | WFAX080B048B* | 29600 | 15.2 | 8.1 | 34000 | 26800 | 78.82% | 1.84 | 0 | 9 |  |  |  | No | R-410A | 2.4667 | Residential & Commercial | No
212983940 | Central HP <5.4 tons | GRANDAIRE | HRCU-A-CB (Split System: Heat Pump with Remote Outdoor Unit-Air-Source) | WDLCURAH30ABK |  |  | WLA*374CA* | WFAX060B042B* | 30200 | 15.2 | 8.1 | 33400 | 27600 | 82.63% | 1.78 | 0 | 9 |  |  |  | No | R-410A | 2.5167 | Residential & Commercial | No
211713329 | Central HP <5.4 tons | KEEPRITE | HRCU-A-CB (Split System: Heat Pump with Remote Outdoor Unit-Air-Source) | DLCURAH30ABK |  |  | EA*4X43L21A* | *92ESN0601714A* | 30400 | 15.2 | 8.1 | 33000 | 26200 | 79.39% | 1.84 | 0 | 9 |  |  |  | No | R-410A | 2.5333 | Residential & Commercial | No
212627842 | Central HP <5.4 tons | COLEMAN | HRCU-A-CB (Split System: Heat Pump with Remote Outdoor Unit-Air-Source) | HMH72B341 | ASPEN |  | D(A,C,E)36A46+TDR | TPLC100C16MP13 | 32000 | 17.5 | 8.1 | 33800 | 27400 | 81.07% | 2.47 | 0 | 9.9 |  |  |  | No | R-410A | 2.6667 | Residential & Commercial | No
212627910 | Central HP <5.4 tons | COLEMAN | HRCU-A-CB (Split System: Heat Pump with Remote Outdoor Unit-Air-Source) | HMH72B341 | ASPEN |  | C(A,C,D,E)36B36+TDR | CP9C100C16MP13 | 32000 | 17.5 | 8.1 | 34000 | 27400 | 80.59% | 2.47 | 0 | 9.9 |  |  |  | No | R-410A | 2.6667 | Residential & Commercial | No
212627977 | Central HP <5.4 tons | COLEMAN | HRCU-A-CB (Split System: Heat Pump with Remote Outdoor Unit-Air-Source) | HMH72B341 | ASPEN |  | C(A,C,D,E)36A46+TDR | TM9V100C16MP12 | 32000 | 17.5 | 8.5 | 34000 | 27400 | 80.59% | 2.67 | 0 | 9.9 |  |  |  | No | R-410A | 2.6667 | Residential & Commercial | No
211712910 | Central HP <5.4 tons | ARCOAIRE | HRCU-A-CB (Split System: Heat Pump with Remote Outdoor Unit-Air-Source) | DLCURAH30ABK |  |  | EA*4X42L24A* | *92ESN1002120A* | 30600 | 15.2 | 8.1 | 34200 | 27000 | 78.95% | 1.82 | 0 | 9 |  |  |  | No | R-410A | 2.55 | Residential & Commercial | No
212520371 | Central HP <5.4 tons | CARRIER | HRCU-A-CB (Split System: Heat Pump with Remote Outdoor Unit-Air-Source) | 38MURAQ30AB3* | ADP |  | H,PG9J936 | 58SP*A110V24**22 | 30000 | 15.2 | 8.1 | 32200 | 26800 | 83.23% | 1.8 | 0 | 9 |  |  |  | No | R-410A | 2.5 | Residential & Commercial | No
213080278 | Central HP <5.4 tons | GRANDAIRE | HRCU-A-CB (Split System: Heat Pump with Remote Outdoor Unit-Air-Source) | WDLCURAH36ABK |  |  | WLA*364CA* | WFSX100C060B* | 35200 | 16 | 8.1 | 38500 | 35200 | 91.43% | 1.8 | 0 | 9.5 |  |  |  | No | R-410A | 2.9333 | Residential & Commercial | No
214229287 | Central HP <5.4 tons | GRANDAIRE | HRCU-A-CB (Split System: Heat Pump with Remote Outdoor Unit-Air-Source) | WDLCURAH36ABK |  |  | WLA*364BA* | WFEU060B048B* | 34800 | 16 | 8.1 | 38500 | 35200 | 91.43% | 1.82 | 0 | 9.5 |  |  |  | No | R-410A | 2.9 | Residential & Commercial | No
213205433 | Central HP <5.4 tons | TEMPSTAR | HRCU-A-CB (Split System: Heat Pump with Remote Outdoor Unit-Air-Source) | DLCURAH30ABK | ASPEN |  | D(A,C,E)36C34+TDR | *96VTN0802120A* | 29600 | 15.2 | 8.1 | 33600 | 23800 | 70.83% | 2.67 | 0 | 9 |  |  |  | No | R-410A | 2.4667 | Residential & Commercial | No
211712653 | Central HP <5.4 tons | KEEPRITE | HRCU-A-CB (Split System: Heat Pump with Remote Outdoor Unit-Air-Source) | DLCURAH30ABK |  |  | EA*4X42L24A* | *96VTN1002122A* | 29600 | 15.2 | 8.1 | 33800 | 27200 | 80.47% | 1.78 | 0 | 9 |  |  |  | No | R-410A | 2.4667 | Residential & Commercial | No
213205173 | Central HP <5.4 tons | TEMPSTAR | HRCU-A-CB (Split System: Heat Pump with Remote Outdoor Unit-Air-Source) | DLCURAH30ABK | ASPEN |  | D(A,C,E)30C44+TDR | *80ES(N,L)0901714A* | 29000 | 15.2 | 8.1 | 33200 | 24000 | 72.29% | 2.8 | 0 | 8.9 |  |  |  | No | R-410A | 2.4167 | Residential & Commercial | No
213205243 | Central HP <5.4 tons | TEMPSTAR | HRCU-A-CB (Split System: Heat Pump with Remote Outdoor Unit-Air-Source) | DLCURAH30ABK | ASPEN |  | D(A,C,E)30C44+TDR | *80ES(N,L)1102420A* | 29600 | 15.2 | 8.1 | 33800 | 24000 | 71.01% | 2.7 | 0 | 9 |  |  |  | No | R-410A | 2.4667 | Residential & Commercial | No
213075767 | Central HP <5.4 tons | GRANDAIRE | HRCU-A-CB (Split System: Heat Pump with Remote Outdoor Unit-Air-Source) | WDLCURAH24AAK |  |  | WLNC364CA* | WFSU100C060B* | 24000 | 16 | 8.1 | 25200 | 34400 | 136.5% | 1.92 | 0 | 9.5 |  |  |  | No | R-410A | 2 | Residential & Commercial | No
211229225 | Central HP <5.4 tons | KEEPRITE | HRCU-A-CB (Split System: Heat Pump with Remote Outdoor Unit-Air-Source) | DLCURAH36ABK |  |  | EA*4X48L21A* | OMV112K14A | 35600 | 15.5 | 8.1 | 38500 | 34800 | 90.39% | 2.04 | 0 | 9.5 |  |  |  | No | R-410A | 2.9667 | Residential & Commercial | No
213076467 | Central HP <5.4 tons | ARCOAIRE | HRCU-A-CB (Split System: Heat Pump with Remote Outdoor Unit-Air-Source) | DLCURAH36ABK |  |  | EA*4X36L17A* | *80VTL0701716B* | 34800 | 15.5 | 8.1 | 38500 | 35200 | 91.43% | 1.82 | 0 | 9.5 |  |  |  | No | R-410A | 2.9 | Residential & Commercial | No
215285715 | Central HP <5.4 tons | YORK | HRCU-A-CB (Split System: Heat Pump with Remote Outdoor Unit-Air-Source) | HMH72B361 | ASPEN |  | D(A,C,E)48B44+TDR | Y91E080C16SMPS1 | 35200 | 17 | 8.5 | 36000 | 25200 | 70% | 2.06 | 0 | 8 |  |  |  | No | R-410A | 2.9333 | Residential & Commercial | No
211656133 | Central HP <5.4 tons | YORK | HRCU-A-CB (Split System: Heat Pump with Remote Outdoor Unit-Air-Source) | HMH72B361 | ASPEN |  | A(E,F)M374+TDR |  | 34400 | 18 | 8.1 | 36000 | 26400 | 73.33% | 2.82 | 0 | 9 |  |  |  | No | R-410A | 2.8667 | Residential & Commercial | No
212628045 | Central HP <5.4 tons | COLEMAN | HRCU-A-CB (Split System: Heat Pump with Remote Outdoor Unit-Air-Source) | HMH72B341 | ASPEN |  | C(A,C,D,E)36A46+TDR | TL8E100C20UH11 | 32000 | 17.5 | 8.5 | 34000 | 27400 | 80.59% | 2.69 | 0 | 9.9 |  |  |  | No | R-410A | 2.6667 | Residential & Commercial | No
212628060 | Central HP <5.4 tons | COLEMAN | HRCU-A-CB (Split System: Heat Pump with Remote Outdoor Unit-Air-Source) | HMH72B341 | ASPEN |  | D(A,C,E)42D26+TDR | TL8E100C20UH11 | 30600 | 17.1 | 8.5 | 34000 | 27400 | 80.59% | 2.69 | 0 | 9.6 |  |  |  | No | R-410A | 2.55 | Residential & Commercial | No
212623997 | Central HP <5.4 tons | COLEMAN | HRCU-A-CB (Split System: Heat Pump with Remote Outdoor Unit-Air-Source) | HMH72B341 | ASPEN |  | D(A,C,E)42C24+TDR | TM9Y080B12MP11 | 30200 | 17.5 | 8.1 | 34000 | 28000 | 82.35% | 2.41 | 0 | 9.1 |  |  |  | No | R-410A | 2.5167 | Residential & Commercial | No
212623998 | Central HP <5.4 tons | COLEMAN | HRCU-A-CB (Split System: Heat Pump with Remote Outdoor Unit-Air-Source) | HMH72B341 | ASPEN |  | D(A,C,E)42C34+TDR | TM9Y080B12MP11 | 32800 | 18 | 8.1 | 34000 | 28000 | 82.35% | 2.41 | 0 | 9.5 |  |  |  | No | R-410A | 2.7333 | Residential & Commercial | No
212624048 | Central HP <5.4 tons | COLEMAN | HRCU-A-CB (Split System: Heat Pump with Remote Outdoor Unit-Air-Source) | HMH72B341 | ASPEN |  | D(A,C,E)48C24+TDR | TMLE080B12MP11 | 30600 | 17.7 | 8.1 | 34000 | 28000 | 82.35% | 2.41 | 0 | 9 |  |  |  | No | R-410A | 2.55 | Residential & Commercial | No
212624117 | Central HP <5.4 tons | COLEMAN | HRCU-A-CB (Split System: Heat Pump with Remote Outdoor Unit-Air-Source) | HMH72B341 | ASPEN |  | C(A,C,D,E)42C24+TDR | TPLC060A12MP13 | 31600 | 17.5 | 8.1 | 33400 | 28800 | 86.23% | 2.49 | 0 | 9.5 |  |  |  | No | R-410A | 2.6333 | Residential & Commercial | No
212988972 | Central HP <5.4 tons | GRANDAIRE | HRCU-A-CB (Split System: Heat Pump with Remote Outdoor Unit-Air-Source) | WDLCURAH24AAK |  |  | WLNC364CA* | WFSU060B048B* | 23800 | 16 | 8.1 | 24800 | 35200 | 141.9% | 1.84 | 0 | 9.5 |  |  |  | No | R-410A | 1.9833 | Residential & Commercial | No
212986147 | Central HP <5.4 tons | KEEPRITE | HRCU-A-CB (Split System: Heat Pump with Remote Outdoor Unit-Air-Source) | DLCURAH24ABK |  |  | EA*4X24L17A* | *96MSN0401410A* | 23200 | 16 | 8.5 | 27000 | 26400 | 97.78% | 2.2 | 0 | 9.5 |  |  |  | No | R-410A | 1.9333 | Residential & Commercial | No
211229207 | Central HP <5.4 tons | KEEPRITE | HRCU-A-CB (Split System: Heat Pump with Remote Outdoor Unit-Air-Source) | DLCURAH36ABK |  |  | EA*4X48L21A* | OLV112A16A | 35800 | 15.5 | 8.5 | 38500 | 34800 | 90.39% | 2.04 | 0 | 9.5 |  |  |  | No | R-410A | 2.9833 | Residential & Commercial | No
211228671 | Central HP <5.4 tons | KEEPRITE | HRCU-A-CB (Split System: Heat Pump with Remote Outdoor Unit-Air-Source) | DLCURAH36ABK |  |  | EA*4X43L21A* | OLV098A12* | 36200 | 15.2 | 8.5 | 38500 | 35000 | 90.91% | 2.06 | 0 | 9.5 |  |  |  | No | R-410A | 3.0167 | Residential & Commercial | No
212624132 | Central HP <5.4 tons | COLEMAN | HRCU-A-CB (Split System: Heat Pump with Remote Outdoor Unit-Air-Source) | HMH72B341 | ASPEN |  | C(A,C,D,E)42C24+TDR | CP9C080B12MP13 | 31400 | 17 | 8.1 | 33600 | 29600 | 88.1% | 2.45 | 0 | 9.5 |  |  |  | No | R-410A | 2.6167 | Residential & Commercial | No
212624183 | Central HP <5.4 tons | COLEMAN | HRCU-A-CB (Split System: Heat Pump with Remote Outdoor Unit-Air-Source) | HMH72B341 | ASPEN |  | D(A,C,E)42B34+TDR | TM9Y100C20MP11 | 32400 | 15.5 | 8.1 | 34000 | 27800 | 81.76% | 2.38 | 0 | 9.5 |  |  |  | No | R-410A | 2.7 | Residential & Commercial | No
212624498 | Central HP <5.4 tons | COLEMAN | HRCU-A-CB (Split System: Heat Pump with Remote Outdoor Unit-Air-Source) | HMH72B341 | ASPEN |  | D(A,C,E)48C24+TDR | CPLC080C16MP13 | 30600 | 17.2 | 8.1 | 33800 | 27400 | 81.07% | 2.47 | 0 | 9.6 |  |  |  | No | R-410A | 2.55 | Residential & Commercial | No
212624518 | Central HP <5.4 tons | COLEMAN | HRCU-A-CB (Split System: Heat Pump with Remote Outdoor Unit-Air-Source) | HMH72B341 | ASPEN |  | C(A,C,D,E)48D24+TDR | CPLC100C16MP13 | 31000 | 17.3 | 8.1 | 33800 | 27400 | 81.07% | 2.47 | 0 | 9.7 |  |  |  | No | R-410A | 2.5833 | Residential & Commercial | No
212624601 | Central HP <5.4 tons | COLEMAN | HRCU-A-CB (Split System: Heat Pump with Remote Outdoor Unit-Air-Source) | HMH72B341 | ASPEN |  | C(A,C,D,E)36A44+TDR | TM8V100C16MP12 | 32000 | 17.5 | 8.5 | 34000 | 27400 | 80.59% | 2.67 | 0 | 9.9 |  |  |  | No | R-410A | 2.6667 | Residential & Commercial | No
212624633 | Central HP <5.4 tons | COLEMAN | HRCU-A-CB (Split System: Heat Pump with Remote Outdoor Unit-Air-Source) | HMH72B341 | ASPEN |  | D(A,C,E)48D24+TDR | TM8V100C16MP12 | 31000 | 17.3 | 8.5 | 34000 | 27400 | 80.59% | 2.67 | 0 | 9.7 |  |  |  | No | R-410A | 2.5833 | Residential & Commercial | No
213076065 | Central HP <5.4 tons | GRANDAIRE | HRCU-A-CB (Split System: Heat Pump with Remote Outdoor Unit-Air-Source) | WDLCURAH30ABK |  |  | WLA*434CA* | WFSU100C060B* | 31000 | 15.2 | 8.5 | 38000 | 28200 | 74.21% | 1.76 | 0 | 9 |  |  |  | No | R-410A | 2.5833 | Residential & Commercial | No
214855359 | Central HP <5.4 tons | BRYANT HEATING AND COOLING SYSTEMS | HRCU-A-CB (Split System: Heat Pump with Remote Outdoor Unit-Air-Source) | 38MURAQ36AB3* | ADP |  | H,PG7J936 | 916SA60080M21*** | 35200 | 16 | 8.1 | 36800 | 34800 | 94.57% | 1.9 | 0 | 9.5 |  |  |  | No | R-410A | 2.9333 | Residential & Commercial | No
211713332 | Central HP <5.4 tons | GRANDAIRE | HRCU-A-CB (Split System: Heat Pump with Remote Outdoor Unit-Air-Source) | WDLCURAH30ABK |  |  | WLA*434CA* | WFAX060B042A* | 30400 | 15.2 | 8.1 | 33000 | 26200 | 79.39% | 1.84 | 0 | 9 |  |  |  | No | R-410A | 2.5333 | Residential & Commercial | No
212624669 | Central HP <5.4 tons | COLEMAN | HRCU-A-CB (Split System: Heat Pump with Remote Outdoor Unit-Air-Source) | HMH72B341 | ASPEN |  | D(A,C,E)42C24+TDR | TMLV100C16MP12 | 30200 | 17 | 8.1 | 33800 | 27400 | 81.07% | 2.47 | 0 | 9 |  |  |  | No | R-410A | 2.5167 | Residential & Commercial | No
212624767 | Central HP <5.4 tons | COLEMAN | HRCU-A-CB (Split System: Heat Pump with Remote Outdoor Unit-Air-Source) | HMH72B341 | ASPEN |  | C(A,C,D,E)36B34+TDR | TL8E080C16UH11 | 32000 | 17.5 | 8.5 | 34000 | 27800 | 81.76% | 2.68 | 0 | 9.9 |  |  |  | No | R-410A | 2.6667 | Residential & Commercial | No
212628071 | Central HP <5.4 tons | COLEMAN | HRCU-A-CB (Split System: Heat Pump with Remote Outdoor Unit-Air-Source) | HMH72B341 | ASPEN |  | D(A,C,E)36D26+TDR | TM9V100C20MP12 | 30000 | 17 | 8.5 | 34000 | 28000 | 82.35% | 2.69 | 0 | 9 |  |  |  | No | R-410A | 2.5 | Residential & Commercial | No
212628073 | Central HP <5.4 tons | COLEMAN | HRCU-A-CB (Split System: Heat Pump with Remote Outdoor Unit-Air-Source) | HMH72B341 | ASPEN |  | C(A,C,D,E)36B26+TDR | TP9C100C20MP13 | 29200 | 16.7 | 8.1 | 34000 | 28000 | 82.35% | 2.47 | 0 | 8.9 |  |  |  | No | R-410A | 2.4333 | Residential & Commercial | No
212628116 | Central HP <5.4 tons | COLEMAN | HRCU-A-CB (Split System: Heat Pump with Remote Outdoor Unit-Air-Source) | HMH72B341 | ASPEN |  | C(A,C,D,E)36A46+TDR | TP9C100C20MP13 | 32000 | 17.5 | 8.1 | 34000 | 28400 | 83.53% | 2.46 | 0 | 9.4 |  |  |  | No | R-410A | 2.6667 | Residential & Commercial | No
213205502 | Central HP <5.4 tons | TEMPSTAR | HRCU-A-CB (Split System: Heat Pump with Remote Outdoor Unit-Air-Source) | DLCURAH36ABK | ASPEN |  | D(A,C,E)36C34+TDR | *80ES(N,L)0701712A* | 34400 | 15.5 | 8.5 | 38500 | 31400 | 81.56% | 2.71 | 0 | 9.9 |  |  |  | No | R-410A | 2.8667 | Residential & Commercial | No
213205518 | Central HP <5.4 tons | TEMPSTAR | HRCU-A-CB (Split System: Heat Pump with Remote Outdoor Unit-Air-Source) | DLCURAH36ABK | ASPEN |  | D(A,C,E)42B34+TDR | *80ES(N,L)0702116A* | 34000 | 16.5 | 8.5 | 37800 | 31400 | 83.07% | 2.75 | 0 | 9.9 |  |  |  | No | R-410A | 2.8333 | Residential & Commercial | No
213205567 | Central HP <5.4 tons | TEMPSTAR | HRCU-A-CB (Split System: Heat Pump with Remote Outdoor Unit-Air-Source) | DLCURAH36ABK | ASPEN |  | D(A,C,E)42B34+TDR | *80ES(N,L)1352420A* | 34400 | 16 | 8.5 | 38500 | 31400 | 81.56% | 2.74 | 0 | 9.9 |  |  |  | No | R-410A | 2.8667 | Residential & Commercial | No
214595162 | Central HP <5.4 tons | BRYANT HEATING AND COOLING SYSTEMS | HRCU-A-CB (Split System: Heat Pump with Remote Outdoor Unit-Air-Source) | 38MURAQ24AB3* | ASPEN |  | L(E,G)M36C4 |  | 23800 | 15.2 | 8.5 | 26400 | 23400 | 88.64% | 1.92 | 0 | 9.8 |  |  |  | No | R-410A | 1.9833 | Residential & Commercial | No
215065611 | Central HP <5.4 tons | YORK | HRCU-A-CB (Split System: Heat Pump with Remote Outdoor Unit-Air-Source) | HMH72B341 | ASPEN |  | CH36A34+TDR | Y81E080C16LMPS1 | 30800 | 17.8 | 8.1 | 32800 | 24200 | 73.78% | 2.14 | 0 | 9 |  |  |  | No | R-410A | 2.5667 | Residential & Commercial | No
215065627 | Central HP <5.4 tons | YORK | HRCU-A-CB (Split System: Heat Pump with Remote Outdoor Unit-Air-Source) | HMH72B341 | ASPEN |  | CH36A34+TDR | TM8V100C16MP12 | 31000 | 17.3 | 8.1 | 33400 | 23800 | 71.26% | 2.08 | 0 | 9.7 |  |  |  | No | R-410A | 2.5833 | Residential & Commercial | No
215065629 | Central HP <5.4 tons | YORK | HRCU-A-CB (Split System: Heat Pump with Remote Outdoor Unit-Air-Source) | HMH72B341 | ASPEN |  | CH36A34+TDR | TM8V100C20MP12 | 30200 | 16.1 | 8.2 | 31800 | 23800 | 74.84% | 2.06 | 0 | 8 |  |  |  | No | R-410A | 2.5167 | Residential & Commercial | No
213927860 | Central HP <5.4 tons | YORK | HRCU-A-CB (Split System: Heat Pump with Remote Outdoor Unit-Air-Source) | HMH72B341 | ASPEN |  | D(A,C,E)36B3G+TXV+TDR | TM9E060A10MP12 | 31800 | 17.5 | 8.1 | 33800 | 27400 | 81.07% | 2.48 | 0 | 9.4 |  |  |  | No | R-410A | 2.65 | Residential & Commercial | No
215065652 | Central HP <5.4 tons | YORK | HRCU-A-CB (Split System: Heat Pump with Remote Outdoor Unit-Air-Source) | HMH72B341 | ASPEN |  | CH36A34+TDR | Y81E100C16LMPS1 | 30800 | 17.8 | 8.1 | 32800 | 24400 | 74.39% | 2.12 | 0 | 9.2 |  |  |  | No | R-410A | 2.5667 | Residential & Commercial | No
211227687 | Central HP <5.4 tons | KEEPRITE | HRCU-A-CB (Split System: Heat Pump with Remote Outdoor Unit-Air-Source) | DLCURAH36ABK |  |  | EA*4X42L21A* | *96VTN0801716A* | 35200 | 15.5 | 8.1 | 38500 | 35000 | 90.91% | 1.86 | 0 | 9.5 |  |  |  | No | R-410A | 2.9333 | Residential & Commercial | No
215065802 | Central HP <5.4 tons | YORK | HRCU-A-CB (Split System: Heat Pump with Remote Outdoor Unit-Air-Source) | HMH72B341 | ASPEN |  | CH48A34+TDR | Y81E120C20SMPS1 | 31800 | 17.5 | 8.3 | 33600 | 24600 | 73.21% | 2.12 | 0 | 9.4 |  |  |  | No | R-410A | 2.65 | Residential & Commercial | No
212624783 | Central HP <5.4 tons | COLEMAN | HRCU-A-CB (Split System: Heat Pump with Remote Outdoor Unit-Air-Source) | HMH72B341 | ASPEN |  | D(A,C,E)36A44+TDR | TL8E080C16UH11 | 32000 | 17.5 | 8.5 | 34000 | 27800 | 81.76% | 2.68 | 0 | 9.9 |  |  |  | No | R-410A | 2.6667 | Residential & Commercial | No
212624851 | Central HP <5.4 tons | COLEMAN | HRCU-A-CB (Split System: Heat Pump with Remote Outdoor Unit-Air-Source) | HMH72B341 | ASPEN |  | D(A,C,E)48D24+TDR | TL9E080C16UH11 | 30800 | 17.3 | 8.5 | 34000 | 28000 | 82.35% | 2.66 | 0 | 9.2 |  |  |  | No | R-410A | 2.5667 | Residential & Commercial | No
212624866 | Central HP <5.4 tons | COLEMAN | HRCU-A-CB (Split System: Heat Pump with Remote Outdoor Unit-Air-Source) | HMH72B341 | ASPEN |  | C(A,C,D,E)36A44+TDR | CP9C100C16MP13 | 32000 | 17.5 | 8.1 | 34000 | 27400 | 80.59% | 2.47 | 0 | 9.9 |  |  |  | No | R-410A | 2.6667 | Residential & Commercial | No
211755775 | Central HP <5.4 tons | YORK | HRCU-A-CB (Split System: Heat Pump with Remote Outdoor Unit-Air-Source) | HMH72B341 | ASPEN |  | C(A,C,D,E)48D24+TDR | TM8V060A12MP12 | 31000 | 17.3 | 8.1 | 34000 | 27800 | 81.76% | 2.5 | 0 | 9.2 |  |  |  | No | R-410A | 2.5833 | Residential & Commercial | No
211755789 | Central HP <5.4 tons | YORK | HRCU-A-CB (Split System: Heat Pump with Remote Outdoor Unit-Air-Source) | HMH72B341 | ASPEN |  | D(A,C,E)36B34+TDR | TM8V100C20MP12 | 31400 | 16.5 | 8.1 | 32400 | 27800 | 85.8% | 2.49 | 0 | 8.9 |  |  |  | No | R-410A | 2.6167 | Residential & Commercial | No
212624885 | Central HP <5.4 tons | COLEMAN | HRCU-A-CB (Split System: Heat Pump with Remote Outdoor Unit-Air-Source) | HMH72B341 | ASPEN |  | D(A,C,E)36D24+TDR | CP9C100C16MP13 | 30200 | 17 | 8.1 | 34000 | 27400 | 80.59% | 2.47 | 0 | 9 |  |  |  | No | R-410A | 2.5167 | Residential & Commercial | No
212624902 | Central HP <5.4 tons | COLEMAN | HRCU-A-CB (Split System: Heat Pump with Remote Outdoor Unit-Air-Source) | HMH72B341 | ASPEN |  | C(A,C,D,E)36A44+TDR | TM8Y080C16MP11 | 32000 | 18.5 | 8.5 | 34000 | 27400 | 80.59% | 2.67 | 0 | 9.9 |  |  |  | No | R-410A | 2.6667 | Residential & Commercial | No
211755884 | Central HP <5.4 tons | YORK | HRCU-A-CB (Split System: Heat Pump with Remote Outdoor Unit-Air-Source) | HMH72B341 | ASPEN |  | D(A,C,E)36A44+TDR | TMLE100B12MP11 | 32200 | 18 | 8.1 | 33800 | 27400 | 81.07% | 2.51 | 0 | 9.9 |  |  |  | No | R-410A | 2.6833 | Residential & Commercial | No
211755932 | Central HP <5.4 tons | YORK | HRCU-A-CB (Split System: Heat Pump with Remote Outdoor Unit-Air-Source) | HMH72B341 | ASPEN |  | D(A,C,E)36A44+TDR | TPLC100C20MP13 | 31400 | 16.5 | 8.1 | 32400 | 27800 | 85.8% | 2.49 | 0 | 8.9 |  |  |  | No | R-410A | 2.6167 | Residential & Commercial | No
211755957 | Central HP <5.4 tons | YORK | HRCU-A-CB (Split System: Heat Pump with Remote Outdoor Unit-Air-Source) | HMH72B341 | ASPEN |  | D(A,C,E)36B34+TDR | YPLC060A12MP13 | 32000 | 17.5 | 8.1 | 34000 | 27800 | 81.76% | 2.5 | 0 | 9.4 |  |  |  | No | R-410A | 2.6667 | Residential & Commercial | No
211755966 | Central HP <5.4 tons | YORK | HRCU-A-CB (Split System: Heat Pump with Remote Outdoor Unit-Air-Source) | HMH72B341 | ASPEN |  | D(A,C,E)36B34+TDR | YPLC100C16MP13 | 32000 | 17.5 | 8.1 | 33800 | 27400 | 81.07% | 2.54 | 0 | 9.9 |  |  |  | No | R-410A | 2.6667 | Residential & Commercial | No
211240785 | Central HP <5.4 tons | ARCOAIRE | HRCU-A-CB (Split System: Heat Pump with Remote Outdoor Unit-Air-Source) | DLCURAH24ABK |  |  | EA*4X24L17A* | OLV098A12* | 23000 | 16 | 8.5 | 26400 | 26000 | 98.48% | 2.18 | 0 | 9.5 |  |  |  | No | R-410A | 1.9167 | Residential & Commercial | No
212624966 | Central HP <5.4 tons | COLEMAN | HRCU-A-CB (Split System: Heat Pump with Remote Outdoor Unit-Air-Source) | HMH72B341 | ASPEN |  | C(A,C,D,E)36B24+TDR | TM8Y100C16MP11 | 29200 | 17.7 | 8.5 | 34000 | 27400 | 80.59% | 2.67 | 0 | 9.4 |  |  |  | No | R-410A | 2.4333 | Residential & Commercial | No
212624986 | Central HP <5.4 tons | COLEMAN | HRCU-A-CB (Split System: Heat Pump with Remote Outdoor Unit-Air-Source) | HMH72B341 | ASPEN |  | C(A,C,D,E)48C24+TDR | TM8Y100C16MP11 | 30600 | 18.1 | 8.5 | 34000 | 27400 | 80.59% | 2.67 | 0 | 9.6 |  |  |  | No | R-410A | 2.55 | Residential & Commercial | No
212625020 | Central HP <5.4 tons | COLEMAN | HRCU-A-CB (Split System: Heat Pump with Remote Outdoor Unit-Air-Source) | HMH72B341 | ASPEN |  | D(A,C,E)48C24+TDR | TM8Y100C16MP11 | 30600 | 18.1 | 8.5 | 34000 | 27400 | 80.59% | 2.67 | 0 | 9.6 |  |  |  | No | R-410A | 2.55 | Residential & Commercial | No
212625067 | Central HP <5.4 tons | COLEMAN | HRCU-A-CB (Split System: Heat Pump with Remote Outdoor Unit-Air-Source) | HMH72B341 | ASPEN |  | D(A,C,E)42C24+TDR | TM9V100C16MP12 | 30200 | 17 | 8.5 | 34000 | 27400 | 80.59% | 2.67 | 0 | 9 |  |  |  | No | R-410A | 2.5167 | Residential & Commercial | No
212442654 | Central HP <5.4 tons | YORK | HRCU-A-CB (Split System: Heat Pump with Remote Outdoor Unit-Air-Source) | HMH72B361 | ASPEN |  | LEM48B6 |  | 34400 | 18 | 8.1 | 36000 | 26400 | 73.33% | 2.82 | 0 | 9 |  |  |  | No | R-410A | 2.8667 | Residential & Commercial | No
211756123 | Central HP <5.4 tons | YORK | HRCU-A-CB (Split System: Heat Pump with Remote Outdoor Unit-Air-Source) | HMH72B341 | ASPEN |  | D(A,C,E)36A46+TDR | YPLC080C16MP13 | 32000 | 17.5 | 8.1 | 33800 | 27400 | 81.07% | 2.54 | 0 | 9.9 |  |  |  | No | R-410A | 2.6667 | Residential & Commercial | No
214303013 | Central HP <5.4 tons | RUUD | HRCU-A-CB (Split System: Heat Pump with Remote Outdoor Unit-Air-Source) | RD17AZ36AJ3N | ADP |  | H,RG82936 | R951V0603A17M4S | 33600 | 18 | 8.1 | 32600 | 29400 | 90.18% | 1.9 | 0 | 9.5 |  |  |  | No | R-410A | 2.8 | Residential & Commercial | No
213821654 | Central HP <5.4 tons | TEMPSTAR | HRCU-A-CB (Split System: Heat Pump with Remote Outdoor Unit-Air-Source) | DLCURAH36ABK | ASPEN |  | D(A,C,E)42B34+TDR | *96MSN1402422A* | 34000 | 16.5 | 8.5 | 37800 | 31800 | 84.13% | 2.72 | 0 | 9.9 |  |  |  | No | R-410A | 2.8333 | Residential & Commercial | No
212625150 | Central HP <5.4 tons | COLEMAN | HRCU-A-CB (Split System: Heat Pump with Remote Outdoor Unit-Air-Source) | HMH72B341 | ASPEN |  | D(A,C,E)48D24+TDR | TP9C100C16MP13 | 31000 | 17.3 | 8.1 | 34000 | 27400 | 80.59% | 2.47 | 0 | 9.7 |  |  |  | No | R-410A | 2.5833 | Residential & Commercial | No
212625236 | Central HP <5.4 tons | COLEMAN | HRCU-A-CB (Split System: Heat Pump with Remote Outdoor Unit-Air-Source) | HMH72B341 | ASPEN |  | C(A,C,D,E)36C24+TDR | TL8E100C20UH11 | 29600 | 16.9 | 8.5 | 34000 | 27400 | 80.59% | 2.69 | 0 | 9.5 |  |  |  | No | R-410A | 2.4667 | Residential & Commercial | No
212625251 | Central HP <5.4 tons | COLEMAN | HRCU-A-CB (Split System: Heat Pump with Remote Outdoor Unit-Air-Source) | HMH72B341 | ASPEN |  | C(A,C,D,E)48C24+TDR | TL8E100C20UH11 | 30600 | 17.1 | 8.5 | 34000 | 27400 | 80.59% | 2.69 | 0 | 9.6 |  |  |  | No | R-410A | 2.55 | Residential & Commercial | No
212625253 | Central HP <5.4 tons | COLEMAN | HRCU-A-CB (Split System: Heat Pump with Remote Outdoor Unit-Air-Source) | HMH72B341 | ASPEN |  | C(A,C,D,E)48D24+TDR | TL8E100C20UH11 | 31000 | 17.3 | 8.5 | 34000 | 27400 | 80.59% | 2.69 | 0 | 9.7 |  |  |  | No | R-410A | 2.5833 | Residential & Commercial | No
212625285 | Central HP <5.4 tons | COLEMAN | HRCU-A-CB (Split System: Heat Pump with Remote Outdoor Unit-Air-Source) | HMH72B341 | ASPEN |  | D(A,C,E)48C24+TDR | TL8E100C20UH11 | 30600 | 17.1 | 8.5 | 34000 | 27400 | 80.59% | 2.69 | 0 | 9.6 |  |  |  | No | R-410A | 2.55 | Residential & Commercial | No
213258898 | Central HP <5.4 tons | YORK | HRCU-A-CB (Split System: Heat Pump with Remote Outdoor Unit-Air-Source) | HMH72B361 | ASPEN |  | D(A,C,E)36D3G+TXV+JMET12BS2N1+TDR |  | 34800 | 18 | 8.1 | 36000 | 26000 | 72.22% | 2.8 | 0 | 9 |  |  |  | No | R-410A | 2.9 | Residential & Commercial | No
215065729 | Central HP <5.4 tons | YORK | HRCU-A-CB (Split System: Heat Pump with Remote Outdoor Unit-Air-Source) | HMH72B341 | ASPEN |  | CH48A34+TDR | TM8V080C16MP12 | 32000 | 17.5 | 8.2 | 33600 | 23800 | 70.83% | 2.08 | 0 | 9.9 |  |  |  | No | R-410A | 2.6667 | Residential & Commercial | No
213927893 | Central HP <5.4 tons | YORK | HRCU-A-CB (Split System: Heat Pump with Remote Outdoor Unit-Air-Source) | HMH72B341 | ASPEN |  | D(A,C,E)36A4G+TXV+TDR | TM9Y100C20MP11 | 32000 | 15.5 | 8.1 | 34000 | 27800 | 81.76% | 2.44 | 0 | 9.4 |  |  |  | No | R-410A | 2.6667 | Residential & Commercial | No
212627128 | Central HP <5.4 tons | COLEMAN | HRCU-A-CB (Split System: Heat Pump with Remote Outdoor Unit-Air-Source) | HMH72B341 | ASPEN |  | C(A,C,D,E)42A36+TDR | TL8E100C20UH11 | 31800 | 17.5 | 8.4 | 33800 | 27200 | 80.47% | 2.64 | 0 | 9.9 |  |  |  | No | R-410A | 2.65 | Residential & Commercial | No
212978564 | Central HP <5.4 tons | GRANDAIRE | HRCU-A-CB (Split System: Heat Pump with Remote Outdoor Unit-Air-Source) | WDLCURAH30ABK |  |  | WLA*434CA* | WFE*070B036C* | 30600 | 15.2 | 8.1 | 33400 | 28400 | 85.03% | 1.76 | 0 | 9 |  |  |  | No | R-410A | 2.55 | Residential & Commercial | No
212980199 | Central HP <5.4 tons | GRANDAIRE | HRCU-A-CB (Split System: Heat Pump with Remote Outdoor Unit-Air-Source) | WDLCURAH30ABK |  |  | WLA*374CA* | WFE*090C048C* | 30600 | 15.2 | 8.1 | 33200 | 27600 | 83.13% | 1.78 | 0 | 9 |  |  |  | No | R-410A | 2.55 | Residential & Commercial | No
211226227 | Central HP <5.4 tons | GRANDAIRE | HRCU-A-CB (Split System: Heat Pump with Remote Outdoor Unit-Air-Source) | WDLCURAH30ABK |  |  | WLA*374CA* | WFAX080C060A* | 31200 | 15.2 | 8.5 | 33400 | 26000 | 77.84% | 1.88 | 0 | 9 |  |  |  | No | R-410A | 2.6 | Residential & Commercial | No
212982155 | Central HP <5.4 tons | GRANDAIRE | HRCU-A-CB (Split System: Heat Pump with Remote Outdoor Unit-Air-Source) | WDLCURAH30ABK |  |  | WLA*374CA* | WFEU040B036B* | 30400 | 15.2 | 8.1 | 33400 | 26200 | 78.44% | 1.86 | 0 | 9 |  |  |  | No | R-410A | 2.5333 | Residential & Commercial | No
213080703 | Central HP <5.4 tons | GRANDAIRE | HRCU-A-CB (Split System: Heat Pump with Remote Outdoor Unit-Air-Source) | WDLCURAH36ABK |  |  | WLA*424CA* | WFSU060B048B* | 35000 | 16 | 8.1 | 38500 | 35000 | 90.91% | 2.06 | 0 | 9.5 |  |  |  | No | R-410A | 2.9167 | Residential & Commercial | No
214624841 | Central HP <5.4 tons | CARRIER | HRCU-A-CB (Split System: Heat Pump with Remote Outdoor Unit-Air-Source) | 38MURAQ30AB3* | ADP |  | C36A***L139 | 58SU*B060M17**16 | 29600 | 15.2 | 8.1 | 32400 | 27400 | 84.57% | 1.78 | 0 | 9 |  |  |  | No | R-410A | 2.4667 | Residential & Commercial | No
212984997 | Central HP <5.4 tons | KEEPRITE | HRCU-A-CB (Split System: Heat Pump with Remote Outdoor Unit-Air-Source) | DLCURAH30ABK |  |  | EA*4X42L24A* | *92MSN0802120A* | 30200 | 15.2 | 8.1 | 34200 | 27400 | 80.12% | 1.8 | 0 | 9 |  |  |  | No | R-410A | 2.5167 | Residential & Commercial | No
212627437 | Central HP <5.4 tons | COLEMAN | HRCU-A-CB (Split System: Heat Pump with Remote Outdoor Unit-Air-Source) | HMH72B341 | ASPEN |  | D(A,C,E)48C36+TDR | TM8E080B12MP11 | 33200 | 18 | 8.5 | 34000 | 28000 | 82.35% | 2.63 | 0 | 9 |  |  |  | No | R-410A | 2.7667 | Residential & Commercial | No
212627446 | Central HP <5.4 tons | COLEMAN | HRCU-A-CB (Split System: Heat Pump with Remote Outdoor Unit-Air-Source) | HMH72B341 | ASPEN |  | D(A,C,E)36A46+TDR | TM9Y080B12MP11 | 32000 | 18 | 8.1 | 34000 | 28000 | 82.35% | 2.41 | 0 | 9.4 |  |  |  | No | R-410A | 2.6667 | Residential & Commercial | No
212627480 | Central HP <5.4 tons | COLEMAN | HRCU-A-CB (Split System: Heat Pump with Remote Outdoor Unit-Air-Source) | HMH72B341 | ASPEN |  | D(A,C,E)42D36+TDR | TMLE080B12MP11 | 33200 | 18 | 8.1 | 34000 | 28000 | 82.35% | 2.41 | 0 | 9 |  |  |  | No | R-410A | 2.7667 | Residential & Commercial | No
211755817 | Central HP <5.4 tons | YORK | HRCU-A-CB (Split System: Heat Pump with Remote Outdoor Unit-Air-Source) | HMH72B341 | ASPEN |  | C(A,C,D,E)48D24+TDR | TM9E060B12MP12 | 31200 | 17.3 | 8.1 | 34000 | 28000 | 82.35% | 2.46 | 0 | 9.2 |  |  |  | No | R-410A | 2.6 | Residential & Commercial | No
211755831 | Central HP <5.4 tons | YORK | HRCU-A-CB (Split System: Heat Pump with Remote Outdoor Unit-Air-Source) | HMH72B341 | ASPEN |  | D(A,C,E)36B34+TDR | TM9E100C20MP12 | 32000 | 15.5 | 8.1 | 33200 | 27000 | 81.33% | 2.5 | 0 | 9.9 |  |  |  | No | R-410A | 2.6667 | Residential & Commercial | No
211755833 | Central HP <5.4 tons | YORK | HRCU-A-CB (Split System: Heat Pump with Remote Outdoor Unit-Air-Source) | HMH72B341 | ASPEN |  | D(A,C,E)36A44+TDR | TM9V040A10MP12 | 31400 | 17 | 8.1 | 33200 | 27400 | 82.53% | 2.49 | 0 | 9.4 |  |  |  | No | R-410A | 2.6167 | Residential & Commercial | No
211755890 | Central HP <5.4 tons | YORK | HRCU-A-CB (Split System: Heat Pump with Remote Outdoor Unit-Air-Source) | HMH72B341 | ASPEN |  | D(A,C,E)36A44+TDR | TMLE120C16MP11 | 32000 | 18 | 8.1 | 33600 | 27200 | 80.95% | 2.55 | 0 | 9.9 |  |  |  | No | R-410A | 2.6667 | Residential & Commercial | No
211755745 | Central HP <5.4 tons | YORK | HRCU-A-CB (Split System: Heat Pump with Remote Outdoor Unit-Air-Source) | HMH72B341 | ASPEN |  | C(A,C,D,E)48D24+TDR | TL9E060B12UH11 | 31000 | 17.8 | 8.1 | 34000 | 27800 | 81.76% | 2.46 | 0 | 9.2 |  |  |  | No | R-410A | 2.5833 | Residential & Commercial | No
211755746 | Central HP <5.4 tons | YORK | HRCU-A-CB (Split System: Heat Pump with Remote Outdoor Unit-Air-Source) | HMH72B341 | ASPEN |  | D(A,C,E)36A44+TDR | TL9E060B12UH11 | 32000 | 18 | 8.1 | 34000 | 27800 | 81.76% | 2.46 | 0 | 9.4 |  |  |  | No | R-410A | 2.6667 | Residential & Commercial | No
211755759 | Central HP <5.4 tons | YORK | HRCU-A-CB (Split System: Heat Pump with Remote Outdoor Unit-Air-Source) | HMH72B341 | ASPEN |  | D(A,C,E)36B34+TDR | TM8E060A12MP11 | 32200 | 18 | 8.1 | 33800 | 27400 | 81.07% | 2.51 | 0 | 9.9 |  |  |  | No | R-410A | 2.6833 | Residential & Commercial | No
211755776 | Central HP <5.4 tons | YORK | HRCU-A-CB (Split System: Heat Pump with Remote Outdoor Unit-Air-Source) | HMH72B341 | ASPEN |  | D(A,C,E)36A44+TDR | TM8V060A12MP12 | 32000 | 17.5 | 8.1 | 34000 | 27800 | 81.76% | 2.5 | 0 | 9.4 |  |  |  | No | R-410A | 2.6667 | Residential & Commercial | No
214320598 | Central HP <5.4 tons | Frigidaire | HRCU-A-C (Split System: Heat Pump with Remote Outdoor Unit with No Indoor Fan --Air Source) | GXH48-60MSK4DH | ASPEN |  | D(A,C,E)60C44+TDR |  | 50500 | 15.2 | 8.5 | 53000 | 37200 | 70.19% | 1.8 | 0 | 9.5 |  |  |  | No | R-410A | 4.2083 | Residential & Commercial | No
211712534 | Central HP <5.4 tons | GRANDAIRE | HRCU-A-CB (Split System: Heat Pump with Remote Outdoor Unit-Air-Source) | WDLCURAH30ABK |  |  | WLA*424CA* | WFAX080B048A* | 29600 | 15.2 | 8.1 | 33800 | 27400 | 81.07% | 1.78 | 0 | 9 |  |  |  | No | R-410A | 2.4667 | Residential & Commercial | No
212628113 | Central HP <5.4 tons | COLEMAN | HRCU-A-CB (Split System: Heat Pump with Remote Outdoor Unit-Air-Source) | HMH72B341 | ASPEN |  | D(A,C,E)48C36+TDR | TM9V100C20MP12 | 33000 | 17.5 | 8.5 | 34000 | 28400 | 83.53% | 2.7 | 0 | 9 |  |  |  | No | R-410A | 2.75 | Residential & Commercial | No
215065738 | Central HP <5.4 tons | YORK | HRCU-A-CB (Split System: Heat Pump with Remote Outdoor Unit-Air-Source) | HMH72B341 | ASPEN |  | CH48A34+TDR | TM8V120C20MP12 | 31200 | 16.4 | 8.4 | 32000 | 23800 | 74.38% | 2.06 | 0 | 8.8 |  |  |  | No | R-410A | 2.6 | Residential & Commercial | No
215065763 | Central HP <5.4 tons | YORK | HRCU-A-CB (Split System: Heat Pump with Remote Outdoor Unit-Air-Source) | HMH72B341 | ASPEN |  | CH48A34+TDR | Y81E080C16LMPS1 | 31800 | 18 | 8.3 | 33000 | 24200 | 73.33% | 2.14 | 0 | 9.9 |  |  |  | No | R-410A | 2.65 | Residential & Commercial | No
211755908 | Central HP <5.4 tons | YORK | HRCU-A-CB (Split System: Heat Pump with Remote Outdoor Unit-Air-Source) | HMH72B341 | ASPEN |  | D(A,C,E)36A44+TDR | TP9C080C16MP13 | 32000 | 17.5 | 8.1 | 33800 | 27400 | 81.07% | 2.53 | 0 | 9.9 |  |  |  | No | R-410A | 2.6667 | Residential & Commercial | No
211755922 | Central HP <5.4 tons | YORK | HRCU-A-CB (Split System: Heat Pump with Remote Outdoor Unit-Air-Source) | HMH72B341 | ASPEN |  | C(A,C,D,E)48D24+TDR | TPLC080B12MP13 | 32000 | 17 | 8.1 | 33600 | 29400 | 87.5% | 2.49 | 0 | 9.5 |  |  |  | No | R-410A | 2.6667 | Residential & Commercial | No
211755931 | Central HP <5.4 tons | YORK | HRCU-A-CB (Split System: Heat Pump with Remote Outdoor Unit-Air-Source) | HMH72B341 | ASPEN |  | C(A,C,D,E)48D24+TDR | TPLC100C20MP13 | 30400 | 16.1 | 8.1 | 32400 | 27800 | 85.8% | 2.49 | 0 | 8 |  |  |  | No | R-410A | 2.5333 | Residential & Commercial | No
211755933 | Central HP <5.4 tons | YORK | HRCU-A-CB (Split System: Heat Pump with Remote Outdoor Unit-Air-Source) | HMH72B341 | ASPEN |  | D(A,C,E)36B34+TDR | TPLC100C20MP13 | 31400 | 16.5 | 8.1 | 32400 | 27800 | 85.8% | 2.49 | 0 | 8.9 |  |  |  | No | R-410A | 2.6167 | Residential & Commercial | No
211755777 | Central HP <5.4 tons | YORK | HRCU-A-CB (Split System: Heat Pump with Remote Outdoor Unit-Air-Source) | HMH72B341 | ASPEN |  | D(A,C,E)36B34+TDR | TM8V060A12MP12 | 32000 | 17.5 | 8.1 | 34000 | 27800 | 81.76% | 2.5 | 0 | 9.4 |  |  |  | No | R-410A | 2.6667 | Residential & Commercial | No
211755795 | Central HP <5.4 tons | YORK | HRCU-A-CB (Split System: Heat Pump with Remote Outdoor Unit-Air-Source) | HMH72B341 | ASPEN |  | D(A,C,E)36B34+TDR | TM8Y060A12MP11 | 32000 | 18 | 8.1 | 33400 | 27400 | 82.04% | 2.5 | 0 | 9.9 |  |  |  | No | R-410A | 2.6667 | Residential & Commercial | No
211755958 | Central HP <5.4 tons | YORK | HRCU-A-CB (Split System: Heat Pump with Remote Outdoor Unit-Air-Source) | HMH72B341 | ASPEN |  | C(A,C,D,E)48D24+TDR | YPLC080B12MP13 | 32000 | 17 | 8.1 | 33600 | 29400 | 87.5% | 2.49 | 0 | 9.5 |  |  |  | No | R-410A | 2.6667 | Residential & Commercial | No
211755967 | Central HP <5.4 tons | YORK | HRCU-A-CB (Split System: Heat Pump with Remote Outdoor Unit-Air-Source) | HMH72B341 | ASPEN |  | C(A,C,D,E)48D24+TDR | YPLC100C20MP13 | 30400 | 16.1 | 8.1 | 32400 | 27800 | 85.8% | 2.49 | 0 | 8 |  |  |  | No | R-410A | 2.5333 | Residential & Commercial | No
211755829 | Central HP <5.4 tons | YORK | HRCU-A-CB (Split System: Heat Pump with Remote Outdoor Unit-Air-Source) | HMH72B341 | ASPEN |  | C(A,C,D,E)48D24+TDR | TM9E100C20MP12 | 31000 | 15.2 | 8.1 | 33200 | 27000 | 81.33% | 2.5 | 0 | 9.7 |  |  |  | No | R-410A | 2.5833 | Residential & Commercial | No
211755894 | Central HP <5.4 tons | YORK | HRCU-A-CB (Split System: Heat Pump with Remote Outdoor Unit-Air-Source) | HMH72B341 | ASPEN |  | D(A,C,E)36B34+TDR | TMLV060A12MP12 | 32000 | 17.5 | 8.1 | 34000 | 27800 | 81.76% | 2.5 | 0 | 9.4 |  |  |  | No | R-410A | 2.6667 | Residential & Commercial | No
211755930 | Central HP <5.4 tons | YORK | HRCU-A-CB (Split System: Heat Pump with Remote Outdoor Unit-Air-Source) | HMH72B341 | ASPEN |  | D(A,C,E)36B34+TDR | TPLC100C16MP13 | 32000 | 17.5 | 8.1 | 33800 | 27400 | 81.07% | 2.54 | 0 | 9.9 |  |  |  | No | R-410A | 2.6667 | Residential & Commercial | No
211755980 | Central HP <5.4 tons | YORK | HRCU-A-CB (Split System: Heat Pump with Remote Outdoor Unit-Air-Source) | HMH72B341 | ASPEN |  | D(A,C,E)36B36+TDR | TL9E060B12UH11 | 32000 | 18 | 8.1 | 34000 | 27800 | 81.76% | 2.46 | 0 | 9.4 |  |  |  | No | R-410A | 2.6667 | Residential & Commercial | No
211756040 | Central HP <5.4 tons | YORK | HRCU-A-CB (Split System: Heat Pump with Remote Outdoor Unit-Air-Source) | HMH72B341 | ASPEN |  | D(A,C,E)36B36+TDR | TM9V060B12MP12 | 32200 | 17.5 | 8.1 | 34000 | 27800 | 81.76% | 2.49 | 0 | 9.4 |  |  |  | No | R-410A | 2.6833 | Residential & Commercial | No
211756083 | Central HP <5.4 tons | YORK | HRCU-A-CB (Split System: Heat Pump with Remote Outdoor Unit-Air-Source) | HMH72B341 | ASPEN |  | D(A,C,E)36A46+TDR | TP9C060B12MP13 | 32000 | 17.5 | 8.1 | 34000 | 27800 | 81.76% | 2.49 | 0 | 9.4 |  |  |  | No | R-410A | 2.6667 | Residential & Commercial | No
211756090 | Central HP <5.4 tons | YORK | HRCU-A-CB (Split System: Heat Pump with Remote Outdoor Unit-Air-Source) | HMH72B341 | ASPEN |  | D(A,C,E)36B36+TDR | TP9C100C16MP13 | 32000 | 17.5 | 8.1 | 34000 | 27400 | 80.59% | 2.54 | 0 | 9.9 |  |  |  | No | R-410A | 2.6667 | Residential & Commercial | No
211755756 | Central HP <5.4 tons | YORK | HRCU-A-CB (Split System: Heat Pump with Remote Outdoor Unit-Air-Source) | HMH72B341 | ASPEN |  | D(A,C,E)36B34+TDR | TM8E040A12MP11 | 32000 | 18 | 8.1 | 33600 | 27200 | 80.95% | 2.5 | 0 | 9.9 |  |  |  | No | R-410A | 2.6667 | Residential & Commercial | No
211755815 | Central HP <5.4 tons | YORK | HRCU-A-CB (Split System: Heat Pump with Remote Outdoor Unit-Air-Source) | HMH72B341 | ASPEN |  | D(A,C,E)36A44+TDR | TM9E060A10MP12 | 31800 | 17.5 | 8.1 | 33800 | 27400 | 81.07% | 2.48 | 0 | 9.4 |  |  |  | No | R-410A | 2.65 | Residential & Commercial | No
211755867 | Central HP <5.4 tons | YORK | HRCU-A-CB (Split System: Heat Pump with Remote Outdoor Unit-Air-Source) | HMH72B341 | ASPEN |  | D(A,C,E)36B34+TDR | TM9Y100C20MP11 | 32000 | 15.5 | 8.1 | 34000 | 27800 | 81.76% | 2.44 | 0 | 9.4 |  |  |  | No | R-410A | 2.6667 | Residential & Commercial | No
211755874 | Central HP <5.4 tons | YORK | HRCU-A-CB (Split System: Heat Pump with Remote Outdoor Unit-Air-Source) | HMH72B341 | ASPEN |  | C(A,C,D,E)48D24+TDR | TMLE060A12MP11 | 31200 | 17.8 | 8.1 | 33800 | 27400 | 81.07% | 2.51 | 0 | 9.7 |  |  |  | No | R-410A | 2.6 | Residential & Commercial | No
211755940 | Central HP <5.4 tons | YORK | HRCU-A-CB (Split System: Heat Pump with Remote Outdoor Unit-Air-Source) | HMH72B341 | ASPEN |  | C(A,C,D,E)48D24+TDR | YP9C080B12MP13 | 32200 | 17 | 8.1 | 33600 | 29600 | 88.1% | 2.51 | 0 | 9.5 |  |  |  | No | R-410A | 2.6833 | Residential & Commercial | No
211755956 | Central HP <5.4 tons | YORK | HRCU-A-CB (Split System: Heat Pump with Remote Outdoor Unit-Air-Source) | HMH72B341 | ASPEN |  | D(A,C,E)36A44+TDR | YPLC060A12MP13 | 32000 | 17.5 | 8.1 | 34000 | 27800 | 81.76% | 2.5 | 0 | 9.4 |  |  |  | No | R-410A | 2.6667 | Residential & Commercial | No
211755974 | Central HP <5.4 tons | YORK | HRCU-A-CB (Split System: Heat Pump with Remote Outdoor Unit-Air-Source) | HMH72B341 | ASPEN |  | D(A,C,E)36B36+TDR | TL8E060A12UH11 | 32200 | 18 | 8.1 | 33800 | 27400 | 81.07% | 2.51 | 0 | 9.9 |  |  |  | No | R-410A | 2.6833 | Residential & Commercial | No
211756008 | Central HP <5.4 tons | YORK | HRCU-A-CB (Split System: Heat Pump with Remote Outdoor Unit-Air-Source) | HMH72B341 | ASPEN |  | D(A,C,E)36B36+TDR | TM8V100C20MP12 | 31400 | 16.5 | 8.1 | 32400 | 27800 | 85.8% | 2.49 | 0 | 8.9 |  |  |  | No | R-410A | 2.6167 | Residential & Commercial | No
211756031 | Central HP <5.4 tons | YORK | HRCU-A-CB (Split System: Heat Pump with Remote Outdoor Unit-Air-Source) | HMH72B341 | ASPEN |  | D(A,C,E)36A46+TDR | TM9E080C16MP12 | 32200 | 18 | 8.1 | 33600 | 27200 | 80.95% | 2.53 | 0 | 9.9 |  |  |  | No | R-410A | 2.6833 | Residential & Commercial | No
211756076 | Central HP <5.4 tons | YORK | HRCU-A-CB (Split System: Heat Pump with Remote Outdoor Unit-Air-Source) | HMH72B341 | ASPEN |  | D(A,C,E)36B36+TDR | TMLE120C16MP11 | 32200 | 18 | 8.1 | 33600 | 27200 | 80.95% | 2.55 | 0 | 9.9 |  |  |  | No | R-410A | 2.6833 | Residential & Commercial | No
211756115 | Central HP <5.4 tons | YORK | HRCU-A-CB (Split System: Heat Pump with Remote Outdoor Unit-Air-Source) | HMH72B341 | ASPEN |  | D(A,C,E)36A46+TDR | YP9C100C20MP13 | 32000 | 17.5 | 8.1 | 34000 | 28400 | 83.53% | 2.52 | 0 | 9.4 |  |  |  | No | R-410A | 2.6667 | Residential & Commercial | No
211756124 | Central HP <5.4 tons | YORK | HRCU-A-CB (Split System: Heat Pump with Remote Outdoor Unit-Air-Source) | HMH72B341 | ASPEN |  | D(A,C,E)36B36+TDR | YPLC080C16MP13 | 32000 | 17.5 | 8.1 | 33800 | 27400 | 81.07% | 2.54 | 0 | 9.9 |  |  |  | No | R-410A | 2.6667 | Residential & Commercial | No
211756126 | Central HP <5.4 tons | YORK | HRCU-A-CB (Split System: Heat Pump with Remote Outdoor Unit-Air-Source) | HMH72B341 | ASPEN |  | D(A,C,E)36B36+TDR | YPLC100C16MP13 | 32000 | 17.5 | 8.1 | 33800 | 27400 | 81.07% | 2.54 | 0 | 9.9 |  |  |  | No | R-410A | 2.6667 | Residential & Commercial | No
213307182 | Central HP <5.4 tons | YORK | HRCU-A-CB (Split System: Heat Pump with Remote Outdoor Unit-Air-Source) | HMH72B341 | ASPEN |  | DM36A34+TDR | TM8V080C16MP12 | 31400 | 17.4 | 8.2 | 33800 | 27200 | 80.47% | 2.62 | 0 | 9.8 |  |  |  | No | R-410A | 2.6167 | Residential & Commercial | No
213307343 | Central HP <5.4 tons | YORK | HRCU-A-CB (Split System: Heat Pump with Remote Outdoor Unit-Air-Source) | HMH72B341 | ASPEN |  | DM36A36+TDR | TM8E080B12MP11 | 31400 | 17.8 | 8.2 | 33800 | 27800 | 82.25% | 2.56 | 0 | 9.3 |  |  |  | No | R-410A | 2.6167 | Residential & Commercial | No
214595166 | Central HP <5.4 tons | BRYANT HEATING AND COOLING SYSTEMS | HRCU-A-CB (Split System: Heat Pump with Remote Outdoor Unit-Air-Source) | 38MURAQ24AB3* | ASPEN |  | L(E,G)M36L4 |  | 24000 | 15.2 | 8.5 | 26400 | 23400 | 88.64% | 1.92 | 0 | 9.8 |  |  |  | No | R-410A | 2 | Residential & Commercial | No
212625337 | Central HP <5.4 tons | COLEMAN | HRCU-A-CB (Split System: Heat Pump with Remote Outdoor Unit-Air-Source) | HMH72B341 | ASPEN |  | C(A,C,D,E)42D24+TDR | CP9C100C20MP13 | 30400 | 17.1 | 8.1 | 34000 | 28400 | 83.53% | 2.46 | 0 | 9 |  |  |  | No | R-410A | 2.5333 | Residential & Commercial | No
212625401 | Central HP <5.4 tons | COLEMAN | HRCU-A-CB (Split System: Heat Pump with Remote Outdoor Unit-Air-Source) | HMH72B341 | ASPEN |  | D(A,C,E)36D34+TDR | TM9V100C20MP12 | 32800 | 17.5 | 8.5 | 34000 | 28400 | 83.53% | 2.7 | 0 | 9.5 |  |  |  | No | R-410A | 2.7333 | Residential & Commercial | No
212625437 | Central HP <5.4 tons | COLEMAN | HRCU-A-CB (Split System: Heat Pump with Remote Outdoor Unit-Air-Source) | HMH72B341 | ASPEN |  | C(A,C,D,E)42C24+TDR | TP9C100C20MP13 | 30000 | 17 | 8.1 | 34000 | 28400 | 83.53% | 2.46 | 0 | 9 |  |  |  | No | R-410A | 2.5 | Residential & Commercial | No
212625452 | Central HP <5.4 tons | COLEMAN | HRCU-A-CB (Split System: Heat Pump with Remote Outdoor Unit-Air-Source) | HMH72B341 | ASPEN |  | D(A,C,E)36D34+TDR | TP9C100C20MP13 | 32800 | 17.5 | 8.1 | 34000 | 28400 | 83.53% | 2.46 | 0 | 9.5 |  |  |  | No | R-410A | 2.7333 | Residential & Commercial | No
212625454 | Central HP <5.4 tons | COLEMAN | HRCU-A-CB (Split System: Heat Pump with Remote Outdoor Unit-Air-Source) | HMH72B341 | ASPEN |  | D(A,C,E)42A44+TDR | TP9C100C20MP13 | 32400 | 17.5 | 8.1 | 34000 | 28400 | 83.53% | 2.46 | 0 | 9.5 |  |  |  | No | R-410A | 2.7 | Residential & Commercial | No
212625504 | Central HP <5.4 tons | COLEMAN | HRCU-A-CB (Split System: Heat Pump with Remote Outdoor Unit-Air-Source) | HMH72B341 | ASPEN |  | C(A,C,D,E)48A26+TDR | TM8V120C20MP12 | 29000 | 15.8 | 8.4 | 32000 | 27400 | 85.62% | 2.7 | 0 | 8.5 |  |  |  | No | R-410A | 2.4167 | Residential & Commercial | No
212625518 | Central HP <5.4 tons | COLEMAN | HRCU-A-CB (Split System: Heat Pump with Remote Outdoor Unit-Air-Source) | HMH72B341 | ASPEN |  | C(A,C,D,E)42A26+TDR | TMLV120C20MP12 | 28600 | 15.6 | 8.1 | 32000 | 27600 | 86.25% | 2.44 | 0 | 8.4 |  |  |  | No | R-410A | 2.3833 | Residential & Commercial | No
212625535 | Central HP <5.4 tons | COLEMAN | HRCU-A-CB (Split System: Heat Pump with Remote Outdoor Unit-Air-Source) | HMH72B341 | ASPEN |  | D(A,C,E)42A36+TDR | TM9Y120D20MP11 | 31400 | 16.4 | 8.4 | 32200 | 28000 | 86.96% | 2.74 | 0 | 9.3 |  |  |  | No | R-410A | 2.6167 | Residential & Commercial | No
211227473 | Central HP <5.4 tons | ARCOAIRE | HRCU-A-CB (Split System: Heat Pump with Remote Outdoor Unit-Air-Source) | DLCURAH36ABK |  |  | EA*4X42L21A* | *80VTL0902120A* | 35000 | 16 | 8.1 | 38500 | 35000 | 90.91% | 1.86 | 0 | 9.5 |  |  |  | No | R-410A | 2.9167 | Residential & Commercial | No
213281554 | Central HP <5.4 tons | YORK | HRCU-A-CB (Split System: Heat Pump with Remote Outdoor Unit-Air-Source) | HMH72B361 | ASPEN |  | D(A,C,E)48B44+TDR | Y81E080C20SMPS1 | 35200 | 17 | 8.1 | 36000 | 26400 | 73.33% | 2.83 | 0 | 9 |  |  |  | No | R-410A | 2.9333 | Residential & Commercial | No
214595153 | Central HP <5.4 tons | BRYANT HEATING AND COOLING SYSTEMS | HRCU-A-CB (Split System: Heat Pump with Remote Outdoor Unit-Air-Source) | 38MURAQ24AB3* | ASPEN |  | L(E,G)M24E4 |  | 22600 | 15.2 | 8.1 | 26200 | 23400 | 89.31% | 1.92 | 0 | 9.5 |  |  |  | No | R-410A | 1.8833 | Residential & Commercial | No
215291958 | Central HP <5.4 tons | AIRQUEST | HRCU-A-CB (Split System: Heat Pump with Remote Outdoor Unit-Air-Source) | DLCURAH24ABK | ADP |  | H,GE23936 | *92MSN0601714A* | 23000 | 17 | 8.5 | 25200 | 26000 | 103.2% | 2.24 | 0 | 9.5 |  |  |  | No | R-410A | 1.9167 | Residential & Commercial | No
212625568 | Central HP <5.4 tons | COLEMAN | HRCU-A-CB (Split System: Heat Pump with Remote Outdoor Unit-Air-Source) | HMH72B341 | ASPEN |  | C(A,C,D,E)42B36+TDR | TM8V100C20MP12 | 31600 | 16.5 | 8.1 | 32200 | 27600 | 85.71% | 2.44 | 0 | 8.9 |  |  |  | No | R-410A | 2.6333 | Residential & Commercial | No
212625570 | Central HP <5.4 tons | COLEMAN | HRCU-A-CB (Split System: Heat Pump with Remote Outdoor Unit-Air-Source) | HMH72B341 | ASPEN |  | C(A,C,D,E)48A36+TDR | TM8V100C20MP12 | 31600 | 16.5 | 8.1 | 32200 | 27600 | 85.71% | 2.44 | 0 | 8.9 |  |  |  | No | R-410A | 2.6333 | Residential & Commercial | No
212625586 | Central HP <5.4 tons | COLEMAN | HRCU-A-CB (Split System: Heat Pump with Remote Outdoor Unit-Air-Source) | HMH72B341 | ASPEN |  | D(A,C,E)48A36+TDR | TM8V120C20MP12 | 31600 | 16.5 | 8.5 | 32200 | 27600 | 85.71% | 2.7 | 0 | 8.9 |  |  |  | No | R-410A | 2.6333 | Residential & Commercial | No
212625637 | Central HP <5.4 tons | COLEMAN | HRCU-A-CB (Split System: Heat Pump with Remote Outdoor Unit-Air-Source) | HMH72B341 | ASPEN |  | D(A,C,E)36D26+TDR | CPLC100C20MP13 | 29600 | 15.9 | 8.1 | 32400 | 27400 | 84.57% | 2.45 | 0 | 8 |  |  |  | No | R-410A | 2.4667 | Residential & Commercial | No
212625655 | Central HP <5.4 tons | COLEMAN | HRCU-A-CB (Split System: Heat Pump with Remote Outdoor Unit-Air-Source) | HMH72B341 | ASPEN |  | C(A,C,D,E)36B26+TDR | TPLC100C20MP13 | 28600 | 15.6 | 8.1 | 32400 | 27400 | 84.57% | 2.45 | 0 | 8.4 |  |  |  | No | R-410A | 2.3833 | Residential & Commercial | No
212625685 | Central HP <5.4 tons | COLEMAN | HRCU-A-CB (Split System: Heat Pump with Remote Outdoor Unit-Air-Source) | HMH72B341 | ASPEN |  | C(A,C,D,E)48C26+TDR | CPLC120C20MP13 | 30000 | 16 | 8.1 | 32400 | 27800 | 85.8% | 2.44 | 0 | 8.6 |  |  |  | No | R-410A | 2.5 | Residential & Commercial | No
212625687 | Central HP <5.4 tons | COLEMAN | HRCU-A-CB (Split System: Heat Pump with Remote Outdoor Unit-Air-Source) | HMH72B341 | ASPEN |  | D(A,C,E)36B36+TDR | CPLC120C20MP13 | 31400 | 16.5 | 8.1 | 32400 | 27800 | 85.8% | 2.44 | 0 | 8.9 |  |  |  | No | R-410A | 2.6167 | Residential & Commercial | No
212625702 | Central HP <5.4 tons | COLEMAN | HRCU-A-CB (Split System: Heat Pump with Remote Outdoor Unit-Air-Source) | HMH72B341 | ASPEN |  | C(A,C,D,E)36B36+TDR | TM8V100C20MP12 | 31400 | 16.5 | 8.1 | 32400 | 27800 | 85.8% | 2.44 | 0 | 8.9 |  |  |  | No | R-410A | 2.6167 | Residential & Commercial | No
211240407 | Central HP <5.4 tons | KEEPRITE | HRCU-A-CB (Split System: Heat Pump with Remote Outdoor Unit-Air-Source) | DLCURAH24ABK |  |  | EA*4X24L17A* | *96VSN0401712A* | 23000 | 15.5 | 8.5 | 26400 | 26000 | 98.48% | 2.18 | 0 | 9.5 |  |  |  | No | R-410A | 1.9167 | Residential & Commercial | No
213821644 | Central HP <5.4 tons | TEMPSTAR | HRCU-A-CB (Split System: Heat Pump with Remote Outdoor Unit-Air-Source) | DLCURAH36ABK | ASPEN |  | D(A,C,E)36C34+TDR | *96MSN1002120A* | 34200 | 16.5 | 8.5 | 37800 | 31800 | 84.13% | 2.75 | 0 | 9.9 |  |  |  | No | R-410A | 2.85 | Residential & Commercial | No
212625718 | Central HP <5.4 tons | COLEMAN | HRCU-A-CB (Split System: Heat Pump with Remote Outdoor Unit-Air-Source) | HMH72B341 | ASPEN |  | D(A,C,E)48D26+TDR | TM8V100C20MP12 | 30400 | 16.1 | 8.1 | 32400 | 27800 | 85.8% | 2.44 | 0 | 8 |  |  |  | No | R-410A | 2.5333 | Residential & Commercial | No
212625719 | Central HP <5.4 tons | COLEMAN | HRCU-A-CB (Split System: Heat Pump with Remote Outdoor Unit-Air-Source) | HMH72B341 | ASPEN |  | D(A,C,E)48D36+TDR | TM8V100C20MP12 | 32800 | 16.5 | 8.1 | 32400 | 27800 | 85.8% | 2.44 | 0 | 9 |  |  |  | No | R-410A | 2.7333 | Residential & Commercial | No
212625737 | Central HP <5.4 tons | COLEMAN | HRCU-A-CB (Split System: Heat Pump with Remote Outdoor Unit-Air-Source) | HMH72B341 | ASPEN |  | D(A,C,E)48D26+TDR | TM8V120C20MP12 | 30400 | 16.1 | 8.5 | 32400 | 27800 | 85.8% | 2.7 | 0 | 8 |  |  |  | No | R-410A | 2.5333 | Residential & Commercial | No
212625770 | Central HP <5.4 tons | COLEMAN | HRCU-A-CB (Split System: Heat Pump with Remote Outdoor Unit-Air-Source) | HMH72B341 | ASPEN |  | D(A,C,E)42D26+TDR | TPLC100C20MP13 | 30000 | 16 | 8.1 | 32400 | 27800 | 85.8% | 2.44 | 0 | 8.6 |  |  |  | No | R-410A | 2.5 | Residential & Commercial | No
212625786 | Central HP <5.4 tons | COLEMAN | HRCU-A-CB (Split System: Heat Pump with Remote Outdoor Unit-Air-Source) | HMH72B341 | ASPEN |  | D(A,C,E)42A46+TDR | TPLC120C20MP13 | 31800 | 16.5 | 8.1 | 32400 | 27800 | 85.8% | 2.44 | 0 | 8.9 |  |  |  | No | R-410A | 2.65 | Residential & Commercial | No
212625802 | Central HP <5.4 tons | COLEMAN | HRCU-A-CB (Split System: Heat Pump with Remote Outdoor Unit-Air-Source) | HMH72B341 | ASPEN |  | C(A,C,D,E)48A36+TDR | TM9Y120D20MP11 | 31800 | 16.5 | 8.5 | 32400 | 28200 | 87.04% | 2.77 | 0 | 9.4 |  |  |  | No | R-410A | 2.65 | Residential & Commercial | No
212625835 | Central HP <5.4 tons | COLEMAN | HRCU-A-CB (Split System: Heat Pump with Remote Outdoor Unit-Air-Source) | HMH72B341 | ASPEN |  | C(A,C,D,E)36C36+TDR | CP9C120D20MP13 | 32000 | 17 | 8.1 | 32400 | 28200 | 87.04% | 2.51 | 0 | 9.4 |  |  |  | No | R-410A | 2.6667 | Residential & Commercial | No
212625854 | Central HP <5.4 tons | COLEMAN | HRCU-A-CB (Split System: Heat Pump with Remote Outdoor Unit-Air-Source) | HMH72B341 | ASPEN |  | C(A,C,D,E)36C26+TDR | TM9V120D20MP12 | 29400 | 16.3 | 8.5 | 32400 | 28200 | 87.04% | 2.79 | 0 | 9 |  |  |  | No | R-410A | 2.45 | Residential & Commercial | No
212987218 | Central HP <5.4 tons | GRANDAIRE | HRCU-A-CB (Split System: Heat Pump with Remote Outdoor Unit-Air-Source) | WDLCURAH24AAK |  |  | WLNC364CA* | WFSX080B048B* | 23800 | 16 | 8.1 | 25000 | 35400 | 141.6% | 1.82 | 0 | 9.5 |  |  |  | No | R-410A | 1.9833 | Residential & Commercial | No
213205827 | Central HP <5.4 tons | CARRIER | HRCU-A-CB (Split System: Heat Pump with Remote Outdoor Unit-Air-Source) | 38MURAQ24AA3* | ASPEN |  | D(A,C,E)30B34+TDR | 58S(B,C)*A070E14**12 | 23800 | 16 | 8.1 | 25600 | 22400 | 87.5% | 2.86 | 0 | 9.5 |  |  |  | No | R-410A | 1.9833 | Residential & Commercial | No
213205909 | Central HP <5.4 tons | CARRIER | HRCU-A-CB (Split System: Heat Pump with Remote Outdoor Unit-Air-Source) | 38MURAQ24AA3* | ASPEN |  | D(A,C,E)24B44+TDR | 58TP*A070V14**12 | 23800 | 16 | 8.1 | 25800 | 22800 | 88.37% | 2.85 | 0 | 9.5 |  |  |  | No | R-410A | 1.9833 | Residential & Commercial | No
213205926 | Central HP <5.4 tons | CARRIER | HRCU-A-CB (Split System: Heat Pump with Remote Outdoor Unit-Air-Source) | 38MURAQ24AA3* | ASPEN |  | D(A,C,E)30C44+TDR | 58TP*A070V17**16 | 23800 | 16.5 | 8.1 | 25200 | 22600 | 89.68% | 2.91 | 0 | 9.5 |  |  |  | No | R-410A | 1.9833 | Residential & Commercial | No
213206160 | Central HP <5.4 tons | CARRIER | HRCU-A-CB (Split System: Heat Pump with Remote Outdoor Unit-Air-Source) | 38MURAQ24AA3* | ASPEN |  | D(A,C,E)30C44+TDR | 59TP6B060V14**12 | 23200 | 16 | 8.1 | 24400 | 22000 | 90.16% | 2.98 | 0 | 9.4 |  |  |  | No | R-410A | 1.9333 | Residential & Commercial | No
213206162 | Central HP <5.4 tons | CARRIER | HRCU-A-CB (Split System: Heat Pump with Remote Outdoor Unit-Air-Source) | 38MURAQ24AA3* | ASPEN |  | D(A,C,E)36B34+TDR | 59TP6B060V14**12 | 22800 | 15.9 | 8.1 | 24400 | 22000 | 90.16% | 2.98 | 0 | 9.3 |  |  |  | No | R-410A | 1.9 | Residential & Commercial | No
212984480 | Central HP <5.4 tons | GRANDAIRE | HRCU-A-CB (Split System: Heat Pump with Remote Outdoor Unit-Air-Source) | WDLCURAH30ABK |  |  | WLA*374CA* | WFAX080B048B* | 31000 | 15.2 | 8.5 | 33400 | 27600 | 82.63% | 1.8 | 0 | 9 |  |  |  | No | R-410A | 2.5833 | Residential & Commercial | No
211240529 | Central HP <5.4 tons | KEEPRITE | HRCU-A-CB (Split System: Heat Pump with Remote Outdoor Unit-Air-Source) | DLCURAH24ABK |  |  | EA*4X24L17A* | *96VTN0401712A* | 23000 | 15.5 | 8.5 | 26400 | 26000 | 98.48% | 2.18 | 0 | 9.5 |  |  |  | No | R-410A | 1.9167 | Residential & Commercial | No
212391624 | Central HP <5.4 tons | KEEPRITE | HRCU-A-CB (Split System: Heat Pump with Remote Outdoor Unit-Air-Source) | DLCURAH24ABK | ADP |  | H,GE22(1,2)24+TXV | *92ESN0601714A* | 23000 | 16 | 8.5 | 25200 | 23400 | 92.86% | 1.96 | 0 | 9.5 |  |  |  | No | R-410A | 1.9167 | Residential & Commercial | No
212625855 | Central HP <5.4 tons | COLEMAN | HRCU-A-CB (Split System: Heat Pump with Remote Outdoor Unit-Air-Source) | HMH72B341 | ASPEN |  | C(A,C,D,E)36C36+TDR | TM9V120D20MP12 | 32000 | 17 | 8.5 | 32400 | 28200 | 87.04% | 2.79 | 0 | 9.4 |  |  |  | No | R-410A | 2.6667 | Residential & Commercial | No
212625869 | Central HP <5.4 tons | COLEMAN | HRCU-A-CB (Split System: Heat Pump with Remote Outdoor Unit-Air-Source) | HMH72B341 | ASPEN |  | D(A,C,E)48C36+TDR | TM9V120D20MP12 | 32800 | 17 | 8.5 | 32400 | 28200 | 87.04% | 2.79 | 0 | 9.5 |  |  |  | No | R-410A | 2.7333 | Residential & Commercial | No
212625870 | Central HP <5.4 tons | COLEMAN | HRCU-A-CB (Split System: Heat Pump with Remote Outdoor Unit-Air-Source) | HMH72B341 | ASPEN |  | D(A,C,E)48D26+TDR | TM9V120D20MP12 | 30600 | 16.6 | 8.5 | 32400 | 28200 | 87.04% | 2.79 | 0 | 9 |  |  |  | No | R-410A | 2.55 | Residential & Commercial | No
212625921 | Central HP <5.4 tons | COLEMAN | HRCU-A-CB (Split System: Heat Pump with Remote Outdoor Unit-Air-Source) | HMH72B341 | ASPEN |  | D(A,C,E)36D26+TDR | TM9V040A10MP12 | 30000 | 16.6 | 8.1 | 33200 | 27400 | 82.53% | 2.41 | 0 | 9.1 |  |  |  | No | R-410A | 2.5 | Residential & Commercial | No
211755737 | Central HP <5.4 tons | YORK | HRCU-A-CB (Split System: Heat Pump with Remote Outdoor Unit-Air-Source) | HMH72B341 | ASPEN |  | D(A,C,E)36A44+TDR | TL8E060A12UH11 | 32200 | 18 | 8.1 | 33800 | 27400 | 81.07% | 2.51 | 0 | 9.9 |  |  |  | No | R-410A | 2.6833 | Residential & Commercial | No
211755835 | Central HP <5.4 tons | YORK | HRCU-A-CB (Split System: Heat Pump with Remote Outdoor Unit-Air-Source) | HMH72B341 | ASPEN |  | C(A,C,D,E)48D24+TDR | TM9V060B12MP12 | 31200 | 17.3 | 8.1 | 34000 | 27800 | 81.76% | 2.49 | 0 | 9.2 |  |  |  | No | R-410A | 2.6 | Residential & Commercial | No
213821058 | Central HP <5.4 tons | TEMPSTAR | HRCU-A-CB (Split System: Heat Pump with Remote Outdoor Unit-Air-Source) | DLCURAH24AAK | ASPEN |  | D(A,C,E)30C44+TDR | *80MS(N,L)1102120A* | 23800 | 16.5 | 8.1 | 24800 | 22200 | 89.52% | 2.88 | 0 | 9 |  |  |  | No | R-410A | 1.9833 | Residential & Commercial | No
213821074 | Central HP <5.4 tons | TEMPSTAR | HRCU-A-CB (Split System: Heat Pump with Remote Outdoor Unit-Air-Source) | DLCURAH24AAK | ASPEN |  | D(A,C,E)36B34+TDR | *80VTL0902120B* | 23600 | 16 | 8.1 | 24800 | 22400 | 90.32% | 2.9 | 0 | 9.5 |  |  |  | No | R-410A | 1.9667 | Residential & Commercial | No
213821076 | Central HP <5.4 tons | TEMPSTAR | HRCU-A-CB (Split System: Heat Pump with Remote Outdoor Unit-Air-Source) | DLCURAH24AAK | ASPEN |  | D(A,C,E)24B44+TDR | *80VTL1102122B* | 23800 | 16 | 8.5 | 25200 | 22400 | 88.89% | 2.92 | 0 | 9 |  |  |  | No | R-410A | 1.9833 | Residential & Commercial | No
211618664 | Central HP <5.4 tons | YORK | HRCU-A-CB (Split System: Heat Pump with Remote Outdoor Unit-Air-Source) | HMH72B361 | ASPEN |  | LEM48B4 |  | 34400 | 18 | 8.1 | 36000 | 26400 | 73.33% | 2.82 | 0 | 9 |  |  |  | No | R-410A | 2.8667 | Residential & Commercial | No
213821544 | Central HP <5.4 tons | TEMPSTAR | HRCU-A-CB (Split System: Heat Pump with Remote Outdoor Unit-Air-Source) | DLCURAH30ABK | ASPEN |  | D(A,C,E)30B34+TDR | *96VTN1002120B* | 29600 | 15.2 | 8.5 | 34200 | 24200 | 70.76% | 2.69 | 0 | 9 |  |  |  | No | R-410A | 2.4667 | Residential & Commercial | No
214624838 | Central HP <5.4 tons | CARRIER | HRCU-A-CB (Split System: Heat Pump with Remote Outdoor Unit-Air-Source) | 38MURAQ30AB3* | ADP |  | C36A***L129 | 58SU*B060M17**16 | 29200 | 15.2 | 8.1 | 32400 | 27400 | 84.57% | 1.78 | 0 | 8.5 |  |  |  | No | R-410A | 2.4333 | Residential & Commercial | No
211241417 | Central HP <5.4 tons | KEEPRITE | HRCU-A-CB (Split System: Heat Pump with Remote Outdoor Unit-Air-Source) | DLCURAH24ABK |  |  | EA*4X30L17A* | *96VSN0401712A* | 23200 | 16 | 8.5 | 25800 | 24200 | 93.8% | 2 | 0 | 9.5 |  |  |  | No | R-410A | 1.9333 | Residential & Commercial | No
212625922 | Central HP <5.4 tons | COLEMAN | HRCU-A-CB (Split System: Heat Pump with Remote Outdoor Unit-Air-Source) | HMH72B341 | ASPEN |  | D(A,C,E)36D36+TDR | TM9V040A10MP12 | 32200 | 17 | 8.1 | 33200 | 27400 | 82.53% | 2.41 | 0 | 9.5 |  |  |  | No | R-410A | 2.6833 | Residential & Commercial | No
212626070 | Central HP <5.4 tons | COLEMAN | HRCU-A-CB (Split System: Heat Pump with Remote Outdoor Unit-Air-Source) | HMH72B341 | ASPEN |  | D(A,C,E)36A46+TDR | TM8Y080B12MP11 | 32200 | 18 | 8.5 | 33400 | 27400 | 82.04% | 2.65 | 0 | 9.9 |  |  |  | No | R-410A | 2.6833 | Residential & Commercial | No
211755902 | Central HP <5.4 tons | YORK | HRCU-A-CB (Split System: Heat Pump with Remote Outdoor Unit-Air-Source) | HMH72B341 | ASPEN |  | D(A,C,E)36A44+TDR | TP9C060B12MP13 | 32000 | 17.5 | 8.1 | 34000 | 27800 | 81.76% | 2.49 | 0 | 9.4 |  |  |  | No | R-410A | 2.6667 | Residential & Commercial | No
211755919 | Central HP <5.4 tons | YORK | HRCU-A-CB (Split System: Heat Pump with Remote Outdoor Unit-Air-Source) | HMH72B341 | ASPEN |  | C(A,C,D,E)48D24+TDR | TPLC060A12MP13 | 31000 | 17.3 | 8.1 | 34000 | 27800 | 81.76% | 2.5 | 0 | 9.2 |  |  |  | No | R-410A | 2.5833 | Residential & Commercial | No
211755968 | Central HP <5.4 tons | YORK | HRCU-A-CB (Split System: Heat Pump with Remote Outdoor Unit-Air-Source) | HMH72B341 | ASPEN |  | D(A,C,E)36A44+TDR | YPLC100C20MP13 | 31400 | 16.5 | 8.1 | 32400 | 27800 | 85.8% | 2.49 | 0 | 8.9 |  |  |  | No | R-410A | 2.6167 | Residential & Commercial | No
212626337 | Central HP <5.4 tons | COLEMAN | HRCU-A-CB (Split System: Heat Pump with Remote Outdoor Unit-Air-Source) | HMH72B341 | ASPEN |  | D(A,C,E)48A36+TDR | TM8Y100C20MP11 | 33600 | 18 | 8.1 | 33600 | 30000 | 89.29% | 2.72 | 0 | 9.5 |  |  |  | No | R-410A | 2.8 | Residential & Commercial | No
212626340 | Central HP <5.4 tons | COLEMAN | HRCU-A-CB (Split System: Heat Pump with Remote Outdoor Unit-Air-Source) | HMH72B341 | ASPEN |  | D(A,C,E)36A36+TDR | TM8Y120C20MP11 | 33600 | 18 | 8.1 | 33600 | 30000 | 89.29% | 2.72 | 0 | 9.5 |  |  |  | No | R-410A | 2.8 | Residential & Commercial | No
213307168 | Central HP <5.4 tons | YORK | HRCU-A-CB (Split System: Heat Pump with Remote Outdoor Unit-Air-Source) | HMH72B341 | ASPEN |  | DM36A34+TDR | TL8E080C16UH11 | 31200 | 17.4 | 8.1 | 33600 | 27600 | 82.14% | 2.62 | 0 | 9.8 |  |  |  | No | R-410A | 2.6 | Residential & Commercial | No
213307175 | Central HP <5.4 tons | YORK | HRCU-A-CB (Split System: Heat Pump with Remote Outdoor Unit-Air-Source) | HMH72B341 | ASPEN |  | DM36A34+TDR | TM8E080B12MP11 | 31400 | 17.8 | 8.2 | 33800 | 27800 | 82.25% | 2.56 | 0 | 9.3 |  |  |  | No | R-410A | 2.6167 | Residential & Commercial | No
213821299 | Central HP <5.4 tons | TEMPSTAR | HRCU-A-CB (Split System: Heat Pump with Remote Outdoor Unit-Air-Source) | DLCURAH24ABK | ASPEN |  | D(A,C,E)36B34+TDR | *96MSN0802120A* | 22600 | 17.4 | 8.5 | 25200 | 20000 | 79.37% | 2.97 | 0 | 9.8 |  |  |  | No | R-410A | 1.8833 | Residential & Commercial | No
211755969 | Central HP <5.4 tons | YORK | HRCU-A-CB (Split System: Heat Pump with Remote Outdoor Unit-Air-Source) | HMH72B341 | ASPEN |  | D(A,C,E)36B34+TDR | YPLC100C20MP13 | 31400 | 16.5 | 8.1 | 32400 | 27800 | 85.8% | 2.49 | 0 | 8.9 |  |  |  | No | R-410A | 2.6167 | Residential & Commercial | No
211755971 | Central HP <5.4 tons | YORK | HRCU-A-CB (Split System: Heat Pump with Remote Outdoor Unit-Air-Source) | HMH72B341 | ASPEN |  | D(A,C,E)36A44+TDR | YPLC120C20MP13 | 31400 | 16.5 | 8.1 | 32400 | 27800 | 85.8% | 2.49 | 0 | 8.9 |  |  |  | No | R-410A | 2.6167 | Residential & Commercial | No
211756072 | Central HP <5.4 tons | YORK | HRCU-A-CB (Split System: Heat Pump with Remote Outdoor Unit-Air-Source) | HMH72B341 | ASPEN |  | D(A,C,E)36B36+TDR | TMLE100B12MP11 | 32200 | 18 | 8.1 | 33800 | 27400 | 81.07% | 2.51 | 0 | 9.9 |  |  |  | No | R-410A | 2.6833 | Residential & Commercial | No
211756106 | Central HP <5.4 tons | YORK | HRCU-A-CB (Split System: Heat Pump with Remote Outdoor Unit-Air-Source) | HMH72B341 | ASPEN |  | D(A,C,E)36B36+TDR | TPLC120C20MP13 | 31400 | 16.5 | 8.1 | 32400 | 27800 | 85.8% | 2.49 | 0 | 8.9 |  |  |  | No | R-410A | 2.6167 | Residential & Commercial | No
211756117 | Central HP <5.4 tons | YORK | HRCU-A-CB (Split System: Heat Pump with Remote Outdoor Unit-Air-Source) | HMH72B341 | ASPEN |  | D(A,C,E)36A46+TDR | YP9C120D20MP13 | 31600 | 17 | 8.1 | 32400 | 28200 | 87.04% | 2.57 | 0 | 9.3 |  |  |  | No | R-410A | 2.6333 | Residential & Commercial | No
213307185 | Central HP <5.4 tons | YORK | HRCU-A-CB (Split System: Heat Pump with Remote Outdoor Unit-Air-Source) | HMH72B341 | ASPEN |  | DM36A34+TDR | TM8V120C20MP12 | 30600 | 16.2 | 8.4 | 32000 | 27600 | 86.25% | 2.65 | 0 | 8.7 |  |  |  | No | R-410A | 2.55 | Residential & Commercial | No
213258953 | Central HP <5.4 tons | KEEPRITE | HRCU-A-CB (Split System: Heat Pump with Remote Outdoor Unit-Air-Source) | DLCURAH24ABK | ADP |  | H,GE7J936 | *96VTN1002120A* | 23600 | 17 | 8.5 | 24400 | 22400 | 91.8% | 1.9 | 0 | 9.5 |  |  |  | No | R-410A | 1.9667 | Residential & Commercial | No
212627130 | Central HP <5.4 tons | COLEMAN | HRCU-A-CB (Split System: Heat Pump with Remote Outdoor Unit-Air-Source) | HMH72B341 | ASPEN |  | D(A,C,E)48B26+TDR | TM8Y080C16MP11 | 30200 | 17.9 | 8.4 | 33800 | 27200 | 80.47% | 2.64 | 0 | 9 |  |  |  | No | R-410A | 2.5167 | Residential & Commercial | No
215065769 | Central HP <5.4 tons | YORK | HRCU-A-CB (Split System: Heat Pump with Remote Outdoor Unit-Air-Source) | HMH72B341 | ASPEN |  | CH48A34+TDR | Y81E080C20LMPS1 | 31800 | 18 | 8.3 | 33000 | 24400 | 73.94% | 2.12 | 0 | 9.9 |  |  |  | No | R-410A | 2.65 | Residential & Commercial | No
215285707 | Central HP <5.4 tons | YORK | HRCU-A-CB (Split System: Heat Pump with Remote Outdoor Unit-Air-Source) | HMH72B341 | ASPEN |  | D(A,C,E)36A44+TDR | Y91E080B12SMPS1 | 31400 | 17 | 8.5 | 32200 | 22600 | 70.19% | 1.8 | 0 | 9.9 |  |  |  | No | R-410A | 2.6167 | Residential & Commercial | No
215065655 | Central HP <5.4 tons | YORK | HRCU-A-CB (Split System: Heat Pump with Remote Outdoor Unit-Air-Source) | HMH72B341 | ASPEN |  | CH36A34+TDR | Y81E100C16SMPS1 | 30800 | 17.8 | 8.1 | 32800 | 24400 | 74.39% | 2.12 | 0 | 9.2 |  |  |  | No | R-410A | 2.5667 | Residential & Commercial | No
213927872 | Central HP <5.4 tons | YORK | HRCU-A-CB (Split System: Heat Pump with Remote Outdoor Unit-Air-Source) | HMH72B341 | ASPEN |  | D(A,C,E)36B3G+TXV+TDR | TM9V040A10MP12 | 31600 | 17 | 8.1 | 33200 | 27400 | 82.53% | 2.49 | 0 | 9.4 |  |  |  | No | R-410A | 2.6333 | Residential & Commercial | No
213821018 | Central HP <5.4 tons | TEMPSTAR | HRCU-A-CB (Split System: Heat Pump with Remote Outdoor Unit-Air-Source) | DLCURAH24AAK | ASPEN |  | D(A,C,E)30C44+TDR | *80MS(N,L)0451412A* | 23400 | 16.5 | 8.1 | 24400 | 22200 | 90.98% | 2.92 | 0 | 9.4 |  |  |  | No | R-410A | 1.95 | Residential & Commercial | No
213821073 | Central HP <5.4 tons | TEMPSTAR | HRCU-A-CB (Split System: Heat Pump with Remote Outdoor Unit-Air-Source) | DLCURAH24AAK | ASPEN |  | D(A,C,E)30C44+TDR | *80VTL0902120B* | 23800 | 16 | 8.1 | 24800 | 22400 | 90.32% | 2.9 | 0 | 9 |  |  |  | No | R-410A | 1.9833 | Residential & Commercial | No
213821084 | Central HP <5.4 tons | TEMPSTAR | HRCU-A-CB (Split System: Heat Pump with Remote Outdoor Unit-Air-Source) | DLCURAH24AAK | ASPEN |  | D(A,C,E)36B34+TDR | *92MSN0401712A* | 23400 | 15.2 | 8.1 | 24800 | 22600 | 91.13% | 2.84 | 0 | 9 |  |  |  | No | R-410A | 1.95 | Residential & Commercial | No
213821102 | Central HP <5.4 tons | TEMPSTAR | HRCU-A-CB (Split System: Heat Pump with Remote Outdoor Unit-Air-Source) | DLCURAH24AAK | ASPEN |  | D(A,C,E)30B34+TDR | *92MSN0802120A* | 23400 | 16.5 | 8.1 | 24600 | 22200 | 90.24% | 2.88 | 0 | 9.5 |  |  |  | No | R-410A | 1.95 | Residential & Commercial | No
213821109 | Central HP <5.4 tons | TEMPSTAR | HRCU-A-CB (Split System: Heat Pump with Remote Outdoor Unit-Air-Source) | DLCURAH24AAK | ASPEN |  | D(A,C,E)36B34+TDR | *92MSN1002120A* | 23800 | 16.5 | 8.1 | 24800 | 22400 | 90.32% | 2.91 | 0 | 9.5 |  |  |  | No | R-410A | 1.9833 | Residential & Commercial | No
213821132 | Central HP <5.4 tons | TEMPSTAR | HRCU-A-CB (Split System: Heat Pump with Remote Outdoor Unit-Air-Source) | DLCURAH24AAK | ASPEN |  | D(A,C,E)30B34+TDR | *96MSN0801716A* | 23600 | 16 | 8.1 | 25000 | 22400 | 89.6% | 2.9 | 0 | 9 |  |  |  | No | R-410A | 1.9667 | Residential & Commercial | No
213821134 | Central HP <5.4 tons | TEMPSTAR | HRCU-A-CB (Split System: Heat Pump with Remote Outdoor Unit-Air-Source) | DLCURAH24AAK | ASPEN |  | D(A,C,E)36B34+TDR | *96MSN0801716A* | 23800 | 16 | 8.1 | 25000 | 22400 | 89.6% | 2.9 | 0 | 9.5 |  |  |  | No | R-410A | 1.9833 | Residential & Commercial | No
213307177 | Central HP <5.4 tons | YORK | HRCU-A-CB (Split System: Heat Pump with Remote Outdoor Unit-Air-Source) | HMH72B341 | ASPEN |  | DM36A34+TDR | TM8E100B12MP11 | 31400 | 17.8 | 8.1 | 33600 | 27200 | 80.95% | 2.55 | 0 | 9.8 |  |  |  | No | R-410A | 2.6167 | Residential & Commercial | No
213307350 | Central HP <5.4 tons | YORK | HRCU-A-CB (Split System: Heat Pump with Remote Outdoor Unit-Air-Source) | HMH72B341 | ASPEN |  | DM36A36+TDR | TM8V080C16MP12 | 31400 | 17.4 | 8.2 | 33800 | 27200 | 80.47% | 2.62 | 0 | 9.8 |  |  |  | No | R-410A | 2.6167 | Residential & Commercial | No
213307357 | Central HP <5.4 tons | YORK | HRCU-A-CB (Split System: Heat Pump with Remote Outdoor Unit-Air-Source) | HMH72B341 | ASPEN |  | DM36A36+TDR | TM8Y100C16MP11 | 31400 | 18.3 | 8.2 | 33800 | 27200 | 80.47% | 2.61 | 0 | 9.8 |  |  |  | No | R-410A | 2.6167 | Residential & Commercial | No
213367714 | Central HP <5.4 tons | YORK | HRCU-A-CB (Split System: Heat Pump with Remote Outdoor Unit-Air-Source) | HMH72B341 | ASPEN |  | C(A,C,D,E)36C24+TDR | YP9C060B12MP13 | 29800 | 16.9 | 8.1 | 34000 | 27800 | 81.76% | 2.63 | 0 | 9 |  |  |  | No | R-410A | 2.4833 | Residential & Commercial | No
212628119 | Central HP <5.4 tons | COLEMAN | HRCU-A-CB (Split System: Heat Pump with Remote Outdoor Unit-Air-Source) | HMH72B341 | ASPEN |  | C(A,C,D,E)36C36+TDR | TP9C100C20MP13 | 32400 | 17.5 | 8.1 | 34000 | 28400 | 83.53% | 2.46 | 0 | 9.5 |  |  |  | No | R-410A | 2.7 | Residential & Commercial | No
215065632 | Central HP <5.4 tons | YORK | HRCU-A-CB (Split System: Heat Pump with Remote Outdoor Unit-Air-Source) | HMH72B341 | ASPEN |  | CH36A34+TDR | TM8V120C20MP12 | 30200 | 16.1 | 8.2 | 31800 | 23800 | 74.84% | 2.06 | 0 | 8 |  |  |  | No | R-410A | 2.5167 | Residential & Commercial | No
215065766 | Central HP <5.4 tons | YORK | HRCU-A-CB (Split System: Heat Pump with Remote Outdoor Unit-Air-Source) | HMH72B341 | ASPEN |  | CH48A34+TDR | Y81E080C16SMPS1 | 31800 | 18 | 8.3 | 33000 | 24200 | 73.33% | 2.14 | 0 | 9.9 |  |  |  | No | R-410A | 2.65 | Residential & Commercial | No
213927862 | Central HP <5.4 tons | YORK | HRCU-A-CB (Split System: Heat Pump with Remote Outdoor Unit-Air-Source) | HMH72B341 | ASPEN |  | D(A,C,E)36B3G+TXV+TDR | TM9E060B12MP12 | 32200 | 17.5 | 8.1 | 34000 | 28000 | 82.35% | 2.46 | 0 | 9.4 |  |  |  | No | R-410A | 2.6833 | Residential & Commercial | No
213495271 | Central HP <5.4 tons | CHAMPION HEATING AND COOLING | HRCU-A-CB (Split System: Heat Pump with Remote Outdoor Unit-Air-Source) | HMH72B341 | ASPEN |  | C(A,C,D,E)36A36+TDR | Z8ES080C16LMPS1 | 31200 | 17.8 | 8.3 | 33000 | 27600 | 83.64% | 2.68 | 0 | 9.8 |  |  |  | No | R-410A | 2.6 | Residential & Commercial | No
213927865 | Central HP <5.4 tons | YORK | HRCU-A-CB (Split System: Heat Pump with Remote Outdoor Unit-Air-Source) | HMH72B341 | ASPEN |  | D(A,C,E)36A4G+TXV+TDR | TM9E080C16MP12 | 32200 | 18 | 8.1 | 33600 | 27200 | 80.95% | 2.53 | 0 | 9.9 |  |  |  | No | R-410A | 2.6833 | Residential & Commercial | No
211755794 | Central HP <5.4 tons | YORK | HRCU-A-CB (Split System: Heat Pump with Remote Outdoor Unit-Air-Source) | HMH72B341 | ASPEN |  | D(A,C,E)36A44+TDR | TM8Y060A12MP11 | 32000 | 18 | 8.1 | 33400 | 27400 | 82.04% | 2.5 | 0 | 9.9 |  |  |  | No | R-410A | 2.6667 | Residential & Commercial | No
211755876 | Central HP <5.4 tons | YORK | HRCU-A-CB (Split System: Heat Pump with Remote Outdoor Unit-Air-Source) | HMH72B341 | ASPEN |  | D(A,C,E)36B34+TDR | TMLE060A12MP11 | 32200 | 18 | 8.1 | 33800 | 27400 | 81.07% | 2.51 | 0 | 9.9 |  |  |  | No | R-410A | 2.6833 | Residential & Commercial | No
211755878 | Central HP <5.4 tons | YORK | HRCU-A-CB (Split System: Heat Pump with Remote Outdoor Unit-Air-Source) | HMH72B341 | ASPEN |  | D(A,C,E)36A44+TDR | TMLE080B12MP11 | 32000 | 18 | 8.1 | 34000 | 28000 | 82.35% | 2.47 | 0 | 9.4 |  |  |  | No | R-410A | 2.6667 | Residential & Commercial | No
211755879 | Central HP <5.4 tons | YORK | HRCU-A-CB (Split System: Heat Pump with Remote Outdoor Unit-Air-Source) | HMH72B341 | ASPEN |  | D(A,C,E)36B34+TDR | TMLE080B12MP11 | 32000 | 18 | 8.1 | 34000 | 28000 | 82.35% | 2.47 | 0 | 9.4 |  |  |  | No | R-410A | 2.6667 | Residential & Commercial | No
211755896 | Central HP <5.4 tons | YORK | HRCU-A-CB (Split System: Heat Pump with Remote Outdoor Unit-Air-Source) | HMH72B341 | ASPEN |  | D(A,C,E)36A44+TDR | TMLV100C16MP12 | 32000 | 17.5 | 8.1 | 33800 | 27400 | 81.07% | 2.54 | 0 | 9.9 |  |  |  | No | R-410A | 2.6667 | Residential & Commercial | No
211755911 | Central HP <5.4 tons | YORK | HRCU-A-CB (Split System: Heat Pump with Remote Outdoor Unit-Air-Source) | HMH72B341 | ASPEN |  | D(A,C,E)36A44+TDR | TP9C100C16MP13 | 32000 | 17.5 | 8.1 | 34000 | 27400 | 80.59% | 2.54 | 0 | 9.9 |  |  |  | No | R-410A | 2.6667 | Residential & Commercial | No
211755927 | Central HP <5.4 tons | YORK | HRCU-A-CB (Split System: Heat Pump with Remote Outdoor Unit-Air-Source) | HMH72B341 | ASPEN |  | D(A,C,E)36B34+TDR | TPLC080C16MP13 | 32000 | 17.5 | 8.1 | 33800 | 27400 | 81.07% | 2.54 | 0 | 9.9 |  |  |  | No | R-410A | 2.6667 | Residential & Commercial | No
211755928 | Central HP <5.4 tons | YORK | HRCU-A-CB (Split System: Heat Pump with Remote Outdoor Unit-Air-Source) | HMH72B341 | ASPEN |  | C(A,C,D,E)48D24+TDR | TPLC100C16MP13 | 31000 | 17.3 | 8.1 | 33800 | 27400 | 81.07% | 2.54 | 0 | 9.7 |  |  |  | No | R-410A | 2.5833 | Residential & Commercial | No
211756078 | Central HP <5.4 tons | YORK | HRCU-A-CB (Split System: Heat Pump with Remote Outdoor Unit-Air-Source) | HMH72B341 | ASPEN |  | D(A,C,E)36B36+TDR | TMLV060A12MP12 | 32000 | 17.5 | 8.1 | 34000 | 27800 | 81.76% | 2.5 | 0 | 9.4 |  |  |  | No | R-410A | 2.6667 | Residential & Commercial | No
211756111 | Central HP <5.4 tons | YORK | HRCU-A-CB (Split System: Heat Pump with Remote Outdoor Unit-Air-Source) | HMH72B341 | ASPEN |  | D(A,C,E)36A46+TDR | YP9C080C16MP13 | 32000 | 17.5 | 8.1 | 33800 | 27400 | 81.07% | 2.53 | 0 | 9.9 |  |  |  | No | R-410A | 2.6667 | Residential & Commercial | No
211756112 | Central HP <5.4 tons | YORK | HRCU-A-CB (Split System: Heat Pump with Remote Outdoor Unit-Air-Source) | HMH72B341 | ASPEN |  | D(A,C,E)36B36+TDR | YP9C080C16MP13 | 32200 | 17.5 | 8.1 | 33800 | 27400 | 81.07% | 2.53 | 0 | 9.9 |  |  |  | No | R-410A | 2.6833 | Residential & Commercial | No
211755754 | Central HP <5.4 tons | YORK | HRCU-A-CB (Split System: Heat Pump with Remote Outdoor Unit-Air-Source) | HMH72B341 | ASPEN |  | C(A,C,D,E)48D24+TDR | TM8E040A12MP11 | 31200 | 17.8 | 8.1 | 33600 | 27200 | 80.95% | 2.5 | 0 | 9.7 |  |  |  | No | R-410A | 2.6 | Residential & Commercial | No
211755788 | Central HP <5.4 tons | YORK | HRCU-A-CB (Split System: Heat Pump with Remote Outdoor Unit-Air-Source) | HMH72B341 | ASPEN |  | D(A,C,E)36A44+TDR | TM8V100C20MP12 | 31400 | 16.5 | 8.1 | 32400 | 27800 | 85.8% | 2.49 | 0 | 8.9 |  |  |  | No | R-410A | 2.6167 | Residential & Commercial | No
211755819 | Central HP <5.4 tons | YORK | HRCU-A-CB (Split System: Heat Pump with Remote Outdoor Unit-Air-Source) | HMH72B341 | ASPEN |  | D(A,C,E)36B34+TDR | TM9E060B12MP12 | 32200 | 17.5 | 8.1 | 34000 | 28000 | 82.35% | 2.46 | 0 | 9.4 |  |  |  | No | R-410A | 2.6833 | Residential & Commercial | No
211755901 | Central HP <5.4 tons | YORK | HRCU-A-CB (Split System: Heat Pump with Remote Outdoor Unit-Air-Source) | HMH72B341 | ASPEN |  | C(A,C,D,E)48D24+TDR | TP9C060B12MP13 | 31200 | 17.3 | 8.1 | 34000 | 27800 | 81.76% | 2.49 | 0 | 9.2 |  |  |  | No | R-410A | 2.6 | Residential & Commercial | No
211755903 | Central HP <5.4 tons | YORK | HRCU-A-CB (Split System: Heat Pump with Remote Outdoor Unit-Air-Source) | HMH72B341 | ASPEN |  | D(A,C,E)36B34+TDR | TP9C060B12MP13 | 32200 | 17.5 | 8.1 | 34000 | 27800 | 81.76% | 2.49 | 0 | 9.4 |  |  |  | No | R-410A | 2.6833 | Residential & Commercial | No
211755921 | Central HP <5.4 tons | YORK | HRCU-A-CB (Split System: Heat Pump with Remote Outdoor Unit-Air-Source) | HMH72B341 | ASPEN |  | D(A,C,E)36B34+TDR | TPLC060A12MP13 | 32000 | 17.5 | 8.1 | 34000 | 27800 | 81.76% | 2.5 | 0 | 9.4 |  |  |  | No | R-410A | 2.6667 | Residential & Commercial | No
211755986 | Central HP <5.4 tons | YORK | HRCU-A-CB (Split System: Heat Pump with Remote Outdoor Unit-Air-Source) | HMH72B341 | ASPEN |  | D(A,C,E)36B36+TDR | TM8E040A12MP11 | 32000 | 18 | 8.1 | 33600 | 27200 | 80.95% | 2.5 | 0 | 9.9 |  |  |  | No | R-410A | 2.6667 | Residential & Commercial | No
211756037 | Central HP <5.4 tons | YORK | HRCU-A-CB (Split System: Heat Pump with Remote Outdoor Unit-Air-Source) | HMH72B341 | ASPEN |  | D(A,C,E)36A46+TDR | TM9V040A10MP12 | 31400 | 17 | 8.1 | 33200 | 27400 | 82.53% | 2.49 | 0 | 9.4 |  |  |  | No | R-410A | 2.6167 | Residential & Commercial | No
211756053 | Central HP <5.4 tons | YORK | HRCU-A-CB (Split System: Heat Pump with Remote Outdoor Unit-Air-Source) | HMH72B341 | ASPEN |  | D(A,C,E)36A46+TDR | TM9Y080B12MP11 | 32000 | 18 | 8.1 | 34000 | 28000 | 82.35% | 2.47 | 0 | 9.4 |  |  |  | No | R-410A | 2.6667 | Residential & Commercial | No
212626373 | Central HP <5.4 tons | COLEMAN | HRCU-A-CB (Split System: Heat Pump with Remote Outdoor Unit-Air-Source) | HMH72B341 | ASPEN |  | C(A,C,D,E)48A26+TDR | TM9Y080C16MP11 | 29600 | 17.8 | 8.4 | 33600 | 28000 | 83.33% | 2.62 | 0 | 9 |  |  |  | No | R-410A | 2.4667 | Residential & Commercial | No
212626672 | Central HP <5.4 tons | COLEMAN | HRCU-A-CB (Split System: Heat Pump with Remote Outdoor Unit-Air-Source) | HMH72B341 | ASPEN |  | D(A,C,E)42D26+TDR | TM9E060A10MP12 | 30600 | 17.2 | 8.1 | 33800 | 27400 | 81.07% | 2.4 | 0 | 9 |  |  |  | No | R-410A | 2.55 | Residential & Commercial | No
212626771 | Central HP <5.4 tons | COLEMAN | HRCU-A-CB (Split System: Heat Pump with Remote Outdoor Unit-Air-Source) | HMH72B341 | ASPEN |  | C(A,C,D,E)36A36+TDR | TM8V100C16MP12 | 31400 | 17.4 | 8.2 | 33800 | 27200 | 80.47% | 2.62 | 0 | 9.8 |  |  |  | No | R-410A | 2.6167 | Residential & Commercial | No
212626839 | Central HP <5.4 tons | COLEMAN | HRCU-A-CB (Split System: Heat Pump with Remote Outdoor Unit-Air-Source) | HMH72B341 | ASPEN |  | D(A,C,E)36B36+TDR | TM9E080B12MP12 | 32200 | 17.5 | 8.5 | 33800 | 27400 | 81.07% | 2.65 | 0 | 9.9 |  |  |  | No | R-410A | 2.6833 | Residential & Commercial | No
211756094 | Central HP <5.4 tons | YORK | HRCU-A-CB (Split System: Heat Pump with Remote Outdoor Unit-Air-Source) | HMH72B341 | ASPEN |  | D(A,C,E)36B36+TDR | TP9C120D20MP13 | 31600 | 17 | 8.1 | 32400 | 28200 | 87.04% | 2.57 | 0 | 9.3 |  |  |  | No | R-410A | 2.6333 | Residential & Commercial | No
213307197 | Central HP <5.4 tons | YORK | HRCU-A-CB (Split System: Heat Pump with Remote Outdoor Unit-Air-Source) | HMH72B341 | ASPEN |  | DM36A34+TDR | TM9E100C16MP12 | 31400 | 17.8 | 8.1 | 33400 | 27000 | 80.84% | 2.57 | 0 | 9.8 |  |  |  | No | R-410A | 2.6167 | Residential & Commercial | No
213307365 | Central HP <5.4 tons | YORK | HRCU-A-CB (Split System: Heat Pump with Remote Outdoor Unit-Air-Source) | HMH72B341 | ASPEN |  | DM36A36+TDR | TM9E100C16MP12 | 31400 | 17.8 | 8.1 | 33400 | 27000 | 80.84% | 2.57 | 0 | 9.8 |  |  |  | No | R-410A | 2.6167 | Residential & Commercial | No
214437576 | Central HP <5.4 tons | YORK | HRCU-A-CB (Split System: Heat Pump with Remote Outdoor Unit-Air-Source) | HMH72B341 | ASPEN |  | D(A,C,E)42D34+TDR | TM9V080B12MP12 | 32800 | 17 | 8.5 | 34000 | 29400 | 86.47% | 2.73 | 0 | 9.5 |  |  |  | No | R-410A | 2.7333 | Residential & Commercial | No
211756088 | Central HP <5.4 tons | YORK | HRCU-A-CB (Split System: Heat Pump with Remote Outdoor Unit-Air-Source) | HMH72B341 | ASPEN |  | D(A,C,E)36B36+TDR | TP9C080C16MP13 | 32200 | 17.5 | 8.1 | 33800 | 27400 | 81.07% | 2.53 | 0 | 9.9 |  |  |  | No | R-410A | 2.6833 | Residential & Commercial | No
211756103 | Central HP <5.4 tons | YORK | HRCU-A-CB (Split System: Heat Pump with Remote Outdoor Unit-Air-Source) | HMH72B341 | ASPEN |  | D(A,C,E)36A46+TDR | TPLC100C20MP13 | 31400 | 16.5 | 8.1 | 32400 | 27800 | 85.8% | 2.49 | 0 | 8.9 |  |  |  | No | R-410A | 2.6167 | Residential & Commercial | No
211756104 | Central HP <5.4 tons | YORK | HRCU-A-CB (Split System: Heat Pump with Remote Outdoor Unit-Air-Source) | HMH72B341 | ASPEN |  | D(A,C,E)36B36+TDR | TPLC100C20MP13 | 31400 | 16.5 | 8.1 | 32400 | 27800 | 85.8% | 2.49 | 0 | 8.9 |  |  |  | No | R-410A | 2.6167 | Residential & Commercial | No
211627584 | Central HP <5.4 tons | YORK | HRCU-A-CB (Split System: Heat Pump with Remote Outdoor Unit-Air-Source) | HMH72B341 | ASPEN |  | CM36B36+TDR | TL9E060B12UH11 | 32000 | 18 | 8.1 | 25600 | 32000 | 125% | 2.8 | 0 | 9.4 |  |  |  | No | R-410A | 2.6667 | Residential & Commercial | No
211627636 | Central HP <5.4 tons | YORK | HRCU-A-CB (Split System: Heat Pump with Remote Outdoor Unit-Air-Source) | HMH72B341 | ASPEN |  | CM36B36+TDR | TM8E060A12MP11 | 32200 | 18 | 8.1 | 25400 | 31600 | 124.4% | 2.84 | 0 | 9.9 |  |  |  | No | R-410A | 2.6833 | Residential & Commercial | No
211627701 | Central HP <5.4 tons | YORK | HRCU-A-CB (Split System: Heat Pump with Remote Outdoor Unit-Air-Source) | HMH72B341 | ASPEN |  | CM36B36+TDR | TM8E120C16MP11 | 32200 | 18 | 8.5 | 25200 | 31400 | 124.6% | 2.88 | 0 | 9.9 |  |  |  | No | R-410A | 2.6833 | Residential & Commercial | No
211627768 | Central HP <5.4 tons | YORK | HRCU-A-CB (Split System: Heat Pump with Remote Outdoor Unit-Air-Source) | HMH72B341 | ASPEN |  | D(A,C,E)36A36+TDR | TM8V100C20MP12 | 31000 | 16.3 | 8.1 | 32400 | 27400 | 84.57% | 2.49 | 0 | 8.8 |  |  |  | No | R-410A | 2.5833 | Residential & Commercial | No
211627803 | Central HP <5.4 tons | YORK | HRCU-A-CB (Split System: Heat Pump with Remote Outdoor Unit-Air-Source) | HMH72B341 | ASPEN |  | CM36A36+TDR | TM8Y080B12MP11 | 31600 | 17.8 | 8.2 | 25000 | 31600 | 126.4% | 2.77 | 0 | 9.8 |  |  |  | No | R-410A | 2.6333 | Residential & Commercial | No
211712938 | Central HP <5.4 tons | KEEPRITE | HRCU-A-CB (Split System: Heat Pump with Remote Outdoor Unit-Air-Source) | DLCURAH30ABK |  |  | EA*4X42L24A* | *80ES(N,L)1552420A* | 29800 | 15.2 | 8.1 | 33800 | 27200 | 80.47% | 1.78 | 0 | 9 |  |  |  | No | R-410A | 2.4833 | Residential & Commercial | No
214229434 | Central HP <5.4 tons | GRANDAIRE | HRCU-A-CB (Split System: Heat Pump with Remote Outdoor Unit-Air-Source) | WDLCURAH36ABK |  |  | WLA*424DA* | WFEU100C060B* | 35200 | 16 | 8.5 | 38500 | 35000 | 90.91% | 1.88 | 0 | 9.5 |  |  |  | No | R-410A | 2.9333 | Residential & Commercial | No
214229243 | Central HP <5.4 tons | GRANDAIRE | HRCU-A-CB (Split System: Heat Pump with Remote Outdoor Unit-Air-Source) | WDLCURAH30ABK |  |  | WLA*374BA* | WFEU060B048B* | 30400 | 15.2 | 8.5 | 33400 | 26800 | 80.24% | 1.82 | 0 | 9 |  |  |  | No | R-410A | 2.5333 | Residential & Commercial | No
211713404 | Central HP <5.4 tons | GRANDAIRE | HRCU-A-CB (Split System: Heat Pump with Remote Outdoor Unit-Air-Source) | WDLCURAH30ABK |  |  | WLA*434CA* | WFEU060B048A* | 31200 | 15.2 | 8.5 | 33400 | 26000 | 77.84% | 1.86 | 0 | 9 |  |  |  | No | R-410A | 2.6 | Residential & Commercial | No
211712917 | Central HP <5.4 tons | GRANDAIRE | HRCU-A-CB (Split System: Heat Pump with Remote Outdoor Unit-Air-Source) | WDLCURAH30ABK |  |  | WLA*424DA* | WFAX100C060A* | 30600 | 15.2 | 8.1 | 34200 | 27000 | 78.95% | 1.82 | 0 | 9 |  |  |  | No | R-410A | 2.55 | Residential & Commercial | No
214595141 | Central HP <5.4 tons | BRYANT HEATING AND COOLING SYSTEMS | HRCU-A-CB (Split System: Heat Pump with Remote Outdoor Unit-Air-Source) | 38MURAQ18AB3* | ASPEN |  | A(E,F)M254+TDR |  | 17500 | 15.2 | 8.5 | 19300 | 18300 | 94.82% | 2.2 | 0 | 9.8 |  |  |  | No | R-410A | 1.4583 | Residential & Commercial | No
214595142 | Central HP <5.4 tons | BRYANT HEATING AND COOLING SYSTEMS | HRCU-A-CB (Split System: Heat Pump with Remote Outdoor Unit-Air-Source) | 38MURAQ18AB3* | ASPEN |  | A(E,F)M304+TDR |  | 18000 | 15.2 | 8.5 | 19300 | 18300 | 94.82% | 2.2 | 0 | 9.8 |  |  |  | No | R-410A | 1.5 | Residential & Commercial | No
213367732 | Central HP <5.4 tons | YORK | HRCU-A-CB (Split System: Heat Pump with Remote Outdoor Unit-Air-Source) | HMH72B361 | ASPEN |  | C(A,C,D,E)36C24+TDR | Y81E080C20LMPS1 | 31400 | 16.4 | 8.1 | 36000 | 26400 | 73.33% | 2.83 | 0 | 8.5 |  |  |  | No | R-410A | 2.6167 | Residential & Commercial | No
213821150 | Central HP <5.4 tons | TEMPSTAR | HRCU-A-CB (Split System: Heat Pump with Remote Outdoor Unit-Air-Source) | DLCURAH24AAK | ASPEN |  | D(A,C,E)36C34+TDR | *96VTN0401712B* | 23600 | 15.5 | 8.1 | 24600 | 22400 | 91.06% | 2.85 | 0 | 9 |  |  |  | No | R-410A | 1.9667 | Residential & Commercial | No
213821159 | Central HP <5.4 tons | TEMPSTAR | HRCU-A-CB (Split System: Heat Pump with Remote Outdoor Unit-Air-Source) | DLCURAH24AAK | ASPEN |  | D(A,C,E)36B34+TDR | *96VTN0801716B* | 23400 | 16 | 8.1 | 24600 | 22200 | 90.24% | 2.86 | 0 | 9.5 |  |  |  | No | R-410A | 1.95 | Residential & Commercial | No
213821168 | Central HP <5.4 tons | TEMPSTAR | HRCU-A-CB (Split System: Heat Pump with Remote Outdoor Unit-Air-Source) | DLCURAH24AAK | ASPEN |  | D(A,C,E)30C44+TDR | *96VTN1002120B* | 23800 | 16.5 | 8.1 | 24800 | 22200 | 89.52% | 2.88 | 0 | 9 |  |  |  | No | R-410A | 1.9833 | Residential & Commercial | No
213281558 | Central HP <5.4 tons | YORK | HRCU-A-CB (Split System: Heat Pump with Remote Outdoor Unit-Air-Source) | HMH72B361 | ASPEN |  | D(A,C,E)48B44+TDR | Y81E100B12LMPS1 | 33600 | 17.5 | 8.1 | 36000 | 25600 | 71.11% | 2.6 | 0 | 8.5 |  |  |  | No | R-410A | 2.8 | Residential & Commercial | No
211227635 | Central HP <5.4 tons | KEEPRITE | HRCU-A-CB (Split System: Heat Pump with Remote Outdoor Unit-Air-Source) | DLCURAH36ABK |  |  | EA*4X42L21A* | *95ESU0601716A* | 35200 | 16 | 8.1 | 38500 | 35000 | 90.91% | 1.88 | 0 | 9.5 |  |  |  | No | R-410A | 2.9333 | Residential & Commercial | No
213821277 | Central HP <5.4 tons | TEMPSTAR | HRCU-A-CB (Split System: Heat Pump with Remote Outdoor Unit-Air-Source) | DLCURAH24ABK | ASPEN |  | D(A,C,E)30B34+TDR | *96MSN0401410A* | 22400 | 16.3 | 8.4 | 25400 | 20200 | 79.53% | 2.95 | 0 | 9.8 |  |  |  | No | R-410A | 1.8667 | Residential & Commercial | No
213078828 | Central HP <5.4 tons | GRANDAIRE | HRCU-A-CB (Split System: Heat Pump with Remote Outdoor Unit-Air-Source) | WDLCURAH36ABK |  |  | WLA*364BA* | WFEU100C060B* | 35400 | 15.5 | 8.1 | 39000 | 35200 | 90.26% | 1.82 | 0 | 9.5 |  |  |  | No | R-410A | 2.95 | Residential & Commercial | No
212984477 | Central HP <5.4 tons | KEEPRITE | HRCU-A-CB (Split System: Heat Pump with Remote Outdoor Unit-Air-Source) | DLCURAH30ABK |  |  | EA*4X37L21A* | *92MSN0801716A* | 31000 | 15.2 | 8.5 | 33400 | 26200 | 78.44% | 1.86 | 0 | 9 |  |  |  | No | R-410A | 2.5833 | Residential & Commercial | No
212989557 | Central HP <5.4 tons | KEEPRITE | HRCU-A-CB (Split System: Heat Pump with Remote Outdoor Unit-Air-Source) | DLCURAH30ABK |  |  | EA*4X42L24A* | *95MSU0802120A* | 30000 | 15.2 | 8.1 | 34200 | 27600 | 80.7% | 1.8 | 0 | 9 |  |  |  | No | R-410A | 2.5 | Residential & Commercial | No
214624805 | Central HP <5.4 tons | CARRIER | HRCU-A-CB (Split System: Heat Pump with Remote Outdoor Unit-Air-Source) | 38MURAQ30AB3* | ADP |  | A36VCA+TXV | 58SU*B040M17**12 | 29800 | 15.2 | 8.5 | 32200 | 27000 | 83.85% | 1.78 | 0 | 9 |  |  |  | No | R-410A | 2.4833 | Residential & Commercial | No
212626855 | Central HP <5.4 tons | COLEMAN | HRCU-A-CB (Split System: Heat Pump with Remote Outdoor Unit-Air-Source) | HMH72B341 | ASPEN |  | C(A,C,D,E)42A26+TDR | TM8E080B12MP11 | 29200 | 17.2 | 8.5 | 33800 | 27800 | 82.25% | 2.62 | 0 | 8.9 |  |  |  | No | R-410A | 2.4333 | Residential & Commercial | No
212626906 | Central HP <5.4 tons | COLEMAN | HRCU-A-CB (Split System: Heat Pump with Remote Outdoor Unit-Air-Source) | HMH72B341 | ASPEN |  | C(A,C,D,E)36B26+TDR | TM8E100B12MP11 | 29400 | 17.2 | 8.5 | 33800 | 27400 | 81.07% | 2.64 | 0 | 9.4 |  |  |  | No | R-410A | 2.45 | Residential & Commercial | No
212626938 | Central HP <5.4 tons | COLEMAN | HRCU-A-CB (Split System: Heat Pump with Remote Outdoor Unit-Air-Source) | HMH72B341 | ASPEN |  | D(A,C,E)36D26+TDR | TMLE060A12MP11 | 30400 | 17.5 | 8.1 | 33800 | 27400 | 81.07% | 2.44 | 0 | 9 |  |  |  | No | R-410A | 2.5333 | Residential & Commercial | No
212626942 | Central HP <5.4 tons | COLEMAN | HRCU-A-CB (Split System: Heat Pump with Remote Outdoor Unit-Air-Source) | HMH72B341 | ASPEN |  | D(A,C,E)42C26+TDR | TMLE060A12MP11 | 30400 | 17.5 | 8.1 | 33800 | 27400 | 81.07% | 2.44 | 0 | 9 |  |  |  | No | R-410A | 2.5333 | Residential & Commercial | No
212626957 | Central HP <5.4 tons | COLEMAN | HRCU-A-CB (Split System: Heat Pump with Remote Outdoor Unit-Air-Source) | HMH72B341 | ASPEN |  | D(A,C,E)36A46+TDR | TMLE100B12MP11 | 32200 | 18 | 8.1 | 33800 | 27400 | 81.07% | 2.44 | 0 | 9.9 |  |  |  | No | R-410A | 2.6833 | Residential & Commercial | No
212627025 | Central HP <5.4 tons | COLEMAN | HRCU-A-CB (Split System: Heat Pump with Remote Outdoor Unit-Air-Source) | HMH72B341 | ASPEN |  | D(A,C,E)42A36+TDR | TM8Y100C16MP11 | 31800 | 18.5 | 8.3 | 33800 | 27400 | 81.07% | 2.63 | 0 | 9.9 |  |  |  | No | R-410A | 2.65 | Residential & Commercial | No
212627058 | Central HP <5.4 tons | COLEMAN | HRCU-A-CB (Split System: Heat Pump with Remote Outdoor Unit-Air-Source) | HMH72B341 | ASPEN |  | C(A,C,D,E)48C26+TDR | TM9V080C16MP12 | 30800 | 17.2 | 8.5 | 33800 | 27400 | 81.07% | 2.66 | 0 | 9 |  |  |  | No | R-410A | 2.5667 | Residential & Commercial | No
212627141 | Central HP <5.4 tons | COLEMAN | HRCU-A-CB (Split System: Heat Pump with Remote Outdoor Unit-Air-Source) | HMH72B341 | ASPEN |  | C(A,C,D,E)42A26+TDR | TL8E080C16UH11 | 29200 | 16.7 | 8.5 | 33800 | 27400 | 81.07% | 2.68 | 0 | 9.4 |  |  |  | No | R-410A | 2.4333 | Residential & Commercial | No
212627209 | Central HP <5.4 tons | COLEMAN | HRCU-A-CB (Split System: Heat Pump with Remote Outdoor Unit-Air-Source) | HMH72B341 | ASPEN |  | D(A,C,E)48C36+TDR | TM9Y060B12MP11 | 32600 | 17.5 | 8.1 | 34000 | 29400 | 86.47% | 2.43 | 0 | 9.5 |  |  |  | No | R-410A | 2.7167 | Residential & Commercial | No
212627240 | Central HP <5.4 tons | COLEMAN | HRCU-A-CB (Split System: Heat Pump with Remote Outdoor Unit-Air-Source) | HMH72B341 | ASPEN |  | C(A,C,D,E)36B36+TDR | TL9E060B12UH11 | 32000 | 18 | 8.1 | 34000 | 27800 | 81.76% | 2.4 | 0 | 9.4 |  |  |  | No | R-410A | 2.6667 | Residential & Commercial | No
212627273 | Central HP <5.4 tons | COLEMAN | HRCU-A-CB (Split System: Heat Pump with Remote Outdoor Unit-Air-Source) | HMH72B341 | ASPEN |  | C(A,C,D,E)36C36+TDR | TM9E060B12MP12 | 32600 | 17.5 | 8.1 | 34000 | 28000 | 82.35% | 2.39 | 0 | 9.5 |  |  |  | No | R-410A | 2.7167 | Residential & Commercial | No
212627274 | Central HP <5.4 tons | COLEMAN | HRCU-A-CB (Split System: Heat Pump with Remote Outdoor Unit-Air-Source) | HMH72B341 | ASPEN |  | C(A,C,D,E)48C26+TDR | TM9E060B12MP12 | 30800 | 17.2 | 8.1 | 34000 | 28000 | 82.35% | 2.39 | 0 | 9 |  |  |  | No | R-410A | 2.5667 | Residential & Commercial | No
212627289 | Central HP <5.4 tons | COLEMAN | HRCU-A-CB (Split System: Heat Pump with Remote Outdoor Unit-Air-Source) | HMH72B341 | ASPEN |  | D(A,C,E)48C36+TDR | TM9E060B12MP12 | 33200 | 17.5 | 8.1 | 34000 | 28000 | 82.35% | 2.39 | 0 | 9 |  |  |  | No | R-410A | 2.7667 | Residential & Commercial | No
212627291 | Central HP <5.4 tons | COLEMAN | HRCU-A-CB (Split System: Heat Pump with Remote Outdoor Unit-Air-Source) | HMH72B341 | ASPEN |  | D(A,C,E)48D36+TDR | TM9E060B12MP12 | 33600 | 17.5 | 8.1 | 34000 | 28000 | 82.35% | 2.39 | 0 | 9.5 |  |  |  | No | R-410A | 2.8 | Residential & Commercial | No
212627309 | Central HP <5.4 tons | COLEMAN | HRCU-A-CB (Split System: Heat Pump with Remote Outdoor Unit-Air-Source) | HMH72B341 | ASPEN |  | D(A,C,E)42C36+TDR | TM9V080B12MP12 | 32800 | 17 | 8.4 | 34000 | 29400 | 86.47% | 2.71 | 0 | 9.5 |  |  |  | No | R-410A | 2.7333 | Residential & Commercial | No
212627324 | Central HP <5.4 tons | COLEMAN | HRCU-A-CB (Split System: Heat Pump with Remote Outdoor Unit-Air-Source) | HMH72B341 | ASPEN |  | D(A,C,E)42A46+TDR | CP9C060B12MP13 | 32600 | 17.5 | 8.1 | 34000 | 27800 | 81.76% | 2.42 | 0 | 9.5 |  |  |  | No | R-410A | 2.7167 | Residential & Commercial | No
212627340 | Central HP <5.4 tons | COLEMAN | HRCU-A-CB (Split System: Heat Pump with Remote Outdoor Unit-Air-Source) | HMH72B341 | ASPEN |  | C(A,C,D,E)48C26+TDR | TM9V060B12MP12 | 30800 | 17.2 | 8.1 | 34000 | 27800 | 81.76% | 2.42 | 0 | 9 |  |  |  | No | R-410A | 2.5667 | Residential & Commercial | No
212627342 | Central HP <5.4 tons | COLEMAN | HRCU-A-CB (Split System: Heat Pump with Remote Outdoor Unit-Air-Source) | HMH72B341 | ASPEN |  | D(A,C,E)36B36+TDR | TM9V060B12MP12 | 32200 | 17.5 | 8.1 | 34000 | 27800 | 81.76% | 2.42 | 0 | 9.4 |  |  |  | No | R-410A | 2.6833 | Residential & Commercial | No
212627440 | Central HP <5.4 tons | COLEMAN | HRCU-A-CB (Split System: Heat Pump with Remote Outdoor Unit-Air-Source) | HMH72B341 | ASPEN |  | C(A,C,D,E)36A46+TDR | TM9Y080B12MP11 | 32000 | 18 | 8.1 | 34000 | 28000 | 82.35% | 2.41 | 0 | 9.4 |  |  |  | No | R-410A | 2.6667 | Residential & Commercial | No
212627458 | Central HP <5.4 tons | COLEMAN | HRCU-A-CB (Split System: Heat Pump with Remote Outdoor Unit-Air-Source) | HMH72B341 | ASPEN |  | D(A,C,E)48B36+TDR | TM9Y080B12MP11 | 32600 | 18 | 8.1 | 34000 | 28000 | 82.35% | 2.41 | 0 | 9.5 |  |  |  | No | R-410A | 2.7167 | Residential & Commercial | No
212627540 | Central HP <5.4 tons | COLEMAN | HRCU-A-CB (Split System: Heat Pump with Remote Outdoor Unit-Air-Source) | HMH72B341 | ASPEN |  | D(A,C,E)36A46+TDR | TM9Y100C20MP11 | 32000 | 15.5 | 8.1 | 34000 | 27800 | 81.76% | 2.38 | 0 | 9.4 |  |  |  | No | R-410A | 2.6667 | Residential & Commercial | No
215065773 | Central HP <5.4 tons | YORK | HRCU-A-CB (Split System: Heat Pump with Remote Outdoor Unit-Air-Source) | HMH72B341 | ASPEN |  | CH48A34+TDR | Y81E080C20SMPS1 | 31800 | 18 | 8.3 | 33000 | 24400 | 73.94% | 2.12 | 0 | 9.9 |  |  |  | No | R-410A | 2.65 | Residential & Commercial | No
215065790 | Central HP <5.4 tons | YORK | HRCU-A-CB (Split System: Heat Pump with Remote Outdoor Unit-Air-Source) | HMH72B341 | ASPEN |  | CH48A34+TDR | Y81E100C20SMPS1 | 31800 | 17.5 | 8.3 | 33000 | 24200 | 73.33% | 2.14 | 0 | 9.4 |  |  |  | No | R-410A | 2.65 | Residential & Commercial | No
215285708 | Central HP <5.4 tons | YORK | HRCU-A-CB (Split System: Heat Pump with Remote Outdoor Unit-Air-Source) | HMH72B341 | ASPEN |  | D(A,C,E)36A44+TDR | Y91E080C16SMPS1 | 31600 | 17 | 8.5 | 32000 | 22400 | 70% | 1.8 | 0 | 9.9 |  |  |  | No | R-410A | 2.6333 | Residential & Commercial | No
215285709 | Central HP <5.4 tons | YORK | HRCU-A-CB (Split System: Heat Pump with Remote Outdoor Unit-Air-Source) | HMH72B341 | ASPEN |  | D(A,C,E)36A44+TDR | Y91E080C20SMPS1 | 31800 | 17 | 8.5 | 32800 | 23000 | 70.12% | 1.8 | 0 | 9.9 |  |  |  | No | R-410A | 2.65 | Residential & Commercial | No
213927870 | Central HP <5.4 tons | YORK | HRCU-A-CB (Split System: Heat Pump with Remote Outdoor Unit-Air-Source) | HMH72B341 | ASPEN |  | D(A,C,E)36B3G+TXV+TDR | TM9E100C20MP12 | 32000 | 15.5 | 8.1 | 33200 | 27000 | 81.33% | 2.5 | 0 | 9.9 |  |  |  | No | R-410A | 2.6667 | Residential & Commercial | No
213821228 | Central HP <5.4 tons | TEMPSTAR | HRCU-A-CB (Split System: Heat Pump with Remote Outdoor Unit-Air-Source) | DLCURAH24ABK | ASPEN |  | D(A,C,E)30C44+TDR | *80VTL0701716B* | 22800 | 17.5 | 8.5 | 25200 | 20000 | 79.37% | 3 | 0 | 9.8 |  |  |  | No | R-410A | 1.9 | Residential & Commercial | No
213821230 | Central HP <5.4 tons | TEMPSTAR | HRCU-A-CB (Split System: Heat Pump with Remote Outdoor Unit-Air-Source) | DLCURAH24ABK | ASPEN |  | D(A,C,E)36C34+TDR | *80VTL0701716B* | 22800 | 17.5 | 8.5 | 25200 | 20000 | 79.37% | 3 | 0 | 9.8 |  |  |  | No | R-410A | 1.9 | Residential & Commercial | No
211712876 | Central HP <5.4 tons | KEEPRITE | HRCU-A-CB (Split System: Heat Pump with Remote Outdoor Unit-Air-Source) | DLCURAH30ABK |  |  | EA*4X42L24A* | *80ES(N,L)1102420A* | 30000 | 15.2 | 8.1 | 33800 | 27200 | 80.47% | 1.8 | 0 | 9 |  |  |  | No | R-410A | 2.5 | Residential & Commercial | No
213079212 | Central HP <5.4 tons | GRANDAIRE | HRCU-A-CB (Split System: Heat Pump with Remote Outdoor Unit-Air-Source) | WDLCURAH36ABK |  |  | WLA*364CA* | WFEU080C060B* | 34800 | 16.5 | 8.1 | 38500 | 35200 | 91.43% | 1.82 | 0 | 9.5 |  |  |  | No | R-410A | 2.9 | Residential & Commercial | No
213080050 | Central HP <5.4 tons | GRANDAIRE | HRCU-A-CB (Split System: Heat Pump with Remote Outdoor Unit-Air-Source) | WDLCURAH36ABK |  |  | WLA*424CA* | WFSX080B048B* | 35400 | 15.5 | 8.1 | 38500 | 35000 | 90.91% | 2.06 | 0 | 9.5 |  |  |  | No | R-410A | 2.95 | Residential & Commercial | No
213927871 | Central HP <5.4 tons | YORK | HRCU-A-CB (Split System: Heat Pump with Remote Outdoor Unit-Air-Source) | HMH72B341 | ASPEN |  | D(A,C,E)36A4G+TXV+TDR | TM9V040A10MP12 | 31400 | 17 | 8.1 | 33200 | 27400 | 82.53% | 2.49 | 0 | 9.4 |  |  |  | No | R-410A | 2.6167 | Residential & Commercial | No
213927873 | Central HP <5.4 tons | YORK | HRCU-A-CB (Split System: Heat Pump with Remote Outdoor Unit-Air-Source) | HMH72B341 | ASPEN |  | D(A,C,E)36A4G+TXV+TDR | TM9V060B12MP12 | 32000 | 17.5 | 8.1 | 34000 | 27800 | 81.76% | 2.49 | 0 | 9.4 |  |  |  | No | R-410A | 2.6667 | Residential & Commercial | No
213927887 | Central HP <5.4 tons | YORK | HRCU-A-CB (Split System: Heat Pump with Remote Outdoor Unit-Air-Source) | HMH72B341 | ASPEN |  | D(A,C,E)36A4G+TXV+TDR | TM9Y080B12MP11 | 32000 | 18 | 8.1 | 34000 | 28000 | 82.35% | 2.47 | 0 | 9.4 |  |  |  | No | R-410A | 2.6667 | Residential & Commercial | No
211755736 | Central HP <5.4 tons | YORK | HRCU-A-CB (Split System: Heat Pump with Remote Outdoor Unit-Air-Source) | HMH72B341 | ASPEN |  | C(A,C,D,E)48D24+TDR | TL8E060A12UH11 | 31200 | 17.8 | 8.1 | 33800 | 27400 | 81.07% | 2.51 | 0 | 9.7 |  |  |  | No | R-410A | 2.6 | Residential & Commercial | No
211227290 | Central HP <5.4 tons | KEEPRITE | HRCU-A-CB (Split System: Heat Pump with Remote Outdoor Unit-Air-Source) | DLCURAH36ABK |  |  | EA*4X42L21A* | *80ES(N,L)0451712A* | 35200 | 15.5 | 8.1 | 38500 | 35000 | 90.91% | 1.86 | 0 | 9.5 |  |  |  | No | R-410A | 2.9333 | Residential & Commercial | No
213076636 | Central HP <5.4 tons | KEEPRITE | HRCU-A-CB (Split System: Heat Pump with Remote Outdoor Unit-Air-Source) | DLCURAH36ABK |  |  | EA*4X36L21A* | *80VTL0902120B* | 35000 | 16 | 8.1 | 38500 | 35200 | 91.43% | 1.82 | 0 | 9.5 |  |  |  | No | R-410A | 2.9167 | Residential & Commercial | No
213821027 | Central HP <5.4 tons | TEMPSTAR | HRCU-A-CB (Split System: Heat Pump with Remote Outdoor Unit-Air-Source) | DLCURAH24AAK | ASPEN |  | D(A,C,E)30B34+TDR | *80MS(N,L)0701712A* | 23200 | 16.5 | 8.1 | 24600 | 22200 | 90.24% | 2.86 | 0 | 9.5 |  |  |  | No | R-410A | 1.9333 | Residential & Commercial | No
213821044 | Central HP <5.4 tons | TEMPSTAR | HRCU-A-CB (Split System: Heat Pump with Remote Outdoor Unit-Air-Source) | DLCURAH24AAK | ASPEN |  | D(A,C,E)36B34+TDR | *80MS(N,L)0901714A* | 23800 | 16.5 | 8.1 | 24800 | 22400 | 90.32% | 2.91 | 0 | 9.5 |  |  |  | No | R-410A | 1.9833 | Residential & Commercial | No
213821047 | Central HP <5.4 tons | TEMPSTAR | HRCU-A-CB (Split System: Heat Pump with Remote Outdoor Unit-Air-Source) | DLCURAH24AAK | ASPEN |  | D(A,C,E)30B34+TDR | *80MS(N,L)0902116A* | 23200 | 16.5 | 8.1 | 24600 | 22000 | 89.43% | 2.86 | 0 | 9.5 |  |  |  | No | R-410A | 1.9333 | Residential & Commercial | No
213821079 | Central HP <5.4 tons | TEMPSTAR | HRCU-A-CB (Split System: Heat Pump with Remote Outdoor Unit-Air-Source) | DLCURAH24AAK | ASPEN |  | D(A,C,E)36B34+TDR | *80VTL1102122B* | 23800 | 16 | 8.5 | 25200 | 22400 | 88.89% | 2.92 | 0 | 9.5 |  |  |  | No | R-410A | 1.9833 | Residential & Commercial | No
213821145 | Central HP <5.4 tons | TEMPSTAR | HRCU-A-CB (Split System: Heat Pump with Remote Outdoor Unit-Air-Source) | DLCURAH24AAK | ASPEN |  | D(A,C,E)36C34+TDR | *96VTN0401410B* | 23000 | 15.5 | 8.1 | 24400 | 22200 | 90.98% | 2.86 | 0 | 9.4 |  |  |  | No | R-410A | 1.9167 | Residential & Commercial | No
213821162 | Central HP <5.4 tons | TEMPSTAR | HRCU-A-CB (Split System: Heat Pump with Remote Outdoor Unit-Air-Source) | DLCURAH24AAK | ASPEN |  | D(A,C,E)30B34+TDR | *96VTN0802120B* | 23800 | 16 | 8.5 | 25000 | 22400 | 89.6% | 2.92 | 0 | 9 |  |  |  | No | R-410A | 1.9833 | Residential & Commercial | No
213075885 | Central HP <5.4 tons | GRANDAIRE | HRCU-A-CB (Split System: Heat Pump with Remote Outdoor Unit-Air-Source) | WDLCURAH36ABK |  |  | WLA*364CA* | WFSU100C060B* | 35200 | 16 | 8.1 | 38500 | 34800 | 90.39% | 2.06 | 0 | 9.5 |  |  |  | No | R-410A | 2.9333 | Residential & Commercial | No
213080583 | Central HP <5.4 tons | GRANDAIRE | HRCU-A-CB (Split System: Heat Pump with Remote Outdoor Unit-Air-Source) | WDLCURAH36ABK |  |  | WLA*484CA* | WFSU040B036B* | 35600 | 15.2 | 8.1 | 38000 | 35400 | 93.16% | 1.78 | 0 | 9.5 |  |  |  | No | R-410A | 2.9667 | Residential & Commercial | No
212972481 | Central HP <5.4 tons | GRANDAIRE | HRCU-A-CB (Split System: Heat Pump with Remote Outdoor Unit-Air-Source) | WDLCURAH30ABK |  |  | WLA*424DA* | WFET110C066A* | 29800 | 15.2 | 8.1 | 34200 | 26400 | 77.19% | 1.84 | 0 | 9 |  |  |  | No | R-410A | 2.4833 | Residential & Commercial | No
212978608 | Central HP <5.4 tons | GRANDAIRE | HRCU-A-CB (Split System: Heat Pump with Remote Outdoor Unit-Air-Source) | WDLCURAH30ABK |  |  | WLNC424BA* | WFE*070B036C* | 30000 | 15.2 | 8.1 | 34000 | 27800 | 81.76% | 1.8 | 0 | 9 |  |  |  | No | R-410A | 2.5 | Residential & Commercial | No
212976752 | Central HP <5.4 tons | GRANDAIRE | HRCU-A-CB (Split System: Heat Pump with Remote Outdoor Unit-Air-Source) | WDLCURAH30ABK |  |  | WLA*424DA* | WFST100C060A* | 30200 | 15.2 | 8.1 | 34200 | 26200 | 76.61% | 1.86 | 0 | 9 |  |  |  | No | R-410A | 2.5167 | Residential & Commercial | No
212979058 | Central HP <5.4 tons | GRANDAIRE | HRCU-A-CB (Split System: Heat Pump with Remote Outdoor Unit-Air-Source) | WDLCURAH30ABK |  |  | WLA*434CA* | WFE*070B048C* | 30600 | 15.2 | 8.5 | 33600 | 28200 | 83.93% | 1.76 | 0 | 9 |  |  |  | No | R-410A | 2.55 | Residential & Commercial | No
213821090 | Central HP <5.4 tons | TEMPSTAR | HRCU-A-CB (Split System: Heat Pump with Remote Outdoor Unit-Air-Source) | DLCURAH24AAK | ASPEN |  | D(A,C,E)36C34+TDR | *92MSN0601412A* | 23800 | 16 | 8.5 | 25000 | 22400 | 89.6% | 2.88 | 0 | 9 |  |  |  | No | R-410A | 1.9833 | Residential & Commercial | No
213821140 | Central HP <5.4 tons | TEMPSTAR | HRCU-A-CB (Split System: Heat Pump with Remote Outdoor Unit-Air-Source) | DLCURAH24AAK | ASPEN |  | D(A,C,E)36C34+TDR | *96MSN0802120A* | 23800 | 16 | 8.1 | 25000 | 22200 | 88.8% | 2.9 | 0 | 9 |  |  |  | No | R-410A | 1.9833 | Residential & Commercial | No
211755837 | Central HP <5.4 tons | YORK | HRCU-A-CB (Split System: Heat Pump with Remote Outdoor Unit-Air-Source) | HMH72B341 | ASPEN |  | D(A,C,E)36B34+TDR | TM9V060B12MP12 | 32200 | 17.5 | 8.1 | 34000 | 27800 | 81.76% | 2.49 | 0 | 9.4 |  |  |  | No | R-410A | 2.6833 | Residential & Commercial | No
211755853 | Central HP <5.4 tons | YORK | HRCU-A-CB (Split System: Heat Pump with Remote Outdoor Unit-Air-Source) | HMH72B341 | ASPEN |  | C(A,C,D,E)48D24+TDR | TM9Y060B12MP11 | 32200 | 17.5 | 8.1 | 34000 | 29400 | 86.47% | 2.5 | 0 | 9.5 |  |  |  | No | R-410A | 2.6833 | Residential & Commercial | No
211755904 | Central HP <5.4 tons | YORK | HRCU-A-CB (Split System: Heat Pump with Remote Outdoor Unit-Air-Source) | HMH72B341 | ASPEN |  | C(A,C,D,E)48D24+TDR | TP9C080B12MP13 | 32200 | 17 | 8.1 | 33600 | 29600 | 88.1% | 2.51 | 0 | 9.5 |  |  |  | No | R-410A | 2.6833 | Residential & Commercial | No
211755936 | Central HP <5.4 tons | YORK | HRCU-A-CB (Split System: Heat Pump with Remote Outdoor Unit-Air-Source) | HMH72B341 | ASPEN |  | D(A,C,E)36B34+TDR | TPLC120C20MP13 | 31400 | 16.5 | 8.1 | 32400 | 27800 | 85.8% | 2.49 | 0 | 8.9 |  |  |  | No | R-410A | 2.6167 | Residential & Commercial | No
211755938 | Central HP <5.4 tons | YORK | HRCU-A-CB (Split System: Heat Pump with Remote Outdoor Unit-Air-Source) | HMH72B341 | ASPEN |  | D(A,C,E)36A44+TDR | YP9C060B12MP13 | 32000 | 17.5 | 8.1 | 34000 | 27800 | 81.76% | 2.49 | 0 | 9.4 |  |  |  | No | R-410A | 2.6667 | Residential & Commercial | No
211755955 | Central HP <5.4 tons | YORK | HRCU-A-CB (Split System: Heat Pump with Remote Outdoor Unit-Air-Source) | HMH72B341 | ASPEN |  | C(A,C,D,E)48D24+TDR | YPLC060A12MP13 | 31000 | 17.3 | 8.1 | 34000 | 27800 | 81.76% | 2.5 | 0 | 9.2 |  |  |  | No | R-410A | 2.5833 | Residential & Commercial | No
212383161 | Central HP <5.4 tons | KEEPRITE | HRCU-A-CB (Split System: Heat Pump with Remote Outdoor Unit-Air-Source) | DLCURAH36ABK |  |  | EA*4X36L21A* | *95ESU1002122A* | 36200 | 15.2 | 8.1 | 40000 | 35400 | 88.5% | 1.86 | 0 | 9.5 |  |  |  | No | R-410A | 3.0167 | Residential & Commercial | No
211755988 | Central HP <5.4 tons | YORK | HRCU-A-CB (Split System: Heat Pump with Remote Outdoor Unit-Air-Source) | HMH72B341 | ASPEN |  | D(A,C,E)36B36+TDR | TM8E060A12MP11 | 32200 | 18 | 8.1 | 33800 | 27400 | 81.07% | 2.51 | 0 | 9.9 |  |  |  | No | R-410A | 2.6833 | Residential & Commercial | No
211756038 | Central HP <5.4 tons | YORK | HRCU-A-CB (Split System: Heat Pump with Remote Outdoor Unit-Air-Source) | HMH72B341 | ASPEN |  | D(A,C,E)36B36+TDR | TM9V040A10MP12 | 31600 | 17 | 8.1 | 33200 | 27400 | 82.53% | 2.49 | 0 | 9.4 |  |  |  | No | R-410A | 2.6333 | Residential & Commercial | No
211756087 | Central HP <5.4 tons | YORK | HRCU-A-CB (Split System: Heat Pump with Remote Outdoor Unit-Air-Source) | HMH72B341 | ASPEN |  | D(A,C,E)36A46+TDR | TP9C080C16MP13 | 32000 | 17.5 | 8.1 | 33800 | 27400 | 81.07% | 2.53 | 0 | 9.9 |  |  |  | No | R-410A | 2.6667 | Residential & Commercial | No
211227384 | Central HP <5.4 tons | KEEPRITE | HRCU-A-CB (Split System: Heat Pump with Remote Outdoor Unit-Air-Source) | DLCURAH36ABK |  |  | EA*4X42L21A* | *80VSL0451716A* | 35200 | 15.5 | 8.1 | 38500 | 35200 | 91.43% | 1.88 | 0 | 9.5 |  |  |  | No | R-410A | 2.9333 | Residential & Commercial | No
213355361 | Central HP <5.4 tons | YORK | HRCU-A-CB (Split System: Heat Pump with Remote Outdoor Unit-Air-Source) | HMH72B361 | ASPEN |  | L(E,G)M36E6 |  | 35000 | 18 | 8.1 | 35400 | 26000 | 73.45% | 2.82 | 0 | 9 |  |  |  | No | R-410A | 2.9167 | Residential & Commercial | No
213307189 | Central HP <5.4 tons | YORK | HRCU-A-CB (Split System: Heat Pump with Remote Outdoor Unit-Air-Source) | HMH72B341 | ASPEN |  | DM36A34+TDR | TM8Y100C16MP11 | 31400 | 18.3 | 8.2 | 33800 | 27200 | 80.47% | 2.61 | 0 | 9.8 |  |  |  | No | R-410A | 2.6167 | Residential & Commercial | No
213307205 | Central HP <5.4 tons | YORK | HRCU-A-CB (Split System: Heat Pump with Remote Outdoor Unit-Air-Source) | HMH72B341 | ASPEN |  | DM36A34+TDR | TM9V120D20MP12 | 30800 | 16.8 | 8.3 | 32000 | 28000 | 87.5% | 2.74 | 0 | 9.2 |  |  |  | No | R-410A | 2.5667 | Residential & Commercial | No
213307339 | Central HP <5.4 tons | YORK | HRCU-A-CB (Split System: Heat Pump with Remote Outdoor Unit-Air-Source) | HMH72B341 | ASPEN |  | DM36A36+TDR | TL9E080C16UH11 | 31200 | 17.4 | 8.1 | 33600 | 28000 | 83.33% | 2.62 | 0 | 9.3 |  |  |  | No | R-410A | 2.6 | Residential & Commercial | No
213307356 | Central HP <5.4 tons | YORK | HRCU-A-CB (Split System: Heat Pump with Remote Outdoor Unit-Air-Source) | HMH72B341 | ASPEN |  | DM36A36+TDR | TM8Y080C16MP11 | 31400 | 18.3 | 8.2 | 33800 | 27200 | 80.47% | 2.61 | 0 | 9.8 |  |  |  | No | R-410A | 2.6167 | Residential & Commercial | No
215065661 | Central HP <5.4 tons | YORK | HRCU-A-CB (Split System: Heat Pump with Remote Outdoor Unit-Air-Source) | HMH72B341 | ASPEN |  | CH36A34+TDR | Y81E100C20SMPS1 | 30800 | 17.2 | 8.1 | 32800 | 24200 | 73.78% | 2.14 | 0 | 9.2 |  |  |  | No | R-410A | 2.5667 | Residential & Commercial | No
215065670 | Central HP <5.4 tons | YORK | HRCU-A-CB (Split System: Heat Pump with Remote Outdoor Unit-Air-Source) | HMH72B341 | ASPEN |  | CH36A34+TDR | Y81E120C20LMPS1 | 30800 | 17.2 | 8.1 | 33400 | 24600 | 73.65% | 2.12 | 0 | 9.2 |  |  |  | No | R-410A | 2.5667 | Residential & Commercial | No
211713365 | Central HP <5.4 tons | KEEPRITE | HRCU-A-CB (Split System: Heat Pump with Remote Outdoor Unit-Air-Source) | DLCURAH30ABK |  |  | EA*4X43L21A* | *92ESN1002120A* | 31200 | 15.2 | 8.5 | 33600 | 26000 | 77.38% | 1.86 | 0 | 9 |  |  |  | No | R-410A | 2.6 | Residential & Commercial | No
211713401 | Central HP <5.4 tons | KEEPRITE | HRCU-A-CB (Split System: Heat Pump with Remote Outdoor Unit-Air-Source) | DLCURAH30ABK |  |  | EA*4X43L21A* | *80ESU0601716A | 31200 | 15.2 | 8.5 | 33400 | 26000 | 77.84% | 1.86 | 0 | 9 |  |  |  | No | R-410A | 2.6 | Residential & Commercial | No
214303082 | Central HP <5.4 tons | RUUD | HRCU-A-CB (Split System: Heat Pump with Remote Outdoor Unit-Air-Source) | RD17AZ24AJ3N | ADP |  | H,RG34936 | R802V0754A17UHS | 22000 | 18 | 8.1 | 21000 | 16400 | 78.1% | 2.1 | 0 | 9.5 |  |  |  | No | R-410A | 1.8333 | Residential & Commercial | No
211240747 | Central HP <5.4 tons | KEEPRITE | HRCU-A-CB (Split System: Heat Pump with Remote Outdoor Unit-Air-Source) | DLCURAH24ABK |  |  | EA*4X24L17A* | *92ESN0401712A* | 23400 | 15.5 | 8.5 | 26800 | 24800 | 92.54% | 2.04 | 0 | 9.5 |  |  |  | No | R-410A | 1.95 | Residential & Commercial | No
212989548 | Central HP <5.4 tons | GRANDAIRE | HRCU-A-CB (Split System: Heat Pump with Remote Outdoor Unit-Air-Source) | WDLCURAH30ABK |  |  | WLA*424CA* | WFSU080C060B* | 30000 | 15.2 | 8.1 | 34200 | 27600 | 80.7% | 1.8 | 0 | 9 |  |  |  | No | R-410A | 2.5 | Residential & Commercial | No
213076041 | Central HP <5.4 tons | GRANDAIRE | HRCU-A-CB (Split System: Heat Pump with Remote Outdoor Unit-Air-Source) | WDLCURAH30ABK |  |  | WLA*424CA* | WFSU100C060B* | 29800 | 15.2 | 8.1 | 38500 | 27600 | 71.69% | 1.78 | 0 | 9 |  |  |  | No | R-410A | 2.4833 | Residential & Commercial | No
211756102 | Central HP <5.4 tons | YORK | HRCU-A-CB (Split System: Heat Pump with Remote Outdoor Unit-Air-Source) | HMH72B341 | ASPEN |  | D(A,C,E)36B36+TDR | TPLC100C16MP13 | 32000 | 17.5 | 8.1 | 33800 | 27400 | 81.07% | 2.54 | 0 | 9.9 |  |  |  | No | R-410A | 2.6667 | Residential & Commercial | No
213307337 | Central HP <5.4 tons | YORK | HRCU-A-CB (Split System: Heat Pump with Remote Outdoor Unit-Air-Source) | HMH72B341 | ASPEN |  | DM36A36+TDR | TL8E100C20UH11 | 31200 | 17.4 | 8.3 | 33600 | 27200 | 80.95% | 2.62 | 0 | 9.8 |  |  |  | No | R-410A | 2.6 | Residential & Commercial | No
213307370 | Central HP <5.4 tons | YORK | HRCU-A-CB (Split System: Heat Pump with Remote Outdoor Unit-Air-Source) | HMH72B341 | ASPEN |  | DM36A36+TDR | TM9V080C16MP12 | 31400 | 17.4 | 8.1 | 33600 | 27200 | 80.95% | 2.57 | 0 | 9.8 |  |  |  | No | R-410A | 2.6167 | Residential & Commercial | No
213307371 | Central HP <5.4 tons | YORK | HRCU-A-CB (Split System: Heat Pump with Remote Outdoor Unit-Air-Source) | HMH72B341 | ASPEN |  | DM36A36+TDR | TM9V100C16MP12 | 31400 | 17.4 | 8.2 | 33800 | 27200 | 80.47% | 2.61 | 0 | 9.8 |  |  |  | No | R-410A | 2.6167 | Residential & Commercial | No
212383004 | Central HP <5.4 tons | KEEPRITE | HRCU-A-CB (Split System: Heat Pump with Remote Outdoor Unit-Air-Source) | DLCURAH36ABK |  |  | EA*4X36L17A* | *80ES(N,L)0901714A* | 35600 | 15.5 | 8.1 | 39500 | 35200 | 89.11% | 1.84 | 0 | 9.5 |  |  |  | No | R-410A | 2.9667 | Residential & Commercial | No
212628131 | Central HP <5.4 tons | COLEMAN | HRCU-A-CB (Split System: Heat Pump with Remote Outdoor Unit-Air-Source) | HMH72B341 | ASPEN |  | D(A,C,E)48B36+TDR | TP9C100C20MP13 | 32600 | 17.5 | 8.1 | 34000 | 28400 | 83.53% | 2.46 | 0 | 9.5 |  |  |  | No | R-410A | 2.7167 | Residential & Commercial | No
212978077 | Central HP <5.4 tons | GRANDAIRE | HRCU-A-CB (Split System: Heat Pump with Remote Outdoor Unit-Air-Source) | WDLCURAH30ABK |  |  | WLNC424BA* | WFE*070A036C* | 29800 | 15.2 | 8.1 | 34000 | 26800 | 78.82% | 2.28 | 0 | 9 |  |  |  | No | R-410A | 2.4833 | Residential & Commercial | No
212979748 | Central HP <5.4 tons | GRANDAIRE | HRCU-A-CB (Split System: Heat Pump with Remote Outdoor Unit-Air-Source) | WDLCURAH30ABK |  |  | WLA*434CA* | WFE*090B042C* | 30400 | 15.2 | 8.1 | 33000 | 28400 | 86.06% | 1.76 | 0 | 9 |  |  |  | No | R-410A | 2.5333 | Residential & Commercial | No
212980232 | Central HP <5.4 tons | GRANDAIRE | HRCU-A-CB (Split System: Heat Pump with Remote Outdoor Unit-Air-Source) | WDLCURAH30ABK |  |  | WLA*434CA* | WFE*090C048C* | 30600 | 15.2 | 8.1 | 33400 | 28200 | 84.43% | 1.76 | 0 | 9 |  |  |  | No | R-410A | 2.55 | Residential & Commercial | No
211713045 | Central HP <5.4 tons | KEEPRITE | HRCU-A-CB (Split System: Heat Pump with Remote Outdoor Unit-Air-Source) | DLCURAH30ABK |  |  | EA*4X43L21A* | *96VTN1002122A* | 30600 | 15.2 | 8.1 | 33000 | 26000 | 78.79% | 1.84 | 0 | 9 |  |  |  | No | R-410A | 2.55 | Residential & Commercial | No
212986138 | Central HP <5.4 tons | GRANDAIRE | HRCU-A-CB (Split System: Heat Pump with Remote Outdoor Unit-Air-Source) | WDLCURAH24ABK |  |  | WLA*244AA* | WFSX040A030B* | 23200 | 16 | 8.5 | 27000 | 26400 | 97.78% | 2.2 | 0 | 9.5 |  |  |  | No | R-410A | 1.9333 | Residential & Commercial | No
211627569 | Central HP <5.4 tons | YORK | HRCU-A-CB (Split System: Heat Pump with Remote Outdoor Unit-Air-Source) | HMH72B341 | ASPEN |  | CM36A36+TDR | TL8E100C20UH11 | 31200 | 17.4 | 8.3 | 25200 | 31800 | 126.2% | 2.84 | 0 | 9.8 |  |  |  | No | R-410A | 2.6 | Residential & Commercial | No
213821568 | Central HP <5.4 tons | TEMPSTAR | HRCU-A-CB (Split System: Heat Pump with Remote Outdoor Unit-Air-Source) | DLCURAH36ABK | ASPEN |  | D(A,C,E)36B34+TDR | *80MS(N,L)0701712A* | 33400 | 16.4 | 8.1 | 37800 | 31800 | 84.13% | 2.73 | 0 | 9.8 |  |  |  | No | R-410A | 2.7833 | Residential & Commercial | No
211713356 | Central HP <5.4 tons | GRANDAIRE | HRCU-A-CB (Split System: Heat Pump with Remote Outdoor Unit-Air-Source) | WDLCURAH30ABK |  |  | WLA*434CA* | WFAX080C060A* | 31200 | 15.2 | 8.5 | 33600 | 26000 | 77.38% | 1.88 | 0 | 9 |  |  |  | No | R-410A | 2.6 | Residential & Commercial | No
212989536 | Central HP <5.4 tons | GRANDAIRE | HRCU-A-CB (Split System: Heat Pump with Remote Outdoor Unit-Air-Source) | WDLCURAH30ABK |  |  | WLA*374CA* | WFSU080C060B* | 30600 | 15.2 | 8.1 | 33400 | 27600 | 82.63% | 1.8 | 0 | 9 |  |  |  | No | R-410A | 2.55 | Residential & Commercial | No
212978531 | Central HP <5.4 tons | GRANDAIRE | HRCU-A-CB (Split System: Heat Pump with Remote Outdoor Unit-Air-Source) | WDLCURAH30ABK |  |  | WLA*374BA* | WFE*070B036C* | 30200 | 15.2 | 8.1 | 33800 | 26400 | 78.11% | 1.84 | 0 | 9 |  |  |  | No | R-410A | 2.5167 | Residential & Commercial | No
212980957 | Central HP <5.4 tons | GRANDAIRE | HRCU-A-CB (Split System: Heat Pump with Remote Outdoor Unit-Air-Source) | WDLCURAH30ABK |  |  | WLA*434CA* | WFE*110C060C* | 31000 | 15.2 | 8.5 | 33600 | 28200 | 83.93% | 1.76 | 0 | 9 |  |  |  | No | R-410A | 2.5833 | Residential & Commercial | No
212985298 | Central HP <5.4 tons | GRANDAIRE | HRCU-A-CB (Split System: Heat Pump with Remote Outdoor Unit-Air-Source) | WDLCURAH30ABK |  |  | WLA*424DA* | WFAX100C060B* | 30200 | 15.2 | 8.1 | 34200 | 26800 | 78.36% | 1.86 | 0 | 9 |  |  |  | No | R-410A | 2.5167 | Residential & Commercial | No
213821584 | Central HP <5.4 tons | TEMPSTAR | HRCU-A-CB (Split System: Heat Pump with Remote Outdoor Unit-Air-Source) | DLCURAH36ABK | ASPEN |  | D(A,C,E)36C34+TDR | *80MS(N,L)0902120A* | 35200 | 16.5 | 8.1 | 38500 | 32200 | 83.64% | 2.54 | 0 | 9.5 |  |  |  | No | R-410A | 2.9333 | Residential & Commercial | No
211229198 | Central HP <5.4 tons | KEEPRITE | HRCU-A-CB (Split System: Heat Pump with Remote Outdoor Unit-Air-Source) | DLCURAH36ABK |  |  | EA*4X48L21A* | OLV098A12* | 35400 | 15.2 | 8.1 | 38500 | 34800 | 90.39% | 2.02 | 0 | 9.5 |  |  |  | No | R-410A | 2.95 | Residential & Commercial | No
213821284 | Central HP <5.4 tons | TEMPSTAR | HRCU-A-CB (Split System: Heat Pump with Remote Outdoor Unit-Air-Source) | DLCURAH24ABK | ASPEN |  | D(A,C,E)36B34+TDR | *96MSN0401712A* | 23200 | 16 | 8.5 | 26200 | 20400 | 77.86% | 2.86 | 0 | 9.5 |  |  |  | No | R-410A | 1.9333 | Residential & Commercial | No
211627753 | Central HP <5.4 tons | YORK | HRCU-A-CB (Split System: Heat Pump with Remote Outdoor Unit-Air-Source) | HMH72B341 | ASPEN |  | CM36B36+TDR | TM8V100C16MP12 | 32000 | 17.5 | 8.5 | 25400 | 31600 | 124.4% | 2.87 | 0 | 9.9 |  |  |  | No | R-410A | 2.6667 | Residential & Commercial | No
211628338 | Central HP <5.4 tons | YORK | HRCU-A-CB (Split System: Heat Pump with Remote Outdoor Unit-Air-Source) | HMH72B341 | ASPEN |  | CM36B36+TDR | TPLC060A12MP13 | 32000 | 17.5 | 8.1 | 25600 | 32000 | 125% | 2.84 | 0 | 9.4 |  |  |  | No | R-410A | 2.6667 | Residential & Commercial | No
211628403 | Central HP <5.4 tons | YORK | HRCU-A-CB (Split System: Heat Pump with Remote Outdoor Unit-Air-Source) | HMH72B341 | ASPEN |  | CM36B36+TDR | TPLC120C20MP13 | 31400 | 16.5 | 8.1 | 25200 | 31400 | 124.6% | 2.85 | 0 | 8.9 |  |  |  | No | R-410A | 2.6167 | Residential & Commercial | No
211628405 | Central HP <5.4 tons | YORK | HRCU-A-CB (Split System: Heat Pump with Remote Outdoor Unit-Air-Source) | HMH72B341 | ASPEN |  | D(A,C,E)36A36+TDR | TPLC120C20MP13 | 31000 | 16.3 | 8.1 | 32400 | 27400 | 84.57% | 2.49 | 0 | 8.8 |  |  |  | No | R-410A | 2.5833 | Residential & Commercial | No
211628470 | Central HP <5.4 tons | YORK | HRCU-A-CB (Split System: Heat Pump with Remote Outdoor Unit-Air-Source) | HMH72B341 | ASPEN |  | D(A,C,E)36A36+TDR | YP9C100C20MP13 | 31600 | 17.5 | 8.1 | 34000 | 28000 | 82.35% | 2.53 | 0 | 9.3 |  |  |  | No | R-410A | 2.6333 | Residential & Commercial | No
212974936 | Central HP <5.4 tons | GRANDAIRE | HRCU-A-CB (Split System: Heat Pump with Remote Outdoor Unit-Air-Source) | WDLCURAH24ABK |  |  | WLA*244BA* | WFST040A030A* | 23000 | 16 | 8.5 | 27000 | 22000 | 81.48% | 1.82 | 0 | 9.5 |  |  |  | No | R-410A | 1.9167 | Residential & Commercial | No
213821622 | Central HP <5.4 tons | TEMPSTAR | HRCU-A-CB (Split System: Heat Pump with Remote Outdoor Unit-Air-Source) | DLCURAH36ABK | ASPEN |  | D(A,C,E)36B34+TDR | *92MSN0802120A* | 35000 | 16.5 | 8.1 | 38500 | 32200 | 83.64% | 2.55 | 0 | 9 |  |  |  | No | R-410A | 2.9167 | Residential & Commercial | No
213206209 | Central HP <5.4 tons | CARRIER | HRCU-A-CB (Split System: Heat Pump with Remote Outdoor Unit-Air-Source) | 38MURAQ24AA3* | ASPEN |  | D(A,C,E)36B34+TDR | 59TP6B100V21**20 | 23800 | 16 | 8.1 | 25000 | 22400 | 89.6% | 2.98 | 0 | 9.5 |  |  |  | No | R-410A | 1.9833 | Residential & Commercial | No
213752598 | Central HP <5.4 tons | CARRIER | HRCU-A-CB (Split System: Heat Pump with Remote Outdoor Unit-Air-Source) | 38MURAQ24AA3* | ASPEN |  | D(A,C,E)24B44+TDR | 59TP6C080V21**20 | 23800 | 16 | 8.5 | 25000 | 22400 | 89.6% | 2.92 | 0 | 9 |  |  |  | No | R-410A | 1.9833 | Residential & Commercial | No
212980210 | Central HP <5.4 tons | GRANDAIRE | HRCU-A-CB (Split System: Heat Pump with Remote Outdoor Unit-Air-Source) | WDLCURAH30ABK |  |  | WLA*424CA* | WFE*090C048C* | 29600 | 15.2 | 8.1 | 33800 | 27600 | 81.66% | 1.78 | 0 | 9 |  |  |  | No | R-410A | 2.4667 | Residential & Commercial | No
212980945 | Central HP <5.4 tons | GRANDAIRE | HRCU-A-CB (Split System: Heat Pump with Remote Outdoor Unit-Air-Source) | WDLCURAH30ABK |  |  | WLA*424DA* | WFE*110C060C* | 30400 | 15.2 | 8.1 | 34400 | 26200 | 76.16% | 1.88 | 0 | 9 |  |  |  | No | R-410A | 2.5333 | Residential & Commercial | No
211628520 | Central HP <5.4 tons | YORK | HRCU-A-CB (Split System: Heat Pump with Remote Outdoor Unit-Air-Source) | HMH72B341 | ASPEN |  | CM36B36+TDR | YPLC080C16MP13 | 32000 | 17.5 | 8.1 | 25400 | 31600 | 124.4% | 2.87 | 0 | 9.9 |  |  |  | No | R-410A | 2.6667 | Residential & Commercial | No
212509261 | Central HP <5.4 tons | PAYNE HEATING AND COOLING | HRCU-A-CB (Split System: Heat Pump with Remote Outdoor Unit-Air-Source) | 38MURAQ24AB3* | ADP |  | H,PG7J936 | PG92ESAA36040B** | 23400 | 16 | 8.5 | 24400 | 22600 | 92.62% | 1.88 | 0 | 9.5 |  |  |  | No | R-410A | 1.95 | Residential & Commercial | No
212974923 | Central HP <5.4 tons | GRANDAIRE | HRCU-A-CB (Split System: Heat Pump with Remote Outdoor Unit-Air-Source) | WDLCURAH24ABK |  |  | WLA*244AA* | WFST040A030A* | 23000 | 16 | 8.5 | 27000 | 27000 | 100% | 2.28 | 0 | 9.5 |  |  |  | No | R-410A | 1.9167 | Residential & Commercial | No
213821609 | Central HP <5.4 tons | TEMPSTAR | HRCU-A-CB (Split System: Heat Pump with Remote Outdoor Unit-Air-Source) | DLCURAH36ABK | ASPEN |  | D(A,C,E)42B34+TDR | *80VTL0902120B* | 34000 | 16.5 | 8.5 | 37800 | 31800 | 84.13% | 2.72 | 0 | 9.9 |  |  |  | No | R-410A | 2.8333 | Residential & Commercial | No
213821611 | Central HP <5.4 tons | TEMPSTAR | HRCU-A-CB (Split System: Heat Pump with Remote Outdoor Unit-Air-Source) | DLCURAH36ABK | ASPEN |  | D(A,C,E)36C34+TDR | *80VTL1102122B* | 34400 | 16.5 | 8.5 | 38000 | 31600 | 83.16% | 2.73 | 0 | 9.9 |  |  |  | No | R-410A | 2.8667 | Residential & Commercial | No
213821675 | Central HP <5.4 tons | TEMPSTAR | HRCU-A-CB (Split System: Heat Pump with Remote Outdoor Unit-Air-Source) | DLCURAH36ABK | ASPEN |  | D(A,C,E)42B34+TDR | *96VTN1202422B* | 34000 | 16.5 | 8.5 | 37800 | 31800 | 84.13% | 2.72 | 0 | 9.9 |  |  |  | No | R-410A | 2.8333 | Residential & Commercial | No
212383453 | Central HP <5.4 tons | KEEPRITE | HRCU-A-CB (Split System: Heat Pump with Remote Outdoor Unit-Air-Source) | DLCURAH36ABK |  |  | EA*4X42L21A* | OLV112A16A | 35400 | 15.2 | 8.1 | 39500 | 35200 | 89.11% | 1.88 | 0 | 9.5 |  |  |  | No | R-410A | 2.95 | Residential & Commercial | No
212383119 | Central HP <5.4 tons | KEEPRITE | HRCU-A-CB (Split System: Heat Pump with Remote Outdoor Unit-Air-Source) | DLCURAH36ABK |  |  | EA*4X36L21A* | *96VSN0802120A* | 35400 | 16 | 8.1 | 39500 | 35200 | 89.11% | 1.82 | 0 | 9.5 |  |  |  | No | R-410A | 2.95 | Residential & Commercial | No
211227725 | Central HP <5.4 tons | KEEPRITE | HRCU-A-CB (Split System: Heat Pump with Remote Outdoor Unit-Air-Source) | DLCURAH36ABK |  |  | EA*4X42L21A* | OLV098A12* | 35000 | 15.2 | 8.1 | 38500 | 35200 | 91.43% | 1.86 | 0 | 9.5 |  |  |  | No | R-410A | 2.9167 | Residential & Commercial | No
211227568 | Central HP <5.4 tons | KEEPRITE | HRCU-A-CB (Split System: Heat Pump with Remote Outdoor Unit-Air-Source) | DLCURAH36ABK |  |  | EA*4X42L21A* | *95ESN0601714A* | 35000 | 15.5 | 8.1 | 38500 | 35000 | 90.91% | 1.86 | 0 | 9.5 |  |  |  | No | R-410A | 2.9167 | Residential & Commercial | No
213821613 | Central HP <5.4 tons | TEMPSTAR | HRCU-A-CB (Split System: Heat Pump with Remote Outdoor Unit-Air-Source) | DLCURAH36ABK | ASPEN |  | D(A,C,E)36B34+TDR | *92MSN0601412A* | 35000 | 15.5 | 8.1 | 38500 | 32400 | 84.16% | 2.51 | 0 | 9 |  |  |  | No | R-410A | 2.9167 | Residential & Commercial | No
211228827 | Central HP <5.4 tons | KEEPRITE | HRCU-A-CB (Split System: Heat Pump with Remote Outdoor Unit-Air-Source) | DLCURAH36ABK |  |  | EA*4X48L21A* | *80VSL0451716A* | 35600 | 15.5 | 8.1 | 38500 | 34800 | 90.39% | 2.04 | 0 | 9.5 |  |  |  | No | R-410A | 2.9667 | Residential & Commercial | No
213821637 | Central HP <5.4 tons | TEMPSTAR | HRCU-A-CB (Split System: Heat Pump with Remote Outdoor Unit-Air-Source) | DLCURAH36ABK | ASPEN |  | D(A,C,E)36B34+TDR | *96MSN0801716A* | 34400 | 16 | 8.1 | 38500 | 31800 | 82.6% | 2.68 | 0 | 9.9 |  |  |  | No | R-410A | 2.8667 | Residential & Commercial | No
213821673 | Central HP <5.4 tons | TEMPSTAR | HRCU-A-CB (Split System: Heat Pump with Remote Outdoor Unit-Air-Source) | DLCURAH36ABK | ASPEN |  | D(A,C,E)36B34+TDR | *96VTN1202422B* | 33600 | 16.4 | 8.5 | 37800 | 31800 | 84.13% | 2.72 | 0 | 9.8 |  |  |  | No | R-410A | 2.8 | Residential & Commercial | No
211227864 | Central HP <5.4 tons | KEEPRITE | HRCU-A-CB (Split System: Heat Pump with Remote Outdoor Unit-Air-Source) | DLCURAH36ABK |  |  | EA*4X42L24A* | *80VSL0702120A* | 35400 | 16 | 8.1 | 38500 | 35000 | 90.91% | 1.88 | 0 | 9.5 |  |  |  | No | R-410A | 2.95 | Residential & Commercial | No
211227697 | Central HP <5.4 tons | KEEPRITE | HRCU-A-CB (Split System: Heat Pump with Remote Outdoor Unit-Air-Source) | DLCURAH36ABK |  |  | EA*4X42L21A* | *96VTN0802120A* | 35000 | 16 | 8.1 | 38500 | 35000 | 90.91% | 1.86 | 0 | 9.5 |  |  |  | No | R-410A | 2.9167 | Residential & Commercial | No
211229020 | Central HP <5.4 tons | KEEPRITE | HRCU-A-CB (Split System: Heat Pump with Remote Outdoor Unit-Air-Source) | DLCURAH36ABK |  |  | EA*4X48L21A* | *95ESN0601714A* | 35400 | 15.5 | 8.1 | 38500 | 34800 | 90.39% | 2.02 | 0 | 9.5 |  |  |  | No | R-410A | 2.95 | Residential & Commercial | No
211228154 | Central HP <5.4 tons | KEEPRITE | HRCU-A-CB (Split System: Heat Pump with Remote Outdoor Unit-Air-Source) | DLCURAH36ABK |  |  | EA*4X42L24A* | OLV112A16A | 35400 | 15.2 | 8.1 | 39500 | 35200 | 89.11% | 1.88 | 0 | 9.5 |  |  |  | No | R-410A | 2.95 | Residential & Commercial | No
212980221 | Central HP <5.4 tons | GRANDAIRE | HRCU-A-CB (Split System: Heat Pump with Remote Outdoor Unit-Air-Source) | WDLCURAH30ABK |  |  | WLA*424DA* | WFE*090C048C* | 29600 | 15.2 | 8.1 | 33800 | 26400 | 78.11% | 1.86 | 0 | 9 |  |  |  | No | R-410A | 2.4667 | Residential & Commercial | No
212978542 | Central HP <5.4 tons | GRANDAIRE | HRCU-A-CB (Split System: Heat Pump with Remote Outdoor Unit-Air-Source) | WDLCURAH30ABK |  |  | WLA*374CA* | WFE*070B036C* | 30400 | 15.2 | 8.1 | 33000 | 27600 | 83.64% | 1.8 | 0 | 9 |  |  |  | No | R-410A | 2.5333 | Residential & Commercial | No
212985310 | Central HP <5.4 tons | GRANDAIRE | HRCU-A-CB (Split System: Heat Pump with Remote Outdoor Unit-Air-Source) | WDLCURAH30ABK |  |  | WLA*434CA* | WFAX100C060B* | 30600 | 16 | 8.5 | 35000 | 28200 | 80.57% | 1.76 | 0 | 9 |  |  |  | No | R-410A | 2.55 | Residential & Commercial | No
212383078 | Central HP <5.4 tons | KEEPRITE | HRCU-A-CB (Split System: Heat Pump with Remote Outdoor Unit-Air-Source) | DLCURAH36ABK |  |  | EA*4X36L17A* | *80ESU0601716A | 35600 | 15.5 | 8.1 | 39500 | 35200 | 89.11% | 1.84 | 0 | 9.5 |  |  |  | No | R-410A | 2.9667 | Residential & Commercial | No
211227402 | Central HP <5.4 tons | KEEPRITE | HRCU-A-CB (Split System: Heat Pump with Remote Outdoor Unit-Air-Source) | DLCURAH36ABK |  |  | EA*4X42L21A* | *80VSL0702120A* | 35400 | 16 | 8.1 | 38500 | 35000 | 90.91% | 1.88 | 0 | 9.5 |  |  |  | No | R-410A | 2.95 | Residential & Commercial | No
213821023 | Central HP <5.4 tons | TEMPSTAR | HRCU-A-CB (Split System: Heat Pump with Remote Outdoor Unit-Air-Source) | DLCURAH24AAK | ASPEN |  | D(A,C,E)30C44+TDR | *80MS(N,L)0701412A* | 23800 | 16.5 | 8.1 | 24800 | 22200 | 89.52% | 2.88 | 0 | 9 |  |  |  | No | R-410A | 1.9833 | Residential & Commercial | No
213821025 | Central HP <5.4 tons | TEMPSTAR | HRCU-A-CB (Split System: Heat Pump with Remote Outdoor Unit-Air-Source) | DLCURAH24AAK | ASPEN |  | D(A,C,E)36C34+TDR | *80MS(N,L)0701412A* | 23800 | 16.5 | 8.1 | 24800 | 22200 | 89.52% | 2.88 | 0 | 9 |  |  |  | No | R-410A | 1.9833 | Residential & Commercial | No
213821034 | Central HP <5.4 tons | TEMPSTAR | HRCU-A-CB (Split System: Heat Pump with Remote Outdoor Unit-Air-Source) | DLCURAH24AAK | ASPEN |  | D(A,C,E)36B34+TDR | *80MS(N,L)0701716A* | 23800 | 16.5 | 8.1 | 24800 | 22400 | 90.32% | 2.91 | 0 | 9.5 |  |  |  | No | R-410A | 1.9833 | Residential & Commercial | No
213821041 | Central HP <5.4 tons | TEMPSTAR | HRCU-A-CB (Split System: Heat Pump with Remote Outdoor Unit-Air-Source) | DLCURAH24AAK | ASPEN |  | D(A,C,E)24B44+TDR | *80MS(N,L)0901714A* | 23600 | 16.5 | 8.1 | 24800 | 22400 | 90.32% | 2.91 | 0 | 9 |  |  |  | No | R-410A | 1.9667 | Residential & Commercial | No
213821052 | Central HP <5.4 tons | TEMPSTAR | HRCU-A-CB (Split System: Heat Pump with Remote Outdoor Unit-Air-Source) | DLCURAH24AAK | ASPEN |  | D(A,C,E)30B34+TDR | *80MS(N,L)0902120A* | 23400 | 16.5 | 8.1 | 24800 | 22400 | 90.32% | 2.89 | 0 | 9.5 |  |  |  | No | R-410A | 1.95 | Residential & Commercial | No
213821066 | Central HP <5.4 tons | TEMPSTAR | HRCU-A-CB (Split System: Heat Pump with Remote Outdoor Unit-Air-Source) | DLCURAH24AAK | ASPEN |  | D(A,C,E)24B44+TDR | *80VTL0701716B* | 23400 | 16 | 8.1 | 24800 | 22400 | 90.32% | 2.89 | 0 | 9 |  |  |  | No | R-410A | 1.95 | Residential & Commercial | No
213821068 | Central HP <5.4 tons | TEMPSTAR | HRCU-A-CB (Split System: Heat Pump with Remote Outdoor Unit-Air-Source) | DLCURAH24AAK | ASPEN |  | D(A,C,E)30C44+TDR | *80VTL0701716B* | 23800 | 16 | 8.1 | 24800 | 22400 | 90.32% | 2.89 | 0 | 9 |  |  |  | No | R-410A | 1.9833 | Residential & Commercial | No
213821075 | Central HP <5.4 tons | TEMPSTAR | HRCU-A-CB (Split System: Heat Pump with Remote Outdoor Unit-Air-Source) | DLCURAH24AAK | ASPEN |  | D(A,C,E)36C34+TDR | *80VTL0902120B* | 23800 | 16 | 8.1 | 24800 | 22400 | 90.32% | 2.9 | 0 | 9 |  |  |  | No | R-410A | 1.9833 | Residential & Commercial | No
213821116 | Central HP <5.4 tons | TEMPSTAR | HRCU-A-CB (Split System: Heat Pump with Remote Outdoor Unit-Air-Source) | DLCURAH24AAK | ASPEN |  | D(A,C,E)24B44+TDR | *96MSN0401410A* | 22600 | 15.3 | 8.1 | 24400 | 22200 | 90.98% | 2.87 | 0 | 9.3 |  |  |  | No | R-410A | 1.8833 | Residential & Commercial | No
213821118 | Central HP <5.4 tons | TEMPSTAR | HRCU-A-CB (Split System: Heat Pump with Remote Outdoor Unit-Air-Source) | DLCURAH24AAK | ASPEN |  | D(A,C,E)30C44+TDR | *96MSN0401410A* | 23200 | 15.5 | 8.1 | 24400 | 22200 | 90.98% | 2.87 | 0 | 9.4 |  |  |  | No | R-410A | 1.9333 | Residential & Commercial | No
213821143 | Central HP <5.4 tons | TEMPSTAR | HRCU-A-CB (Split System: Heat Pump with Remote Outdoor Unit-Air-Source) | DLCURAH24AAK | ASPEN |  | D(A,C,E)30C44+TDR | *96VTN0401410B* | 23000 | 15.5 | 8.1 | 24400 | 22200 | 90.98% | 2.86 | 0 | 9.4 |  |  |  | No | R-410A | 1.9167 | Residential & Commercial | No
213821157 | Central HP <5.4 tons | TEMPSTAR | HRCU-A-CB (Split System: Heat Pump with Remote Outdoor Unit-Air-Source) | DLCURAH24AAK | ASPEN |  | D(A,C,E)30B34+TDR | *96VTN0801716B* | 23200 | 16 | 8.1 | 24600 | 22200 | 90.24% | 2.86 | 0 | 9.5 |  |  |  | No | R-410A | 1.9333 | Residential & Commercial | No
213821276 | Central HP <5.4 tons | TEMPSTAR | HRCU-A-CB (Split System: Heat Pump with Remote Outdoor Unit-Air-Source) | DLCURAH24ABK | ASPEN |  | D(A,C,E)24B44+TDR | *96MSN0401410A* | 22400 | 16.3 | 8.5 | 25400 | 20200 | 79.53% | 2.94 | 0 | 9.8 |  |  |  | No | R-410A | 1.8667 | Residential & Commercial | No
213821285 | Central HP <5.4 tons | TEMPSTAR | HRCU-A-CB (Split System: Heat Pump with Remote Outdoor Unit-Air-Source) | DLCURAH24ABK | ASPEN |  | D(A,C,E)36C34+TDR | *96MSN0401712A* | 23400 | 16 | 8.5 | 26200 | 20400 | 77.86% | 2.86 | 0 | 9 |  |  |  | No | R-410A | 1.95 | Residential & Commercial | No
213821610 | Central HP <5.4 tons | TEMPSTAR | HRCU-A-CB (Split System: Heat Pump with Remote Outdoor Unit-Air-Source) | DLCURAH36ABK | ASPEN |  | D(A,C,E)36B34+TDR | *80VTL1102122B* | 34000 | 16.4 | 8.5 | 38000 | 31600 | 83.16% | 2.73 | 0 | 9.8 |  |  |  | No | R-410A | 2.8333 | Residential & Commercial | No
214229276 | Central HP <5.4 tons | GRANDAIRE | HRCU-A-CB (Split System: Heat Pump with Remote Outdoor Unit-Air-Source) | WDLCURAH30ABK |  |  | WLNC424BA* | WFEU060B048B* | 29800 | 15.2 | 8.1 | 34000 | 27000 | 79.41% | 1.82 | 0 | 9 |  |  |  | No | R-410A | 2.4833 | Residential & Commercial | No
213078876 | Central HP <5.4 tons | GRANDAIRE | HRCU-A-CB (Split System: Heat Pump with Remote Outdoor Unit-Air-Source) | WDLCURAH36ABK |  |  | WLA*424CA* | WFEU100C060B* | 35200 | 16 | 8.5 | 38500 | 35000 | 90.91% | 1.88 | 0 | 9.5 |  |  |  | No | R-410A | 2.9333 | Residential & Commercial | No
213821642 | Central HP <5.4 tons | TEMPSTAR | HRCU-A-CB (Split System: Heat Pump with Remote Outdoor Unit-Air-Source) | DLCURAH36ABK | ASPEN |  | D(A,C,E)42B34+TDR | *96MSN0802120A* | 35200 | 16 | 8.1 | 39000 | 32200 | 82.56% | 2.52 | 0 | 9.5 |  |  |  | No | R-410A | 2.9333 | Residential & Commercial | No
212979736 | Central HP <5.4 tons | GRANDAIRE | HRCU-A-CB (Split System: Heat Pump with Remote Outdoor Unit-Air-Source) | WDLCURAH30ABK |  |  | WLA*424CA* | WFE*090B042C* | 30000 | 15.2 | 8.1 | 34200 | 26400 | 77.19% | 1.84 | 0 | 9 |  |  |  | No | R-410A | 2.5 | Residential & Commercial | No
212980188 | Central HP <5.4 tons | GRANDAIRE | HRCU-A-CB (Split System: Heat Pump with Remote Outdoor Unit-Air-Source) | WDLCURAH30ABK |  |  | WLA*364CA* | WFE*090C048C* | 29400 | 15.2 | 8.1 | 34000 | 26400 | 77.65% | 1.86 | 0 | 9 |  |  |  | No | R-410A | 2.45 | Residential & Commercial | No
211226237 | Central HP <5.4 tons | GRANDAIRE | HRCU-A-CB (Split System: Heat Pump with Remote Outdoor Unit-Air-Source) | WDLCURAH30ABK |  |  | FMA4X36**AL* |  | 31200 | 15.5 | 8.5 | 35400 | 26800 | 75.71% | 1.86 | 0 | 9 |  |  |  | No | R-410A | 2.6 | Residential & Commercial | No
211229031 | Central HP <5.4 tons | KEEPRITE | HRCU-A-CB (Split System: Heat Pump with Remote Outdoor Unit-Air-Source) | DLCURAH36ABK |  |  | EA*4X48L21A* | *95ESN0801716A* | 35400 | 15.5 | 8.1 | 37800 | 34800 | 92.06% | 2.02 | 0 | 9.5 |  |  |  | No | R-410A | 2.95 | Residential & Commercial | No
213205248 | Central HP <5.4 tons | TEMPSTAR | HRCU-A-CB (Split System: Heat Pump with Remote Outdoor Unit-Air-Source) | DLCURAH30ABK | ASPEN |  | D(A,C,E)36B34+TDR | *80ES(N,L)1102420A* | 29600 | 15.2 | 8.1 | 33800 | 24000 | 71.01% | 2.7 | 0 | 9 |  |  |  | No | R-410A | 2.4667 | Residential & Commercial | No
213077966 | Central HP <5.4 tons | GRANDAIRE | HRCU-A-CB (Split System: Heat Pump with Remote Outdoor Unit-Air-Source) | WDLCURAH36ABK |  |  | WLA*424CA* | WFE*070B036C* | 35000 | 16 | 8.1 | 38500 | 34800 | 90.39% | 2.04 | 0 | 9.5 |  |  |  | No | R-410A | 2.9167 | Residential & Commercial | No
213821466 | Central HP <5.4 tons | TEMPSTAR | HRCU-A-CB (Split System: Heat Pump with Remote Outdoor Unit-Air-Source) | DLCURAH30ABK | ASPEN |  | D(A,C,E)30B34+TDR | *92MSN0802120A* | 28200 | 15.2 | 8.3 | 33200 | 24000 | 72.29% | 2.76 | 0 | 8.7 |  |  |  | No | R-410A | 2.35 | Residential & Commercial | No
212978553 | Central HP <5.4 tons | GRANDAIRE | HRCU-A-CB (Split System: Heat Pump with Remote Outdoor Unit-Air-Source) | WDLCURAH30ABK |  |  | WLA*424CA* | WFE*070B036C* | 29800 | 15.2 | 8.1 | 34200 | 26400 | 77.19% | 1.86 | 0 | 9 |  |  |  | No | R-410A | 2.4833 | Residential & Commercial | No
213821356 | Central HP <5.4 tons | TEMPSTAR | HRCU-A-CB (Split System: Heat Pump with Remote Outdoor Unit-Air-Source) | DLCURAH30ABK | ASPEN |  | D(A,C,E)36C34+TDR | *80MS(N,L)0701412A* | 29400 | 15.2 | 8.1 | 34000 | 23800 | 70% | 2.72 | 0 | 9 |  |  |  | No | R-410A | 2.45 | Residential & Commercial | No
213821555 | Central HP <5.4 tons | TEMPSTAR | HRCU-A-CB (Split System: Heat Pump with Remote Outdoor Unit-Air-Source) | DLCURAH30ABK | ASPEN |  | D(A,C,E)42B34+TDR | *96VTN1002122B* | 29600 | 15.2 | 8.1 | 34200 | 24200 | 70.76% | 2.65 | 0 | 9 |  |  |  | No | R-410A | 2.4667 | Residential & Commercial | No
213205318 | Central HP <5.4 tons | TEMPSTAR | HRCU-A-CB (Split System: Heat Pump with Remote Outdoor Unit-Air-Source) | DLCURAH30ABK | ASPEN |  | D(A,C,E)36B34+TDR | *92ESN0801716A* | 29600 | 15.2 | 8.1 | 33800 | 24000 | 71.01% | 2.67 | 0 | 9 |  |  |  | No | R-410A | 2.4667 | Residential & Commercial | No
211226294 | Central HP <5.4 tons | GRANDAIRE | HRCU-A-CB (Split System: Heat Pump with Remote Outdoor Unit-Air-Source) | WDLCURAH36ABK |  |  | WLA*364CA* | WFER110C060A* | 35200 | 16 | 8.1 | 38500 | 35200 | 91.43% | 1.82 | 0 | 9.5 |  |  |  | No | R-410A | 2.9333 | Residential & Commercial | No
213821024 | Central HP <5.4 tons | TEMPSTAR | HRCU-A-CB (Split System: Heat Pump with Remote Outdoor Unit-Air-Source) | DLCURAH24AAK | ASPEN |  | D(A,C,E)36B34+TDR | *80MS(N,L)0701412A* | 23600 | 16.5 | 8.1 | 24800 | 22200 | 89.52% | 2.88 | 0 | 9.5 |  |  |  | No | R-410A | 1.9667 | Residential & Commercial | No
213821033 | Central HP <5.4 tons | TEMPSTAR | HRCU-A-CB (Split System: Heat Pump with Remote Outdoor Unit-Air-Source) | DLCURAH24AAK | ASPEN |  | D(A,C,E)30C44+TDR | *80MS(N,L)0701716A* | 23800 | 16.5 | 8.1 | 24800 | 22400 | 90.32% | 2.91 | 0 | 9 |  |  |  | No | R-410A | 1.9833 | Residential & Commercial | No
213821042 | Central HP <5.4 tons | TEMPSTAR | HRCU-A-CB (Split System: Heat Pump with Remote Outdoor Unit-Air-Source) | DLCURAH24AAK | ASPEN |  | D(A,C,E)30B34+TDR | *80MS(N,L)0901714A* | 23600 | 16.5 | 8.1 | 24800 | 22400 | 90.32% | 2.91 | 0 | 9 |  |  |  | No | R-410A | 1.9667 | Residential & Commercial | No
213821085 | Central HP <5.4 tons | TEMPSTAR | HRCU-A-CB (Split System: Heat Pump with Remote Outdoor Unit-Air-Source) | DLCURAH24AAK | ASPEN |  | D(A,C,E)36C34+TDR | *92MSN0401712A* | 23600 | 15.2 | 8.1 | 24800 | 22600 | 91.13% | 2.84 | 0 | 9 |  |  |  | No | R-410A | 1.9667 | Residential & Commercial | No
213821110 | Central HP <5.4 tons | TEMPSTAR | HRCU-A-CB (Split System: Heat Pump with Remote Outdoor Unit-Air-Source) | DLCURAH24AAK | ASPEN |  | D(A,C,E)36C34+TDR | *92MSN1002120A* | 23800 | 16.5 | 8.1 | 24800 | 22400 | 90.32% | 2.91 | 0 | 9 |  |  |  | No | R-410A | 1.9833 | Residential & Commercial | No
213821115 | Central HP <5.4 tons | TEMPSTAR | HRCU-A-CB (Split System: Heat Pump with Remote Outdoor Unit-Air-Source) | DLCURAH24AAK | ASPEN |  | D(A,C,E)36C34+TDR | *96MSN0261410A* | 23600 | 15.5 | 8.1 | 24600 | 22200 | 90.24% | 2.83 | 0 | 9 |  |  |  | No | R-410A | 1.9667 | Residential & Commercial | No
211226378 | Central HP <5.4 tons | GRANDAIRE | HRCU-A-CB (Split System: Heat Pump with Remote Outdoor Unit-Air-Source) | WDLCURAH36ABK |  |  | WLA*364CA* | WFSX100C060A* | 35600 | 15.5 | 8.1 | 39500 | 35200 | 89.11% | 1.84 | 0 | 9.5 |  |  |  | No | R-410A | 2.9667 | Residential & Commercial | No
211229216 | Central HP <5.4 tons | KEEPRITE | HRCU-A-CB (Split System: Heat Pump with Remote Outdoor Unit-Air-Source) | DLCURAH36ABK |  |  | EA*4X48L21A* | OMV098J12* | 35600 | 15.2 | 8.1 | 38500 | 34800 | 90.39% | 2.04 | 0 | 9.5 |  |  |  | No | R-410A | 2.9667 | Residential & Commercial | No
213821045 | Central HP <5.4 tons | TEMPSTAR | HRCU-A-CB (Split System: Heat Pump with Remote Outdoor Unit-Air-Source) | DLCURAH24AAK | ASPEN |  | D(A,C,E)36C34+TDR | *80MS(N,L)0901714A* | 23800 | 16.5 | 8.1 | 24800 | 22400 | 90.32% | 2.91 | 0 | 9 |  |  |  | No | R-410A | 1.9833 | Residential & Commercial | No
213821046 | Central HP <5.4 tons | TEMPSTAR | HRCU-A-CB (Split System: Heat Pump with Remote Outdoor Unit-Air-Source) | DLCURAH24AAK | ASPEN |  | D(A,C,E)24B44+TDR | *80MS(N,L)0902116A* | 23200 | 16.5 | 8.1 | 24600 | 22000 | 89.43% | 2.86 | 0 | 9.5 |  |  |  | No | R-410A | 1.9333 | Residential & Commercial | No
213821081 | Central HP <5.4 tons | TEMPSTAR | HRCU-A-CB (Split System: Heat Pump with Remote Outdoor Unit-Air-Source) | DLCURAH24AAK | ASPEN |  | D(A,C,E)24B44+TDR | *92MSN0401712A* | 23200 | 15.2 | 8.1 | 24800 | 22600 | 91.13% | 2.84 | 0 | 9 |  |  |  | No | R-410A | 1.9333 | Residential & Commercial | No
213821552 | Central HP <5.4 tons | TEMPSTAR | HRCU-A-CB (Split System: Heat Pump with Remote Outdoor Unit-Air-Source) | DLCURAH30ABK | ASPEN |  | D(A,C,E)30D44+TDR | *96VTN1002122B* | 29600 | 15.2 | 8.1 | 34200 | 24200 | 70.76% | 2.65 | 0 | 9 |  |  |  | No | R-410A | 2.4667 | Residential & Commercial | No
213077920 | Central HP <5.4 tons | KEEPRITE | HRCU-A-CB (Split System: Heat Pump with Remote Outdoor Unit-Air-Source) | DLCURAH36ABK |  |  | EA*4X36L17A* | *80MS(N,L)0701712A* | 35000 | 16 | 8.1 | 38500 | 35200 | 91.43% | 1.82 | 0 | 9.5 |  |  |  | No | R-410A | 2.9167 | Residential & Commercial | No
213077931 | Central HP <5.4 tons | KEEPRITE | HRCU-A-CB (Split System: Heat Pump with Remote Outdoor Unit-Air-Source) | DLCURAH36ABK |  |  | EA*4X36L21A* | *80MS(N,L)0701712A* | 34800 | 16 | 8.1 | 38500 | 35200 | 91.43% | 1.82 | 0 | 9.5 |  |  |  | No | R-410A | 2.9 | Residential & Commercial | No
213821385 | Central HP <5.4 tons | TEMPSTAR | HRCU-A-CB (Split System: Heat Pump with Remote Outdoor Unit-Air-Source) | DLCURAH30ABK | ASPEN |  | D(A,C,E)36B34+TDR | *80MS(N,L)0902116A* | 29400 | 15.2 | 8.1 | 34000 | 23800 | 70% | 2.63 | 0 | 9 |  |  |  | No | R-410A | 2.45 | Residential & Commercial | No
213355439 | Central HP <5.4 tons | CHAMPION HEATING AND COOLING | HRCU-A-CB (Split System: Heat Pump with Remote Outdoor Unit-Air-Source) | HMH72B361 | ASPEN |  | L(E,G)M48C6 |  | 34800 | 18 | 8.2 | 36000 | 26400 | 73.33% | 2.82 | 0 | 9 |  |  |  | No | R-410A | 2.9 | Residential & Commercial | No
213076471 | Central HP <5.4 tons | KEEPRITE | HRCU-A-CB (Split System: Heat Pump with Remote Outdoor Unit-Air-Source) | DLCURAH36ABK |  |  | EA*4X36L17A* | *80VTL0701716B* | 34800 | 15.5 | 8.1 | 38500 | 35200 | 91.43% | 1.82 | 0 | 9.5 |  |  |  | No | R-410A | 2.9 | Residential & Commercial | No
213078041 | Central HP <5.4 tons | KEEPRITE | HRCU-A-CB (Split System: Heat Pump with Remote Outdoor Unit-Air-Source) | DLCURAH36ABK |  |  | EA*4X36L17A* | *80MS(N,L)0701716A* | 35200 | 15.5 | 8.1 | 39000 | 35200 | 90.26% | 1.84 | 0 | 9.5 |  |  |  | No | R-410A | 2.9333 | Residential & Commercial | No
211228116 | Central HP <5.4 tons | KEEPRITE | HRCU-A-CB (Split System: Heat Pump with Remote Outdoor Unit-Air-Source) | DLCURAH36ABK |  |  | EA*4X42L24A* | *96VTN0802120A* | 35000 | 16 | 8.1 | 38500 | 35000 | 90.91% | 1.86 | 0 | 9.5 |  |  |  | No | R-410A | 2.9167 | Residential & Commercial | No
213821580 | Central HP <5.4 tons | TEMPSTAR | HRCU-A-CB (Split System: Heat Pump with Remote Outdoor Unit-Air-Source) | DLCURAH36ABK | ASPEN |  | D(A,C,E)36B34+TDR | *80MS(N,L)0902116A* | 34800 | 16.5 | 8.1 | 38500 | 32200 | 83.64% | 2.52 | 0 | 9 |  |  |  | No | R-410A | 2.9 | Residential & Commercial | No
213821582 | Central HP <5.4 tons | TEMPSTAR | HRCU-A-CB (Split System: Heat Pump with Remote Outdoor Unit-Air-Source) | DLCURAH36ABK | ASPEN |  | D(A,C,E)42B34+TDR | *80MS(N,L)0902116A* | 34800 | 16.5 | 8.1 | 38500 | 32200 | 83.64% | 2.52 | 0 | 9.5 |  |  |  | No | R-410A | 2.9 | Residential & Commercial | No
212985259 | Central HP <5.4 tons | KEEPRITE | HRCU-A-CB (Split System: Heat Pump with Remote Outdoor Unit-Air-Source) | DLCURAH30ABK |  |  | EA*4X36L21A* | *92MSN1002120A* | 30000 | 15.2 | 8.1 | 34400 | 28000 | 81.4% | 1.78 | 0 | 9 |  |  |  | No | R-410A | 2.5 | Residential & Commercial | No
213821383 | Central HP <5.4 tons | TEMPSTAR | HRCU-A-CB (Split System: Heat Pump with Remote Outdoor Unit-Air-Source) | DLCURAH30ABK | ASPEN |  | D(A,C,E)30C44+TDR | *80MS(N,L)0902116A* | 29400 | 15.2 | 8.1 | 34000 | 23800 | 70% | 2.63 | 0 | 9 |  |  |  | No | R-410A | 2.45 | Residential & Commercial | No
213821664 | Central HP <5.4 tons | TEMPSTAR | HRCU-A-CB (Split System: Heat Pump with Remote Outdoor Unit-Air-Source) | DLCURAH36ABK | ASPEN |  | D(A,C,E)36B34+TDR | *96VTN0802120B* | 33400 | 16.4 | 8.1 | 37800 | 31400 | 83.07% | 2.72 | 0 | 9.8 |  |  |  | No | R-410A | 2.7833 | Residential & Commercial | No
213821665 | Central HP <5.4 tons | TEMPSTAR | HRCU-A-CB (Split System: Heat Pump with Remote Outdoor Unit-Air-Source) | DLCURAH36ABK | ASPEN |  | D(A,C,E)36C34+TDR | *96VTN0802120B* | 33800 | 16.5 | 8.1 | 37800 | 31400 | 83.07% | 2.72 | 0 | 9.9 |  |  |  | No | R-410A | 2.8167 | Residential & Commercial | No
213821467 | Central HP <5.4 tons | TEMPSTAR | HRCU-A-CB (Split System: Heat Pump with Remote Outdoor Unit-Air-Source) | DLCURAH30ABK | ASPEN |  | D(A,C,E)30C44+TDR | *92MSN0802120A* | 29000 | 15.5 | 8.5 | 33400 | 23800 | 71.26% | 2.79 | 0 | 8.9 |  |  |  | No | R-410A | 2.4167 | Residential & Commercial | No
212989533 | Central HP <5.4 tons | KEEPRITE | HRCU-A-CB (Split System: Heat Pump with Remote Outdoor Unit-Air-Source) | DLCURAH30ABK |  |  | EA*4X37L21A* | *95MSU0802120A* | 30600 | 15.2 | 8.1 | 33400 | 26400 | 79.04% | 1.86 | 0 | 9 |  |  |  | No | R-410A | 2.55 | Residential & Commercial | No
214280318 | Central HP <5.4 tons | GRANDAIRE | HRCU-A-CB (Split System: Heat Pump with Remote Outdoor Unit-Air-Source) | WDLCURAH36ABK |  |  | WLA*484CA* | WFSX060B048B* | 35600 | 15.5 | 8.5 | 38000 | 34800 | 91.58% | 2.04 | 0 | 9.5 |  |  |  | No | R-410A | 2.9667 | Residential & Commercial | No
214280292 | Central HP <5.4 tons | GRANDAIRE | HRCU-A-CB (Split System: Heat Pump with Remote Outdoor Unit-Air-Source) | WDLCURAH36ABK |  |  | WLA*424CA* | WFSX060B048B* | 35200 | 15.5 | 8.5 | 38500 | 35200 | 91.43% | 1.88 | 0 | 9.5 |  |  |  | No | R-410A | 2.9333 | Residential & Commercial | No
211712527 | Central HP <5.4 tons | ARCOAIRE | HRCU-A-CB (Split System: Heat Pump with Remote Outdoor Unit-Air-Source) | DLCURAH30ABK |  |  | EA*4X42L21A* | *92ESN0801716A* | 29600 | 15.2 | 8.1 | 33800 | 27400 | 81.07% | 1.78 | 0 | 9 |  |  |  | No | R-410A | 2.4667 | Residential & Commercial | No
213821547 | Central HP <5.4 tons | TEMPSTAR | HRCU-A-CB (Split System: Heat Pump with Remote Outdoor Unit-Air-Source) | DLCURAH30ABK | ASPEN |  | D(A,C,E)36B34+TDR | *96VTN1002120B* | 29600 | 15.2 | 8.5 | 34200 | 24200 | 70.76% | 2.69 | 0 | 9 |  |  |  | No | R-410A | 2.4667 | Residential & Commercial | No
212984444 | Central HP <5.4 tons | GRANDAIRE | HRCU-A-CB (Split System: Heat Pump with Remote Outdoor Unit-Air-Source) | WDLCURAH30ABK |  |  | WLA*364BA* | WFAX080B048B* | 29400 | 15.2 | 8.1 | 34000 | 28000 | 82.35% | 1.78 | 0 | 9 |  |  |  | No | R-410A | 2.45 | Residential & Commercial | No
213367777 | Central HP <5.4 tons | YORK | HRCU-A-CB (Split System: Heat Pump with Remote Outdoor Unit-Air-Source) | HMH72B341 | ASPEN |  | C(A,C,D,E)48C24+TDR | YP9C080B12MP13 | 31800 | 17 | 8.1 | 33600 | 29400 | 87.5% | 2.72 | 0 | 9 |  |  |  | No | R-410A | 2.65 | Residential & Commercial | No
213077042 | Central HP <5.4 tons | KEEPRITE | HRCU-A-CB (Split System: Heat Pump with Remote Outdoor Unit-Air-Source) | DLCURAH36ABK |  |  | EA*4X36L21A* | *96VSN0802120B* | 34800 | 16 | 8.1 | 38500 | 35200 | 91.43% | 1.82 | 0 | 9.5 |  |  |  | No | R-410A | 2.9 | Residential & Commercial | No
212986150 | Central HP <5.4 tons | GRANDAIRE | HRCU-A-CB (Split System: Heat Pump with Remote Outdoor Unit-Air-Source) | WDLCURAH24ABK |  |  | WLA*244BA* | WFSX040A030B* | 23200 | 16 | 8.5 | 27000 | 21800 | 80.74% | 1.82 | 0 | 9.5 |  |  |  | No | R-410A | 1.9333 | Residential & Commercial | No
212981227 | Central HP <5.4 tons | GRANDAIRE | HRCU-A-CB (Split System: Heat Pump with Remote Outdoor Unit-Air-Source) | WDLCURAH30ABK |  |  | WLA*424DA* | WFE*135D060C* | 30200 | 15.2 | 8.1 | 34400 | 28400 | 82.56% | 1.96 | 0 | 9 |  |  |  | No | R-410A | 2.5167 | Residential & Commercial | No
213821094 | Central HP <5.4 tons | TEMPSTAR | HRCU-A-CB (Split System: Heat Pump with Remote Outdoor Unit-Air-Source) | DLCURAH24AAK | ASPEN |  | D(A,C,E)36B34+TDR | *92MSN0601714A* | 23800 | 16.5 | 8.1 | 24800 | 22400 | 90.32% | 2.91 | 0 | 9.5 |  |  |  | No | R-410A | 1.9833 | Residential & Commercial | No
213821111 | Central HP <5.4 tons | TEMPSTAR | HRCU-A-CB (Split System: Heat Pump with Remote Outdoor Unit-Air-Source) | DLCURAH24AAK | ASPEN |  | D(A,C,E)24B44+TDR | *96MSN0261410A* | 23200 | 15.5 | 8.1 | 24600 | 22200 | 90.24% | 2.83 | 0 | 9.5 |  |  |  | No | R-410A | 1.9333 | Residential & Commercial | No
213821128 | Central HP <5.4 tons | TEMPSTAR | HRCU-A-CB (Split System: Heat Pump with Remote Outdoor Unit-Air-Source) | DLCURAH24AAK | ASPEN |  | D(A,C,E)30C44+TDR | *96MSN0601412A* | 23200 | 16 | 8.1 | 24400 | 22200 | 90.98% | 2.9 | 0 | 9.4 |  |  |  | No | R-410A | 1.9333 | Residential & Commercial | No
213821129 | Central HP <5.4 tons | TEMPSTAR | HRCU-A-CB (Split System: Heat Pump with Remote Outdoor Unit-Air-Source) | DLCURAH24AAK | ASPEN |  | D(A,C,E)36B34+TDR | *96MSN0601412A* | 22800 | 15.9 | 8.1 | 24400 | 22200 | 90.98% | 2.9 | 0 | 9.3 |  |  |  | No | R-410A | 1.9 | Residential & Commercial | No
211226234 | Central HP <5.4 tons | GRANDAIRE | HRCU-A-CB (Split System: Heat Pump with Remote Outdoor Unit-Air-Source) | WDLCURAH30ABK |  |  | FM(C,U)4Z30**AL* |  | 30400 | 15.5 | 8.5 | 35000 | 27400 | 78.29% | 1.82 | 0 | 9 |  |  |  | No | R-410A | 2.5333 | Residential & Commercial | No
213311180 | Central HP <5.4 tons | PAYNE HEATING AND COOLING | HRCU-A-CB (Split System: Heat Pump with Remote Outdoor Unit-Air-Source) | 38MURAQ36AB3* | ADP |  | C36A***L129+CBPE4B* |  | 35600 | 16 | 8.1 | 36800 | 34400 | 93.48% | 2 | 0 | 9.5 |  |  |  | No | R-410A | 2.9667 | Residential & Commercial | No
213367720 | Central HP <5.4 tons | YORK | HRCU-A-CB (Split System: Heat Pump with Remote Outdoor Unit-Air-Source) | HMH72B341 | ASPEN |  | C(A,C,D,E)36C24+TDR | YPLC060A12MP13 | 31200 | 17.5 | 8.1 | 33400 | 28400 | 85.03% | 2.72 | 0 | 9.4 |  |  |  | No | R-410A | 2.6 | Residential & Commercial | No
213367721 | Central HP <5.4 tons | YORK | HRCU-A-CB (Split System: Heat Pump with Remote Outdoor Unit-Air-Source) | HMH72B341 | ASPEN |  | C(A,C,D,E)36C24+TDR | YPLC080B12MP13 | 30800 | 17 | 8.1 | 33600 | 29200 | 86.9% | 2.66 | 0 | 9.4 |  |  |  | No | R-410A | 2.5667 | Residential & Commercial | No
213821614 | Central HP <5.4 tons | TEMPSTAR | HRCU-A-CB (Split System: Heat Pump with Remote Outdoor Unit-Air-Source) | DLCURAH36ABK | ASPEN |  | D(A,C,E)36C34+TDR | *92MSN0601412A* | 35000 | 15.5 | 8.1 | 38500 | 32400 | 84.16% | 2.51 | 0 | 9.5 |  |  |  | No | R-410A | 2.9167 | Residential & Commercial | No
213821646 | Central HP <5.4 tons | TEMPSTAR | HRCU-A-CB (Split System: Heat Pump with Remote Outdoor Unit-Air-Source) | DLCURAH36ABK | ASPEN |  | D(A,C,E)36B34+TDR | *96MSN1002122A* | 33600 | 16.4 | 8.5 | 37800 | 31800 | 84.13% | 2.71 | 0 | 9.8 |  |  |  | No | R-410A | 2.8 | Residential & Commercial | No
213821651 | Central HP <5.4 tons | TEMPSTAR | HRCU-A-CB (Split System: Heat Pump with Remote Outdoor Unit-Air-Source) | DLCURAH36ABK | ASPEN |  | D(A,C,E)42B34+TDR | *96MSN1202422A* | 34000 | 16.5 | 8.5 | 37800 | 31800 | 84.13% | 2.72 | 0 | 9.9 |  |  |  | No | R-410A | 2.8333 | Residential & Commercial | No
211226187 | Central HP <5.4 tons | GRANDAIRE | HRCU-A-CB (Split System: Heat Pump with Remote Outdoor Unit-Air-Source) | WDLCURAH30ABK |  |  | WLA*364CA* | WFEU080C060A* | 29600 | 15.2 | 8.1 | 33800 | 27600 | 81.66% | 1.76 | 0 | 9 |  |  |  | No | R-410A | 2.4667 | Residential & Commercial | No
211226189 | Central HP <5.4 tons | GRANDAIRE | HRCU-A-CB (Split System: Heat Pump with Remote Outdoor Unit-Air-Source) | WDLCURAH30ABK |  |  | WLA*364CA* | WFAX080B048A* | 29600 | 15.2 | 8.1 | 33800 | 27800 | 82.25% | 1.76 | 0 | 9 |  |  |  | No | R-410A | 2.4667 | Residential & Commercial | No
211226223 | Central HP <5.4 tons | GRANDAIRE | HRCU-A-CB (Split System: Heat Pump with Remote Outdoor Unit-Air-Source) | WDLCURAH30ABK |  |  | WLA*374CA* | WFEU060B048A* | 31200 | 15.2 | 8.5 | 33400 | 26000 | 77.84% | 1.86 | 0 | 9 |  |  |  | No | R-410A | 2.6 | Residential & Commercial | No
216453757 | Central HP <5.4 tons | RUUD | HRCU-A-CB (Split System: Heat Pump with Remote Outdoor Unit-Air-Source) | RD17AZ36AJ3N | ASPEN |  | D(A,C,E)37A44+TDR | U98MV0703A17UPS | 33400 | 17 | 8.5 | 34200 | 25000 | 73.1% | 2.77 | 0 | 9.8 |  |  |  | No | R-410A | 2.7833 | Residential & Commercial | No
212984497 | Central HP <5.4 tons | ARCOAIRE | HRCU-A-CB (Split System: Heat Pump with Remote Outdoor Unit-Air-Source) | DLCURAH30ABK |  |  | EA*4X43L21A* | *92MSN0801716A* | 30400 | 15.5 | 8.1 | 33200 | 26400 | 79.52% | 1.84 | 0 | 9 |  |  |  | No | R-410A | 2.5333 | Residential & Commercial | No
212988043 | Central HP <5.4 tons | KEEPRITE | HRCU-A-CB (Split System: Heat Pump with Remote Outdoor Unit-Air-Source) | DLCURAH30ABK |  |  | EA*4X37L21A* | *96MSN1002120A* | 30800 | 15.2 | 8.5 | 33200 | 26200 | 78.92% | 1.84 | 0 | 9 |  |  |  | No | R-410A | 2.5667 | Residential & Commercial | No
212989068 | Central HP <5.4 tons | GRANDAIRE | HRCU-A-CB (Split System: Heat Pump with Remote Outdoor Unit-Air-Source) | WDLCURAH30ABK |  |  | WLA*434CA* | WFSU060B048B* | 30600 | 15.2 | 8.5 | 33600 | 28200 | 83.93% | 1.76 | 0 | 9 |  |  |  | No | R-410A | 2.55 | Residential & Commercial | No
211242507 | Central HP <5.4 tons | GRANDAIRE | HRCU-A-CB (Split System: Heat Pump with Remote Outdoor Unit-Air-Source) | WDLCURAH24ABK |  |  | WLA*364CA* | WFSX040B036A* | 24200 | 15.2 | 8.5 | 26400 | 22600 | 85.61% | 1.84 | 0 | 9.5 |  |  |  | No | R-410A | 2.0167 | Residential & Commercial | No
211226238 | Central HP <5.4 tons | GRANDAIRE | HRCU-A-CB (Split System: Heat Pump with Remote Outdoor Unit-Air-Source) | WDLCURAH30ABK |  |  | WAXL364A* |  | 31000 | 15.2 | 8.1 | 33600 | 26400 | 78.57% | 1.82 | 0 | 9 |  |  |  | No | R-410A | 2.5833 | Residential & Commercial | No
213821032 | Central HP <5.4 tons | TEMPSTAR | HRCU-A-CB (Split System: Heat Pump with Remote Outdoor Unit-Air-Source) | DLCURAH24AAK | ASPEN |  | D(A,C,E)30B34+TDR | *80MS(N,L)0701716A* | 23600 | 16.5 | 8.1 | 24800 | 22400 | 90.32% | 2.91 | 0 | 9 |  |  |  | No | R-410A | 1.9667 | Residential & Commercial | No
213821043 | Central HP <5.4 tons | TEMPSTAR | HRCU-A-CB (Split System: Heat Pump with Remote Outdoor Unit-Air-Source) | DLCURAH24AAK | ASPEN |  | D(A,C,E)30C44+TDR | *80MS(N,L)0901714A* | 23800 | 16.5 | 8.1 | 24800 | 22400 | 90.32% | 2.91 | 0 | 9 |  |  |  | No | R-410A | 1.9833 | Residential & Commercial | No
211240789 | Central HP <5.4 tons | KEEPRITE | HRCU-A-CB (Split System: Heat Pump with Remote Outdoor Unit-Air-Source) | DLCURAH24ABK |  |  | EA*4X24L17A* | OLV098A12* | 23000 | 16 | 8.5 | 26400 | 26000 | 98.48% | 2.18 | 0 | 9.5 |  |  |  | No | R-410A | 1.9167 | Residential & Commercial | No
213821661 | Central HP <5.4 tons | TEMPSTAR | HRCU-A-CB (Split System: Heat Pump with Remote Outdoor Unit-Air-Source) | DLCURAH36ABK | ASPEN |  | D(A,C,E)36B34+TDR | *96VTN0801716B* | 33400 | 15.9 | 8.1 | 37800 | 31800 | 84.13% | 2.7 | 0 | 9.8 |  |  |  | No | R-410A | 2.7833 | Residential & Commercial | No
213355440 | Central HP <5.4 tons | CHAMPION HEATING AND COOLING | HRCU-A-CB (Split System: Heat Pump with Remote Outdoor Unit-Air-Source) | HMH72B361 | ASPEN |  | L(E,G)M48D6 |  | 35200 | 18 | 8.2 | 36000 | 26400 | 73.33% | 2.82 | 0 | 9 |  |  |  | No | R-410A | 2.9333 | Residential & Commercial | No
213821570 | Central HP <5.4 tons | TEMPSTAR | HRCU-A-CB (Split System: Heat Pump with Remote Outdoor Unit-Air-Source) | DLCURAH36ABK | ASPEN |  | D(A,C,E)42B34+TDR | *80MS(N,L)0701712A* | 33800 | 16.5 | 8.1 | 37800 | 31800 | 84.13% | 2.73 | 0 | 9.9 |  |  |  | No | R-410A | 2.8167 | Residential & Commercial | No
211227393 | Central HP <5.4 tons | KEEPRITE | HRCU-A-CB (Split System: Heat Pump with Remote Outdoor Unit-Air-Source) | DLCURAH36ABK |  |  | EA*4X42L21A* | *80VSL0701716A* | 35200 | 16 | 8.1 | 38500 | 35000 | 90.91% | 1.86 | 0 | 9.5 |  |  |  | No | R-410A | 2.9333 | Residential & Commercial | No
213821620 | Central HP <5.4 tons | TEMPSTAR | HRCU-A-CB (Split System: Heat Pump with Remote Outdoor Unit-Air-Source) | DLCURAH36ABK | ASPEN |  | D(A,C,E)36C34+TDR | *92MSN0801716A* | 34200 | 16.5 | 8.5 | 37800 | 31800 | 84.13% | 2.74 | 0 | 9.9 |  |  |  | No | R-410A | 2.85 | Residential & Commercial | No
213821650 | Central HP <5.4 tons | TEMPSTAR | HRCU-A-CB (Split System: Heat Pump with Remote Outdoor Unit-Air-Source) | DLCURAH36ABK | ASPEN |  | D(A,C,E)36C34+TDR | *96MSN1202422A* | 34000 | 16.5 | 8.5 | 37800 | 31800 | 84.13% | 2.72 | 0 | 9.9 |  |  |  | No | R-410A | 2.8333 | Residential & Commercial | No
213821227 | Central HP <5.4 tons | TEMPSTAR | HRCU-A-CB (Split System: Heat Pump with Remote Outdoor Unit-Air-Source) | DLCURAH24ABK | ASPEN |  | D(A,C,E)30B34+TDR | *80VTL0701716B* | 22400 | 17.2 | 8.4 | 25200 | 20000 | 79.37% | 2.98 | 0 | 9 |  |  |  | No | R-410A | 1.8667 | Residential & Commercial | No
213821286 | Central HP <5.4 tons | TEMPSTAR | HRCU-A-CB (Split System: Heat Pump with Remote Outdoor Unit-Air-Source) | DLCURAH24ABK | ASPEN |  | D(A,C,E)24B44+TDR | *96MSN0601412A* | 22600 | 16.9 | 8.5 | 25200 | 20000 | 79.37% | 2.95 | 0 | 9.8 |  |  |  | No | R-410A | 1.8833 | Residential & Commercial | No
213821091 | Central HP <5.4 tons | TEMPSTAR | HRCU-A-CB (Split System: Heat Pump with Remote Outdoor Unit-Air-Source) | DLCURAH24AAK | ASPEN |  | D(A,C,E)24B44+TDR | *92MSN0601714A* | 23600 | 16.5 | 8.1 | 24800 | 22400 | 90.32% | 2.91 | 0 | 9 |  |  |  | No | R-410A | 1.9667 | Residential & Commercial | No
213821125 | Central HP <5.4 tons | TEMPSTAR | HRCU-A-CB (Split System: Heat Pump with Remote Outdoor Unit-Air-Source) | DLCURAH24AAK | ASPEN |  | D(A,C,E)36C34+TDR | *96MSN0401712A* | 23600 | 15.2 | 8.1 | 24800 | 22600 | 91.13% | 2.85 | 0 | 9 |  |  |  | No | R-410A | 1.9667 | Residential & Commercial | No
213821386 | Central HP <5.4 tons | TEMPSTAR | HRCU-A-CB (Split System: Heat Pump with Remote Outdoor Unit-Air-Source) | DLCURAH30ABK | ASPEN |  | D(A,C,E)36C34+TDR | *80MS(N,L)0902116A* | 29400 | 15.2 | 8.1 | 34000 | 23800 | 70% | 2.63 | 0 | 9 |  |  |  | No | R-410A | 2.45 | Residential & Commercial | No
213821550 | Central HP <5.4 tons | TEMPSTAR | HRCU-A-CB (Split System: Heat Pump with Remote Outdoor Unit-Air-Source) | DLCURAH30ABK | ASPEN |  | D(A,C,E)30B34+TDR | *96VTN1002122B* | 29600 | 15.2 | 8.1 | 34200 | 24200 | 70.76% | 2.65 | 0 | 9 |  |  |  | No | R-410A | 2.4667 | Residential & Commercial | No
212925892 | Central HP <5.4 tons | TOSOT | HRCU-A-C (Split System: Heat Pump with Remote Outdoor Unit with No Indoor Fan --Air Source) | TU60-48WADU | ASPEN |  | C(A,C,D,E)60B44+TDR |  | 50500 | 15.2 | 8.5 | 53000 | 37200 | 70.19% | 1.8 | 0 | 9.5 |  |  |  | No | R-410A | 4.2083 | Residential & Commercial | No
213307351 | Central HP <5.4 tons | YORK | HRCU-A-CB (Split System: Heat Pump with Remote Outdoor Unit-Air-Source) | HMH72B341 | ASPEN |  | DM36A36+TDR | TM8V100C16MP12 | 31400 | 17.4 | 8.2 | 33800 | 27200 | 80.47% | 2.62 | 0 | 9.8 |  |  |  | No | R-410A | 2.6167 | Residential & Commercial | No
213927894 | Central HP <5.4 tons | YORK | HRCU-A-CB (Split System: Heat Pump with Remote Outdoor Unit-Air-Source) | HMH72B341 | ASPEN |  | D(A,C,E)36B3G+TXV+TDR | TM9Y100C20MP11 | 32000 | 15.5 | 8.1 | 34000 | 27800 | 81.76% | 2.44 | 0 | 9.4 |  |  |  | No | R-410A | 2.6667 | Residential & Commercial | No
213821652 | Central HP <5.4 tons | TEMPSTAR | HRCU-A-CB (Split System: Heat Pump with Remote Outdoor Unit-Air-Source) | DLCURAH36ABK | ASPEN |  | D(A,C,E)36B34+TDR | *96MSN1402422A* | 33600 | 16.4 | 8.5 | 37800 | 31800 | 84.13% | 2.72 | 0 | 9.8 |  |  |  | No | R-410A | 2.8 | Residential & Commercial | No
211229081 | Central HP <5.4 tons | KEEPRITE | HRCU-A-CB (Split System: Heat Pump with Remote Outdoor Unit-Air-Source) | DLCURAH36ABK |  |  | EA*4X48L21A* | *96VSN0601714A* | 35400 | 15.5 | 8.1 | 38500 | 34800 | 90.39% | 2.02 | 0 | 9.5 |  |  |  | No | R-410A | 2.95 | Residential & Commercial | No
213821576 | Central HP <5.4 tons | TEMPSTAR | HRCU-A-CB (Split System: Heat Pump with Remote Outdoor Unit-Air-Source) | DLCURAH36ABK | ASPEN |  | D(A,C,E)42B34+TDR | *80MS(N,L)0702116A* | 35000 | 16.5 | 8.1 | 38500 | 32200 | 83.64% | 2.6 | 0 | 9 |  |  |  | No | R-410A | 2.9167 | Residential & Commercial | No
213821583 | Central HP <5.4 tons | TEMPSTAR | HRCU-A-CB (Split System: Heat Pump with Remote Outdoor Unit-Air-Source) | DLCURAH36ABK | ASPEN |  | D(A,C,E)36B34+TDR | *80MS(N,L)0902120A* | 35200 | 16.5 | 8.1 | 38500 | 32200 | 83.64% | 2.54 | 0 | 9 |  |  |  | No | R-410A | 2.9333 | Residential & Commercial | No
213821585 | Central HP <5.4 tons | TEMPSTAR | HRCU-A-CB (Split System: Heat Pump with Remote Outdoor Unit-Air-Source) | DLCURAH36ABK | ASPEN |  | D(A,C,E)42B34+TDR | *80MS(N,L)0902120A* | 35200 | 16.5 | 8.1 | 38500 | 32200 | 83.64% | 2.54 | 0 | 9.5 |  |  |  | No | R-410A | 2.9333 | Residential & Commercial | No
213821551 | Central HP <5.4 tons | TEMPSTAR | HRCU-A-CB (Split System: Heat Pump with Remote Outdoor Unit-Air-Source) | DLCURAH30ABK | ASPEN |  | D(A,C,E)30C44+TDR | *96VTN1002122B* | 29600 | 15.2 | 8.1 | 34200 | 24200 | 70.76% | 2.65 | 0 | 9 |  |  |  | No | R-410A | 2.4667 | Residential & Commercial | No
213821553 | Central HP <5.4 tons | TEMPSTAR | HRCU-A-CB (Split System: Heat Pump with Remote Outdoor Unit-Air-Source) | DLCURAH30ABK | ASPEN |  | D(A,C,E)36B34+TDR | *96VTN1002122B* | 29600 | 15.2 | 8.1 | 34200 | 24200 | 70.76% | 2.65 | 0 | 9 |  |  |  | No | R-410A | 2.4667 | Residential & Commercial | No
213367723 | Central HP <5.4 tons | YORK | HRCU-A-CB (Split System: Heat Pump with Remote Outdoor Unit-Air-Source) | HMH72B341 | ASPEN |  | C(A,C,D,E)36C24+TDR | YPLC100C16MP13 | 29800 | 16.9 | 8.5 | 33800 | 27400 | 81.07% | 2.67 | 0 | 9.5 |  |  |  | No | R-410A | 2.4833 | Residential & Commercial | No
213821026 | Central HP <5.4 tons | TEMPSTAR | HRCU-A-CB (Split System: Heat Pump with Remote Outdoor Unit-Air-Source) | DLCURAH24AAK | ASPEN |  | D(A,C,E)24B44+TDR | *80MS(N,L)0701712A* | 23200 | 16.5 | 8.1 | 24600 | 22200 | 90.24% | 2.86 | 0 | 9.5 |  |  |  | No | R-410A | 1.9333 | Residential & Commercial | No
213821049 | Central HP <5.4 tons | TEMPSTAR | HRCU-A-CB (Split System: Heat Pump with Remote Outdoor Unit-Air-Source) | DLCURAH24AAK | ASPEN |  | D(A,C,E)36B34+TDR | *80MS(N,L)0902116A* | 23400 | 16.5 | 8.1 | 24600 | 22000 | 89.43% | 2.86 | 0 | 9.5 |  |  |  | No | R-410A | 1.95 | Residential & Commercial | No
213821099 | Central HP <5.4 tons | TEMPSTAR | HRCU-A-CB (Split System: Heat Pump with Remote Outdoor Unit-Air-Source) | DLCURAH24AAK | ASPEN |  | D(A,C,E)36B34+TDR | *92MSN0801716A* | 23600 | 16.5 | 8.1 | 24600 | 22200 | 90.24% | 2.88 | 0 | 9.5 |  |  |  | No | R-410A | 1.9667 | Residential & Commercial | No
213821101 | Central HP <5.4 tons | TEMPSTAR | HRCU-A-CB (Split System: Heat Pump with Remote Outdoor Unit-Air-Source) | DLCURAH24AAK | ASPEN |  | D(A,C,E)24B44+TDR | *92MSN0802120A* | 23400 | 16.5 | 8.1 | 24600 | 22200 | 90.24% | 2.88 | 0 | 9 |  |  |  | No | R-410A | 1.95 | Residential & Commercial | No
213147623 | Central HP <5.4 tons | PAYNE HEATING AND COOLING | HRCU-A-CB (Split System: Heat Pump with Remote Outdoor Unit-Air-Source) | 38MURAQ36AB3* | ADP |  | C36A***L129+AEFE4B* |  | 35600 | 16 | 8.1 | 36800 | 34400 | 93.48% | 2 | 0 | 9.5 |  |  |  | No | R-410A | 2.9667 | Residential & Commercial | No
211226314 | Central HP <5.4 tons | GRANDAIRE | HRCU-A-CB (Split System: Heat Pump with Remote Outdoor Unit-Air-Source) | WDLCURAH36ABK |  |  | WLA*364CA* | WFEU100C060A* | 35200 | 16 | 8.1 | 38500 | 35200 | 91.43% | 1.82 | 0 | 9.5 |  |  |  | No | R-410A | 2.9333 | Residential & Commercial | No
211226293 | Central HP <5.4 tons | GRANDAIRE | HRCU-A-CB (Split System: Heat Pump with Remote Outdoor Unit-Air-Source) | WDLCURAH36ABK |  |  | WLA*364CA* | WFEL110C060B* | 35200 | 16 | 8.1 | 38500 | 35200 | 91.43% | 1.82 | 0 | 9.5 |  |  |  | No | R-410A | 2.9333 | Residential & Commercial | No
212983139 | Central HP <5.4 tons | GRANDAIRE | HRCU-A-CB (Split System: Heat Pump with Remote Outdoor Unit-Air-Source) | WDLCURAH24ABK |  |  | WLA*244BA* | WFAX040B036B* | 23200 | 15.5 | 8.5 | 27000 | 22000 | 81.48% | 1.82 | 0 | 9.5 |  |  |  | No | R-410A | 1.9333 | Residential & Commercial | No
213821608 | Central HP <5.4 tons | TEMPSTAR | HRCU-A-CB (Split System: Heat Pump with Remote Outdoor Unit-Air-Source) | DLCURAH36ABK | ASPEN |  | D(A,C,E)36C34+TDR | *80VTL0902120B* | 34000 | 16.5 | 8.5 | 37800 | 31800 | 84.13% | 2.72 | 0 | 9.9 |  |  |  | No | R-410A | 2.8333 | Residential & Commercial | No
213821626 | Central HP <5.4 tons | TEMPSTAR | HRCU-A-CB (Split System: Heat Pump with Remote Outdoor Unit-Air-Source) | DLCURAH36ABK | ASPEN |  | D(A,C,E)36C34+TDR | *92MSN1002120A* | 35000 | 16.5 | 8.1 | 38500 | 32200 | 83.64% | 2.54 | 0 | 9.5 |  |  |  | No | R-410A | 2.9167 | Residential & Commercial | No
213821653 | Central HP <5.4 tons | TEMPSTAR | HRCU-A-CB (Split System: Heat Pump with Remote Outdoor Unit-Air-Source) | DLCURAH36ABK | ASPEN |  | D(A,C,E)36C34+TDR | *96MSN1402422A* | 34000 | 16.5 | 8.5 | 37800 | 31800 | 84.13% | 2.72 | 0 | 9.9 |  |  |  | No | R-410A | 2.8333 | Residential & Commercial | No
212674054 | Central HP <5.4 tons | CHAMPION HEATING AND COOLING | HRCU-A-CB (Split System: Heat Pump with Remote Outdoor Unit-Air-Source) | HMH72B361 | ASPEN |  | L(E,G)M36E4 |  | 35000 | 18 | 8.1 | 35400 | 26000 | 73.45% | 2.81 | 0 | 9 |  |  |  | No | R-410A | 2.9167 | Residential & Commercial | No
211226516 | Central HP <5.4 tons | GRANDAIRE | HRCU-A-CB (Split System: Heat Pump with Remote Outdoor Unit-Air-Source) | WDLCURAH36ABK |  |  | WLA*374BA* | WFEL070B036B* | 36000 | 15.2 | 8.1 | 38500 | 35000 | 90.91% | 2 | 0 | 9.5 |  |  |  | No | R-410A | 3 | Residential & Commercial | No
213078395 | Central HP <5.4 tons | KEEPRITE | HRCU-A-CB (Split System: Heat Pump with Remote Outdoor Unit-Air-Source) | DLCURAH36ABK |  |  | EA*4X36L21A* | *80MS(N,L)0902116A* | 34800 | 16.5 | 8.1 | 38500 | 35200 | 91.43% | 1.82 | 0 | 9.5 |  |  |  | No | R-410A | 2.9 | Residential & Commercial | No
214810349 | Central HP <5.4 tons | ARCOAIRE | HRCU-A-CB (Split System: Heat Pump with Remote Outdoor Unit-Air-Source) | DLCURAH36ABK | ADP |  | H,GG33936 | *80MS(N,L)0701712A* | 35000 | 16 | 8.1 | 36800 | 34800 | 94.57% | 1.82 | 0 | 9.5 |  |  |  | No | R-410A | 2.9167 | Residential & Commercial | No
213078053 | Central HP <5.4 tons | KEEPRITE | HRCU-A-CB (Split System: Heat Pump with Remote Outdoor Unit-Air-Source) | DLCURAH36ABK |  |  | EA*4X36L21A* | *80MS(N,L)0701716A* | 34800 | 16 | 8.1 | 38500 | 35200 | 91.43% | 1.82 | 0 | 9.5 |  |  |  | No | R-410A | 2.9 | Residential & Commercial | No
213080382 | Central HP <5.4 tons | KEEPRITE | HRCU-A-CB (Split System: Heat Pump with Remote Outdoor Unit-Air-Source) | DLCURAH36ABK |  |  | EA*4X36L21A* | *96MSN1002122A* | 35000 | 16 | 8.1 | 38500 | 35200 | 91.43% | 1.82 | 0 | 9.5 |  |  |  | No | R-410A | 2.9167 | Residential & Commercial | No
211712531 | Central HP <5.4 tons | KEEPRITE | HRCU-A-CB (Split System: Heat Pump with Remote Outdoor Unit-Air-Source) | DLCURAH30ABK |  |  | EA*4X42L21A* | *92ESN0801716A* | 29600 | 15.2 | 8.1 | 33800 | 27400 | 81.07% | 1.78 | 0 | 9 |  |  |  | No | R-410A | 2.4667 | Residential & Commercial | No
212498335 | Central HP <5.4 tons | PAYNE HEATING AND COOLING | HRCU-A-CB (Split System: Heat Pump with Remote Outdoor Unit-Air-Source) | 38MURAQ30AB3* | ADP |  | CE3005A+TXV |  | 29800 | 15.2 | 8.2 | 33200 | 27000 | 81.33% | 1.78 | 0 | 8.5 |  |  |  | No | R-410A | 2.4833 | Residential & Commercial | No
213821108 | Central HP <5.4 tons | TEMPSTAR | HRCU-A-CB (Split System: Heat Pump with Remote Outdoor Unit-Air-Source) | DLCURAH24AAK | ASPEN |  | D(A,C,E)30C44+TDR | *92MSN1002120A* | 23800 | 16.5 | 8.1 | 24800 | 22400 | 90.32% | 2.91 | 0 | 9 |  |  |  | No | R-410A | 1.9833 | Residential & Commercial | No
213821124 | Central HP <5.4 tons | TEMPSTAR | HRCU-A-CB (Split System: Heat Pump with Remote Outdoor Unit-Air-Source) | DLCURAH24AAK | ASPEN |  | D(A,C,E)36B34+TDR | *96MSN0401712A* | 23400 | 15.2 | 8.1 | 24800 | 22600 | 91.13% | 2.85 | 0 | 9 |  |  |  | No | R-410A | 1.95 | Residential & Commercial | No
213821126 | Central HP <5.4 tons | TEMPSTAR | HRCU-A-CB (Split System: Heat Pump with Remote Outdoor Unit-Air-Source) | DLCURAH24AAK | ASPEN |  | D(A,C,E)24B44+TDR | *96MSN0601412A* | 22600 | 15.8 | 8.1 | 24400 | 22200 | 90.98% | 2.9 | 0 | 9.3 |  |  |  | No | R-410A | 1.8833 | Residential & Commercial | No
213821167 | Central HP <5.4 tons | TEMPSTAR | HRCU-A-CB (Split System: Heat Pump with Remote Outdoor Unit-Air-Source) | DLCURAH24AAK | ASPEN |  | D(A,C,E)30B34+TDR | *96VTN1002120B* | 23400 | 16.5 | 8.1 | 24800 | 22200 | 89.52% | 2.88 | 0 | 9.5 |  |  |  | No | R-410A | 1.95 | Residential & Commercial | No
213079999 | Central HP <5.4 tons | KEEPRITE | HRCU-A-CB (Split System: Heat Pump with Remote Outdoor Unit-Air-Source) | DLCURAH36ABK |  |  | EA*4X36L17A* | *96MSN0801716A* | 35000 | 15.2 | 8.1 | 39000 | 35400 | 90.77% | 1.82 | 0 | 9.5 |  |  |  | No | R-410A | 2.9167 | Residential & Commercial | No
212970383 | Central HP <5.4 tons | KEEPRITE | HRCU-A-CB (Split System: Heat Pump with Remote Outdoor Unit-Air-Source) | DLCURAH36ABK |  |  | EA*4X36L21A* | *80VSL0701716B* | 35200 | 15.5 | 8.1 | 38500 | 35200 | 91.43% | 1.84 | 0 | 9.5 |  |  |  | No | R-410A | 2.9333 | Residential & Commercial | No
211226235 | Central HP <5.4 tons | GRANDAIRE | HRCU-A-CB (Split System: Heat Pump with Remote Outdoor Unit-Air-Source) | WDLCURAH30ABK |  |  | FM(C,U)4Z36**AL* |  | 30400 | 15.5 | 8.5 | 35000 | 27400 | 78.29% | 1.82 | 0 | 9 |  |  |  | No | R-410A | 2.5333 | Residential & Commercial | No
212979724 | Central HP <5.4 tons | GRANDAIRE | HRCU-A-CB (Split System: Heat Pump with Remote Outdoor Unit-Air-Source) | WDLCURAH30ABK |  |  | WLA*374CA* | WFE*090B042C* | 30400 | 15.2 | 8.1 | 33200 | 27600 | 83.13% | 1.8 | 0 | 9 |  |  |  | No | R-410A | 2.5333 | Residential & Commercial | No
211226517 | Central HP <5.4 tons | GRANDAIRE | HRCU-A-CB (Split System: Heat Pump with Remote Outdoor Unit-Air-Source) | WDLCURAH36ABK |  |  | WLA*374BA* | WFER070B036A* | 36000 | 15.2 | 8.1 | 38500 | 35000 | 90.91% | 2 | 0 | 9.5 |  |  |  | No | R-410A | 3 | Residential & Commercial | No
213080784 | Central HP <5.4 tons | KEEPRITE | HRCU-A-CB (Split System: Heat Pump with Remote Outdoor Unit-Air-Source) | DLCURAH36ABK |  |  | EA*4X36L21A* | *95MSU0802120A* | 35000 | 16 | 8.1 | 38500 | 35200 | 91.43% | 1.82 | 0 | 9.5 |  |  |  | No | R-410A | 2.9167 | Residential & Commercial | No
213078494 | Central HP <5.4 tons | KEEPRITE | HRCU-A-CB (Split System: Heat Pump with Remote Outdoor Unit-Air-Source) | DLCURAH36ABK |  |  | EA*4X36L21A* | *80MS(N,L)0902120A* | 35200 | 16.5 | 8.1 | 38500 | 35200 | 91.43% | 1.84 | 0 | 9.5 |  |  |  | No | R-410A | 2.9333 | Residential & Commercial | No
213078193 | Central HP <5.4 tons | KEEPRITE | HRCU-A-CB (Split System: Heat Pump with Remote Outdoor Unit-Air-Source) | DLCURAH36ABK |  |  | EA*4X42L21A* | *80MS(N,L)0702116A* | 35000 | 16.5 | 8.1 | 38500 | 35000 | 90.91% | 1.88 | 0 | 9.5 |  |  |  | No | R-410A | 2.9167 | Residential & Commercial | No
213077392 | Central HP <5.4 tons | KEEPRITE | HRCU-A-CB (Split System: Heat Pump with Remote Outdoor Unit-Air-Source) | DLCURAH36ABK |  |  | EA*4X42L21A* | *96VTN0801716B* | 35000 | 15.5 | 8.1 | 38500 | 35200 | 91.43% | 1.86 | 0 | 9.5 |  |  |  | No | R-410A | 2.9167 | Residential & Commercial | No
212982179 | Central HP <5.4 tons | GRANDAIRE | HRCU-A-CB (Split System: Heat Pump with Remote Outdoor Unit-Air-Source) | WDLCURAH30ABK |  |  | WLA*434CA* | WFEU040B036B* | 30600 | 15.2 | 8.1 | 33200 | 26200 | 78.92% | 1.86 | 0 | 9 |  |  |  | No | R-410A | 2.55 | Residential & Commercial | No
213495336 | Central HP <5.4 tons | CHAMPION HEATING AND COOLING | HRCU-A-CB (Split System: Heat Pump with Remote Outdoor Unit-Air-Source) | HMH72B341 | ASPEN |  | C(A,C,D,E)36A36+TDR | Z8ES100C20LMPS1 | 31200 | 17.4 | 8.3 | 33000 | 27600 | 83.64% | 2.68 | 0 | 9.3 |  |  |  | No | R-410A | 2.6 | Residential & Commercial | No
213493950 | Central HP <5.4 tons | CHAMPION HEATING AND COOLING | HRCU-A-CB (Split System: Heat Pump with Remote Outdoor Unit-Air-Source) | HMH72B341 | ASPEN |  | C(A,C,D,E)36A34+TDR | Z8ES100C20LMPS1 | 31200 | 17.4 | 8.3 | 33000 | 27600 | 83.64% | 2.68 | 0 | 9.3 |  |  |  | No | R-410A | 2.6 | Residential & Commercial | No
213493984 | Central HP <5.4 tons | CHAMPION HEATING AND COOLING | HRCU-A-CB (Split System: Heat Pump with Remote Outdoor Unit-Air-Source) | HMH72B341 | ASPEN |  | C(A,C,D,E)48A34+TDR | Z8ES120C20LMPS1 | 32200 | 17.5 | 8.5 | 33800 | 27800 | 82.25% | 2.66 | 0 | 9.4 |  |  |  | No | R-410A | 2.6833 | Residential & Commercial | No
213494031 | Central HP <5.4 tons | CHAMPION HEATING AND COOLING | HRCU-A-CB (Split System: Heat Pump with Remote Outdoor Unit-Air-Source) | HMH72B341 | ASPEN |  | C(A,C,D,E)48A34+TDR | Z8ET120C20LMPS1 | 32200 | 18.5 | 8.5 | 33200 | 27800 | 83.73% | 2.7 | 0 | 9.4 |  |  |  | No | R-410A | 2.6833 | Residential & Commercial | No
213367719 | Central HP <5.4 tons | YORK | HRCU-A-CB (Split System: Heat Pump with Remote Outdoor Unit-Air-Source) | HMH72B341 | ASPEN |  | C(A,C,D,E)36C24+TDR | YP9C120D20MP13 | 29400 | 16.3 | 8.5 | 32400 | 28200 | 87.04% | 2.79 | 0 | 9 |  |  |  | No | R-410A | 2.45 | Residential & Commercial | No
213367716 | Central HP <5.4 tons | YORK | HRCU-A-CB (Split System: Heat Pump with Remote Outdoor Unit-Air-Source) | HMH72B341 | ASPEN |  | C(A,C,D,E)36C24+TDR | YP9C080C16MP13 | 29800 | 16.9 | 8.1 | 33800 | 27400 | 81.07% | 2.65 | 0 | 9.5 |  |  |  | No | R-410A | 2.4833 | Residential & Commercial | No
212983868 | Central HP <5.4 tons | GRANDAIRE | HRCU-A-CB (Split System: Heat Pump with Remote Outdoor Unit-Air-Source) | WDLCURAH24AAK |  |  | WLNC364CA* | WFAX060B042B* | 23800 | 16 | 8.1 | 24800 | 35200 | 141.9% | 1.82 | 0 | 9.5 |  |  |  | No | R-410A | 1.9833 | Residential & Commercial | No
212628153 | Central HP <5.4 tons | ARCOAIRE | HRCU-A-CB (Split System: Heat Pump with Remote Outdoor Unit-Air-Source) | DLCURAH24ABK | ADP |  | BV**A9925 |  | 21400 | 15.2 | 8.35 | 25200 | 25200 | 100% | 2 | 0 | 9 |  |  |  | No | R-410A | 1.7833 | Residential & Commercial | No
213821296 | Central HP <5.4 tons | TEMPSTAR | HRCU-A-CB (Split System: Heat Pump with Remote Outdoor Unit-Air-Source) | DLCURAH24ABK | ASPEN |  | D(A,C,E)24B44+TDR | *96MSN0802120A* | 22400 | 17.3 | 8.4 | 25200 | 20000 | 79.37% | 2.95 | 0 | 9.7 |  |  |  | No | R-410A | 1.8667 | Residential & Commercial | No
213080532 | Central HP <5.4 tons | KEEPRITE | HRCU-A-CB (Split System: Heat Pump with Remote Outdoor Unit-Air-Source) | DLCURAH36ABK |  |  | EA*4X37L17A* | *95MSU0401712A* | 35600 | 15.2 | 8.1 | 38500 | 35200 | 91.43% | 1.98 | 0 | 9.5 |  |  |  | No | R-410A | 2.9667 | Residential & Commercial | No
213367795 | Central HP <5.4 tons | YORK | HRCU-A-CB (Split System: Heat Pump with Remote Outdoor Unit-Air-Source) | HMH72B361 | ASPEN |  | C(A,C,D,E)48C24+TDR | Y81E080C20SMPS1 | 32400 | 16.6 | 8.1 | 36000 | 26400 | 73.33% | 2.83 | 0 | 8 |  |  |  | No | R-410A | 2.7 | Residential & Commercial | No
213147045 | Central HP <5.4 tons | CARRIER | HRCU-A-CB (Split System: Heat Pump with Remote Outdoor Unit-Air-Source) | 38MURAQ36AB3* | ADP |  | V,C36H175P139+AEFE4B* |  | 36200 | 16 | 8.1 | 36800 | 34400 | 93.48% | 2 | 0 | 9.5 |  |  |  | No | R-410A | 3.0167 | Residential & Commercial | No
213495288 | Central HP <5.4 tons | CHAMPION HEATING AND COOLING | HRCU-A-CB (Split System: Heat Pump with Remote Outdoor Unit-Air-Source) | HMH72B341 | ASPEN |  | C(A,C,D,E)36A36+TDR | Z8ES080C20LMPS1 | 31200 | 17.8 | 8.3 | 33000 | 28200 | 85.45% | 2.67 | 0 | 9.8 |  |  |  | No | R-410A | 2.6 | Residential & Commercial | No
212977981 | Central HP <5.4 tons | GRANDAIRE | HRCU-A-CB (Split System: Heat Pump with Remote Outdoor Unit-Air-Source) | WDLCURAH24AAK |  |  | WLN(C,W)364BA* | WFE*070A036C* | 23800 | 16 | 8.1 | 24800 | 35200 | 141.9% | 1.82 | 0 | 9.5 |  |  |  | No | R-410A | 1.9833 | Residential & Commercial | No
212383292 | Central HP <5.4 tons | ARCOAIRE | HRCU-A-CB (Split System: Heat Pump with Remote Outdoor Unit-Air-Source) | DLCURAH36ABK |  |  | EA*4X36L21A* | *80ES(N,L)0901714A* | 35600 | 15.5 | 8.1 | 39500 | 35200 | 89.11% | 1.84 | 0 | 9.5 |  |  |  | No | R-410A | 2.9667 | Residential & Commercial | No
216453750 | Central HP <5.4 tons | RUUD | HRCU-A-CB (Split System: Heat Pump with Remote Outdoor Unit-Air-Source) | RD17AZ36AJ3N | ASPEN |  | D(A,C,E)37A44+TDR | R962V0403A17M4 | 33400 | 17 | 8.5 | 34200 | 24400 | 71.35% | 2.76 | 0 | 9.8 |  |  |  | No | R-410A | 2.7833 | Residential & Commercial | No
213495258 | Central HP <5.4 tons | CHAMPION HEATING AND COOLING | HRCU-A-CB (Split System: Heat Pump with Remote Outdoor Unit-Air-Source) | HMH72B341 | ASPEN |  | C(A,C,D,E)48A36+TDR | Z8ES080B12LMPS1 | 33000 | 18 | 8.1 | 32600 | 29400 | 90.18% | 2.66 | 0 | 9.5 |  |  |  | No | R-410A | 2.75 | Residential & Commercial | No
212982935 | Central HP <5.4 tons | GRANDAIRE | HRCU-A-CB (Split System: Heat Pump with Remote Outdoor Unit-Air-Source) | WDLCURAH30ABK |  |  | WLA*364CA* | WFEU080C060B* | 29400 | 15.2 | 8.5 | 33800 | 28000 | 82.84% | 1.76 | 0 | 9 |  |  |  | No | R-410A | 2.45 | Residential & Commercial | No
213495401 | Central HP <5.4 tons | CHAMPION HEATING AND COOLING | HRCU-A-CB (Split System: Heat Pump with Remote Outdoor Unit-Air-Source) | HMH72B341 | ASPEN |  | C(A,C,D,E)48A36+TDR | Z8ET100C16LMPS1 | 32200 | 18 | 8.5 | 33200 | 27800 | 83.73% | 2.7 | 0 | 9.4 |  |  |  | No | R-410A | 2.6833 | Residential & Commercial | No
213493962 | Central HP <5.4 tons | CHAMPION HEATING AND COOLING | HRCU-A-CB (Split System: Heat Pump with Remote Outdoor Unit-Air-Source) | HMH72B341 | ASPEN |  | C(A,C,D,E)48A34+TDR | Z8ES100C20SMPS1 | 32200 | 17.5 | 8.5 | 33200 | 27400 | 82.53% | 2.71 | 0 | 9.4 |  |  |  | No | R-410A | 2.6833 | Residential & Commercial | No
213493980 | Central HP <5.4 tons | CHAMPION HEATING AND COOLING | HRCU-A-CB (Split System: Heat Pump with Remote Outdoor Unit-Air-Source) | HMH72B341 | ASPEN |  | C(A,C,D,E)36A34+TDR | Z8ES120C20LMPS1 | 31200 | 17.4 | 8.3 | 33600 | 28000 | 83.33% | 2.64 | 0 | 9.3 |  |  |  | No | R-410A | 2.6 | Residential & Commercial | No
213495298 | Central HP <5.4 tons | CHAMPION HEATING AND COOLING | HRCU-A-CB (Split System: Heat Pump with Remote Outdoor Unit-Air-Source) | HMH72B341 | ASPEN |  | C(A,C,D,E)36A36+TDR | Z8ES080C20SMPS1 | 31200 | 17.8 | 8.3 | 33000 | 28200 | 85.45% | 2.67 | 0 | 9.8 |  |  |  | No | R-410A | 2.6 | Residential & Commercial | No
212925896 | Central HP <5.4 tons | TOSOT | HRCU-A-C (Split System: Heat Pump with Remote Outdoor Unit with No Indoor Fan --Air Source) | TU36-24WADU | ASPEN |  | C(A,C,E)37C24+TDR |  | 32000 | 15.2 | 8.5 | 34000 | 24000 | 70.59% | 1.8 | 0 | 9.5 |  |  |  | No | R-410A | 2.6667 | Residential & Commercial | No
213078263 | Central HP <5.4 tons | KEEPRITE | HRCU-A-CB (Split System: Heat Pump with Remote Outdoor Unit-Air-Source) | DLCURAH36ABK |  |  | EA*4X36L17A* | *80MS(N,L)0901714A* | 35000 | 16 | 8.1 | 38500 | 35200 | 91.43% | 1.82 | 0 | 9.5 |  |  |  | No | R-410A | 2.9167 | Residential & Commercial | No
213306316 | Central HP <5.4 tons | CHAMPION HEATING AND COOLING | HRCU-A-CB (Split System: Heat Pump with Remote Outdoor Unit-Air-Source) | HMH72B361 | ASPEN |  | D(A,C,E)36D34+TDR | Z8ES100C20SMPS1 | 34800 | 16.5 | 8.1 | 36000 | 26800 | 74.44% | 2.83 | 0 | 9 |  |  |  | No | R-410A | 2.9 | Residential & Commercial | No
212925893 | Central HP <5.4 tons | TOSOT | HRCU-A-C (Split System: Heat Pump with Remote Outdoor Unit with No Indoor Fan --Air Source) | TU60-48WADU | ASPEN |  | C(A,C,D,E)60C44+TDR |  | 50500 | 15.2 | 8.5 | 53000 | 37200 | 70.19% | 1.8 | 0 | 9.5 |  |  |  | No | R-410A | 4.2083 | Residential & Commercial | No
211226336 | Central HP <5.4 tons | GRANDAIRE | HRCU-A-CB (Split System: Heat Pump with Remote Outdoor Unit-Air-Source) | WDLCURAH36ABK |  |  | WLA*364CA* | WFAX060B042A* | 35200 | 16 | 8.1 | 38500 | 35200 | 91.43% | 1.82 | 0 | 9.5 |  |  |  | No | R-410A | 2.9333 | Residential & Commercial | No
213495332 | Central HP <5.4 tons | CHAMPION HEATING AND COOLING | HRCU-A-CB (Split System: Heat Pump with Remote Outdoor Unit-Air-Source) | HMH72B341 | ASPEN |  | C(A,C,D,E)48A36+TDR | Z8ES100C16SMPS1 | 32200 | 18 | 8.5 | 33200 | 28200 | 84.94% | 2.7 | 0 | 9.4 |  |  |  | No | R-410A | 2.6833 | Residential & Commercial | No
211712335 | Central HP <5.4 tons | KEEPRITE | HRCU-A-CB (Split System: Heat Pump with Remote Outdoor Unit-Air-Source) | DLCURAH30ABK |  |  | EA*4X42L21A* | *80ESU0401712A* | 30400 | 15.2 | 8.1 | 34200 | 27000 | 78.95% | 1.8 | 0 | 9 |  |  |  | No | R-410A | 2.5333 | Residential & Commercial | No
211712248 | Central HP <5.4 tons | KEEPRITE | HRCU-A-CB (Split System: Heat Pump with Remote Outdoor Unit-Air-Source) | DLCURAH30ABK |  |  | EA*4X42L21A* | *96VTN1002122A* | 29600 | 15.2 | 8.1 | 33600 | 27400 | 81.55% | 1.78 | 0 | 9 |  |  |  | No | R-410A | 2.4667 | Residential & Commercial | No
212925884 | Central HP <5.4 tons | TOSOT | HRCU-A-C (Split System: Heat Pump with Remote Outdoor Unit with No Indoor Fan --Air Source) | TU60-48WADU | ASPEN |  | D(A,C,E)60C44+TDR |  | 50500 | 15.2 | 8.5 | 53000 | 37200 | 70.19% | 1.8 | 0 | 9.5 |  |  |  | No | R-410A | 4.2083 | Residential & Commercial | No
212925885 | Central HP <5.4 tons | TOSOT | HRCU-A-C (Split System: Heat Pump with Remote Outdoor Unit with No Indoor Fan --Air Source) | TU60-48WADU | ASPEN |  | D(A,C,E)60D44+TDR |  | 50500 | 15.2 | 8.5 | 53000 | 37200 | 70.19% | 1.8 | 0 | 9.5 |  |  |  | No | R-410A | 4.2083 | Residential & Commercial | No
211712543 | Central HP <5.4 tons | KEEPRITE | HRCU-A-CB (Split System: Heat Pump with Remote Outdoor Unit-Air-Source) | DLCURAH30ABK |  |  | EA*4X42L21A* | *92ESN0802120A* | 30600 | 15.2 | 8.1 | 34200 | 27000 | 78.95% | 1.82 | 0 | 9 |  |  |  | No | R-410A | 2.55 | Residential & Commercial | No
211712949 | Central HP <5.4 tons | KEEPRITE | HRCU-A-CB (Split System: Heat Pump with Remote Outdoor Unit-Air-Source) | DLCURAH30ABK |  |  | EA*4X42L24A* | *80ESU0802120A | 29800 | 15.2 | 8.1 | 33800 | 27200 | 80.47% | 1.78 | 0 | 9 |  |  |  | No | R-410A | 2.4833 | Residential & Commercial | No
213077933 | Central HP <5.4 tons | GRANDAIRE | HRCU-A-CB (Split System: Heat Pump with Remote Outdoor Unit-Air-Source) | WDLCURAH36ABK |  |  | WLA*364CA* | WFE*070B036C* | 34800 | 16 | 8.1 | 38500 | 35000 | 90.91% | 2.02 | 0 | 9.5 |  |  |  | No | R-410A | 2.9 | Residential & Commercial | No
213078972 | Central HP <5.4 tons | GRANDAIRE | HRCU-A-CB (Split System: Heat Pump with Remote Outdoor Unit-Air-Source) | WDLCURAH36ABK |  |  | WLA*364CA* | WFEU040B036B* | 35000 | 16 | 8.1 | 38500 | 35200 | 91.43% | 1.8 | 0 | 9.5 |  |  |  | No | R-410A | 2.9167 | Residential & Commercial | No
213147033 | Central HP <5.4 tons | CARRIER | HRCU-A-CB (Split System: Heat Pump with Remote Outdoor Unit-Air-Source) | 38MURAQ30AB3* | ADP |  | C36A***L129+AEFE4B* |  | 29600 | 15.2 | 8.15 | 33200 | 27000 | 81.33% | 1.76 | 0 | 8.5 |  |  |  | No | R-410A | 2.4667 | Residential & Commercial | No
213796573 | Central HP <5.4 tons | PAYNE HEATING AND COOLING | HRCU-A-CB (Split System: Heat Pump with Remote Outdoor Unit-Air-Source) | 38MURAQ24AB3* | ADP |  | V,C36H***P039+CBPE3A* |  | 22800 | 16 | 8.6 | 25400 | 25400 | 100% | 2.1 | 0 | 9.5 |  |  |  | No | R-410A | 1.9 | Residential & Commercial | No
213495364 | Central HP <5.4 tons | CHAMPION HEATING AND COOLING | HRCU-A-CB (Split System: Heat Pump with Remote Outdoor Unit-Air-Source) | HMH72B341 | ASPEN |  | C(A,C,D,E)48A36+TDR | Z8ES120C16SMPS1 | 33600 | 18 | 8.1 | 32600 | 30200 | 92.64% | 2.73 | 0 | 9.5 |  |  |  | No | R-410A | 2.8 | Residential & Commercial | No
213495409 | Central HP <5.4 tons | CHAMPION HEATING AND COOLING | HRCU-A-CB (Split System: Heat Pump with Remote Outdoor Unit-Air-Source) | HMH72B341 | ASPEN |  | C(A,C,D,E)48A36+TDR | Z8ET100C20LMPS1 | 32200 | 18.5 | 8.5 | 33200 | 27400 | 82.53% | 2.71 | 0 | 9.4 |  |  |  | No | R-410A | 2.6833 | Residential & Commercial | No
213307208 | Central HP <5.4 tons | YORK | HRCU-A-CB (Split System: Heat Pump with Remote Outdoor Unit-Air-Source) | HMH72B341 | ASPEN |  | DM36A34+TDR | TM9Y080C16MP11 | 31200 | 18.3 | 8.1 | 33600 | 28000 | 83.33% | 2.6 | 0 | 9.3 |  |  |  | No | R-410A | 2.6 | Residential & Commercial | No
213307376 | Central HP <5.4 tons | YORK | HRCU-A-CB (Split System: Heat Pump with Remote Outdoor Unit-Air-Source) | HMH72B341 | ASPEN |  | DM36A36+TDR | TM9Y080C16MP11 | 31200 | 18.3 | 8.1 | 33600 | 28000 | 83.33% | 2.6 | 0 | 9.3 |  |  |  | No | R-410A | 2.6 | Residential & Commercial | No
211226222 | Central HP <5.4 tons | GRANDAIRE | HRCU-A-CB (Split System: Heat Pump with Remote Outdoor Unit-Air-Source) | WDLCURAH30ABK |  |  | WLA*374CA* | WFEU040B036A* | 31000 | 15.2 | 8.1 | 33400 | 26000 | 77.84% | 1.86 | 0 | 9 |  |  |  | No | R-410A | 2.5833 | Residential & Commercial | No
213495348 | Central HP <5.4 tons | CHAMPION HEATING AND COOLING | HRCU-A-CB (Split System: Heat Pump with Remote Outdoor Unit-Air-Source) | HMH72B341 | ASPEN |  | C(A,C,D,E)48A36+TDR | Z8ES100C20SMPS1 | 32200 | 17.5 | 8.5 | 33200 | 27400 | 82.53% | 2.71 | 0 | 9.4 |  |  |  | No | R-410A | 2.6833 | Residential & Commercial | No
213495357 | Central HP <5.4 tons | CHAMPION HEATING AND COOLING | HRCU-A-CB (Split System: Heat Pump with Remote Outdoor Unit-Air-Source) | HMH72B341 | ASPEN |  | C(A,C,D,E)48A36+TDR | Z8ES120C16LMPS1 | 33600 | 18 | 8.1 | 32600 | 30200 | 92.64% | 2.73 | 0 | 9.5 |  |  |  | No | R-410A | 2.8 | Residential & Commercial | No
213821278 | Central HP <5.4 tons | TEMPSTAR | HRCU-A-CB (Split System: Heat Pump with Remote Outdoor Unit-Air-Source) | DLCURAH24ABK | ASPEN |  | D(A,C,E)30C44+TDR | *96MSN0401410A* | 23000 | 16.5 | 8.5 | 25400 | 20200 | 79.53% | 2.94 | 0 | 9.9 |  |  |  | No | R-410A | 1.9167 | Residential & Commercial | No
213821581 | Central HP <5.4 tons | TEMPSTAR | HRCU-A-CB (Split System: Heat Pump with Remote Outdoor Unit-Air-Source) | DLCURAH36ABK | ASPEN |  | D(A,C,E)36C34+TDR | *80MS(N,L)0902116A* | 34800 | 16.5 | 8.1 | 38500 | 32200 | 83.64% | 2.52 | 0 | 9.5 |  |  |  | No | R-410A | 2.9 | Residential & Commercial | No
212925895 | Central HP <5.4 tons | TOSOT | HRCU-A-C (Split System: Heat Pump with Remote Outdoor Unit with No Indoor Fan --Air Source) | TU36-24WADU | ASPEN |  | D(A,C,E)36B34+TDR |  | 32000 | 15.2 | 8.5 | 34000 | 24000 | 70.59% | 1.8 | 0 | 9.5 |  |  |  | No | R-410A | 2.6667 | Residential & Commercial | No
212674075 | Central HP <5.4 tons | CHAMPION HEATING AND COOLING | HRCU-A-CB (Split System: Heat Pump with Remote Outdoor Unit-Air-Source) | HMH72B341 | ASPEN |  | L(E,G)M36F4 |  | 33000 | 17 | 8.1 | 31800 | 27000 | 84.91% | 2.72 | 0 | 9.5 |  |  |  | No | R-410A | 2.75 | Residential & Commercial | No
213367724 | Central HP <5.4 tons | YORK | HRCU-A-CB (Split System: Heat Pump with Remote Outdoor Unit-Air-Source) | HMH72B341 | ASPEN |  | C(A,C,D,E)36C24+TDR | YPLC100C20MP13 | 29000 | 15.8 | 8.5 | 32400 | 27400 | 84.57% | 2.68 | 0 | 8.5 |  |  |  | No | R-410A | 2.4167 | Residential & Commercial | No
213493900 | Central HP <5.4 tons | CHAMPION HEATING AND COOLING | HRCU-A-CB (Split System: Heat Pump with Remote Outdoor Unit-Air-Source) | HMH72B341 | ASPEN |  | C(A,C,D,E)48A34+TDR | Z8ES080C16SMPS1 | 32200 | 18 | 8.5 | 33200 | 27400 | 82.53% | 2.7 | 0 | 9.9 |  |  |  | No | R-410A | 2.6833 | Residential & Commercial | No
213821133 | Central HP <5.4 tons | TEMPSTAR | HRCU-A-CB (Split System: Heat Pump with Remote Outdoor Unit-Air-Source) | DLCURAH24AAK | ASPEN |  | D(A,C,E)30C44+TDR | *96MSN0801716A* | 23800 | 16 | 8.1 | 25000 | 22400 | 89.6% | 2.9 | 0 | 9.5 |  |  |  | No | R-410A | 1.9833 | Residential & Commercial | No
213821135 | Central HP <5.4 tons | TEMPSTAR | HRCU-A-CB (Split System: Heat Pump with Remote Outdoor Unit-Air-Source) | DLCURAH24AAK | ASPEN |  | D(A,C,E)36C34+TDR | *96MSN0801716A* | 23800 | 16 | 8.1 | 25000 | 22400 | 89.6% | 2.9 | 0 | 9 |  |  |  | No | R-410A | 1.9833 | Residential & Commercial | No
213821165 | Central HP <5.4 tons | TEMPSTAR | HRCU-A-CB (Split System: Heat Pump with Remote Outdoor Unit-Air-Source) | DLCURAH24AAK | ASPEN |  | D(A,C,E)36C34+TDR | *96VTN0802120B* | 23800 | 16 | 8.5 | 25000 | 22400 | 89.6% | 2.92 | 0 | 9.5 |  |  |  | No | R-410A | 1.9833 | Residential & Commercial | No
213821029 | Central HP <5.4 tons | TEMPSTAR | HRCU-A-CB (Split System: Heat Pump with Remote Outdoor Unit-Air-Source) | DLCURAH24AAK | ASPEN |  | D(A,C,E)36B34+TDR | *80MS(N,L)0701712A* | 23400 | 16.5 | 8.1 | 24600 | 22200 | 90.24% | 2.86 | 0 | 9.5 |  |  |  | No | R-410A | 1.95 | Residential & Commercial | No
213821114 | Central HP <5.4 tons | TEMPSTAR | HRCU-A-CB (Split System: Heat Pump with Remote Outdoor Unit-Air-Source) | DLCURAH24AAK | ASPEN |  | D(A,C,E)36B34+TDR | *96MSN0261410A* | 23400 | 15.5 | 8.1 | 24600 | 22200 | 90.24% | 2.83 | 0 | 9.5 |  |  |  | No | R-410A | 1.95 | Residential & Commercial | No
213821163 | Central HP <5.4 tons | TEMPSTAR | HRCU-A-CB (Split System: Heat Pump with Remote Outdoor Unit-Air-Source) | DLCURAH24AAK | ASPEN |  | D(A,C,E)30C44+TDR | *96VTN0802120B* | 23800 | 16 | 8.5 | 25000 | 22400 | 89.6% | 2.92 | 0 | 9.5 |  |  |  | No | R-410A | 1.9833 | Residential & Commercial | No
213821462 | Central HP <5.4 tons | TEMPSTAR | HRCU-A-CB (Split System: Heat Pump with Remote Outdoor Unit-Air-Source) | DLCURAH30ABK | ASPEN |  | D(A,C,E)30D44+TDR | *92MSN0801716A* | 29200 | 15.5 | 8.1 | 33200 | 24000 | 72.29% | 2.79 | 0 | 8.9 |  |  |  | No | R-410A | 2.4333 | Residential & Commercial | No
213821464 | Central HP <5.4 tons | TEMPSTAR | HRCU-A-CB (Split System: Heat Pump with Remote Outdoor Unit-Air-Source) | DLCURAH30ABK | ASPEN |  | D(A,C,E)36C34+TDR | *92MSN0801716A* | 28800 | 15.4 | 8.1 | 33200 | 24000 | 72.29% | 2.79 | 0 | 8.8 |  |  |  | No | R-410A | 2.4 | Residential & Commercial | No
213821546 | Central HP <5.4 tons | TEMPSTAR | HRCU-A-CB (Split System: Heat Pump with Remote Outdoor Unit-Air-Source) | DLCURAH30ABK | ASPEN |  | D(A,C,E)30D44+TDR | *96VTN1002120B* | 29600 | 15.2 | 8.5 | 34200 | 24200 | 70.76% | 2.69 | 0 | 9 |  |  |  | No | R-410A | 2.4667 | Residential & Commercial | No
213147034 | Central HP <5.4 tons | CARRIER | HRCU-A-CB (Split System: Heat Pump with Remote Outdoor Unit-Air-Source) | 38MURAQ30AB3* | ADP |  | C36A***L139+AEFE4B* |  | 30000 | 15.2 | 8.3 | 33400 | 27000 | 80.84% | 1.78 | 0 | 8.5 |  |  |  | No | R-410A | 2.5 | Residential & Commercial | No
213821298 | Central HP <5.4 tons | TEMPSTAR | HRCU-A-CB (Split System: Heat Pump with Remote Outdoor Unit-Air-Source) | DLCURAH24ABK | ASPEN |  | D(A,C,E)30C44+TDR | *96MSN0802120A* | 23000 | 17.5 | 8.5 | 25200 | 20000 | 79.37% | 2.97 | 0 | 9.8 |  |  |  | No | R-410A | 1.9167 | Residential & Commercial | No
213281553 | Central HP <5.4 tons | YORK | HRCU-A-CB (Split System: Heat Pump with Remote Outdoor Unit-Air-Source) | HMH72B361 | ASPEN |  | D(A,C,E)36B34+TDR | Y81E080C20SMPS1 | 34000 | 17 | 8.1 | 36000 | 26400 | 73.33% | 2.83 | 0 | 8.9 |  |  |  | No | R-410A | 2.8333 | Residential & Commercial | No
213079527 | Central HP <5.4 tons | KEEPRITE | HRCU-A-CB (Split System: Heat Pump with Remote Outdoor Unit-Air-Source) | DLCURAH36ABK |  |  | EA*4X36L21A* | *92MSN0801716A* | 35200 | 16 | 8.1 | 38500 | 35200 | 91.43% | 1.82 | 0 | 9.5 |  |  |  | No | R-410A | 2.9333 | Residential & Commercial | No
212628155 | Central HP <5.4 tons | ARCOAIRE | HRCU-A-CB (Split System: Heat Pump with Remote Outdoor Unit-Air-Source) | DLCURAH30ABK | ADP |  | BV**B8937 |  | 29800 | 15.2 | 8.2 | 33200 | 27000 | 81.33% | 1.78 | 0 | 8.5 |  |  |  | No | R-410A | 2.4833 | Residential & Commercial | No
213079341 | Central HP <5.4 tons | KEEPRITE | HRCU-A-CB (Split System: Heat Pump with Remote Outdoor Unit-Air-Source) | DLCURAH36ABK |  |  | EA*4X36L17A* | *92MSN0601412A* | 35000 | 15.5 | 8.1 | 38500 | 35200 | 91.43% | 1.82 | 0 | 9.5 |  |  |  | No | R-410A | 2.9167 | Residential & Commercial | No
213078825 | Central HP <5.4 tons | KEEPRITE | HRCU-A-CB (Split System: Heat Pump with Remote Outdoor Unit-Air-Source) | DLCURAH36ABK |  |  | EA*4X36L17A* | *80MSU1002120A* | 35400 | 15.5 | 8.1 | 39000 | 35400 | 90.77% | 1.84 | 0 | 9.5 |  |  |  | No | R-410A | 2.95 | Residential & Commercial | No
213078957 | Central HP <5.4 tons | KEEPRITE | HRCU-A-CB (Split System: Heat Pump with Remote Outdoor Unit-Air-Source) | DLCURAH36ABK |  |  | EA*4X36L17A* | *80MSU0401712A* | 34800 | 15.5 | 8.5 | 39000 | 35200 | 90.26% | 1.8 | 0 | 9.5 |  |  |  | No | R-410A | 2.9 | Residential & Commercial | No
212982959 | Central HP <5.4 tons | GRANDAIRE | HRCU-A-CB (Split System: Heat Pump with Remote Outdoor Unit-Air-Source) | WDLCURAH30ABK |  |  | WLA*424CA* | WFEU080C060B* | 29600 | 15.5 | 8.5 | 33600 | 27600 | 82.14% | 1.78 | 0 | 9 |  |  |  | No | R-410A | 2.4667 | Residential & Commercial | No
214731137 | Central HP <5.4 tons | BRYANT HEATING AND COOLING SYSTEMS | HRCU-A-CB (Split System: Heat Pump with Remote Outdoor Unit-Air-Source) | 38MURAQ18AB3* | ADP |  | H,PG31930 | 926TC30040V14*** | 16600 | 16 | 8.5 | 16600 | 19000 | 114.5% | 2.34 | 0 | 9.5 |  |  |  | No | R-410A | 1.3833 | Residential & Commercial | No
212293113 | Central HP <5.4 tons | YORK | HRCU-A-CB (Split System: Heat Pump with Remote Outdoor Unit-Air-Source) | HMH72B341 | ASPEN |  | C(A,C,D,E)48A34+TDR | YPLC100C20MP13 | 31600 | 16.5 | 8.1 | 32400 | 27400 | 84.57% | 2.49 | 0 | 8.9 |  |  |  | No | R-410A | 2.6333 | Residential & Commercial | No
211755814 | Central HP <5.4 tons | YORK | HRCU-A-CB (Split System: Heat Pump with Remote Outdoor Unit-Air-Source) | HMH72B341 | ASPEN |  | C(A,C,D,E)48D24+TDR | TM9E060A10MP12 | 31000 | 17.3 | 8.1 | 33800 | 27400 | 81.07% | 2.48 | 0 | 9.2 |  |  |  | No | R-410A | 2.5833 | Residential & Commercial | No
211755830 | Central HP <5.4 tons | YORK | HRCU-A-CB (Split System: Heat Pump with Remote Outdoor Unit-Air-Source) | HMH72B341 | ASPEN |  | D(A,C,E)36A44+TDR | TM9E100C20MP12 | 32000 | 15.5 | 8.1 | 33200 | 27000 | 81.33% | 2.5 | 0 | 9.9 |  |  |  | No | R-410A | 2.6667 | Residential & Commercial | No
211755832 | Central HP <5.4 tons | YORK | HRCU-A-CB (Split System: Heat Pump with Remote Outdoor Unit-Air-Source) | HMH72B341 | ASPEN |  | C(A,C,D,E)48D24+TDR | TM9V040A10MP12 | 30800 | 16.8 | 8.1 | 33200 | 27400 | 82.53% | 2.49 | 0 | 9.3 |  |  |  | No | R-410A | 2.5667 | Residential & Commercial | No
211755857 | Central HP <5.4 tons | YORK | HRCU-A-CB (Split System: Heat Pump with Remote Outdoor Unit-Air-Source) | HMH72B341 | ASPEN |  | D(A,C,E)36A44+TDR | TM9Y080B12MP11 | 32000 | 18 | 8.1 | 34000 | 28000 | 82.35% | 2.47 | 0 | 9.4 |  |  |  | No | R-410A | 2.6667 | Residential & Commercial | No
211755875 | Central HP <5.4 tons | YORK | HRCU-A-CB (Split System: Heat Pump with Remote Outdoor Unit-Air-Source) | HMH72B341 | ASPEN |  | D(A,C,E)36A44+TDR | TMLE060A12MP11 | 32200 | 18 | 8.1 | 33800 | 27400 | 81.07% | 2.51 | 0 | 9.9 |  |  |  | No | R-410A | 2.6833 | Residential & Commercial | No
211755900 | Central HP <5.4 tons | YORK | HRCU-A-CB (Split System: Heat Pump with Remote Outdoor Unit-Air-Source) | HMH72B341 | ASPEN |  | D(A,C,E)36B34+TDR | TMLV120C20MP12 | 31400 | 16.5 | 8.1 | 32400 | 27800 | 85.8% | 2.49 | 0 | 8.9 |  |  |  | No | R-410A | 2.6167 | Residential & Commercial | No
211755907 | Central HP <5.4 tons | YORK | HRCU-A-CB (Split System: Heat Pump with Remote Outdoor Unit-Air-Source) | HMH72B341 | ASPEN |  | C(A,C,D,E)48D24+TDR | TP9C080C16MP13 | 31200 | 17.3 | 8.1 | 33800 | 27400 | 81.07% | 2.53 | 0 | 9.7 |  |  |  | No | R-410A | 2.6 | Residential & Commercial | No
211755925 | Central HP <5.4 tons | YORK | HRCU-A-CB (Split System: Heat Pump with Remote Outdoor Unit-Air-Source) | HMH72B341 | ASPEN |  | C(A,C,D,E)48D24+TDR | TPLC080C16MP13 | 31000 | 17.3 | 8.1 | 33800 | 27400 | 81.07% | 2.54 | 0 | 9.7 |  |  |  | No | R-410A | 2.5833 | Residential & Commercial | No
211755950 | Central HP <5.4 tons | YORK | HRCU-A-CB (Split System: Heat Pump with Remote Outdoor Unit-Air-Source) | HMH72B341 | ASPEN |  | D(A,C,E)36A44+TDR | YP9C100C20MP13 | 32000 | 17.5 | 8.1 | 34000 | 28400 | 83.53% | 2.52 | 0 | 9.4 |  |  |  | No | R-410A | 2.6667 | Residential & Commercial | No
211756059 | Central HP <5.4 tons | YORK | HRCU-A-CB (Split System: Heat Pump with Remote Outdoor Unit-Air-Source) | HMH72B341 | ASPEN |  | D(A,C,E)36A46+TDR | TM9Y100C20MP11 | 32000 | 15.5 | 8.1 | 34000 | 27800 | 81.76% | 2.44 | 0 | 9.4 |  |  |  | No | R-410A | 2.6667 | Residential & Commercial | No
211756064 | Central HP <5.4 tons | YORK | HRCU-A-CB (Split System: Heat Pump with Remote Outdoor Unit-Air-Source) | HMH72B341 | ASPEN |  | D(A,C,E)36B36+TDR | TMLE040A12MP11 | 32000 | 18 | 8.1 | 33600 | 27200 | 80.95% | 2.5 | 0 | 9.9 |  |  |  | No | R-410A | 2.6667 | Residential & Commercial | No
211756082 | Central HP <5.4 tons | YORK | HRCU-A-CB (Split System: Heat Pump with Remote Outdoor Unit-Air-Source) | HMH72B341 | ASPEN |  | D(A,C,E)36B36+TDR | TMLV120C20MP12 | 31400 | 16.5 | 8.1 | 32400 | 27800 | 85.8% | 2.49 | 0 | 8.9 |  |  |  | No | R-410A | 2.6167 | Residential & Commercial | No
211756100 | Central HP <5.4 tons | YORK | HRCU-A-CB (Split System: Heat Pump with Remote Outdoor Unit-Air-Source) | HMH72B341 | ASPEN |  | D(A,C,E)36B36+TDR | TPLC080C16MP13 | 32000 | 17.5 | 8.1 | 33800 | 27400 | 81.07% | 2.54 | 0 | 9.9 |  |  |  | No | R-410A | 2.6667 | Residential & Commercial | No
211756114 | Central HP <5.4 tons | YORK | HRCU-A-CB (Split System: Heat Pump with Remote Outdoor Unit-Air-Source) | HMH72B341 | ASPEN |  | D(A,C,E)36B36+TDR | YP9C100C16MP13 | 32000 | 17.5 | 8.1 | 34000 | 27400 | 80.59% | 2.54 | 0 | 9.9 |  |  |  | No | R-410A | 2.6667 | Residential & Commercial | No
211756125 | Central HP <5.4 tons | YORK | HRCU-A-CB (Split System: Heat Pump with Remote Outdoor Unit-Air-Source) | HMH72B341 | ASPEN |  | D(A,C,E)36A46+TDR | YPLC100C16MP13 | 32000 | 17.5 | 8.1 | 33800 | 27400 | 81.07% | 2.54 | 0 | 9.9 |  |  |  | No | R-410A | 2.6667 | Residential & Commercial | No
211627623 | Central HP <5.4 tons | YORK | HRCU-A-CB (Split System: Heat Pump with Remote Outdoor Unit-Air-Source) | HMH72B341 | ASPEN |  | CM36B36+TDR | TM8E040A12MP11 | 32000 | 18 | 8.1 | 25200 | 31400 | 124.6% | 2.83 | 0 | 9.9 |  |  |  | No | R-410A | 2.6667 | Residential & Commercial | No
211627900 | Central HP <5.4 tons | YORK | HRCU-A-CB (Split System: Heat Pump with Remote Outdoor Unit-Air-Source) | HMH72B341 | ASPEN |  | D(A,C,E)36D36+TDR | TM9E060B12MP12 | 32800 | 17.5 | 8.1 | 34000 | 28000 | 82.35% | 2.46 | 0 | 9.5 |  |  |  | No | R-410A | 2.7333 | Residential & Commercial | No
211627907 | Central HP <5.4 tons | YORK | HRCU-A-CB (Split System: Heat Pump with Remote Outdoor Unit-Air-Source) | HMH72B341 | ASPEN |  | CM36A36+TDR | TM9E080B12MP12 | 31400 | 17.4 | 8.2 | 25200 | 31800 | 126.2% | 2.76 | 0 | 9.8 |  |  |  | No | R-410A | 2.6167 | Residential & Commercial | No
211628182 | Central HP <5.4 tons | YORK | HRCU-A-CB (Split System: Heat Pump with Remote Outdoor Unit-Air-Source) | HMH72B341 | ASPEN |  | CM36B36+TDR | TMLE100B12MP11 | 32200 | 18 | 8.1 | 25400 | 31600 | 124.4% | 2.84 | 0 | 9.9 |  |  |  | No | R-410A | 2.6833 | Residential & Commercial | No
211628550 | Central HP <5.4 tons | YORK | HRCU-A-CB (Split System: Heat Pump with Remote Outdoor Unit-Air-Source) | HMH72B341 | ASPEN |  | D(A,C,E)36D36+TDR | YPLC100C20MP13 | 32200 | 16.5 | 8.1 | 32400 | 27800 | 85.8% | 2.49 | 0 | 9 |  |  |  | No | R-410A | 2.6833 | Residential & Commercial | No
211628559 | Central HP <5.4 tons | YORK | HRCU-A-CB (Split System: Heat Pump with Remote Outdoor Unit-Air-Source) | HMH72B341 | ASPEN |  | CM36B36+TDR | YPLC120C20MP13 | 31400 | 16.5 | 8.1 | 25200 | 31400 | 124.6% | 2.85 | 0 | 8.9 |  |  |  | No | R-410A | 2.6167 | Residential & Commercial | No
212975262 | Central HP <5.4 tons | KEEPRITE | HRCU-A-CB (Split System: Heat Pump with Remote Outdoor Unit-Air-Source) | DLCURAH24ABK |  |  | EA*4X24L17A* | *96VTN0401712B* | 23400 | 16 | 8.5 | 27000 | 26200 | 97.04% | 2.18 | 0 | 9.5 |  |  |  | No | R-410A | 1.95 | Residential & Commercial | No
213607912 | Central HP <5.4 tons | GRANDAIRE | HRCU-A-CB (Split System: Heat Pump with Remote Outdoor Unit-Air-Source) | WDLCURAH60ABK |  |  | WBGL604BD |  | 55000 | 15.2 | 8.1 | 52500 | 48000 | 91.43% | 1.84 | 0 | 8.5 |  |  |  | No | R-410A | 4.5833 | Residential & Commercial | No
211756119 | Central HP <5.4 tons | YORK | HRCU-A-CB (Split System: Heat Pump with Remote Outdoor Unit-Air-Source) | HMH72B341 | ASPEN |  | D(A,C,E)36A46+TDR | YPLC060A12MP13 | 32000 | 17.5 | 8.1 | 34000 | 27800 | 81.76% | 2.5 | 0 | 9.4 |  |  |  | No | R-410A | 2.6667 | Residential & Commercial | No
214056971 | Central HP <5.4 tons | TRANE | HRCU-A-C (Split System: Heat Pump with Remote Outdoor Unit with No Indoor Fan --Air Source) | 4TXD2036A10NU** | ASPEN |  | D(A,C,E)36B34+TDR |  | 32000 | 15.2 | 8.5 | 34000 | 24000 | 70.59% | 1.8 | 0 | 9.5 |  |  |  | No | R-410A | 2.6667 | Residential & Commercial | No
213821612 | Central HP <5.4 tons | TEMPSTAR | HRCU-A-CB (Split System: Heat Pump with Remote Outdoor Unit-Air-Source) | DLCURAH36ABK | ASPEN |  | D(A,C,E)42B34+TDR | *80VTL1102122B* | 34400 | 16.5 | 8.5 | 38000 | 31600 | 83.16% | 2.73 | 0 | 9.9 |  |  |  | No | R-410A | 2.8667 | Residential & Commercial | No
213147035 | Central HP <5.4 tons | CARRIER | HRCU-A-CB (Split System: Heat Pump with Remote Outdoor Unit-Air-Source) | 38MURAQ30AB3* | ADP |  | C36A***L159+AEFE4B* |  | 31000 | 15.2 | 8.5 | 33800 | 26400 | 78.11% | 1.86 | 0 | 9 |  |  |  | No | R-410A | 2.5833 | Residential & Commercial | No
212973189 | Central HP <5.4 tons | KEEPRITE | HRCU-A-CB (Split System: Heat Pump with Remote Outdoor Unit-Air-Source) | DLCURAH24ABK |  |  | EA*4X24L17A* | *96VSN0401712B* | 23400 | 16 | 8.5 | 27000 | 26200 | 97.04% | 2.18 | 0 | 9.5 |  |  |  | No | R-410A | 1.95 | Residential & Commercial | No
211656176 | Central HP <5.4 tons | CHAMPION HEATING AND COOLING | HRCU-A-CB (Split System: Heat Pump with Remote Outdoor Unit-Air-Source) | HMH72B361 | ASPEN |  | AFM474+TDR |  | 35200 | 18 | 8.1 | 36000 | 26000 | 72.22% | 2.81 | 0 | 9 |  |  |  | No | R-410A | 2.9333 | Residential & Commercial | No
212498609 | Central HP <5.4 tons | BRYANT HEATING AND COOLING SYSTEMS | HRCU-A-CB (Split System: Heat Pump with Remote Outdoor Unit-Air-Source) | 38MURAQ30AB3* | ADP |  | CE3005C+TXV |  | 29800 | 15.2 | 8.2 | 33200 | 27000 | 81.33% | 1.78 | 0 | 8.5 |  |  |  | No | R-410A | 2.4833 | Residential & Commercial | No
213078873 | Central HP <5.4 tons | KEEPRITE | HRCU-A-CB (Split System: Heat Pump with Remote Outdoor Unit-Air-Source) | DLCURAH36ABK |  |  | EA*4X42L21A* | *80MSU1002120A* | 35200 | 16 | 8.5 | 38500 | 35000 | 90.91% | 1.88 | 0 | 9.5 |  |  |  | No | R-410A | 2.9333 | Residential & Commercial | No
211656130 | Central HP <5.4 tons | CHAMPION HEATING AND COOLING | HRCU-A-CB (Split System: Heat Pump with Remote Outdoor Unit-Air-Source) | HMH72B361 | ASPEN |  | A(E,F)M374+TDR |  | 34400 | 18 | 8.1 | 36000 | 26400 | 73.33% | 2.82 | 0 | 9 |  |  |  | No | R-410A | 2.8667 | Residential & Commercial | No
213147037 | Central HP <5.4 tons | CARRIER | HRCU-A-CB (Split System: Heat Pump with Remote Outdoor Unit-Air-Source) | 38MURAQ30AB3* | ADP |  | V,C36H175P139+AEFE4B* |  | 30400 | 15.2 | 8.4 | 33800 | 26400 | 78.11% | 1.84 | 0 | 8.5 |  |  |  | No | R-410A | 2.5333 | Residential & Commercial | No
213079737 | Central HP <5.4 tons | KEEPRITE | HRCU-A-CB (Split System: Heat Pump with Remote Outdoor Unit-Air-Source) | DLCURAH36ABK |  |  | EA*4X36L21A* | *92MSN1002120A* | 35000 | 16.5 | 8.1 | 38500 | 35200 | 91.43% | 1.82 | 0 | 9.5 |  |  |  | No | R-410A | 2.9167 | Residential & Commercial | No
213080520 | Central HP <5.4 tons | KEEPRITE | HRCU-A-CB (Split System: Heat Pump with Remote Outdoor Unit-Air-Source) | DLCURAH36ABK |  |  | EA*4X36L21A* | *95MSU0401712A* | 35000 | 15.2 | 8.1 | 39000 | 35400 | 90.77% | 1.82 | 0 | 9.5 |  |  |  | No | R-410A | 2.9167 | Residential & Commercial | No
212498315 | Central HP <5.4 tons | PAYNE HEATING AND COOLING | HRCU-A-CB (Split System: Heat Pump with Remote Outdoor Unit-Air-Source) | 38MURAQ24AB3* | ADP |  | CP2301A+TXV+TD |  | 22600 | 15.2 | 8.8 | 25600 | 25200 | 98.44% | 2.1 | 0 | 9.5 |  |  |  | No | R-410A | 1.8833 | Residential & Commercial | No
213147036 | Central HP <5.4 tons | CARRIER | HRCU-A-CB (Split System: Heat Pump with Remote Outdoor Unit-Air-Source) | 38MURAQ30AB3* | ADP |  | V,C36H***P219+AEFE3A* |  | 30200 | 15.2 | 8.4 | 33400 | 27000 | 80.84% | 1.8 | 0 | 9 |  |  |  | No | R-410A | 2.5167 | Residential & Commercial | No
213821169 | Central HP <5.4 tons | TEMPSTAR | HRCU-A-CB (Split System: Heat Pump with Remote Outdoor Unit-Air-Source) | DLCURAH24AAK | ASPEN |  | D(A,C,E)36B34+TDR | *96VTN1002120B* | 23600 | 16.5 | 8.1 | 24800 | 22200 | 89.52% | 2.88 | 0 | 9.5 |  |  |  | No | R-410A | 1.9667 | Residential & Commercial | No
213821174 | Central HP <5.4 tons | TEMPSTAR | HRCU-A-CB (Split System: Heat Pump with Remote Outdoor Unit-Air-Source) | DLCURAH24AAK | ASPEN |  | D(A,C,E)36B34+TDR | *96VTN1002122B* | 23800 | 16.5 | 8.5 | 25200 | 22400 | 88.89% | 2.91 | 0 | 9.5 |  |  |  | No | R-410A | 1.9833 | Residential & Commercial | No
213080011 | Central HP <5.4 tons | KEEPRITE | HRCU-A-CB (Split System: Heat Pump with Remote Outdoor Unit-Air-Source) | DLCURAH36ABK |  |  | EA*4X36L21A* | *96MSN0801716A* | 35200 | 15.5 | 8.1 | 39000 | 35400 | 90.77% | 1.84 | 0 | 9.5 |  |  |  | No | R-410A | 2.9333 | Residential & Commercial | No
213493992 | Central HP <5.4 tons | CHAMPION HEATING AND COOLING | HRCU-A-CB (Split System: Heat Pump with Remote Outdoor Unit-Air-Source) | HMH72B341 | ASPEN |  | C(A,C,D,E)48A34+TDR | Z8ES120C20SMPS1 | 32200 | 17.5 | 8.5 | 33800 | 27800 | 82.25% | 2.66 | 0 | 9.4 |  |  |  | No | R-410A | 2.6833 | Residential & Commercial | No
213494007 | Central HP <5.4 tons | CHAMPION HEATING AND COOLING | HRCU-A-CB (Split System: Heat Pump with Remote Outdoor Unit-Air-Source) | HMH72B341 | ASPEN |  | C(A,C,D,E)48A34+TDR | Z8ET080C16LMPS1 | 33600 | 18.5 | 8.1 | 32600 | 29800 | 91.41% | 2.74 | 0 | 9.5 |  |  |  | No | R-410A | 2.8 | Residential & Commercial | No
213495279 | Central HP <5.4 tons | CHAMPION HEATING AND COOLING | HRCU-A-CB (Split System: Heat Pump with Remote Outdoor Unit-Air-Source) | HMH72B341 | ASPEN |  | C(A,C,D,E)36A36+TDR | Z8ES080C16SMPS1 | 31200 | 17.8 | 8.3 | 33000 | 27600 | 83.64% | 2.68 | 0 | 9.8 |  |  |  | No | R-410A | 2.6 | Residential & Commercial | No
213088196 | Central HP <5.4 tons | ARCOAIRE | HRCU-A-CB (Split System: Heat Pump with Remote Outdoor Unit-Air-Source) | DLCURAH30ABK | ADP |  | H,GG33936+AEFE4B* |  | 30000 | 15.2 | 8.3 | 33400 | 27000 | 80.84% | 1.78 | 0 | 8.5 |  |  |  | No | R-410A | 2.5 | Residential & Commercial | No
214522530 | Central HP <5.4 tons | YORK | HRCU-A-CB (Split System: Heat Pump with Remote Outdoor Unit-Air-Source) | HMH72B341 | ASPEN |  | DX36E34+TDR | Y81E080B12LMPS1 | 33000 | 18 | 8.5 | 33000 | 23200 | 70.3% | 2.02 | 0 | 9.5 |  |  |  | No | R-410A | 2.75 | Residential & Commercial | No
212972909 | Central HP <5.4 tons | KEEPRITE | HRCU-A-CB (Split System: Heat Pump with Remote Outdoor Unit-Air-Source) | DLCURAH24ABK |  |  | EA*4X24L17A* | *96VSN0401410B* | 23200 | 16 | 8.5 | 27000 | 26600 | 98.52% | 2.24 | 0 | 9.5 |  |  |  | No | R-410A | 1.9333 | Residential & Commercial | No
213307202 | Central HP <5.4 tons | YORK | HRCU-A-CB (Split System: Heat Pump with Remote Outdoor Unit-Air-Source) | HMH72B341 | ASPEN |  | DM36A34+TDR | TM9V080C16MP12 | 31400 | 17.4 | 8.1 | 33600 | 27200 | 80.95% | 2.57 | 0 | 9.8 |  |  |  | No | R-410A | 2.6167 | Residential & Commercial | No
213493883 | Central HP <5.4 tons | CHAMPION HEATING AND COOLING | HRCU-A-CB (Split System: Heat Pump with Remote Outdoor Unit-Air-Source) | HMH72B341 | ASPEN |  | C(A,C,D,E)48A34+TDR | Z8ES080B12SMPS1 | 33000 | 18 | 8.1 | 32600 | 29400 | 90.18% | 2.66 | 0 | 9.5 |  |  |  | No | R-410A | 2.75 | Residential & Commercial | No
213493914 | Central HP <5.4 tons | CHAMPION HEATING AND COOLING | HRCU-A-CB (Split System: Heat Pump with Remote Outdoor Unit-Air-Source) | HMH72B341 | ASPEN |  | C(A,C,D,E)48A34+TDR | Z8ES080C20SMPS1 | 32200 | 18 | 8.5 | 33200 | 28200 | 84.94% | 2.71 | 0 | 9.9 |  |  |  | No | R-410A | 2.6833 | Residential & Commercial | No
213493934 | Central HP <5.4 tons | CHAMPION HEATING AND COOLING | HRCU-A-CB (Split System: Heat Pump with Remote Outdoor Unit-Air-Source) | HMH72B341 | ASPEN |  | C(A,C,D,E)36A34+TDR | Z8ES100C16LMPS1 | 31200 | 17.8 | 8.3 | 33000 | 28200 | 85.45% | 2.66 | 0 | 9.3 |  |  |  | No | R-410A | 2.6 | Residential & Commercial | No
213927859 | Central HP <5.4 tons | YORK | HRCU-A-CB (Split System: Heat Pump with Remote Outdoor Unit-Air-Source) | HMH72B341 | ASPEN |  | D(A,C,E)36A4G+TXV+TDR | TM9E060A10MP12 | 31800 | 17.5 | 8.1 | 33800 | 27400 | 81.07% | 2.48 | 0 | 9.4 |  |  |  | No | R-410A | 2.65 | Residential & Commercial | No
213367725 | Central HP <5.4 tons | YORK | HRCU-A-CB (Split System: Heat Pump with Remote Outdoor Unit-Air-Source) | HMH72B341 | ASPEN |  | C(A,C,D,E)36C24+TDR | YPLC120C20MP13 | 29000 | 15.8 | 8.5 | 32400 | 27400 | 84.57% | 2.68 | 0 | 8.5 |  |  |  | No | R-410A | 2.4167 | Residential & Commercial | No
214061450 | Central HP <5.4 tons | YORK | HRCU-A-CB (Split System: Heat Pump with Remote Outdoor Unit-Air-Source) | HMH72B341 | ADP |  | AD-37(P,U)*****9 | Y82E100C20LMPS1 | 33600 | 18 | 8.5 | 31400 | 22800 | 72.61% | 2.08 | 0 | 9.5 |  |  |  | No | R-410A | 2.8 | Residential & Commercial | No
213367717 | Central HP <5.4 tons | YORK | HRCU-A-CB (Split System: Heat Pump with Remote Outdoor Unit-Air-Source) | HMH72B341 | ASPEN |  | C(A,C,D,E)36C24+TDR | YP9C100C16MP13 | 29800 | 16.9 | 8.5 | 34000 | 27400 | 80.59% | 2.66 | 0 | 9.5 |  |  |  | No | R-410A | 2.4833 | Residential & Commercial | No
213147020 | Central HP <5.4 tons | CARRIER | HRCU-A-CB (Split System: Heat Pump with Remote Outdoor Unit-Air-Source) | 38MURAQ24AB3* | ADP |  | V,C36H***P039+AEFE3A* |  | 22800 | 17 | 8.6 | 25400 | 25400 | 100% | 2.1 | 0 | 9.5 |  |  |  | No | R-410A | 1.9 | Residential & Commercial | No
212498558 | Central HP <5.4 tons | BRYANT HEATING AND COOLING SYSTEMS | HRCU-A-CB (Split System: Heat Pump with Remote Outdoor Unit-Air-Source) | 38MURAQ24AB3* | ADP |  | CP2301A+TXV+TD |  | 22600 | 15.2 | 8.8 | 25600 | 25200 | 98.44% | 2.1 | 0 | 9.5 |  |  |  | No | R-410A | 1.8833 | Residential & Commercial | No
213078089 | Central HP <5.4 tons | KEEPRITE | HRCU-A-CB (Split System: Heat Pump with Remote Outdoor Unit-Air-Source) | DLCURAH36ABK |  |  | EA*4X42L21A* | *80MS(N,L)0701716A* | 35000 | 16 | 8.1 | 38500 | 35000 | 90.91% | 1.88 | 0 | 9.5 |  |  |  | No | R-410A | 2.9167 | Residential & Commercial | No
211227293 | Central HP <5.4 tons | GRANDAIRE | HRCU-A-CB (Split System: Heat Pump with Remote Outdoor Unit-Air-Source) | WDLCURAH36ABK |  |  | WLA*424CA* | WFEL045B036B* | 35200 | 15.5 | 8.1 | 38500 | 35000 | 90.91% | 1.86 | 0 | 9.5 |  |  |  | No | R-410A | 2.9333 | Residential & Commercial | No
214061433 | Central HP <5.4 tons | YORK | HRCU-A-CB (Split System: Heat Pump with Remote Outdoor Unit-Air-Source) | HMH72B341 | ADP |  | AD-34H*****9 | Y82E100C16LMPS1 | 32400 | 17 | 8.5 | 30400 | 22400 | 73.68% | 2.02 | 0 | 9.5 |  |  |  | No | R-410A | 2.7 | Residential & Commercial | No
214061435 | Central HP <5.4 tons | YORK | HRCU-A-CB (Split System: Heat Pump with Remote Outdoor Unit-Air-Source) | HMH72B341 | ADP |  | AD-35(P,U)*****1+TXV | Y82E100C16LMPS1 | 33400 | 18 | 8.5 | 31400 | 23000 | 73.25% | 2.06 | 0 | 9.5 |  |  |  | No | R-410A | 2.7833 | Residential & Commercial | No
214061444 | Central HP <5.4 tons | YORK | HRCU-A-CB (Split System: Heat Pump with Remote Outdoor Unit-Air-Source) | HMH72B341 | ADP |  | AD-32(P,U)*****9 | Y82E100C16LMPS1 | 34000 | 18 | 8.5 | 31800 | 23800 | 74.84% | 2.12 | 0 | 9.5 |  |  |  | No | R-410A | 2.8333 | Residential & Commercial | No
213495394 | Central HP <5.4 tons | CHAMPION HEATING AND COOLING | HRCU-A-CB (Split System: Heat Pump with Remote Outdoor Unit-Air-Source) | HMH72B341 | ASPEN |  | C(A,C,D,E)48A36+TDR | Z8ET080C16LMPS1 | 33600 | 18.5 | 8.1 | 32600 | 29800 | 91.41% | 2.74 | 0 | 9.5 |  |  |  | No | R-410A | 2.8 | Residential & Commercial | No
214061438 | Central HP <5.4 tons | YORK | HRCU-A-CB (Split System: Heat Pump with Remote Outdoor Unit-Air-Source) | HMH72B341 | ADP |  | AD-37(P,U)*****1+TXV | Y82E100C16LMPS1 | 33400 | 18 | 8.5 | 31400 | 23000 | 73.25% | 2.06 | 0 | 9.5 |  |  |  | No | R-410A | 2.7833 | Residential & Commercial | No
214061439 | Central HP <5.4 tons | YORK | HRCU-A-CB (Split System: Heat Pump with Remote Outdoor Unit-Air-Source) | HMH72B341 | ADP |  | AD-37(P,U)*****9 | Y82E100C16LMPS1 | 33400 | 18 | 8.5 | 31400 | 23000 | 73.25% | 2.06 | 0 | 9.5 |  |  |  | No | R-410A | 2.7833 | Residential & Commercial | No
214061453 | Central HP <5.4 tons | YORK | HRCU-A-CB (Split System: Heat Pump with Remote Outdoor Unit-Air-Source) | HMH72B341 | ADP |  | AD-32(P,U)*****9 | Y82E100C20LMPS1 | 34000 | 18 | 8.5 | 31800 | 23200 | 72.96% | 2.08 | 0 | 9.5 |  |  |  | No | R-410A | 2.8333 | Residential & Commercial | No
213296032 | Central HP <5.4 tons | YORK | HRCU-A-CB (Split System: Heat Pump with Remote Outdoor Unit-Air-Source) | HMH72B341 | ASPEN |  | D(A,C,E)36A3G+TXV+TDR | TM8Y080C16MP11 | 31600 | 18.4 | 8.4 | 34000 | 27400 | 80.59% | 2.67 | 0 | 9.8 |  |  |  | No | R-410A | 2.6333 | Residential & Commercial | No
213296048 | Central HP <5.4 tons | YORK | HRCU-A-CB (Split System: Heat Pump with Remote Outdoor Unit-Air-Source) | HMH72B341 | ASPEN |  | D(A,C,E)36A3G+TXV+TDR | TM9V100C20MP12 | 31600 | 17.5 | 8.5 | 33800 | 28200 | 83.43% | 2.69 | 0 | 9.3 |  |  |  | No | R-410A | 2.6333 | Residential & Commercial | No
213296083 | Central HP <5.4 tons | YORK | HRCU-A-CB (Split System: Heat Pump with Remote Outdoor Unit-Air-Source) | HMH72B341 | ASPEN |  | D(A,C,E)36A3G+TXV+TDR | YP9C120D20MP13 | 31200 | 16.8 | 8.1 | 32200 | 28000 | 86.96% | 2.51 | 0 | 9.3 |  |  |  | No | R-410A | 2.6 | Residential & Commercial | No
213301662 | Central HP <5.4 tons | YORK | HRCU-A-CB (Split System: Heat Pump with Remote Outdoor Unit-Air-Source) | HMH72B341 | ADP |  | AD-32(P,U)*****9 | TM9Y080B12MP11 | 34000 | 18 | 8.1 | 32400 | 24000 | 74.07% | 2.06 | 0 | 9.5 |  |  |  | No | R-410A | 2.8333 | Residential & Commercial | No
214061410 | Central HP <5.4 tons | YORK | HRCU-A-CB (Split System: Heat Pump with Remote Outdoor Unit-Air-Source) | HMH72B341 | ADP |  | AD-34H*****9 | Y82E080B12LMPS1 | 33200 | 18 | 8.5 | 31400 | 23000 | 73.25% | 2.04 | 0 | 9.5 |  |  |  | No | R-410A | 2.7667 | Residential & Commercial | No
213296183 | Central HP <5.4 tons | YORK | HRCU-A-CB (Split System: Heat Pump with Remote Outdoor Unit-Air-Source) | HMH72B341 | ASPEN |  | C(A,C,D,E)36A44+TDR | TM8E060A12MP11 | 32200 | 18 | 8.1 | 33800 | 27400 | 81.07% | 2.44 | 0 | 9.9 |  |  |  | No | R-410A | 2.6833 | Residential & Commercial | No
213296215 | Central HP <5.4 tons | YORK | HRCU-A-CB (Split System: Heat Pump with Remote Outdoor Unit-Air-Source) | HMH72B341 | ASPEN |  | C(A,C,D,E)36C24+TDR | TM8E120C16MP11 | 31400 | 18 | 8.4 | 34000 | 28800 | 84.71% | 2.77 | 0 | 9.9 |  |  |  | No | R-410A | 2.6167 | Residential & Commercial | No
213147041 | Central HP <5.4 tons | CARRIER | HRCU-A-CB (Split System: Heat Pump with Remote Outdoor Unit-Air-Source) | 38MURAQ36AB3* | ADP |  | C36A***L129+AEFE4B* |  | 35600 | 16 | 8.1 | 36800 | 34400 | 93.48% | 2 | 0 | 9.5 |  |  |  | No | R-410A | 2.9667 | Residential & Commercial | No
214522499 | Central HP <5.4 tons | YORK | HRCU-A-CB (Split System: Heat Pump with Remote Outdoor Unit-Air-Source) | HMH72B341 | ASPEN |  | DX36C34+TDR | Y81E080C16SMPS1 | 31600 | 17.9 | 8.5 | 33200 | 23400 | 70.48% | 2.02 | 0 | 9.8 |  |  |  | No | R-410A | 2.6333 | Residential & Commercial | No
214061424 | Central HP <5.4 tons | YORK | HRCU-A-CB (Split System: Heat Pump with Remote Outdoor Unit-Air-Source) | HMH72B341 | ADP |  | AD-35(P,U)*****9 | Y82E080C16LMPS1 | 33600 | 18 | 8.5 | 31400 | 22800 | 72.61% | 2.08 | 0 | 9.5 |  |  |  | No | R-410A | 2.8 | Residential & Commercial | No
214061449 | Central HP <5.4 tons | YORK | HRCU-A-CB (Split System: Heat Pump with Remote Outdoor Unit-Air-Source) | HMH72B341 | ADP |  | AD-37(P,U)*****1+TXV | Y82E100C20LMPS1 | 33600 | 18 | 8.5 | 31400 | 22800 | 72.61% | 2.08 | 0 | 9.5 |  |  |  | No | R-410A | 2.8 | Residential & Commercial | No
214061451 | Central HP <5.4 tons | YORK | HRCU-A-CB (Split System: Heat Pump with Remote Outdoor Unit-Air-Source) | HMH72B341 | ADP |  | AD-35H*****9 | Y82E100C20LMPS1 | 33600 | 18 | 8.5 | 31400 | 22800 | 72.61% | 2.08 | 0 | 9.5 |  |  |  | No | R-410A | 2.8 | Residential & Commercial | No
213494015 | Central HP <5.4 tons | CHAMPION HEATING AND COOLING | HRCU-A-CB (Split System: Heat Pump with Remote Outdoor Unit-Air-Source) | HMH72B341 | ASPEN |  | C(A,C,D,E)48A34+TDR | Z8ET100C16LMPS1 | 32200 | 18 | 8.5 | 33200 | 27800 | 83.73% | 2.7 | 0 | 9.4 |  |  |  | No | R-410A | 2.6833 | Residential & Commercial | No
213495405 | Central HP <5.4 tons | CHAMPION HEATING AND COOLING | HRCU-A-CB (Split System: Heat Pump with Remote Outdoor Unit-Air-Source) | HMH72B341 | ASPEN |  | C(A,C,D,E)36A36+TDR | Z8ET100C20LMPS1 | 31200 | 18.3 | 8.3 | 33000 | 27600 | 83.64% | 2.68 | 0 | 9.3 |  |  |  | No | R-410A | 2.6 | Residential & Commercial | No
215065732 | Central HP <5.4 tons | YORK | HRCU-A-CB (Split System: Heat Pump with Remote Outdoor Unit-Air-Source) | HMH72B341 | ASPEN |  | CH48A34+TDR | TM8V100C16MP12 | 32000 | 17.5 | 8.2 | 33600 | 23800 | 70.83% | 2.08 | 0 | 9.9 |  |  |  | No | R-410A | 2.6667 | Residential & Commercial | No
215065781 | Central HP <5.4 tons | YORK | HRCU-A-CB (Split System: Heat Pump with Remote Outdoor Unit-Air-Source) | HMH72B341 | ASPEN |  | CH48A34+TDR | Y81E100C16LMPS1 | 31800 | 18 | 8.3 | 33000 | 24400 | 73.94% | 2.12 | 0 | 9.4 |  |  |  | No | R-410A | 2.65 | Residential & Commercial | No
214061407 | Central HP <5.4 tons | YORK | HRCU-A-CB (Split System: Heat Pump with Remote Outdoor Unit-Air-Source) | HMH72B241 | ADP |  | AD-35H*****9 | Y82E080B12LMPS1 | 21800 | 17 | 8.1 | 22000 | 15600 | 70.91% | 1.86 | 0 | 9.5 |  |  |  | No | R-410A | 1.8167 | Residential & Commercial | No
214731182 | Central HP <5.4 tons | BRYANT HEATING AND COOLING SYSTEMS | HRCU-A-CB (Split System: Heat Pump with Remote Outdoor Unit-Air-Source) | 38MURAQ24AB3* | ADP |  | H,PG31930 | 926TC48080V17*** | 23200 | 16 | 8.5 | 25400 | 25200 | 99.21% | 2.14 | 0 | 9.5 |  |  |  | No | R-410A | 1.9333 | Residential & Commercial | No
213821548 | Central HP <5.4 tons | TEMPSTAR | HRCU-A-CB (Split System: Heat Pump with Remote Outdoor Unit-Air-Source) | DLCURAH30ABK | ASPEN |  | D(A,C,E)36C34+TDR | *96VTN1002120B* | 29600 | 15.2 | 8.5 | 34200 | 24200 | 70.76% | 2.69 | 0 | 9 |  |  |  | No | R-410A | 2.4667 | Residential & Commercial | No
213821549 | Central HP <5.4 tons | TEMPSTAR | HRCU-A-CB (Split System: Heat Pump with Remote Outdoor Unit-Air-Source) | DLCURAH30ABK | ASPEN |  | D(A,C,E)42B34+TDR | *96VTN1002120B* | 29600 | 15.2 | 8.5 | 34200 | 24200 | 70.76% | 2.69 | 0 | 9 |  |  |  | No | R-410A | 2.4667 | Residential & Commercial | No
212925891 | Central HP <5.4 tons | TOSOT | HRCU-A-C (Split System: Heat Pump with Remote Outdoor Unit with No Indoor Fan --Air Source) | TU60-48WADU | ASPEN |  | C(A,C,D,E)60A44+TDR |  | 50500 | 15.2 | 8.5 | 53000 | 37200 | 70.19% | 1.8 | 0 | 9.5 |  |  |  | No | R-410A | 4.2083 | Residential & Commercial | No
214061417 | Central HP <5.4 tons | YORK | HRCU-A-CB (Split System: Heat Pump with Remote Outdoor Unit-Air-Source) | HMH72B341 | ADP |  | AD-35H*****9 | Y82E080B12LMPS1 | 33200 | 18 | 8.5 | 31400 | 23000 | 73.25% | 2.04 | 0 | 9.5 |  |  |  | No | R-410A | 2.7667 | Residential & Commercial | No
212978950 | Central HP <5.4 tons | GRANDAIRE | HRCU-A-CB (Split System: Heat Pump with Remote Outdoor Unit-Air-Source) | WDLCURAH24AAK |  |  | WLNC364CA* | WFE*070B048C* | 23800 | 16 | 8.1 | 24800 | 34200 | 137.9% | 1.94 | 0 | 9.5 |  |  |  | No | R-410A | 1.9833 | Residential & Commercial | No
214796432 | Central HP <5.4 tons | YORK | HRCU-A-CB (Split System: Heat Pump with Remote Outdoor Unit-Air-Source) | HMH72B341 | ADP |  | AD-35(P,U)*****9 | TM9E060B12MP12 | 32600 | 17 | 8.1 | 32000 | 23200 | 72.5% | 2 | 0 | 9.5 |  |  |  | No | R-410A | 2.7167 | Residential & Commercial | No
214061416 | Central HP <5.4 tons | YORK | HRCU-A-CB (Split System: Heat Pump with Remote Outdoor Unit-Air-Source) | HMH72B341 | ADP |  | AD-37(P,U)*****9 | Y82E080B12LMPS1 | 33200 | 18 | 8.5 | 31400 | 23000 | 73.25% | 2.04 | 0 | 9.5 |  |  |  | No | R-410A | 2.7667 | Residential & Commercial | No
214061432 | Central HP <5.4 tons | YORK | HRCU-A-CB (Split System: Heat Pump with Remote Outdoor Unit-Air-Source) | HMH72B341 | ADP |  | AD-32(P,U)*****9 | Y82E080C16LMPS1 | 34000 | 18 | 8.5 | 31800 | 23600 | 74.21% | 2.1 | 0 | 9.5 |  |  |  | No | R-410A | 2.8333 | Residential & Commercial | No
214061434 | Central HP <5.4 tons | YORK | HRCU-A-CB (Split System: Heat Pump with Remote Outdoor Unit-Air-Source) | HMH72B341 | ADP |  | AD-36(P,U)*****9 | Y82E100C16LMPS1 | 32400 | 17 | 8.5 | 30400 | 22400 | 73.68% | 2.02 | 0 | 9.5 |  |  |  | No | R-410A | 2.7 | Residential & Commercial | No
213821147 | Central HP <5.4 tons | TEMPSTAR | HRCU-A-CB (Split System: Heat Pump with Remote Outdoor Unit-Air-Source) | DLCURAH24AAK | ASPEN |  | D(A,C,E)30B34+TDR | *96VTN0401712B* | 23200 | 15.5 | 8.1 | 24600 | 22400 | 91.06% | 2.85 | 0 | 9.5 |  |  |  | No | R-410A | 1.9333 | Residential & Commercial | No
213821164 | Central HP <5.4 tons | TEMPSTAR | HRCU-A-CB (Split System: Heat Pump with Remote Outdoor Unit-Air-Source) | DLCURAH24AAK | ASPEN |  | D(A,C,E)36B34+TDR | *96VTN0802120B* | 23800 | 16 | 8.5 | 25000 | 22400 | 89.6% | 2.92 | 0 | 9.5 |  |  |  | No | R-410A | 1.9833 | Residential & Commercial | No
213941158 | Central HP <5.4 tons | YORK | HRCU-A-CB (Split System: Heat Pump with Remote Outdoor Unit-Air-Source) | HMH72B341 | ASPEN |  | D(A,C,E)42D34+TDR | TM9Y060B12MP11 | 32600 | 17.5 | 8.1 | 34000 | 29400 | 86.47% | 2.43 | 0 | 9.5 |  |  |  | No | R-410A | 2.7167 | Residential & Commercial | No
213367722 | Central HP <5.4 tons | YORK | HRCU-A-CB (Split System: Heat Pump with Remote Outdoor Unit-Air-Source) | HMH72B341 | ASPEN |  | C(A,C,D,E)36C24+TDR | YPLC080C16MP13 | 29800 | 16.9 | 8.5 | 33800 | 27400 | 81.07% | 2.67 | 0 | 9.5 |  |  |  | No | R-410A | 2.4833 | Residential & Commercial | No
214061405 | Central HP <5.4 tons | YORK | HRCU-A-CB (Split System: Heat Pump with Remote Outdoor Unit-Air-Source) | HMH72B241 | ADP |  | AD-37(P,U)*****1+TXV | Y82E080B12LMPS1 | 21800 | 17 | 8.1 | 22000 | 15600 | 70.91% | 1.86 | 0 | 9.5 |  |  |  | No | R-410A | 1.8167 | Residential & Commercial | No
214061421 | Central HP <5.4 tons | YORK | HRCU-A-CB (Split System: Heat Pump with Remote Outdoor Unit-Air-Source) | HMH72B341 | ADP |  | AD-34H*****9 | Y82E080C16LMPS1 | 32200 | 17 | 8.15 | 31000 | 22800 | 73.55% | 2 | 0 | 9 |  |  |  | No | R-410A | 2.6833 | Residential & Commercial | No
214061422 | Central HP <5.4 tons | YORK | HRCU-A-CB (Split System: Heat Pump with Remote Outdoor Unit-Air-Source) | HMH72B341 | ADP |  | AD-36(P,U)*****9 | Y82E080C16LMPS1 | 32000 | 17 | 8.15 | 31000 | 22800 | 73.55% | 2 | 0 | 9 |  |  |  | No | R-410A | 2.6667 | Residential & Commercial | No
213821649 | Central HP <5.4 tons | TEMPSTAR | HRCU-A-CB (Split System: Heat Pump with Remote Outdoor Unit-Air-Source) | DLCURAH36ABK | ASPEN |  | D(A,C,E)36B34+TDR | *96MSN1202422A* | 33600 | 16.4 | 8.5 | 37800 | 31800 | 84.13% | 2.72 | 0 | 9.8 |  |  |  | No | R-410A | 2.8 | Residential & Commercial | No
213258948 | Central HP <5.4 tons | KEEPRITE | HRCU-A-CB (Split System: Heat Pump with Remote Outdoor Unit-Air-Source) | DLCURAH24ABK | ADP |  | H,GE7J936 | *96VTN0401410A* | 22800 | 16 | 8.5 | 24200 | 23800 | 98.35% | 2.02 | 0 | 9.5 |  |  |  | No | R-410A | 1.9 | Residential & Commercial | No
214061419 | Central HP <5.4 tons | YORK | HRCU-A-CB (Split System: Heat Pump with Remote Outdoor Unit-Air-Source) | HMH72B341 | ADP |  | AD-33(P,U)*****9 | Y82E080B12LMPS1 | 33200 | 18 | 8.5 | 31400 | 23000 | 73.25% | 2.04 | 0 | 9.5 |  |  |  | No | R-410A | 2.7667 | Residential & Commercial | No
214061458 | Central HP <5.4 tons | YORK | HRCU-A-CB (Split System: Heat Pump with Remote Outdoor Unit-Air-Source) | HMH72B341 | ADP |  | AD-37(P,U)*****1+TXV | Y82E120C20LMPS1 | 33600 | 18 | 8.5 | 31400 | 23000 | 73.25% | 2.06 | 0 | 9.5 |  |  |  | No | R-410A | 2.8 | Residential & Commercial | No
213927874 | Central HP <5.4 tons | YORK | HRCU-A-CB (Split System: Heat Pump with Remote Outdoor Unit-Air-Source) | HMH72B341 | ASPEN |  | D(A,C,E)36B3G+TXV+TDR | TM9V060B12MP12 | 32200 | 17.5 | 8.1 | 34000 | 27800 | 81.76% | 2.49 | 0 | 9.4 |  |  |  | No | R-410A | 2.6833 | Residential & Commercial | No
214061423 | Central HP <5.4 tons | YORK | HRCU-A-CB (Split System: Heat Pump with Remote Outdoor Unit-Air-Source) | HMH72B341 | ADP |  | AD-35(P,U)*****1+TXV | Y82E080C16LMPS1 | 33600 | 18 | 8.5 | 31400 | 22800 | 72.61% | 2.08 | 0 | 9.5 |  |  |  | No | R-410A | 2.8 | Residential & Commercial | No
211627751 | Central HP <5.4 tons | YORK | HRCU-A-CB (Split System: Heat Pump with Remote Outdoor Unit-Air-Source) | HMH72B341 | ASPEN |  | CM36A36+TDR | TM8V100C16MP12 | 31400 | 17.4 | 8.2 | 25200 | 31800 | 126.2% | 2.82 | 0 | 9.8 |  |  |  | No | R-410A | 2.6167 | Residential & Commercial | No
211627887 | Central HP <5.4 tons | YORK | HRCU-A-CB (Split System: Heat Pump with Remote Outdoor Unit-Air-Source) | HMH72B341 | ASPEN |  | D(A,C,E)36D36+TDR | TM9E060A10MP12 | 32600 | 17.5 | 8.1 | 33800 | 27400 | 81.07% | 2.48 | 0 | 9.5 |  |  |  | No | R-410A | 2.7167 | Residential & Commercial | No
211627935 | Central HP <5.4 tons | YORK | HRCU-A-CB (Split System: Heat Pump with Remote Outdoor Unit-Air-Source) | HMH72B341 | ASPEN |  | CM36B36+TDR | TM9E100C16MP12 | 32200 | 18 | 8.5 | 25200 | 31400 | 124.6% | 2.86 | 0 | 9.9 |  |  |  | No | R-410A | 2.6833 | Residential & Commercial | No
213320517 | Central HP <5.4 tons | CHAMPION HEATING AND COOLING | HRCU-A-CB (Split System: Heat Pump with Remote Outdoor Unit-Air-Source) | HMH72B341 | ASPEN |  | D(A,C,E)36A34+TDR | Z8ES100C20SMPS1 | 31600 | 17.5 | 8.5 | 33200 | 27400 | 82.53% | 2.71 | 0 | 9.3 |  |  |  | No | R-410A | 2.6333 | Residential & Commercial | No
213080488 | Central HP <5.4 tons | KEEPRITE | HRCU-A-CB (Split System: Heat Pump with Remote Outdoor Unit-Air-Source) | DLCURAH36ABK |  |  | EA*4X42L24A* | *96MSN1402422A* | 35200 | 16 | 8.1 | 38500 | 35000 | 90.91% | 1.88 | 0 | 9.5 |  |  |  | No | R-410A | 2.9333 | Residential & Commercial | No
213080556 | Central HP <5.4 tons | KEEPRITE | HRCU-A-CB (Split System: Heat Pump with Remote Outdoor Unit-Air-Source) | DLCURAH36ABK |  |  | EA*4X42L21A* | *95MSU0401712A* | 35200 | 15.2 | 8.1 | 39000 | 35200 | 90.26% | 1.88 | 0 | 9.5 |  |  |  | No | R-410A | 2.9333 | Residential & Commercial | No
213080820 | Central HP <5.4 tons | KEEPRITE | HRCU-A-CB (Split System: Heat Pump with Remote Outdoor Unit-Air-Source) | DLCURAH36ABK |  |  | EA*4X42L24A* | *95MSU0802120A* | 35200 | 16 | 8.1 | 38500 | 35000 | 90.91% | 1.88 | 0 | 9.5 |  |  |  | No | R-410A | 2.9333 | Residential & Commercial | No
213821663 | Central HP <5.4 tons | TEMPSTAR | HRCU-A-CB (Split System: Heat Pump with Remote Outdoor Unit-Air-Source) | DLCURAH36ABK | ASPEN |  | D(A,C,E)42B34+TDR | *96VTN0801716B* | 33800 | 16 | 8.1 | 37800 | 31800 | 84.13% | 2.7 | 0 | 9.9 |  |  |  | No | R-410A | 2.8167 | Residential & Commercial | No
213077072 | Central HP <5.4 tons | KEEPRITE | HRCU-A-CB (Split System: Heat Pump with Remote Outdoor Unit-Air-Source) | DLCURAH36ABK |  |  | EA*4X42L24A* | *96VSN0802120B* | 35000 | 16 | 8.1 | 38500 | 35000 | 90.91% | 1.88 | 0 | 9.5 |  |  |  | No | R-410A | 2.9167 | Residential & Commercial | No
211628069 | Central HP <5.4 tons | YORK | HRCU-A-CB (Split System: Heat Pump with Remote Outdoor Unit-Air-Source) | HMH72B341 | ASPEN |  | D(A,C,E)36D36+TDR | TM9Y080B12MP11 | 32800 | 18 | 8.1 | 34000 | 28000 | 82.35% | 2.47 | 0 | 9.5 |  |  |  | No | R-410A | 2.7333 | Residential & Commercial | No
211628104 | Central HP <5.4 tons | YORK | HRCU-A-CB (Split System: Heat Pump with Remote Outdoor Unit-Air-Source) | HMH72B341 | ASPEN |  | CM36B36+TDR | TM9Y100C20MP11 | 32000 | 15.5 | 8.1 | 25600 | 32000 | 125% | 2.78 | 0 | 9.4 |  |  |  | No | R-410A | 2.6667 | Residential & Commercial | No
213927861 | Central HP <5.4 tons | YORK | HRCU-A-CB (Split System: Heat Pump with Remote Outdoor Unit-Air-Source) | HMH72B341 | ASPEN |  | D(A,C,E)36A4G+TXV+TDR | TM9E060B12MP12 | 32000 | 17.5 | 8.1 | 34000 | 28000 | 82.35% | 2.46 | 0 | 9.4 |  |  |  | No | R-410A | 2.6667 | Residential & Commercial | No
213927866 | Central HP <5.4 tons | YORK | HRCU-A-CB (Split System: Heat Pump with Remote Outdoor Unit-Air-Source) | HMH72B341 | ASPEN |  | D(A,C,E)36B3G+TXV+TDR | TM9E080C16MP12 | 32200 | 18 | 8.1 | 33600 | 27200 | 80.95% | 2.53 | 0 | 9.9 |  |  |  | No | R-410A | 2.6833 | Residential & Commercial | No
213205859 | Central HP <5.4 tons | CARRIER | HRCU-A-CB (Split System: Heat Pump with Remote Outdoor Unit-Air-Source) | 38MURAQ24AA3* | ASPEN |  | D(A,C,E)36C34+TDR | 58S(B,C)*A070E17**16 | 23800 | 15.5 | 8.5 | 26200 | 22800 | 87.02% | 2.92 | 0 | 9.5 |  |  |  | No | R-410A | 1.9833 | Residential & Commercial | No
214588208 | Central HP <5.4 tons | BRYANT HEATING AND COOLING SYSTEMS | HRCU-A-CB (Split System: Heat Pump with Remote Outdoor Unit-Air-Source) | 38MURAQ18AB3* | ADP |  | C36A***L129 | 926TC30040V14*** | 16800 | 16 | 8.5 | 16600 | 19000 | 114.5% | 2.34 | 0 | 9.5 |  |  |  | No | R-410A | 1.4 | Residential & Commercial | No
213205986 | Central HP <5.4 tons | CARRIER | HRCU-A-CB (Split System: Heat Pump with Remote Outdoor Unit-Air-Source) | 38MURAQ24AA3* | ASPEN |  | D(A,C,E)30C44+TDR | 59SC2D040E17**12 | 23800 | 15.2 | 8.1 | 25200 | 22400 | 88.89% | 2.88 | 0 | 9 |  |  |  | No | R-410A | 1.9833 | Residential & Commercial | No
213206104 | Central HP <5.4 tons | CARRIER | HRCU-A-CB (Split System: Heat Pump with Remote Outdoor Unit-Air-Source) | 38MURAQ24AA3* | ASPEN |  | D(A,C,E)36B34+TDR | 59SC5B060E17**14 | 23600 | 15.3 | 8.4 | 25400 | 22600 | 88.98% | 2.89 | 0 | 9.3 |  |  |  | No | R-410A | 1.9667 | Residential & Commercial | No
213206187 | Central HP <5.4 tons | CARRIER | HRCU-A-CB (Split System: Heat Pump with Remote Outdoor Unit-Air-Source) | 38MURAQ24AA3* | ASPEN |  | D(A,C,E)36C34+TDR | 59TP6B080V17**16 | 23800 | 16 | 8.1 | 25400 | 22600 | 88.98% | 2.88 | 0 | 9.5 |  |  |  | No | R-410A | 1.9833 | Residential & Commercial | No
213206204 | Central HP <5.4 tons | CARRIER | HRCU-A-CB (Split System: Heat Pump with Remote Outdoor Unit-Air-Source) | 38MURAQ24AA3* | ASPEN |  | D(A,C,E)30B34+TDR | 59TP6B100V21**20 | 23600 | 16 | 8.1 | 25000 | 22400 | 89.6% | 2.98 | 0 | 9 |  |  |  | No | R-410A | 1.9667 | Residential & Commercial | No
213206180 | Central HP <5.4 tons | CARRIER | HRCU-A-CB (Split System: Heat Pump with Remote Outdoor Unit-Air-Source) | 38MURAQ24AA3* | ASPEN |  | D(A,C,E)30B34+TDR | 59TP6B080V17**16 | 23800 | 16 | 8.1 | 25400 | 22600 | 88.98% | 2.92 | 0 | 9 |  |  |  | No | R-410A | 1.9833 | Residential & Commercial | No
212498607 | Central HP <5.4 tons | BRYANT HEATING AND COOLING SYSTEMS | HRCU-A-CB (Split System: Heat Pump with Remote Outdoor Unit-Air-Source) | 38MURAQ30AB3* | ADP |  | CE2903C+TXV |  | 29400 | 15.2 | 8.15 | 33200 | 27000 | 81.33% | 1.76 | 0 | 8.5 |  |  |  | No | R-410A | 2.45 | Residential & Commercial | No
212498608 | Central HP <5.4 tons | BRYANT HEATING AND COOLING SYSTEMS | HRCU-A-CB (Split System: Heat Pump with Remote Outdoor Unit-Air-Source) | 38MURAQ30AB3* | ADP |  | CE3005A+TXV |  | 29800 | 15.2 | 8.2 | 33200 | 27000 | 81.33% | 1.78 | 0 | 8.5 |  |  |  | No | R-410A | 2.4833 | Residential & Commercial | No
213205452 | Central HP <5.4 tons | TEMPSTAR | HRCU-A-CB (Split System: Heat Pump with Remote Outdoor Unit-Air-Source) | DLCURAH30ABK | ASPEN |  | D(A,C,E)30B34+TDR | *96VTN1002122A* | 29200 | 15.2 | 8.1 | 33800 | 24000 | 71.01% | 2.63 | 0 | 9 |  |  |  | No | R-410A | 2.4333 | Residential & Commercial | No
211241746 | Central HP <5.4 tons | KEEPRITE | HRCU-A-CB (Split System: Heat Pump with Remote Outdoor Unit-Air-Source) | DLCURAH24ABK |  |  | EA*4X30L17A* | *92ESN0401410A* | 24000 | 15.2 | 8.5 | 26600 | 23000 | 86.47% | 1.86 | 0 | 9.5 |  |  |  | No | R-410A | 2 | Residential & Commercial | No
212383240 | Central HP <5.4 tons | GRANDAIRE | HRCU-A-CB (Split System: Heat Pump with Remote Outdoor Unit-Air-Source) | WDLCURAH36ABK |  |  | WLA*364CA* | WFSX080C060A* | 35800 | 15.5 | 8.1 | 39500 | 35400 | 89.62% | 1.84 | 0 | 9.5 |  |  |  | No | R-410A | 2.9833 | Residential & Commercial | No
211227638 | Central HP <5.4 tons | GRANDAIRE | HRCU-A-CB (Split System: Heat Pump with Remote Outdoor Unit-Air-Source) | WDLCURAH36ABK |  |  | WLA*424CA* | WFSU060B048A* | 35200 | 16 | 8.1 | 38500 | 35000 | 90.91% | 1.88 | 0 | 9.5 |  |  |  | No | R-410A | 2.9333 | Residential & Commercial | No
215389784 | Central HP <5.4 tons | GRANDAIRE | HRCU-A-CB (Split System: Heat Pump with Remote Outdoor Unit-Air-Source) | WDLCURAH36ABK |  |  | WLA*364BA* | WFST060B048A* | 34800 | 15.2 | 8.1 | 38500 | 35200 | 91.43% | 1.8 | 0 | 9.5 |  |  |  | No | R-410A | 2.9 | Residential & Commercial | No
214731192 | Central HP <5.4 tons | BRYANT HEATING AND COOLING SYSTEMS | HRCU-A-CB (Split System: Heat Pump with Remote Outdoor Unit-Air-Source) | 38MURAQ24AB3* | ADP |  | H,PG31930 | 926TC60100V21*** | 22600 | 17 | 8.5 | 24600 | 23400 | 95.12% | 1.98 | 0 | 9.5 |  |  |  | No | R-410A | 1.8833 | Residential & Commercial | No
213821151 | Central HP <5.4 tons | TEMPSTAR | HRCU-A-CB (Split System: Heat Pump with Remote Outdoor Unit-Air-Source) | DLCURAH24AAK | ASPEN |  | D(A,C,E)24B44+TDR | *96VTN0601412B* | 23200 | 16 | 8.1 | 24800 | 22400 | 90.32% | 2.87 | 0 | 9 |  |  |  | No | R-410A | 1.9333 | Residential & Commercial | No
213821158 | Central HP <5.4 tons | TEMPSTAR | HRCU-A-CB (Split System: Heat Pump with Remote Outdoor Unit-Air-Source) | DLCURAH24AAK | ASPEN |  | D(A,C,E)30C44+TDR | *96VTN0801716B* | 23600 | 16 | 8.1 | 24600 | 22200 | 90.24% | 2.86 | 0 | 9 |  |  |  | No | R-410A | 1.9667 | Residential & Commercial | No
212674056 | Central HP <5.4 tons | CHAMPION HEATING AND COOLING | HRCU-A-CB (Split System: Heat Pump with Remote Outdoor Unit-Air-Source) | HMH72B361 | ASPEN |  | L(E,G)M48B4 |  | 34400 | 18 | 8.1 | 36000 | 26400 | 73.33% | 2.81 | 0 | 9 |  |  |  | No | R-410A | 2.8667 | Residential & Commercial | No
213281570 | Central HP <5.4 tons | YORK | HRCU-A-CB (Split System: Heat Pump with Remote Outdoor Unit-Air-Source) | HMH72B361 | ASPEN |  | D(A,C,E)48B44+TDR | Y81E100C16SMPS1 | 34000 | 17.5 | 8.1 | 36000 | 25400 | 70.56% | 2.65 | 0 | 8.5 |  |  |  | No | R-410A | 2.8333 | Residential & Commercial | No
213281572 | Central HP <5.4 tons | YORK | HRCU-A-CB (Split System: Heat Pump with Remote Outdoor Unit-Air-Source) | HMH72B361 | ASPEN |  | D(A,C,E)36A44+TDR | Y81E100C20LMPS1 | 34000 | 16.5 | 8.1 | 36000 | 26800 | 74.44% | 2.83 | 0 | 8.9 |  |  |  | No | R-410A | 2.8333 | Residential & Commercial | No
213281552 | Central HP <5.4 tons | YORK | HRCU-A-CB (Split System: Heat Pump with Remote Outdoor Unit-Air-Source) | HMH72B361 | ASPEN |  | D(A,C,E)36A44+TDR | Y81E080C20SMPS1 | 34000 | 17 | 8.1 | 36000 | 26400 | 73.33% | 2.83 | 0 | 8.9 |  |  |  | No | R-410A | 2.8333 | Residential & Commercial | No
213281566 | Central HP <5.4 tons | YORK | HRCU-A-CB (Split System: Heat Pump with Remote Outdoor Unit-Air-Source) | HMH72B361 | ASPEN |  | D(A,C,E)48B44+TDR | Y81E100C16LMPS1 | 34000 | 17.5 | 8.1 | 36000 | 25400 | 70.56% | 2.65 | 0 | 8.5 |  |  |  | No | R-410A | 2.8333 | Residential & Commercial | No
211222752 | Central HP <5.4 tons | KEEPRITE | HRCU-A-CB (Split System: Heat Pump with Remote Outdoor Unit-Air-Source) | DLCURAH30ABK |  |  | FM(C,U)4Z36**AL* |  | 30400 | 15.5 | 8.5 | 35000 | 27400 | 78.29% | 1.82 | 0 | 9 |  |  |  | No | R-410A | 2.5333 | Residential & Commercial | No
213927853 | Central HP <5.4 tons | YORK | HRCU-A-CB (Split System: Heat Pump with Remote Outdoor Unit-Air-Source) | HMH72B341 | ASPEN |  | D(A,C,E)36D3G+TXV+TDR | TM9Y100C20MP11 | 32800 | 15.5 | 8.1 | 34000 | 27800 | 81.76% | 2.44 | 0 | 9.5 |  |  |  | No | R-410A | 2.7333 | Residential & Commercial | No
214061412 | Central HP <5.4 tons | YORK | HRCU-A-CB (Split System: Heat Pump with Remote Outdoor Unit-Air-Source) | HMH72B341 | ADP |  | AD-35(P,U)*****1+TXV | Y82E080B12LMPS1 | 33200 | 18 | 8.5 | 31400 | 23000 | 73.25% | 2.04 | 0 | 9.5 |  |  |  | No | R-410A | 2.7667 | Residential & Commercial | No
214061429 | Central HP <5.4 tons | YORK | HRCU-A-CB (Split System: Heat Pump with Remote Outdoor Unit-Air-Source) | HMH72B341 | ADP |  | AD-34(P,U)*****1+TXV | Y82E080C16LMPS1 | 32400 | 17 | 8.25 | 31000 | 22800 | 73.55% | 2.02 | 0 | 9 |  |  |  | No | R-410A | 2.7 | Residential & Commercial | No
214061445 | Central HP <5.4 tons | YORK | HRCU-A-CB (Split System: Heat Pump with Remote Outdoor Unit-Air-Source) | HMH72B341 | ADP |  | AD-34H*****9 | Y82E100C20LMPS1 | 32800 | 18 | 8.2 | 31600 | 23200 | 73.42% | 2.02 | 0 | 9 |  |  |  | No | R-410A | 2.7333 | Residential & Commercial | No
214061448 | Central HP <5.4 tons | YORK | HRCU-A-CB (Split System: Heat Pump with Remote Outdoor Unit-Air-Source) | HMH72B341 | ADP |  | AD-36H*****9 | Y82E100C20LMPS1 | 34000 | 18 | 8.5 | 31800 | 23200 | 72.96% | 2.08 | 0 | 9.5 |  |  |  | No | R-410A | 2.8333 | Residential & Commercial | No
213367828 | Central HP <5.4 tons | YORK | HRCU-A-CB (Split System: Heat Pump with Remote Outdoor Unit-Air-Source) | HMH72B341 | ASPEN |  | C(A,C,D,E)36A44+TDR | YPLC100C20MP13 | 31400 | 16.5 | 8.5 | 32400 | 27800 | 85.8% | 2.69 | 0 | 8.9 |  |  |  | No | R-410A | 2.6167 | Residential & Commercial | No
211627595 | Central HP <5.4 tons | YORK | HRCU-A-CB (Split System: Heat Pump with Remote Outdoor Unit-Air-Source) | HMH72B341 | ASPEN |  | CM36A36+TDR | TL9E080C16UH11 | 31200 | 17.4 | 8.3 | 25600 | 32200 | 125.8% | 2.8 | 0 | 9.3 |  |  |  | No | R-410A | 2.6 | Residential & Commercial | No
211627675 | Central HP <5.4 tons | YORK | HRCU-A-CB (Split System: Heat Pump with Remote Outdoor Unit-Air-Source) | HMH72B341 | ASPEN |  | CM36B36+TDR | TM8E100B12MP11 | 32200 | 18 | 8.5 | 25400 | 31600 | 124.4% | 2.84 | 0 | 9.9 |  |  |  | No | R-410A | 2.6833 | Residential & Commercial | No
211627777 | Central HP <5.4 tons | YORK | HRCU-A-CB (Split System: Heat Pump with Remote Outdoor Unit-Air-Source) | HMH72B341 | ASPEN |  | CM36A36+TDR | TM8V120C20MP12 | 30600 | 16.2 | 8.3 | 25000 | 31600 | 126.4% | 2.82 | 0 | 8.7 |  |  |  | No | R-410A | 2.55 | Residential & Commercial | No
213307169 | Central HP <5.4 tons | YORK | HRCU-A-CB (Split System: Heat Pump with Remote Outdoor Unit-Air-Source) | HMH72B341 | ASPEN |  | DM36A34+TDR | TL8E100C20UH11 | 31200 | 17.4 | 8.3 | 33600 | 27200 | 80.95% | 2.62 | 0 | 9.8 |  |  |  | No | R-410A | 2.6 | Residential & Commercial | No
213307188 | Central HP <5.4 tons | YORK | HRCU-A-CB (Split System: Heat Pump with Remote Outdoor Unit-Air-Source) | HMH72B341 | ASPEN |  | DM36A34+TDR | TM8Y080C16MP11 | 31400 | 18.3 | 8.2 | 33800 | 27200 | 80.47% | 2.61 | 0 | 9.8 |  |  |  | No | R-410A | 2.6167 | Residential & Commercial | No
213307353 | Central HP <5.4 tons | YORK | HRCU-A-CB (Split System: Heat Pump with Remote Outdoor Unit-Air-Source) | HMH72B341 | ASPEN |  | DM36A36+TDR | TM8V120C20MP12 | 30600 | 16.2 | 8.4 | 32000 | 27600 | 86.25% | 2.65 | 0 | 8.7 |  |  |  | No | R-410A | 2.55 | Residential & Commercial | No
214061440 | Central HP <5.4 tons | YORK | HRCU-A-CB (Split System: Heat Pump with Remote Outdoor Unit-Air-Source) | HMH72B341 | ADP |  | AD-35H*****9 | Y82E100C16LMPS1 | 33400 | 18 | 8.5 | 31400 | 23000 | 73.25% | 2.06 | 0 | 9.5 |  |  |  | No | R-410A | 2.7833 | Residential & Commercial | No
213307203 | Central HP <5.4 tons | YORK | HRCU-A-CB (Split System: Heat Pump with Remote Outdoor Unit-Air-Source) | HMH72B341 | ASPEN |  | DM36A34+TDR | TM9V100C16MP12 | 31400 | 17.4 | 8.2 | 33800 | 27200 | 80.47% | 2.61 | 0 | 9.8 |  |  |  | No | R-410A | 2.6167 | Residential & Commercial | No
213307204 | Central HP <5.4 tons | YORK | HRCU-A-CB (Split System: Heat Pump with Remote Outdoor Unit-Air-Source) | HMH72B341 | ASPEN |  | DM36A34+TDR | TM9V100C20MP12 | 31200 | 17.4 | 8.1 | 33600 | 28200 | 83.93% | 2.65 | 0 | 9.3 |  |  |  | No | R-410A | 2.6 | Residential & Commercial | No
213307336 | Central HP <5.4 tons | YORK | HRCU-A-CB (Split System: Heat Pump with Remote Outdoor Unit-Air-Source) | HMH72B341 | ASPEN |  | DM36A36+TDR | TL8E080C16UH11 | 31200 | 17.4 | 8.1 | 33600 | 27600 | 82.14% | 2.62 | 0 | 9.8 |  |  |  | No | R-410A | 2.6 | Residential & Commercial | No
213307373 | Central HP <5.4 tons | YORK | HRCU-A-CB (Split System: Heat Pump with Remote Outdoor Unit-Air-Source) | HMH72B341 | ASPEN |  | DM36A36+TDR | TM9V120D20MP12 | 30800 | 16.8 | 8.3 | 32000 | 28000 | 87.5% | 2.74 | 0 | 9.2 |  |  |  | No | R-410A | 2.5667 | Residential & Commercial | No
213205801 | Central HP <5.4 tons | CARRIER | HRCU-A-CB (Split System: Heat Pump with Remote Outdoor Unit-Air-Source) | 38MURAQ24AA3* | ASPEN |  | D(A,C,E)24B44+TDR | 58S(B,C)*A045E14**12 | 23400 | 15.4 | 8.4 | 25600 | 22400 | 87.5% | 2.89 | 0 | 9.3 |  |  |  | No | R-410A | 1.95 | Residential & Commercial | No
213205803 | Central HP <5.4 tons | CARRIER | HRCU-A-CB (Split System: Heat Pump with Remote Outdoor Unit-Air-Source) | 38MURAQ24AA3* | ASPEN |  | D(A,C,E)30B34+TDR | 58S(B,C)*A045E14**12 | 23200 | 15.3 | 8.4 | 25600 | 22400 | 87.5% | 2.89 | 0 | 9.3 |  |  |  | No | R-410A | 1.9333 | Residential & Commercial | No
213205887 | Central HP <5.4 tons | CARRIER | HRCU-A-CB (Split System: Heat Pump with Remote Outdoor Unit-Air-Source) | 38MURAQ24AA3* | ASPEN |  | D(A,C,E)30B34+TDR | 58S(B,C)*A090E21**20 | 23800 | 16 | 8.5 | 25800 | 22800 | 88.37% | 2.92 | 0 | 9.5 |  |  |  | No | R-410A | 1.9833 | Residential & Commercial | No
213205950 | Central HP <5.4 tons | CARRIER | HRCU-A-CB (Split System: Heat Pump with Remote Outdoor Unit-Air-Source) | 38MURAQ24AA3* | ASPEN |  | D(A,C,E)30C44+TDR | 58TP*A090V21**20 | 23800 | 16 | 8.1 | 25200 | 22400 | 88.89% | 2.98 | 0 | 9.5 |  |  |  | No | R-410A | 1.9833 | Residential & Commercial | No
213206017 | Central HP <5.4 tons | CARRIER | HRCU-A-CB (Split System: Heat Pump with Remote Outdoor Unit-Air-Source) | 38MURAQ24AA3* | ASPEN |  | D(A,C,E)24B44+TDR | 59SC2D080E17**16 | 23800 | 16.5 | 8.1 | 25400 | 22600 | 88.98% | 2.91 | 0 | 9.5 |  |  |  | No | R-410A | 1.9833 | Residential & Commercial | No
211240242 | Central HP <5.4 tons | KEEPRITE | HRCU-A-CB (Split System: Heat Pump with Remote Outdoor Unit-Air-Source) | DLCURAH24ABK |  |  | EA*4X24L14A* | *96VSN0401410A* | 23400 | 15.5 | 8.5 | 26800 | 24800 | 92.54% | 2.04 | 0 | 9.5 |  |  |  | No | R-410A | 1.95 | Residential & Commercial | No
213355437 | Central HP <5.4 tons | CHAMPION HEATING AND COOLING | HRCU-A-CB (Split System: Heat Pump with Remote Outdoor Unit-Air-Source) | HMH72B361 | ASPEN |  | L(E,G)M36E6 |  | 35000 | 18 | 8.1 | 35400 | 26000 | 73.45% | 2.82 | 0 | 9 |  |  |  | No | R-410A | 2.9167 | Residential & Commercial | No
214061408 | Central HP <5.4 tons | YORK | HRCU-A-CB (Split System: Heat Pump with Remote Outdoor Unit-Air-Source) | HMH72B241 | ADP |  | AD-34(P,U)*****1+TXV | Y82E080B12LMPS1 | 21800 | 17 | 8.1 | 22000 | 15600 | 70.91% | 1.86 | 0 | 9.5 |  |  |  | No | R-410A | 1.8167 | Residential & Commercial | No
213147042 | Central HP <5.4 tons | CARRIER | HRCU-A-CB (Split System: Heat Pump with Remote Outdoor Unit-Air-Source) | 38MURAQ36AB3* | ADP |  | C36A***L139+AEFE4B* |  | 36000 | 16 | 8.1 | 36800 | 34400 | 93.48% | 2 | 0 | 9.5 |  |  |  | No | R-410A | 3 | Residential & Commercial | No
214061420 | Central HP <5.4 tons | YORK | HRCU-A-CB (Split System: Heat Pump with Remote Outdoor Unit-Air-Source) | HMH72B341 | ADP |  | AD-32(P,U)*****9 | Y82E080B12LMPS1 | 33200 | 18 | 8.5 | 31400 | 23000 | 73.25% | 2.04 | 0 | 9.5 |  |  |  | No | R-410A | 2.7667 | Residential & Commercial | No
213927869 | Central HP <5.4 tons | YORK | HRCU-A-CB (Split System: Heat Pump with Remote Outdoor Unit-Air-Source) | HMH72B341 | ASPEN |  | D(A,C,E)36A4G+TXV+TDR | TM9E100C20MP12 | 32000 | 15.5 | 8.1 | 33200 | 27000 | 81.33% | 2.5 | 0 | 9.9 |  |  |  | No | R-410A | 2.6667 | Residential & Commercial | No
213307183 | Central HP <5.4 tons | YORK | HRCU-A-CB (Split System: Heat Pump with Remote Outdoor Unit-Air-Source) | HMH72B341 | ASPEN |  | DM36A34+TDR | TM8V100C16MP12 | 31400 | 17.4 | 8.2 | 33800 | 27200 | 80.47% | 2.62 | 0 | 9.8 |  |  |  | No | R-410A | 2.6167 | Residential & Commercial | No
212517498 | Central HP <5.4 tons | YORK | HRCU-A-CB (Split System: Heat Pump with Remote Outdoor Unit-Air-Source) | HMH72B341 | ADP |  | CV365*9 | YP9C100C20MP13 | 33400 | 17 | 8.5 | 32400 | 23200 | 71.6% | 2.06 | 0 | 9.5 |  |  |  | No | R-410A | 2.7833 | Residential & Commercial | No
212517499 | Central HP <5.4 tons | YORK | HRCU-A-CB (Split System: Heat Pump with Remote Outdoor Unit-Air-Source) | HMH72B341 | ADP |  | CH367C9 | YP9C100C20MP13 | 33400 | 17 | 8.5 | 32400 | 23200 | 71.6% | 2.06 | 0 | 9.5 |  |  |  | No | R-410A | 2.7833 | Residential & Commercial | No
211222744 | Central HP <5.4 tons | KEEPRITE | HRCU-A-CB (Split System: Heat Pump with Remote Outdoor Unit-Air-Source) | DLCURAH30ABK |  |  | FM(C,U)4Z30**AL* |  | 30400 | 15.5 | 8.5 | 35000 | 27400 | 78.29% | 1.82 | 0 | 9 |  |  |  | No | R-410A | 2.5333 | Residential & Commercial | No
211712338 | Central HP <5.4 tons | GRANDAIRE | HRCU-A-CB (Split System: Heat Pump with Remote Outdoor Unit-Air-Source) | WDLCURAH30ABK |  |  | WLA*424CA* | WFEU040B036A* | 30400 | 15.2 | 8.1 | 34200 | 27000 | 78.95% | 1.8 | 0 | 9 |  |  |  | No | R-410A | 2.5333 | Residential & Commercial | No
210279123 | Central HP <5.4 tons | MRCOOL | HRCU-A-CB (Split System: Heat Pump with Remote Outdoor Unit-Air-Source) | CENTRAL-48-HP-C-230A00 |  |  | CENTRAL-48-HP-MUAH230A00 |  | 47000 | 15.6 | 9.4 | 50000 | 46000 | 92% | 1.85 | 8.5 | 8.2 |  |  |  | No | R-410A | 3.9167 | Residential & Commercial | No
213787637 | Central HP <5.4 tons | KEEPRITE | HRCU-A-CB (Split System: Heat Pump with Remote Outdoor Unit-Air-Source) | DLCURAH30ABK |  |  | FTMA4B48L0C* |  | 31600 | 15.75 | 9 | 32400 | 25800 | 79.63% | 1.88 | 0 | 9.5 |  |  |  | No | R-410A | 2.6333 | Residential & Commercial | No
211627978 | Central HP <5.4 tons | YORK | HRCU-A-CB (Split System: Heat Pump with Remote Outdoor Unit-Air-Source) | HMH72B341 | ASPEN |  | D(A,C,E)36D36+TDR | TM9V060B12MP12 | 32800 | 17.5 | 8.1 | 34000 | 27800 | 81.76% | 2.49 | 0 | 9.5 |  |  |  | No | R-410A | 2.7333 | Residential & Commercial | No
211628395 | Central HP <5.4 tons | YORK | HRCU-A-CB (Split System: Heat Pump with Remote Outdoor Unit-Air-Source) | HMH72B341 | ASPEN |  | D(A,C,E)48A36+TDR | TPLC100C20MP13 | 31600 | 16.5 | 8.1 | 32400 | 27400 | 84.57% | 2.49 | 0 | 8.9 |  |  |  | No | R-410A | 2.6333 | Residential & Commercial | No
214061414 | Central HP <5.4 tons | YORK | HRCU-A-CB (Split System: Heat Pump with Remote Outdoor Unit-Air-Source) | HMH72B341 | ADP |  | AD-36H*****9 | Y82E080B12LMPS1 | 33200 | 18 | 8.5 | 31400 | 23000 | 73.25% | 2.04 | 0 | 9.5 |  |  |  | No | R-410A | 2.7667 | Residential & Commercial | No
213080808 | Central HP <5.4 tons | KEEPRITE | HRCU-A-CB (Split System: Heat Pump with Remote Outdoor Unit-Air-Source) | DLCURAH36ABK |  |  | EA*4X42L21A* | *95MSU0802120A* | 35200 | 16 | 8.1 | 38500 | 35000 | 90.91% | 1.88 | 0 | 9.5 |  |  |  | No | R-410A | 2.9333 | Residential & Commercial | No
213278587 | Central HP <5.4 tons | COLEMAN | HRCU-A-CB (Split System: Heat Pump with Remote Outdoor Unit-Air-Source) | HMH72B361 | ASPEN |  | D(A,C,E)36D24+JMET12BS2N1+TDR |  | 32000 | 17.5 | 8.1 | 36000 | 26000 | 72.22% | 2.8 | 0 | 8.6 |  |  |  | No | R-410A | 2.6667 | Residential & Commercial | No
211222760 | Central HP <5.4 tons | KEEPRITE | HRCU-A-CB (Split System: Heat Pump with Remote Outdoor Unit-Air-Source) | DLCURAH30ABK |  |  | FMA4X30**AL* |  | 31200 | 15.5 | 8.5 | 35400 | 26800 | 75.71% | 1.86 | 0 | 9 |  |  |  | No | R-410A | 2.6 | Residential & Commercial | No
214061447 | Central HP <5.4 tons | YORK | HRCU-A-CB (Split System: Heat Pump with Remote Outdoor Unit-Air-Source) | HMH72B341 | ADP |  | AD-35(P,U)*****9 | Y82E100C20LMPS1 | 33600 | 18 | 8.5 | 31400 | 22800 | 72.61% | 2.08 | 0 | 9.5 |  |  |  | No | R-410A | 2.8 | Residential & Commercial | No
214061418 | Central HP <5.4 tons | YORK | HRCU-A-CB (Split System: Heat Pump with Remote Outdoor Unit-Air-Source) | HMH72B341 | ADP |  | AD-34(P,U)*****1+TXV | Y82E080B12LMPS1 | 33200 | 18 | 8.5 | 31400 | 23000 | 73.25% | 2.04 | 0 | 9.5 |  |  |  | No | R-410A | 2.7667 | Residential & Commercial | No
214061427 | Central HP <5.4 tons | YORK | HRCU-A-CB (Split System: Heat Pump with Remote Outdoor Unit-Air-Source) | HMH72B341 | ADP |  | AD-37(P,U)*****9 | Y82E080C16LMPS1 | 33600 | 18 | 8.5 | 31400 | 22800 | 72.61% | 2.08 | 0 | 9.5 |  |  |  | No | R-410A | 2.8 | Residential & Commercial | No
214061443 | Central HP <5.4 tons | YORK | HRCU-A-CB (Split System: Heat Pump with Remote Outdoor Unit-Air-Source) | HMH72B341 | ADP |  | AD-33(P,U)*****9 | Y82E100C16LMPS1 | 34000 | 18 | 8.5 | 31800 | 23800 | 74.84% | 2.12 | 0 | 9.5 |  |  |  | No | R-410A | 2.8333 | Residential & Commercial | No
214061452 | Central HP <5.4 tons | YORK | HRCU-A-CB (Split System: Heat Pump with Remote Outdoor Unit-Air-Source) | HMH72B341 | ADP |  | AD-33(P,U)*****9 | Y82E100C20LMPS1 | 34000 | 18 | 8.5 | 31800 | 23200 | 72.96% | 2.08 | 0 | 9.5 |  |  |  | No | R-410A | 2.8333 | Residential & Commercial | No
211628494 | Central HP <5.4 tons | YORK | HRCU-A-CB (Split System: Heat Pump with Remote Outdoor Unit-Air-Source) | HMH72B341 | ASPEN |  | CM36B36+TDR | YPLC060A12MP13 | 32000 | 17.5 | 8.1 | 25600 | 32000 | 125% | 2.84 | 0 | 9.4 |  |  |  | No | R-410A | 2.6667 | Residential & Commercial | No
213320515 | Central HP <5.4 tons | CHAMPION HEATING AND COOLING | HRCU-A-CB (Split System: Heat Pump with Remote Outdoor Unit-Air-Source) | HMH72B341 | ASPEN |  | D(A,C,E)36D34+TDR | Z8ES100C20LMPS1 | 32800 | 17.5 | 8.5 | 33400 | 27600 | 82.63% | 2.7 | 0 | 9.5 |  |  |  | No | R-410A | 2.7333 | Residential & Commercial | No
213320516 | Central HP <5.4 tons | CHAMPION HEATING AND COOLING | HRCU-A-CB (Split System: Heat Pump with Remote Outdoor Unit-Air-Source) | HMH72B341 | ASPEN |  | D(A,C,E)48A34+TDR | Z8ES100C20LMPS1 | 32200 | 17.5 | 8.5 | 33200 | 27400 | 82.53% | 2.71 | 0 | 9.4 |  |  |  | No | R-410A | 2.6833 | Residential & Commercial | No
212980100 | Central HP <5.4 tons | GRANDAIRE | HRCU-A-CB (Split System: Heat Pump with Remote Outdoor Unit-Air-Source) | WDLCURAH24AAK |  |  | WLNC364CA* | WFE*090C048C* | 24000 | 16 | 8.1 | 25000 | 34400 | 137.6% | 1.92 | 0 | 9.5 |  |  |  | No | R-410A | 2 | Residential & Commercial | No
215402210 | Central HP <5.4 tons | AMERISTAR | HRCU-A-CB (Split System: Heat Pump with Remote Outdoor Unit-Air-Source) | E4HL5036A1000A |  |  | 4TXCB004DS3 | A952V080BU4SB | 30000 | 15.2 | 8.1 | 25000 | 18000 | 72% | 1.75 | 0 | 9.5 |  |  |  | No | R-410A | 2.5 | Residential & Commercial | No
216032540 | Central HP <5.4 tons | MRCOOL | HRCU-A-CB (Split System: Heat Pump with Remote Outdoor Unit-Air-Source) | MVP-60-HP-C-230A00-O |  |  | MVP-60-HP-MUAH-230A00-O |  | 54000 | 15.2 | 8.4 | 54000 | 38000 | 70.37% | 1.8 | 0 | 8.6 |  |  |  | No | R-454B | 4.5 | Residential & Commercial | No
208106640 | Central HP <5.4 tons | 1HVAC | HRCU-A-CB (Split System: Heat Pump with Remote Outdoor Unit-Air-Source) | ACIQ-48-HPB |  |  | ACIQ-48-AHB |  | 47000 | 15.6 | 9.4 | 50000 | 46000 | 92% | 1.9 | 8.5 | 8.2 |  |  |  | No | R-410A | 3.9167 | Residential & Commercial | No
212984492 | Central HP <5.4 tons | GRANDAIRE | HRCU-A-CB (Split System: Heat Pump with Remote Outdoor Unit-Air-Source) | WDLCURAH30ABK |  |  | WLA*424CA* | WFAX080B048B* | 29800 | 15.2 | 8.1 | 34000 | 26400 | 77.65% | 1.84 | 0 | 9 |  |  |  | No | R-410A | 2.4833 | Residential & Commercial | No
214056973 | Central HP <5.4 tons | TRANE | HRCU-A-C (Split System: Heat Pump with Remote Outdoor Unit with No Indoor Fan --Air Source) | 4TXD2060A10NU** | ASPEN |  | C(A,C,D,E)60B44+TDR |  | 50500 | 15.2 | 8.5 | 53000 | 37200 | 70.19% | 1.8 | 0 | 9.5 |  |  |  | No | R-410A | 4.2083 | Residential & Commercial | No
211712879 | Central HP <5.4 tons | GRANDAIRE | HRCU-A-CB (Split System: Heat Pump with Remote Outdoor Unit-Air-Source) | WDLCURAH30ABK |  |  | WLA*424DA* | WFEL110D060B* | 30000 | 15.2 | 8.1 | 33800 | 27200 | 80.47% | 1.8 | 0 | 9 |  |  |  | No | R-410A | 2.5 | Residential & Commercial | No
214731214 | Central HP <5.4 tons | BRYANT HEATING AND COOLING SYSTEMS | HRCU-A-CB (Split System: Heat Pump with Remote Outdoor Unit-Air-Source) | 38MURAQ36AB3* | ADP |  | H,PG7J936 | 926TC60080V21*** | 35200 | 16 | 8.1 | 36800 | 34800 | 94.57% | 1.9 | 0 | 9.5 |  |  |  | No | R-410A | 2.9333 | Residential & Commercial | No
213732714 | Central HP <5.4 tons | YORK | HRCU-A-CB (Split System: Heat Pump with Remote Outdoor Unit-Air-Source) | HMH72B341 | ADP |  | AD-34(P,U)*****9 | Y82E080B12LMPS1 | 33200 | 18 | 8.5 | 31400 | 23000 | 73.25% | 2.04 | 0 | 9.5 |  |  |  | No | R-410A | 2.7667 | Residential & Commercial | No
214061425 | Central HP <5.4 tons | YORK | HRCU-A-CB (Split System: Heat Pump with Remote Outdoor Unit-Air-Source) | HMH72B341 | ADP |  | AD-36H*****9 | Y82E080C16LMPS1 | 34000 | 18 | 8.5 | 31800 | 23600 | 74.21% | 2.1 | 0 | 9.5 |  |  |  | No | R-410A | 2.8333 | Residential & Commercial | No
212394550 | Central HP <5.4 tons | YORK | HRCU-A-CB (Split System: Heat Pump with Remote Outdoor Unit-Air-Source) | HMH72B341 | ADP |  | H,YE34936 | TM9E060B12MP12 | 32600 | 17 | 8.5 | 32400 | 23200 | 71.6% | 2 | 0 | 9.5 |  |  |  | No | R-410A | 2.7167 | Residential & Commercial | No
214092965 | Central HP <5.4 tons | LUXAIRE | HRCU-A-CB (Split System: Heat Pump with Remote Outdoor Unit-Air-Source) | HMH72B341 | ASPEN |  | D(A,C,E)42A46+TDR | TL9E060B12UH11 | 32400 | 18 | 8.1 | 32400 | 44500 | 137.3% | 3.05 | 0 | 9.5 |  |  |  | No | R-410A | 2.7 | Residential & Commercial | No
214093051 | Central HP <5.4 tons | LUXAIRE | HRCU-A-CB (Split System: Heat Pump with Remote Outdoor Unit-Air-Source) | HMH72B341 | ASPEN |  | D(A,C,E)36A36+TDR | TM9V040A10MP12 | 31000 | 16.9 | 8.1 | 32400 | 44000 | 135.8% | 3.04 | 0 | 9.3 |  |  |  | No | R-410A | 2.5833 | Residential & Commercial | No
211222072 | Central HP <5.4 tons | KEEPRITE | HRCU-A-CB (Split System: Heat Pump with Remote Outdoor Unit-Air-Source) | DLCURAH30ABK |  |  | EA*4X36L21A* | *80ESU0802120A | 29600 | 15.2 | 8.1 | 33800 | 27600 | 81.66% | 1.76 | 0 | 9 |  |  |  | No | R-410A | 2.4667 | Residential & Commercial | No
214061406 | Central HP <5.4 tons | YORK | HRCU-A-CB (Split System: Heat Pump with Remote Outdoor Unit-Air-Source) | HMH72B241 | ADP |  | AD-37(P,U)*****9 | Y82E080B12LMPS1 | 21800 | 17 | 8.1 | 22000 | 15600 | 70.91% | 1.86 | 0 | 9.5 |  |  |  | No | R-410A | 1.8167 | Residential & Commercial | No
214093085 | Central HP <5.4 tons | LUXAIRE | HRCU-A-CB (Split System: Heat Pump with Remote Outdoor Unit-Air-Source) | HMH72B341 | ASPEN |  | D(A,C,E)42A46+TDR | TM9Y100C20MP11 | 32400 | 15.5 | 8.1 | 32400 | 44500 | 137.3% | 3.05 | 0 | 9.5 |  |  |  | No | R-410A | 2.7 | Residential & Commercial | No
214093118 | Central HP <5.4 tons | LUXAIRE | HRCU-A-CB (Split System: Heat Pump with Remote Outdoor Unit-Air-Source) | HMH72B341 | ASPEN |  | D(A,C,E)42A46+TDR | TMLV120C20MP12 | 31800 | 16.5 | 8.5 | 32400 | 44000 | 135.8% | 3.14 | 0 | 8.9 |  |  |  | No | R-410A | 2.65 | Residential & Commercial | No
214092230 | Central HP <5.4 tons | LUXAIRE | HRCU-A-CB (Split System: Heat Pump with Remote Outdoor Unit-Air-Source) | HMH72B341 | ASPEN |  | D(A,C,E)36A34+TDR | LP9C080B12MP13 | 32800 | 17 | 8.1 | 32400 | 46000 | 142% | 3.03 | 0 | 9.5 |  |  |  | No | R-410A | 2.7333 | Residential & Commercial | No
214092265 | Central HP <5.4 tons | LUXAIRE | HRCU-A-CB (Split System: Heat Pump with Remote Outdoor Unit-Air-Source) | HMH72B341 | ASPEN |  | D(A,C,E)48B34+TDR | TL8E060A12UH11 | 32800 | 18 | 8.1 | 32400 | 45000 | 138.9% | 3.04 | 0 | 9.5 |  |  |  | No | R-410A | 2.7333 | Residential & Commercial | No
214061415 | Central HP <5.4 tons | YORK | HRCU-A-CB (Split System: Heat Pump with Remote Outdoor Unit-Air-Source) | HMH72B341 | ADP |  | AD-37(P,U)*****1+TXV | Y82E080B12LMPS1 | 33200 | 18 | 8.5 | 31400 | 23000 | 73.25% | 2.04 | 0 | 9.5 |  |  |  | No | R-410A | 2.7667 | Residential & Commercial | No
214061426 | Central HP <5.4 tons | YORK | HRCU-A-CB (Split System: Heat Pump with Remote Outdoor Unit-Air-Source) | HMH72B341 | ADP |  | AD-37(P,U)*****1+TXV | Y82E080C16LMPS1 | 33600 | 18 | 8.5 | 31400 | 22800 | 72.61% | 2.08 | 0 | 9.5 |  |  |  | No | R-410A | 2.8 | Residential & Commercial | No
214061442 | Central HP <5.4 tons | YORK | HRCU-A-CB (Split System: Heat Pump with Remote Outdoor Unit-Air-Source) | HMH72B341 | ADP |  | AD-34(P,U)*****9 | Y82E100C16LMPS1 | 32400 | 17 | 8.5 | 30400 | 22400 | 73.68% | 2.02 | 0 | 9.5 |  |  |  | No | R-410A | 2.7 | Residential & Commercial | No
214810548 | Central HP <5.4 tons | 1HVAC | HRCU-A-CB (Split System: Heat Pump with Remote Outdoor Unit-Air-Source) | EZ-60-HP |  |  | EZ-60-AH |  | 55000 | 15.3 | 9.4 | 59000 | 48500 | 82.2% | 1.91 | 9 | 8.8 |  |  |  | No | R-410A | 4.5833 | Residential & Commercial | No
214588206 | Central HP <5.4 tons | BRYANT HEATING AND COOLING SYSTEMS | HRCU-A-CB (Split System: Heat Pump with Remote Outdoor Unit-Air-Source) | 38MURAQ18AB3* | ADP |  | V,C36H***P039 | 926TC30040V14*** | 16600 | 16 | 8.5 | 16600 | 19000 | 114.5% | 2.34 | 0 | 9.5 |  |  |  | No | R-410A | 1.3833 | Residential & Commercial | No
215402212 | Central HP <5.4 tons | AMERISTAR | HRCU-A-CB (Split System: Heat Pump with Remote Outdoor Unit-Air-Source) | E4HL5036A1000A |  |  | 4TXCB006DS3 | A952V080BU4SB | 30000 | 15.2 | 8.1 | 27000 | 19000 | 70.37% | 1.75 | 0 | 9.8 |  |  |  | No | R-410A | 2.5 | Residential & Commercial | No
215588605 | Central HP <5.4 tons | AMERISTAR | HRCU-A-CB (Split System: Heat Pump with Remote Outdoor Unit-Air-Source) | E4HL5036A1000A |  |  | A4AH5V30A1B3 |  | 28000 | 15.2 | 8.5 | 28000 | 21000 | 75% | 1.9 | 0 | 9.8 |  |  |  | No | R-410A | 2.3333 | Residential & Commercial | No
211713281 | Central HP <5.4 tons | GRANDAIRE | HRCU-A-CB (Split System: Heat Pump with Remote Outdoor Unit-Air-Source) | WDLCURAH30ABK |  |  | WLA*434CA* | WFER090B042A* | 30600 | 15.2 | 8.1 | 33200 | 26000 | 78.31% | 1.84 | 0 | 9 |  |  |  | No | R-410A | 2.55 | Residential & Commercial | No
211712815 | Central HP <5.4 tons | GRANDAIRE | HRCU-A-CB (Split System: Heat Pump with Remote Outdoor Unit-Air-Source) | WDLCURAH30ABK |  |  | WLA*424DA* | WFER070C048A* | 29600 | 15.2 | 8.1 | 33800 | 27400 | 81.07% | 1.78 | 0 | 9 |  |  |  | No | R-410A | 2.4667 | Residential & Commercial | No
215849923 | Central HP <5.4 tons | COLEMAN | HRCU-A-CB (Split System: Heat Pump with Remote Outdoor Unit-Air-Source) | HH824E2S11 | ASPEN |  | C(A,C,D,E)24A3K+TDR | TM9E040A10MP12 | 20200 | 16.5 | 8.5 | 22600 | 18100 | 80.09% | 2 | 0 | 9.8 |  |  |  | No | R-454B | 1.6833 | Residential & Commercial | No
212394547 | Central HP <5.4 tons | YORK | HRCU-A-CB (Split System: Heat Pump with Remote Outdoor Unit-Air-Source) | HMH72B341 | ADP |  | H,YE35936 | TM9E060A10MP12 | 33600 | 17 | 8.5 | 32200 | 23400 | 72.67% | 2.02 | 0 | 9.5 |  |  |  | No | R-410A | 2.8 | Residential & Commercial | No
212293069 | Central HP <5.4 tons | YORK | HRCU-A-CB (Split System: Heat Pump with Remote Outdoor Unit-Air-Source) | HMH72B341 | ASPEN |  | C(A,C,D,E)48A34+TDR | TPLC120C20MP13 | 31600 | 16.5 | 8.1 | 32400 | 27400 | 84.57% | 2.49 | 0 | 8.9 |  |  |  | No | R-410A | 2.6333 | Residential & Commercial | No
214061460 | Central HP <5.4 tons | YORK | HRCU-A-CB (Split System: Heat Pump with Remote Outdoor Unit-Air-Source) | HMH72B341 | ADP |  | AD-35H*****9 | Y82E120C20LMPS1 | 33600 | 18 | 8.5 | 31400 | 23000 | 73.25% | 2.06 | 0 | 9.5 |  |  |  | No | R-410A | 2.8 | Residential & Commercial | No
212394542 | Central HP <5.4 tons | YORK | HRCU-A-CB (Split System: Heat Pump with Remote Outdoor Unit-Air-Source) | HMH72B341 | ADP |  | H,YE33936 | TM9E040A10MP12 | 32200 | 17 | 8.5 | 32400 | 23000 | 70.99% | 1.98 | 0 | 9.5 |  |  |  | No | R-410A | 2.6833 | Residential & Commercial | No
215402194 | Central HP <5.4 tons | AMERISTAR | HRCU-A-CB (Split System: Heat Pump with Remote Outdoor Unit-Air-Source) | E4HL5024A1000A |  |  | 4TXCB003DS3 | A952V060BU4SB | 24000 | 15.2 | 8.5 | 24000 | 21000 | 87.5% | 1.85 | 0 | 9 |  |  |  | No | R-410A | 2 | Residential & Commercial | No
211712546 | Central HP <5.4 tons | GRANDAIRE | HRCU-A-CB (Split System: Heat Pump with Remote Outdoor Unit-Air-Source) | WDLCURAH30ABK |  |  | WLA*424CA* | WFAX080C060A* | 30600 | 15.2 | 8.1 | 34200 | 27000 | 78.95% | 1.82 | 0 | 9 |  |  |  | No | R-410A | 2.55 | Residential & Commercial | No
212394548 | Central HP <5.4 tons | YORK | HRCU-A-CB (Split System: Heat Pump with Remote Outdoor Unit-Air-Source) | HMH72B341 | ADP |  | H,YE32936 | TM9E060B12MP12 | 32600 | 17 | 8.5 | 32400 | 23200 | 71.6% | 2 | 0 | 9.5 |  |  |  | No | R-410A | 2.7167 | Residential & Commercial | No
215402189 | Central HP <5.4 tons | AMERISTAR | HRCU-A-CB (Split System: Heat Pump with Remote Outdoor Unit-Air-Source) | E4HL5018A1000A |  |  | 4TXCB003DS3 | A952V040BU3SB | 20000 | 15.2 | 8.5 | 20000 | 18000 | 90% | 1.85 | 0 | 9 |  |  |  | No | R-410A | 1.6667 | Residential & Commercial | No
210857353 | Central HP <5.4 tons | 1HVAC | HRCU-A-CB (Split System: Heat Pump with Remote Outdoor Unit-Air-Source) | ACIQ-60HPB |  |  | ACIQ-60AHB |  | 55000 | 15.3 | 9.4 | 59000 | 48500 | 82.2% | 1.91 | 9 | 8.8 |  |  |  | No | R-410A | 4.5833 | Residential & Commercial | No
215588581 | Central HP <5.4 tons | AMERISTAR | HRCU-A-CB (Split System: Heat Pump with Remote Outdoor Unit-Air-Source) | E4HL5060A1000A |  |  | A4AH5V60A1C3 |  | 54000 | 15.2 | 8.1 | 54000 | 38000 | 70.37% | 1.85 | 0 | 8.2 |  |  |  | No | R-410A | 4.5 | Residential & Commercial | No
211749856 | Central HP <5.4 tons | AMERISTAR | HRCU-A-CB (Split System: Heat Pump with Remote Outdoor Unit-Air-Source) | E4HL5018A1000A |  |  | E4AH5E24A1J30A |  | 20000 | 15.2 | 8.5 | 20000 | 18000 | 90% | 1.9 | 0 | 9.8 |  |  |  | No | R-410A | 1.6667 | Residential & Commercial | No
212510760 | Central HP <5.4 tons | AMERISTAR | HRCU-A-CB (Split System: Heat Pump with Remote Outdoor Unit-Air-Source) | E4HL5018A1000A |  |  | 4TXCB003DS3 | A951X040BU3SAB | 20000 | 15.2 | 8.5 | 20000 | 18000 | 90% | 1.85 | 0 | 9 |  |  |  | No | R-410A | 1.6667 | Residential & Commercial | No
212510774 | Central HP <5.4 tons | AMERISTAR | HRCU-A-CB (Split System: Heat Pump with Remote Outdoor Unit-Air-Source) | E4HL5036A1000A |  |  | 4TXCB004DS3 | A952V080BU4SAD | 30000 | 15.2 | 8.1 | 25000 | 18000 | 72% | 1.75 | 0 | 9.5 |  |  |  | No | R-410A | 2.5 | Residential & Commercial | No
212510771 | Central HP <5.4 tons | AMERISTAR | HRCU-A-CB (Split System: Heat Pump with Remote Outdoor Unit-Air-Source) | E4HL5036A1000A |  |  | 4TXCB004DS3 | A952V060BU4SAD | 30000 | 15.2 | 8.1 | 25000 | 18000 | 72% | 1.75 | 0 | 9.5 |  |  |  | No | R-410A | 2.5 | Residential & Commercial | No
212394545 | Central HP <5.4 tons | YORK | HRCU-A-CB (Split System: Heat Pump with Remote Outdoor Unit-Air-Source) | HMH72B341 | ADP |  | H,YE33936 | TM9E060A10MP12 | 32400 | 17 | 8.5 | 32400 | 23200 | 71.6% | 2 | 0 | 9.5 |  |  |  | No | R-410A | 2.7 | Residential & Commercial | No
212394546 | Central HP <5.4 tons | YORK | HRCU-A-CB (Split System: Heat Pump with Remote Outdoor Unit-Air-Source) | HMH72B341 | ADP |  | H,YE34936 | TM9E060A10MP12 | 32400 | 17 | 8.5 | 32400 | 23200 | 71.6% | 2 | 0 | 9.5 |  |  |  | No | R-410A | 2.7 | Residential & Commercial | No
213307372 | Central HP <5.4 tons | YORK | HRCU-A-CB (Split System: Heat Pump with Remote Outdoor Unit-Air-Source) | HMH72B341 | ASPEN |  | DM36A36+TDR | TM9V100C20MP12 | 31200 | 17.4 | 8.1 | 33600 | 28200 | 83.93% | 2.65 | 0 | 9.3 |  |  |  | No | R-410A | 2.6 | Residential & Commercial | No
213355418 | Central HP <5.4 tons | CHAMPION HEATING AND COOLING | HRCU-A-CB (Split System: Heat Pump with Remote Outdoor Unit-Air-Source) | HMH72B341 | ASPEN |  | L(E,G)M36F6 |  | 33000 | 17 | 8.1 | 31800 | 27000 | 84.91% | 2.73 | 0 | 9.5 |  |  |  | No | R-410A | 2.75 | Residential & Commercial | No
212394552 | Central HP <5.4 tons | YORK | HRCU-A-CB (Split System: Heat Pump with Remote Outdoor Unit-Air-Source) | HMH72B341 | ADP |  | H,YE32936 | TM9E080B12MP12 | 32800 | 17 | 8.5 | 32400 | 23000 | 70.99% | 2.02 | 0 | 9.5 |  |  |  | No | R-410A | 2.7333 | Residential & Commercial | No
212394553 | Central HP <5.4 tons | YORK | HRCU-A-CB (Split System: Heat Pump with Remote Outdoor Unit-Air-Source) | HMH72B341 | ADP |  | H,YE33936 | TM9E080B12MP12 | 32800 | 17 | 8.5 | 32400 | 23200 | 71.6% | 2.02 | 0 | 9.5 |  |  |  | No | R-410A | 2.7333 | Residential & Commercial | No
212394549 | Central HP <5.4 tons | YORK | HRCU-A-CB (Split System: Heat Pump with Remote Outdoor Unit-Air-Source) | HMH72B341 | ADP |  | H,YE33936 | TM9E060B12MP12 | 32600 | 17 | 8.5 | 32400 | 23200 | 71.6% | 2 | 0 | 9.5 |  |  |  | No | R-410A | 2.7167 | Residential & Commercial | No
214061411 | Central HP <5.4 tons | YORK | HRCU-A-CB (Split System: Heat Pump with Remote Outdoor Unit-Air-Source) | HMH72B341 | ADP |  | AD-36(P,U)*****9 | Y82E080B12LMPS1 | 33200 | 18 | 8.5 | 31400 | 23000 | 73.25% | 2.04 | 0 | 9.5 |  |  |  | No | R-410A | 2.7667 | Residential & Commercial | No
214061428 | Central HP <5.4 tons | YORK | HRCU-A-CB (Split System: Heat Pump with Remote Outdoor Unit-Air-Source) | HMH72B341 | ADP |  | AD-35H*****9 | Y82E080C16LMPS1 | 33600 | 18 | 8.5 | 31400 | 22800 | 72.61% | 2.08 | 0 | 9.5 |  |  |  | No | R-410A | 2.8 | Residential & Commercial | No
214061446 | Central HP <5.4 tons | YORK | HRCU-A-CB (Split System: Heat Pump with Remote Outdoor Unit-Air-Source) | HMH72B341 | ADP |  | AD-35(P,U)*****1+TXV | Y82E100C20LMPS1 | 33600 | 18 | 8.5 | 31400 | 22800 | 72.61% | 2.08 | 0 | 9.5 |  |  |  | No | R-410A | 2.8 | Residential & Commercial | No
212394544 | Central HP <5.4 tons | YORK | HRCU-A-CB (Split System: Heat Pump with Remote Outdoor Unit-Air-Source) | HMH72B341 | ADP |  | H,YE35936 | TM9E040A10MP12 | 32200 | 17 | 8.5 | 32400 | 23000 | 70.99% | 1.98 | 0 | 9.5 |  |  |  | No | R-410A | 2.6833 | Residential & Commercial | No
214061461 | Central HP <5.4 tons | YORK | HRCU-A-CB (Split System: Heat Pump with Remote Outdoor Unit-Air-Source) | HMH72B341 | ADP |  | AD-33(P,U)*****9 | Y82E120C20LMPS1 | 34000 | 18 | 8.5 | 31800 | 23800 | 74.84% | 2.12 | 0 | 9.5 |  |  |  | No | R-410A | 2.8333 | Residential & Commercial | No
213278569 | Central HP <5.4 tons | COLEMAN | HRCU-A-CB (Split System: Heat Pump with Remote Outdoor Unit-Air-Source) | HMH72B341 | ASPEN |  | D(A,C,E)36D24+JMET12CS2N1+TDR |  | 29800 | 16.9 | 8.5 | 32600 | 27800 | 85.28% | 2.8 | 0 | 9 |  |  |  | No | R-410A | 2.4833 | Residential & Commercial | No
214061457 | Central HP <5.4 tons | YORK | HRCU-A-CB (Split System: Heat Pump with Remote Outdoor Unit-Air-Source) | HMH72B341 | ADP |  | AD-36H*****9 | Y82E120C20LMPS1 | 34000 | 18 | 8.5 | 31800 | 23800 | 74.84% | 2.12 | 0 | 9.5 |  |  |  | No | R-410A | 2.8333 | Residential & Commercial | No
215402196 | Central HP <5.4 tons | AMERISTAR | HRCU-A-CB (Split System: Heat Pump with Remote Outdoor Unit-Air-Source) | E4HL5024A1000A |  |  | 4TXCB003DS3 | A952V040BU3SB | 24000 | 15.2 | 8.5 | 24000 | 21000 | 87.5% | 1.85 | 0 | 9 |  |  |  | No | R-410A | 2 | Residential & Commercial | No
214061441 | Central HP <5.4 tons | YORK | HRCU-A-CB (Split System: Heat Pump with Remote Outdoor Unit-Air-Source) | HMH72B341 | ADP |  | AD-34(P,U)*****1+TXV | Y82E100C16LMPS1 | 32400 | 17 | 8.5 | 30400 | 22400 | 73.68% | 2.02 | 0 | 9.5 |  |  |  | No | R-410A | 2.7 | Residential & Commercial | No
214061459 | Central HP <5.4 tons | YORK | HRCU-A-CB (Split System: Heat Pump with Remote Outdoor Unit-Air-Source) | HMH72B341 | ADP |  | AD-37(P,U)*****9 | Y82E120C20LMPS1 | 33600 | 18 | 8.5 | 31400 | 23000 | 73.25% | 2.06 | 0 | 9.5 |  |  |  | No | R-410A | 2.8 | Residential & Commercial | No
211227607 | Central HP <5.4 tons | KEEPRITE | HRCU-A-CB (Split System: Heat Pump with Remote Outdoor Unit-Air-Source) | DLCURAH36ABK |  |  | EA*4X42L21A* | *96VSN0801716A* | 35200 | 15.5 | 8.1 | 38500 | 35000 | 90.91% | 1.86 | 0 | 9.5 |  |  |  | No | R-410A | 2.9333 | Residential & Commercial | No
211227873 | Central HP <5.4 tons | KEEPRITE | HRCU-A-CB (Split System: Heat Pump with Remote Outdoor Unit-Air-Source) | DLCURAH36ABK |  |  | EA*4X42L24A* | *80VSL0902120A* | 35000 | 16 | 8.1 | 38500 | 35000 | 90.91% | 1.86 | 0 | 9.5 |  |  |  | No | R-410A | 2.9167 | Residential & Commercial | No
211227923 | Central HP <5.4 tons | KEEPRITE | HRCU-A-CB (Split System: Heat Pump with Remote Outdoor Unit-Air-Source) | DLCURAH36ABK |  |  | EA*4X42L24A* | *80VTL0902120A* | 35000 | 16 | 8.1 | 38500 | 35000 | 90.91% | 1.86 | 0 | 9.5 |  |  |  | No | R-410A | 2.9167 | Residential & Commercial | No
216014871 | Central HP <5.4 tons | FRIEDRICH | HRCU-A-C (Split System: Heat Pump with Remote Outdoor Unit with No Indoor Fan --Air Source) | WFPU18Z483C |  |  | TCFZ4821STANM |  | 44500 | 15.8 | 8.3 | 44000 | 33000 | 75% | 1.91 | 0 | 9.5 |  |  |  | No | R-410A | 3.7083 | Residential & Commercial | No
214061437 | Central HP <5.4 tons | YORK | HRCU-A-CB (Split System: Heat Pump with Remote Outdoor Unit-Air-Source) | HMH72B341 | ADP |  | AD-36H*****9 | Y82E100C16LMPS1 | 34000 | 18 | 8.5 | 31800 | 23800 | 74.84% | 2.12 | 0 | 9.5 |  |  |  | No | R-410A | 2.8333 | Residential & Commercial | No
213078969 | Central HP <5.4 tons | KEEPRITE | HRCU-A-CB (Split System: Heat Pump with Remote Outdoor Unit-Air-Source) | DLCURAH36ABK |  |  | EA*4X36L21A* | *80MSU0401712A* | 35000 | 16 | 8.1 | 38500 | 35200 | 91.43% | 1.8 | 0 | 9.5 |  |  |  | No | R-410A | 2.9167 | Residential & Commercial | No
213078837 | Central HP <5.4 tons | KEEPRITE | HRCU-A-CB (Split System: Heat Pump with Remote Outdoor Unit-Air-Source) | DLCURAH36ABK |  |  | EA*4X36L21A* | *80MSU1002120A* | 35000 | 16 | 8.5 | 38500 | 35200 | 91.43% | 1.8 | 0 | 9.5 |  |  |  | No | R-410A | 2.9167 | Residential & Commercial | No
215297506 | Central HP <5.4 tons | YORK | HRCU-A-CB (Split System: Heat Pump with Remote Outdoor Unit-Air-Source) | HMH72B341 | ADP |  | V,Y36H210P177 | Y81E100C16SMPS1 | 34000 | 18 | 8.5 | 31800 | 24000 | 75.47% | 2.12 | 0 | 9.5 |  |  |  | No | R-410A | 2.8333 | Residential & Commercial | No
215402192 | Central HP <5.4 tons | AMERISTAR | HRCU-A-CB (Split System: Heat Pump with Remote Outdoor Unit-Air-Source) | E4HL5018A1000A |  |  | 4TXCB003DS3 | A801X040BM2SD | 20000 | 15.2 | 8.5 | 20000 | 18000 | 90% | 1.85 | 0 | 9 |  |  |  | No | R-410A | 1.6667 | Residential & Commercial | No
211749857 | Central HP <5.4 tons | AMERISTAR | HRCU-A-CB (Split System: Heat Pump with Remote Outdoor Unit-Air-Source) | E4HL5024A1000A |  |  | E4AH5E24A1J30A |  | 24000 | 15.2 | 8.1 | 24000 | 18000 | 75% | 1.94 | 0 | 9.2 |  |  |  | No | R-410A | 2 | Residential & Commercial | No
212293065 | Central HP <5.4 tons | YORK | HRCU-A-CB (Split System: Heat Pump with Remote Outdoor Unit-Air-Source) | HMH72B341 | ASPEN |  | C(A,C,D,E)48A34+TDR | TPLC100C20MP13 | 31600 | 16.5 | 8.1 | 32400 | 27400 | 84.57% | 2.49 | 0 | 8.9 |  |  |  | No | R-410A | 2.6333 | Residential & Commercial | No
212623837 | Central HP <5.4 tons | COLEMAN | HRCU-A-CB (Split System: Heat Pump with Remote Outdoor Unit-Air-Source) | HMH72B341 | ASPEN |  | D(A,C,E)42C34+TDR | CP9C060B12MP13 | 32800 | 17.5 | 8.1 | 34000 | 27800 | 81.76% | 2.42 | 0 | 9.5 |  |  |  | No | R-410A | 2.7333 | Residential & Commercial | No
212623921 | Central HP <5.4 tons | COLEMAN | HRCU-A-CB (Split System: Heat Pump with Remote Outdoor Unit-Air-Source) | HMH72B341 | ASPEN |  | C(A,C,D,E)36C24+TDR | TM9Y100C16MP11 | 31200 | 18 | 8.4 | 34000 | 28400 | 83.53% | 2.72 | 0 | 9.9 |  |  |  | No | R-410A | 2.6 | Residential & Commercial | No
213077800 | Central HP <5.4 tons | KEEPRITE | HRCU-A-CB (Split System: Heat Pump with Remote Outdoor Unit-Air-Source) | DLCURAH36ABK |  |  | EA*4X42L24A* | *96VTN1202422B* | 35200 | 16 | 8.1 | 38500 | 35000 | 90.91% | 1.88 | 0 | 9.5 |  |  |  | No | R-410A | 2.9333 | Residential & Commercial | No
213080580 | Central HP <5.4 tons | KEEPRITE | HRCU-A-CB (Split System: Heat Pump with Remote Outdoor Unit-Air-Source) | DLCURAH36ABK |  |  | EA*4X48L21A* | *95MSU0401712A* | 35600 | 15.2 | 8.1 | 38000 | 34800 | 91.58% | 2.02 | 0 | 9.5 |  |  |  | No | R-410A | 2.9667 | Residential & Commercial | No
212510759 | Central HP <5.4 tons | AMERISTAR | HRCU-A-CB (Split System: Heat Pump with Remote Outdoor Unit-Air-Source) | E4HL5018A1000A |  |  | 4TXCB003DS3 | A801X040BM2SCA | 20000 | 15.2 | 8.5 | 20000 | 18000 | 90% | 1.85 | 0 | 9 |  |  |  | No | R-410A | 1.6667 | Residential & Commercial | No
212623937 | Central HP <5.4 tons | COLEMAN | HRCU-A-CB (Split System: Heat Pump with Remote Outdoor Unit-Air-Source) | HMH72B341 | ASPEN |  | D(A,C,E)48D34+TDR | TL8E060A12UH11 | 32800 | 18 | 8.1 | 33400 | 29000 | 86.83% | 2.46 | 0 | 9.5 |  |  |  | No | R-410A | 2.7333 | Residential & Commercial | No
214091995 | Central HP <5.4 tons | YORK | HRCU-A-CB (Split System: Heat Pump with Remote Outdoor Unit-Air-Source) | HMH72B341 | ASPEN |  | D(A,C,E)42A44+TDR | TM8V120C20MP12 | 31800 | 16.5 | 8.5 | 32400 | 27800 | 85.8% | 2.69 | 0 | 8.9 |  |  |  | No | R-410A | 2.65 | Residential & Commercial | No
214091996 | Central HP <5.4 tons | YORK | HRCU-A-CB (Split System: Heat Pump with Remote Outdoor Unit-Air-Source) | HMH72B341 | ASPEN |  | D(A,C,E)48B34+TDR | TM8V120C20MP12 | 32000 | 16.5 | 8.5 | 32400 | 27800 | 85.8% | 2.69 | 0 | 8.9 |  |  |  | No | R-410A | 2.6667 | Residential & Commercial | No
214092012 | Central HP <5.4 tons | YORK | HRCU-A-CB (Split System: Heat Pump with Remote Outdoor Unit-Air-Source) | HMH72B341 | ASPEN |  | D(A,C,E)36A34+TDR | TM8Y120C20MP11 | 33600 | 18 | 8.1 | 33600 | 30000 | 89.29% | 2.72 | 0 | 9.5 |  |  |  | No | R-410A | 2.8 | Residential & Commercial | No
214092347 | Central HP <5.4 tons | LUXAIRE | HRCU-A-CB (Split System: Heat Pump with Remote Outdoor Unit-Air-Source) | HMH72B341 | ASPEN |  | D(A,C,E)36A34+TDR | TM9E080B12MP12 | 31600 | 17.5 | 8.1 | 32400 | 44000 | 135.8% | 3.06 | 0 | 9.8 |  |  |  | No | R-410A | 2.6333 | Residential & Commercial | No
214092382 | Central HP <5.4 tons | LUXAIRE | HRCU-A-CB (Split System: Heat Pump with Remote Outdoor Unit-Air-Source) | HMH72B341 | ASPEN |  | D(A,C,E)48B34+TDR | TM9Y060B12MP11 | 32600 | 17.5 | 8.1 | 32400 | 46000 | 142% | 3.01 | 0 | 9.5 |  |  |  | No | R-410A | 2.7167 | Residential & Commercial | No
212292872 | Central HP <5.4 tons | YORK | HRCU-A-CB (Split System: Heat Pump with Remote Outdoor Unit-Air-Source) | HMH72B341 | ASPEN |  | C(A,C,D,E)48A34+TDR | TM8V100C20MP12 | 31600 | 16.5 | 8.1 | 32400 | 27400 | 84.57% | 2.49 | 0 | 8.9 |  |  |  | No | R-410A | 2.6333 | Residential & Commercial | No
214092013 | Central HP <5.4 tons | YORK | HRCU-A-CB (Split System: Heat Pump with Remote Outdoor Unit-Air-Source) | HMH72B341 | ASPEN |  | D(A,C,E)42A44+TDR | TM8Y120C20MP11 | 33600 | 18 | 8.3 | 33600 | 30400 | 90.48% | 2.81 | 0 | 9.5 |  |  |  | No | R-410A | 2.8 | Residential & Commercial | No
214092014 | Central HP <5.4 tons | YORK | HRCU-A-CB (Split System: Heat Pump with Remote Outdoor Unit-Air-Source) | HMH72B341 | ASPEN |  | D(A,C,E)48B34+TDR | TM8Y120C20MP11 | 33600 | 18 | 8.2 | 33600 | 30000 | 89.29% | 2.76 | 0 | 9.5 |  |  |  | No | R-410A | 2.8 | Residential & Commercial | No
214092047 | Central HP <5.4 tons | YORK | HRCU-A-CB (Split System: Heat Pump with Remote Outdoor Unit-Air-Source) | HMH72B341 | ASPEN |  | D(A,C,E)36A34+TDR | TM9V100C16MP12 | 31600 | 17.5 | 8.4 | 34000 | 27400 | 80.59% | 2.67 | 0 | 9.8 |  |  |  | No | R-410A | 2.6333 | Residential & Commercial | No
214092062 | Central HP <5.4 tons | YORK | HRCU-A-CB (Split System: Heat Pump with Remote Outdoor Unit-Air-Source) | HMH72B341 | ASPEN |  | D(A,C,E)36A34+TDR | TM9Y080C16MP11 | 31600 | 18.4 | 8.1 | 33800 | 27800 | 82.25% | 2.65 | 0 | 9.3 |  |  |  | No | R-410A | 2.6333 | Residential & Commercial | No
214092064 | Central HP <5.4 tons | YORK | HRCU-A-CB (Split System: Heat Pump with Remote Outdoor Unit-Air-Source) | HMH72B341 | ASPEN |  | D(A,C,E)48B34+TDR | TM9Y080C16MP11 | 32600 | 18.5 | 8.1 | 34000 | 28000 | 82.35% | 2.65 | 0 | 9.5 |  |  |  | No | R-410A | 2.7167 | Residential & Commercial | No
214092081 | Central HP <5.4 tons | YORK | HRCU-A-CB (Split System: Heat Pump with Remote Outdoor Unit-Air-Source) | HMH72B341 | ASPEN |  | D(A,C,E)42A44+TDR | TMLE080B12MP11 | 32400 | 18 | 8.1 | 34000 | 28000 | 82.35% | 2.61 | 0 | 9.5 |  |  |  | No | R-410A | 2.7 | Residential & Commercial | No
212623962 | Central HP <5.4 tons | COLEMAN | HRCU-A-CB (Split System: Heat Pump with Remote Outdoor Unit-Air-Source) | HMH72B341 | ASPEN |  | D(A,C,E)36B44+TDR | TM8E080B12MP11 | 33000 | 18 | 8.5 | 34000 | 28000 | 82.35% | 2.63 | 0 | 9 |  |  |  | No | R-410A | 2.75 | Residential & Commercial | No
212623976 | Central HP <5.4 tons | COLEMAN | HRCU-A-CB (Split System: Heat Pump with Remote Outdoor Unit-Air-Source) | HMH72B341 | ASPEN |  | D(A,C,E)48D34+TDR | TM8E080B12MP11 | 33400 | 18 | 8.5 | 34000 | 28000 | 82.35% | 2.63 | 0 | 9.5 |  |  |  | No | R-410A | 2.7833 | Residential & Commercial | No
212621729 | Central HP <5.4 tons | COLEMAN | HRCU-A-CB (Split System: Heat Pump with Remote Outdoor Unit-Air-Source) | HMH72B341 | ASPEN |  | D(A,C,E)48D24+TDR | TM8V120C20MP12 | 30400 | 16.1 | 8.5 | 32400 | 27800 | 85.8% | 2.7 | 0 | 8 |  |  |  | No | R-410A | 2.5333 | Residential & Commercial | No
212621731 | Central HP <5.4 tons | COLEMAN | HRCU-A-CB (Split System: Heat Pump with Remote Outdoor Unit-Air-Source) | HMH72B341 | ASPEN |  | C(A,C,D,E)36A44+TDR | TMLV120C20MP12 | 31400 | 16.5 | 8.1 | 32400 | 27800 | 85.8% | 2.44 | 0 | 8.9 |  |  |  | No | R-410A | 2.6167 | Residential & Commercial | No
212623893 | Central HP <5.4 tons | COLEMAN | HRCU-A-CB (Split System: Heat Pump with Remote Outdoor Unit-Air-Source) | HMH72B341 | ASPEN |  | D(A,C,E)36D34+TDR | TP9C060B12MP13 | 32800 | 17.5 | 8.1 | 34000 | 27800 | 81.76% | 2.42 | 0 | 9.5 |  |  |  | No | R-410A | 2.7333 | Residential & Commercial | No
212623184 | Central HP <5.4 tons | COLEMAN | HRCU-A-CB (Split System: Heat Pump with Remote Outdoor Unit-Air-Source) | HMH72B341 | ASPEN |  | D(A,C,E)42C24+TDR | TMLE060A12MP11 | 30400 | 17.5 | 8.1 | 33800 | 27400 | 81.07% | 2.44 | 0 | 9 |  |  |  | No | R-410A | 2.5333 | Residential & Commercial | No
212623250 | Central HP <5.4 tons | COLEMAN | HRCU-A-CB (Split System: Heat Pump with Remote Outdoor Unit-Air-Source) | HMH72B341 | ASPEN |  | D(A,C,E)36A34+TDR | TM9V080C16MP12 | 31600 | 17.5 | 8.4 | 33800 | 27400 | 81.07% | 2.64 | 0 | 9.8 |  |  |  | No | R-410A | 2.6333 | Residential & Commercial | No
214588272 | Central HP <5.4 tons | BRYANT HEATING AND COOLING SYSTEMS | HRCU-A-CB (Split System: Heat Pump with Remote Outdoor Unit-Air-Source) | 38MURAQ24AB3* | ADP |  | C36A***L129 | 926TC36040V17*** | 23400 | 16 | 8.5 | 25400 | 25800 | 101.6% | 2.18 | 0 | 9.5 |  |  |  | No | R-410A | 1.95 | Residential & Commercial | No
214588273 | Central HP <5.4 tons | BRYANT HEATING AND COOLING SYSTEMS | HRCU-A-CB (Split System: Heat Pump with Remote Outdoor Unit-Air-Source) | 38MURAQ24AB3* | ADP |  | C36A***L139 | 926TC36040V17*** | 23400 | 16 | 8.5 | 25400 | 25800 | 101.6% | 2.18 | 0 | 9.5 |  |  |  | No | R-410A | 1.95 | Residential & Commercial | No
213927854 | Central HP <5.4 tons | YORK | HRCU-A-CB (Split System: Heat Pump with Remote Outdoor Unit-Air-Source) | HMH72B341 | ASPEN |  | D(A,C,E)48A3G+TXV+TDR | TM9Y100C20MP11 | 32200 | 15.5 | 8.1 | 34000 | 27400 | 80.59% | 2.45 | 0 | 9.4 |  |  |  | No | R-410A | 2.6833 | Residential & Commercial | No
212623641 | Central HP <5.4 tons | COLEMAN | HRCU-A-CB (Split System: Heat Pump with Remote Outdoor Unit-Air-Source) | HMH72B341 | ASPEN |  | D(A,C,E)48D34+TDR | CPLC080B12MP13 | 32400 | 17 | 8.1 | 33600 | 29400 | 87.5% | 2.42 | 0 | 9.5 |  |  |  | No | R-410A | 2.7 | Residential & Commercial | No
212586147 | Central HP <5.4 tons | AMERISTAR | HRCU-A-CB (Split System: Heat Pump with Remote Outdoor Unit-Air-Source) | E4HL5060A1000A |  |  | 4TXCD010DS3 | A801X120DM5SCA | 47500 | 15.2 | 8.1 | 45000 | 33400 | 74.22% | 1.75 | 0 | 9.5 |  |  |  | No | R-410A | 3.9583 | Residential & Commercial | No
212586149 | Central HP <5.4 tons | AMERISTAR | HRCU-A-CB (Split System: Heat Pump with Remote Outdoor Unit-Air-Source) | E4HL5060A1000A |  |  | 4TXCC009DS3 | A801X080CM5SCA | 48000 | 15.2 | 8.1 | 45000 | 33400 | 74.22% | 1.75 | 0 | 9.5 |  |  |  | No | R-410A | 4 | Residential & Commercial | No
212623691 | Central HP <5.4 tons | COLEMAN | HRCU-A-CB (Split System: Heat Pump with Remote Outdoor Unit-Air-Source) | HMH72B341 | ASPEN |  | D(A,C,E)48C24+TDR | TL9E060B12UH11 | 30600 | 17.7 | 8.1 | 34000 | 27800 | 81.76% | 2.4 | 0 | 9 |  |  |  | No | R-410A | 2.55 | Residential & Commercial | No
212623741 | Central HP <5.4 tons | COLEMAN | HRCU-A-CB (Split System: Heat Pump with Remote Outdoor Unit-Air-Source) | HMH72B341 | ASPEN |  | D(A,C,E)36D24+TDR | TM9E060B12MP12 | 30400 | 17 | 8.1 | 34000 | 28000 | 82.35% | 2.39 | 0 | 9.1 |  |  |  | No | R-410A | 2.5333 | Residential & Commercial | No
214092082 | Central HP <5.4 tons | YORK | HRCU-A-CB (Split System: Heat Pump with Remote Outdoor Unit-Air-Source) | HMH72B341 | ASPEN |  | D(A,C,E)48B34+TDR | TMLE080B12MP11 | 32600 | 18 | 8.1 | 34000 | 28000 | 82.35% | 2.61 | 0 | 9.5 |  |  |  | No | R-410A | 2.7167 | Residential & Commercial | No
214092098 | Central HP <5.4 tons | YORK | HRCU-A-CB (Split System: Heat Pump with Remote Outdoor Unit-Air-Source) | HMH72B341 | ASPEN |  | D(A,C,E)36A34+TDR | TMLV100C16MP12 | 31600 | 17.5 | 8.4 | 33800 | 27400 | 81.07% | 2.64 | 0 | 9.8 |  |  |  | No | R-410A | 2.6333 | Residential & Commercial | No
215402222 | Central HP <5.4 tons | AMERISTAR | HRCU-A-CB (Split System: Heat Pump with Remote Outdoor Unit-Air-Source) | E4HL5036A1000A |  |  | 4TXCB006DS3 | A801X080BM4SD | 30000 | 15.2 | 8.1 | 27000 | 19000 | 70.37% | 1.75 | 0 | 9.8 |  |  |  | No | R-410A | 2.5 | Residential & Commercial | No
213273376 | Central HP <5.4 tons | COLEMAN | HRCU-A-CB (Split System: Heat Pump with Remote Outdoor Unit-Air-Source) | HMH72B361 | ASPEN |  | D(A,C,E)36D24+TDR | Z8ES080C20SMPS1 | 32000 | 16.5 | 8.1 | 36000 | 26400 | 73.33% | 2.83 | 0 | 8.6 |  |  |  | No | R-410A | 2.6667 | Residential & Commercial | No
213080143 | Central HP <5.4 tons | KEEPRITE | HRCU-A-CB (Split System: Heat Pump with Remote Outdoor Unit-Air-Source) | DLCURAH36ABK |  |  | EA*4X36L21A* | *96MSN0802120A* | 35200 | 16 | 8.1 | 39000 | 35200 | 90.26% | 1.84 | 0 | 9.5 |  |  |  | No | R-410A | 2.9333 | Residential & Commercial | No
215588585 | Central HP <5.4 tons | AMERISTAR | HRCU-A-CB (Split System: Heat Pump with Remote Outdoor Unit-Air-Source) | E4HL5018A1000A |  |  | A4AH5V24A1B3 |  | 18000 | 15.2 | 8.5 | 18000 | 16000 | 88.89% | 1.9 | 0 | 9.8 |  |  |  | No | R-410A | 1.5 | Residential & Commercial | No
214092131 | Central HP <5.4 tons | YORK | HRCU-A-CB (Split System: Heat Pump with Remote Outdoor Unit-Air-Source) | HMH72B341 | ASPEN |  | D(A,C,E)36A34+TDR | TPLC100C16MP13 | 31600 | 17.5 | 8.4 | 33800 | 27400 | 81.07% | 2.64 | 0 | 9.8 |  |  |  | No | R-410A | 2.6333 | Residential & Commercial | No
212623302 | Central HP <5.4 tons | COLEMAN | HRCU-A-CB (Split System: Heat Pump with Remote Outdoor Unit-Air-Source) | HMH72B341 | ASPEN |  | C(A,C,D,E)42D24+TDR | CP9C080C16MP13 | 30800 | 17.2 | 8.1 | 33800 | 27400 | 81.07% | 2.45 | 0 | 9 |  |  |  | No | R-410A | 2.5667 | Residential & Commercial | No
212623316 | Central HP <5.4 tons | COLEMAN | HRCU-A-CB (Split System: Heat Pump with Remote Outdoor Unit-Air-Source) | HMH72B341 | ASPEN |  | D(A,C,E)42C24+TDR | CP9C080C16MP13 | 30400 | 17 | 8.1 | 33800 | 27400 | 81.07% | 2.45 | 0 | 9 |  |  |  | No | R-410A | 2.5333 | Residential & Commercial | No
213303551 | Central HP <5.4 tons | CHAMPION HEATING AND COOLING | HRCU-A-CB (Split System: Heat Pump with Remote Outdoor Unit-Air-Source) | HMH72B341 | ASPEN |  | AE(D,N,U)+CM36B34+TDR |  | 31600 | 17.5 | 8.5 | 32600 | 28000 | 85.89% | 2.79 | 0 | 9.3 |  |  |  | No | R-410A | 2.6333 | Residential & Commercial | No
211227328 | Central HP <5.4 tons | GRANDAIRE | HRCU-A-CB (Split System: Heat Pump with Remote Outdoor Unit-Air-Source) | WDLCURAH36ABK |  |  | WLA*424CA* | WFEL070C048B* | 35200 | 16 | 8.1 | 38500 | 35000 | 90.91% | 1.88 | 0 | 9.5 |  |  |  | No | R-410A | 2.9333 | Residential & Commercial | No
211713353 | Central HP <5.4 tons | KEEPRITE | HRCU-A-CB (Split System: Heat Pump with Remote Outdoor Unit-Air-Source) | DLCURAH30ABK |  |  | EA*4X43L21A* | *92ESN0802120A* | 31200 | 15.2 | 8.5 | 33600 | 26000 | 77.38% | 1.88 | 0 | 9 |  |  |  | No | R-410A | 2.6 | Residential & Commercial | No
212984987 | Central HP <5.4 tons | KEEPRITE | HRCU-A-CB (Split System: Heat Pump with Remote Outdoor Unit-Air-Source) | DLCURAH30ABK |  |  | EA*4X42L21A* | *92MSN0802120A* | 30000 | 15.2 | 8.1 | 34200 | 27600 | 80.7% | 1.8 | 0 | 9 |  |  |  | No | R-410A | 2.5 | Residential & Commercial | No
212394554 | Central HP <5.4 tons | YORK | HRCU-A-CB (Split System: Heat Pump with Remote Outdoor Unit-Air-Source) | HMH72B341 | ADP |  | H,YE34936 | TM9E080B12MP12 | 32800 | 17 | 8.5 | 32400 | 23200 | 71.6% | 2.02 | 0 | 9.5 |  |  |  | No | R-410A | 2.7333 | Residential & Commercial | No
212623855 | Central HP <5.4 tons | COLEMAN | HRCU-A-CB (Split System: Heat Pump with Remote Outdoor Unit-Air-Source) | HMH72B341 | ASPEN |  | C(A,C,D,E)42D24+TDR | TM9V060B12MP12 | 30800 | 17.2 | 8.1 | 34000 | 27800 | 81.76% | 2.42 | 0 | 9 |  |  |  | No | R-410A | 2.5667 | Residential & Commercial | No
212623872 | Central HP <5.4 tons | COLEMAN | HRCU-A-CB (Split System: Heat Pump with Remote Outdoor Unit-Air-Source) | HMH72B341 | ASPEN |  | D(A,C,E)48C24+TDR | TM9V060B12MP12 | 30800 | 17.2 | 8.1 | 34000 | 27800 | 81.76% | 2.42 | 0 | 9 |  |  |  | No | R-410A | 2.5667 | Residential & Commercial | No
212623874 | Central HP <5.4 tons | COLEMAN | HRCU-A-CB (Split System: Heat Pump with Remote Outdoor Unit-Air-Source) | HMH72B341 | ASPEN |  | D(A,C,E)48D24+TDR | TM9V060B12MP12 | 31200 | 17.3 | 8.1 | 34000 | 27800 | 81.76% | 2.42 | 0 | 9.2 |  |  |  | No | R-410A | 2.6 | Residential & Commercial | No
212623905 | Central HP <5.4 tons | COLEMAN | HRCU-A-CB (Split System: Heat Pump with Remote Outdoor Unit-Air-Source) | HMH72B341 | ASPEN |  | C(A,C,D,E)42B34+TDR | TM8E080B12MP11 | 32200 | 18 | 8.4 | 34000 | 28000 | 82.35% | 2.6 | 0 | 9.4 |  |  |  | No | R-410A | 2.6833 | Residential & Commercial | No
212621754 | Central HP <5.4 tons | COLEMAN | HRCU-A-CB (Split System: Heat Pump with Remote Outdoor Unit-Air-Source) | HMH72B341 | ASPEN |  | C(A,C,D,E)36A44+TDR | TPLC100C20MP13 | 31400 | 16.5 | 8.1 | 32400 | 27800 | 85.8% | 2.44 | 0 | 8.9 |  |  |  | No | R-410A | 2.6167 | Residential & Commercial | No
212621779 | Central HP <5.4 tons | COLEMAN | HRCU-A-CB (Split System: Heat Pump with Remote Outdoor Unit-Air-Source) | HMH72B341 | ASPEN |  | C(A,C,D,E)36C34+TDR | TPLC120C20MP13 | 31800 | 16.5 | 8.1 | 32400 | 27800 | 85.8% | 2.44 | 0 | 8.9 |  |  |  | No | R-410A | 2.65 | Residential & Commercial | No
212621790 | Central HP <5.4 tons | COLEMAN | HRCU-A-CB (Split System: Heat Pump with Remote Outdoor Unit-Air-Source) | HMH72B341 | ASPEN |  | D(A,C,E)42A44+TDR | TPLC120C20MP13 | 31800 | 16.5 | 8.1 | 32400 | 27800 | 85.8% | 2.44 | 0 | 8.9 |  |  |  | No | R-410A | 2.65 | Residential & Commercial | No
212621795 | Central HP <5.4 tons | COLEMAN | HRCU-A-CB (Split System: Heat Pump with Remote Outdoor Unit-Air-Source) | HMH72B341 | ASPEN |  | D(A,C,E)48B34+TDR | TPLC120C20MP13 | 32000 | 16.5 | 8.1 | 32400 | 27800 | 85.8% | 2.44 | 0 | 8.9 |  |  |  | No | R-410A | 2.6667 | Residential & Commercial | No
212623955 | Central HP <5.4 tons | COLEMAN | HRCU-A-CB (Split System: Heat Pump with Remote Outdoor Unit-Air-Source) | HMH72B341 | ASPEN |  | C(A,C,D,E)42C24+TDR | TM8E080B12MP11 | 30200 | 17.5 | 8.5 | 34000 | 28000 | 82.35% | 2.63 | 0 | 9 |  |  |  | No | R-410A | 2.5167 | Residential & Commercial | No
212623956 | Central HP <5.4 tons | COLEMAN | HRCU-A-CB (Split System: Heat Pump with Remote Outdoor Unit-Air-Source) | HMH72B341 | ASPEN |  | C(A,C,D,E)42D24+TDR | TM8E080B12MP11 | 30600 | 17.7 | 8.5 | 34000 | 28000 | 82.35% | 2.63 | 0 | 9 |  |  |  | No | R-410A | 2.55 | Residential & Commercial | No
212623973 | Central HP <5.4 tons | COLEMAN | HRCU-A-CB (Split System: Heat Pump with Remote Outdoor Unit-Air-Source) | HMH72B341 | ASPEN |  | D(A,C,E)48C24+TDR | TM8E080B12MP11 | 30600 | 17.7 | 8.5 | 34000 | 28000 | 82.35% | 2.63 | 0 | 9 |  |  |  | No | R-410A | 2.55 | Residential & Commercial | No
212623350 | Central HP <5.4 tons | COLEMAN | HRCU-A-CB (Split System: Heat Pump with Remote Outdoor Unit-Air-Source) | HMH72B341 | ASPEN |  | D(A,C,E)36B34+TDR | TM9V080C16MP12 | 32200 | 17.5 | 8.5 | 33800 | 27400 | 81.07% | 2.66 | 0 | 9.9 |  |  |  | No | R-410A | 2.6833 | Residential & Commercial | No
212623368 | Central HP <5.4 tons | COLEMAN | HRCU-A-CB (Split System: Heat Pump with Remote Outdoor Unit-Air-Source) | HMH72B341 | ASPEN |  | C(A,C,D,E)36B34+TDR | TP9C080C16MP13 | 32200 | 17.5 | 8.1 | 33800 | 27400 | 81.07% | 2.45 | 0 | 9.9 |  |  |  | No | R-410A | 2.6833 | Residential & Commercial | No
212623393 | Central HP <5.4 tons | COLEMAN | HRCU-A-CB (Split System: Heat Pump with Remote Outdoor Unit-Air-Source) | HMH72B341 | ASPEN |  | D(A,C,E)48C24+TDR | TP9C080C16MP13 | 30800 | 17.2 | 8.1 | 33800 | 27400 | 81.07% | 2.45 | 0 | 9 |  |  |  | No | R-410A | 2.5667 | Residential & Commercial | No
212623475 | Central HP <5.4 tons | COLEMAN | HRCU-A-CB (Split System: Heat Pump with Remote Outdoor Unit-Air-Source) | HMH72B341 | ASPEN |  | C(A,C,D,E)42A24+TDR | TL8E080C16UH11 | 29200 | 16.7 | 8.5 | 33800 | 27400 | 81.07% | 2.68 | 0 | 9.4 |  |  |  | No | R-410A | 2.4333 | Residential & Commercial | No
214092163 | Central HP <5.4 tons | YORK | HRCU-A-CB (Split System: Heat Pump with Remote Outdoor Unit-Air-Source) | HMH72B341 | ASPEN |  | D(A,C,E)48B34+TDR | Y81E100C16SMPS1 | 32600 | 18 | 8.5 | 33400 | 28400 | 85.03% | 2.7 | 0 | 9.5 |  |  |  | No | R-410A | 2.7167 | Residential & Commercial | No
214092164 | Central HP <5.4 tons | YORK | HRCU-A-CB (Split System: Heat Pump with Remote Outdoor Unit-Air-Source) | HMH72B341 | ASPEN |  | D(A,C,E)42A44+TDR | Y81E100C20LMPS1 | 32400 | 17.5 | 8.5 | 33400 | 27600 | 82.63% | 2.7 | 0 | 9.5 |  |  |  | No | R-410A | 2.7 | Residential & Commercial | No
214092179 | Central HP <5.4 tons | YORK | HRCU-A-CB (Split System: Heat Pump with Remote Outdoor Unit-Air-Source) | HMH72B341 | ASPEN |  | D(A,C,E)48B34+TDR | Y82E080C16LMPS1 | 33600 | 18.5 | 8.2 | 32800 | 29800 | 90.85% | 2.8 | 0 | 9.5 |  |  |  | No | R-410A | 2.8 | Residential & Commercial | No
212623842 | Central HP <5.4 tons | COLEMAN | HRCU-A-CB (Split System: Heat Pump with Remote Outdoor Unit-Air-Source) | HMH72B341 | ASPEN |  | D(A,C,E)48C34+TDR | CP9C060B12MP13 | 33200 | 17.5 | 8.1 | 34000 | 27800 | 81.76% | 2.42 | 0 | 9 |  |  |  | No | R-410A | 2.7667 | Residential & Commercial | No
212623860 | Central HP <5.4 tons | COLEMAN | HRCU-A-CB (Split System: Heat Pump with Remote Outdoor Unit-Air-Source) | HMH72B341 | ASPEN |  | D(A,C,E)36B34+TDR | TM9V060B12MP12 | 32200 | 17.5 | 8.1 | 34000 | 27800 | 81.76% | 2.42 | 0 | 9.4 |  |  |  | No | R-410A | 2.6833 | Residential & Commercial | No
212623862 | Central HP <5.4 tons | COLEMAN | HRCU-A-CB (Split System: Heat Pump with Remote Outdoor Unit-Air-Source) | HMH72B341 | ASPEN |  | D(A,C,E)36C34+TDR | TM9V060B12MP12 | 32600 | 17.5 | 8.1 | 34000 | 27800 | 81.76% | 2.42 | 0 | 9.5 |  |  |  | No | R-410A | 2.7167 | Residential & Commercial | No
212623869 | Central HP <5.4 tons | COLEMAN | HRCU-A-CB (Split System: Heat Pump with Remote Outdoor Unit-Air-Source) | HMH72B341 | ASPEN |  | D(A,C,E)42D24+TDR | TM9V060B12MP12 | 30800 | 17.2 | 8.1 | 34000 | 27800 | 81.76% | 2.42 | 0 | 9 |  |  |  | No | R-410A | 2.5667 | Residential & Commercial | No
215402216 | Central HP <5.4 tons | AMERISTAR | HRCU-A-CB (Split System: Heat Pump with Remote Outdoor Unit-Air-Source) | E4HL5036A1000A |  |  | 4TXCB006DS3 | A952V060BU4SB | 30000 | 15.2 | 8.1 | 27000 | 19000 | 70.37% | 1.75 | 0 | 9.8 |  |  |  | No | R-410A | 2.5 | Residential & Commercial | No
212586148 | Central HP <5.4 tons | AMERISTAR | HRCU-A-CB (Split System: Heat Pump with Remote Outdoor Unit-Air-Source) | E4HL5060A1000A |  |  | 4TXCD010DS3 | A951X120DD5SAB | 48000 | 15.2 | 8.1 | 45000 | 33400 | 74.22% | 1.75 | 0 | 9.5 |  |  |  | No | R-410A | 4 | Residential & Commercial | No
213079209 | Central HP <5.4 tons | KEEPRITE | HRCU-A-CB (Split System: Heat Pump with Remote Outdoor Unit-Air-Source) | DLCURAH36ABK |  |  | EA*4X36L21A* | *80MSU0802120A* | 34800 | 16.5 | 8.1 | 38500 | 35200 | 91.43% | 1.82 | 0 | 9.5 |  |  |  | No | R-410A | 2.9 | Residential & Commercial | No
213078173 | Central HP <5.4 tons | KEEPRITE | HRCU-A-CB (Split System: Heat Pump with Remote Outdoor Unit-Air-Source) | DLCURAH36ABK |  |  | EA*4X36L21A* | *80MS(N,L)0702116A* | 34800 | 16 | 8.1 | 38500 | 35200 | 91.43% | 1.82 | 0 | 9.5 |  |  |  | No | R-410A | 2.9 | Residential & Commercial | No
212621829 | Central HP <5.4 tons | COLEMAN | HRCU-A-CB (Split System: Heat Pump with Remote Outdoor Unit-Air-Source) | HMH72B341 | ASPEN |  | D(A,C,E)48C34+TDR | TM9Y120D20MP11 | 32800 | 16.5 | 8.5 | 32400 | 28200 | 87.04% | 2.77 | 0 | 9.5 |  |  |  | No | R-410A | 2.7333 | Residential & Commercial | No
212621856 | Central HP <5.4 tons | COLEMAN | HRCU-A-CB (Split System: Heat Pump with Remote Outdoor Unit-Air-Source) | HMH72B341 | ASPEN |  | D(A,C,E)36C34+TDR | CP9C120D20MP13 | 32000 | 17 | 8.1 | 32400 | 28200 | 87.04% | 2.51 | 0 | 9.4 |  |  |  | No | R-410A | 2.6667 | Residential & Commercial | No
212621874 | Central HP <5.4 tons | COLEMAN | HRCU-A-CB (Split System: Heat Pump with Remote Outdoor Unit-Air-Source) | HMH72B341 | ASPEN |  | C(A,C,D,E)42D24+TDR | TM9V120D20MP12 | 30200 | 16.5 | 8.5 | 32400 | 28200 | 87.04% | 2.79 | 0 | 9.1 |  |  |  | No | R-410A | 2.5167 | Residential & Commercial | No
212621879 | Central HP <5.4 tons | COLEMAN | HRCU-A-CB (Split System: Heat Pump with Remote Outdoor Unit-Air-Source) | HMH72B341 | ASPEN |  | D(A,C,E)36B44+TDR | TM9V120D20MP12 | 32600 | 17 | 8.5 | 32400 | 28200 | 87.04% | 2.79 | 0 | 9.5 |  |  |  | No | R-410A | 2.7167 | Residential & Commercial | No
212623561 | Central HP <5.4 tons | COLEMAN | HRCU-A-CB (Split System: Heat Pump with Remote Outdoor Unit-Air-Source) | HMH72B341 | ASPEN |  | C(A,C,D,E)42D24+TDR | TM9E040A10MP12 | 31600 | 17 | 8.1 | 33400 | 28400 | 85.03% | 2.42 | 0 | 9 |  |  |  | No | R-410A | 2.6333 | Residential & Commercial | No
212623643 | Central HP <5.4 tons | COLEMAN | HRCU-A-CB (Split System: Heat Pump with Remote Outdoor Unit-Air-Source) | HMH72B341 | ASPEN |  | C(A,C,D,E)42C24+TDR | TM8V080B12MP12 | 31200 | 17 | 8.1 | 33600 | 29400 | 87.5% | 2.42 | 0 | 9.5 |  |  |  | No | R-410A | 2.6 | Residential & Commercial | No
212623693 | Central HP <5.4 tons | COLEMAN | HRCU-A-CB (Split System: Heat Pump with Remote Outdoor Unit-Air-Source) | HMH72B341 | ASPEN |  | D(A,C,E)48D24+TDR | TL9E060B12UH11 | 31000 | 17.8 | 8.1 | 34000 | 27800 | 81.76% | 2.4 | 0 | 9.2 |  |  |  | No | R-410A | 2.5833 | Residential & Commercial | No
212510761 | Central HP <5.4 tons | AMERISTAR | HRCU-A-CB (Split System: Heat Pump with Remote Outdoor Unit-Air-Source) | E4HL5018A1000A |  |  | 4TXCB003DS3 | A952V040BU3SAD | 20000 | 15.2 | 8.5 | 20000 | 18000 | 90% | 1.85 | 0 | 9 |  |  |  | No | R-410A | 1.6667 | Residential & Commercial | No
212623727 | Central HP <5.4 tons | COLEMAN | HRCU-A-CB (Split System: Heat Pump with Remote Outdoor Unit-Air-Source) | HMH72B341 | ASPEN |  | C(A,C,D,E)48D24+TDR | TM9E060B12MP12 | 31200 | 17.3 | 8.1 | 34000 | 28000 | 82.35% | 2.39 | 0 | 9.2 |  |  |  | No | R-410A | 2.6 | Residential & Commercial | No
212621888 | Central HP <5.4 tons | COLEMAN | HRCU-A-CB (Split System: Heat Pump with Remote Outdoor Unit-Air-Source) | HMH72B341 | ASPEN |  | D(A,C,E)48C24+TDR | TM9V120D20MP12 | 30200 | 16.5 | 8.5 | 32400 | 28200 | 87.04% | 2.79 | 0 | 9.1 |  |  |  | No | R-410A | 2.5167 | Residential & Commercial | No
212621890 | Central HP <5.4 tons | COLEMAN | HRCU-A-CB (Split System: Heat Pump with Remote Outdoor Unit-Air-Source) | HMH72B341 | ASPEN |  | D(A,C,E)48D24+TDR | TM9V120D20MP12 | 30600 | 16.6 | 8.5 | 32400 | 28200 | 87.04% | 2.79 | 0 | 9 |  |  |  | No | R-410A | 2.55 | Residential & Commercial | No
212621906 | Central HP <5.4 tons | COLEMAN | HRCU-A-CB (Split System: Heat Pump with Remote Outdoor Unit-Air-Source) | HMH72B341 | ASPEN |  | D(A,C,E)42A44+TDR | TP9C120D20MP13 | 32000 | 17 | 8.1 | 32400 | 28200 | 87.04% | 2.51 | 0 | 9.4 |  |  |  | No | R-410A | 2.6667 | Residential & Commercial | No
212622063 | Central HP <5.4 tons | COLEMAN | HRCU-A-CB (Split System: Heat Pump with Remote Outdoor Unit-Air-Source) | HMH72B341 | ASPEN |  | C(A,C,D,E)36A44+TDR | TM8Y060A12MP11 | 32000 | 18 | 8.1 | 33400 | 27400 | 82.04% | 2.42 | 0 | 9.9 |  |  |  | No | R-410A | 2.6667 | Residential & Commercial | No
212622072 | Central HP <5.4 tons | COLEMAN | HRCU-A-CB (Split System: Heat Pump with Remote Outdoor Unit-Air-Source) | HMH72B341 | ASPEN |  | C(A,C,D,E)48B24+TDR | TM8Y060A12MP11 | 30400 | 17.6 | 8.1 | 33400 | 27400 | 82.04% | 2.42 | 0 | 9.6 |  |  |  | No | R-410A | 2.5333 | Residential & Commercial | No
212622099 | Central HP <5.4 tons | COLEMAN | HRCU-A-CB (Split System: Heat Pump with Remote Outdoor Unit-Air-Source) | HMH72B341 | ASPEN |  | D(A,C,E)36A34+TDR | TM8Y080B12MP11 | 31800 | 17.9 | 8.4 | 33400 | 27400 | 82.04% | 2.63 | 0 | 9.8 |  |  |  | No | R-410A | 2.65 | Residential & Commercial | No
213076515 | Central HP <5.4 tons | KEEPRITE | HRCU-A-CB (Split System: Heat Pump with Remote Outdoor Unit-Air-Source) | DLCURAH36ABK |  |  | EA*4X42L21A* | *80VTL0701716B* | 35000 | 16 | 8.1 | 38500 | 35000 | 90.91% | 1.86 | 0 | 9.5 |  |  |  | No | R-410A | 2.9167 | Residential & Commercial | No
213355380 | Central HP <5.4 tons | COLEMAN | HRCU-A-CB (Split System: Heat Pump with Remote Outdoor Unit-Air-Source) | HMH72B361 | ASPEN |  | L(E,G)M36E6 |  | 35000 | 18 | 8.1 | 35400 | 26000 | 73.45% | 2.82 | 0 | 9 |  |  |  | No | R-410A | 2.9167 | Residential & Commercial | No
213258897 | Central HP <5.4 tons | YORK | HRCU-A-CB (Split System: Heat Pump with Remote Outdoor Unit-Air-Source) | HMH72B361 | ASPEN |  | D(A,C,E)36D36+JMVT12BC2N1+TDR |  | 34800 | 18 | 8.1 | 36000 | 26400 | 73.33% | 2.81 | 0 | 9 |  |  |  | No | R-410A | 2.9 | Residential & Commercial | No
213273368 | Central HP <5.4 tons | COLEMAN | HRCU-A-CB (Split System: Heat Pump with Remote Outdoor Unit-Air-Source) | HMH72B361 | ASPEN |  | D(A,C,E)36A44+TDR | Z8ES080C20LMPS1 | 34000 | 17 | 8.1 | 36000 | 26400 | 73.33% | 2.83 | 0 | 8.9 |  |  |  | No | R-410A | 2.8333 | Residential & Commercial | No
212622108 | Central HP <5.4 tons | COLEMAN | HRCU-A-CB (Split System: Heat Pump with Remote Outdoor Unit-Air-Source) | HMH72B341 | ASPEN |  | C(A,C,D,E)36B34+TDR | TM8Y080B12MP11 | 32200 | 18 | 8.5 | 33400 | 27400 | 82.04% | 2.65 | 0 | 9.9 |  |  |  | No | R-410A | 2.6833 | Residential & Commercial | No
212623871 | Central HP <5.4 tons | COLEMAN | HRCU-A-CB (Split System: Heat Pump with Remote Outdoor Unit-Air-Source) | HMH72B341 | ASPEN |  | D(A,C,E)48B34+TDR | TM9V060B12MP12 | 32800 | 17.5 | 8.1 | 34000 | 27800 | 81.76% | 2.42 | 0 | 9.5 |  |  |  | No | R-410A | 2.7333 | Residential & Commercial | No
212623885 | Central HP <5.4 tons | COLEMAN | HRCU-A-CB (Split System: Heat Pump with Remote Outdoor Unit-Air-Source) | HMH72B341 | ASPEN |  | C(A,C,D,E)48B24+TDR | TP9C060B12MP13 | 30400 | 17 | 8.1 | 34000 | 27800 | 81.76% | 2.42 | 0 | 9.1 |  |  |  | No | R-410A | 2.5333 | Residential & Commercial | No
212623903 | Central HP <5.4 tons | COLEMAN | HRCU-A-CB (Split System: Heat Pump with Remote Outdoor Unit-Air-Source) | HMH72B341 | ASPEN |  | D(A,C,E)48D24+TDR | TP9C060B12MP13 | 31200 | 17.3 | 8.1 | 34000 | 27800 | 81.76% | 2.42 | 0 | 9.2 |  |  |  | No | R-410A | 2.6 | Residential & Commercial | No
212623935 | Central HP <5.4 tons | COLEMAN | HRCU-A-CB (Split System: Heat Pump with Remote Outdoor Unit-Air-Source) | HMH72B341 | ASPEN |  | D(A,C,E)42D34+TDR | TL8E060A12UH11 | 32800 | 18 | 8.1 | 33400 | 29000 | 86.83% | 2.46 | 0 | 9.5 |  |  |  | No | R-410A | 2.7333 | Residential & Commercial | No
212622333 | Central HP <5.4 tons | COLEMAN | HRCU-A-CB (Split System: Heat Pump with Remote Outdoor Unit-Air-Source) | HMH72B341 | ASPEN |  | C(A,C,D,E)36A34+TDR | TM8E100B12MP11 | 31400 | 17.8 | 8.2 | 33600 | 27200 | 80.95% | 2.56 | 0 | 9.8 |  |  |  | No | R-410A | 2.6167 | Residential & Commercial | No
212622374 | Central HP <5.4 tons | COLEMAN | HRCU-A-CB (Split System: Heat Pump with Remote Outdoor Unit-Air-Source) | HMH72B341 | ASPEN |  | D(A,C,E)42A34+TDR | TM8E100B12MP11 | 32000 | 17.9 | 8.3 | 33600 | 27600 | 82.14% | 2.61 | 0 | 9.9 |  |  |  | No | R-410A | 2.6667 | Residential & Commercial | No
212622392 | Central HP <5.4 tons | COLEMAN | HRCU-A-CB (Split System: Heat Pump with Remote Outdoor Unit-Air-Source) | HMH72B341 | ASPEN |  | D(A,C,E)48B24+TDR | TM8E100B12MP11 | 30400 | 17.5 | 8.4 | 33600 | 27600 | 82.14% | 2.61 | 0 | 9 |  |  |  | No | R-410A | 2.5333 | Residential & Commercial | No
214092730 | Central HP <5.4 tons | YORK | HRCU-A-CB (Split System: Heat Pump with Remote Outdoor Unit-Air-Source) | HMH72B341 | ASPEN |  | D(A,C,E)42A46+TDR | TM8Y060A12MP11 | 32400 | 18 | 8.1 | 33400 | 27400 | 82.04% | 2.63 | 0 | 9.9 |  |  |  | No | R-410A | 2.7 | Residential & Commercial | No
214092834 | Central HP <5.4 tons | YORK | HRCU-A-CB (Split System: Heat Pump with Remote Outdoor Unit-Air-Source) | HMH72B341 | ASPEN |  | D(A,C,E)48B36+TDR | Y81E080B12LMPS1 | 33000 | 18 | 8.2 | 32800 | 29400 | 89.63% | 2.71 | 0 | 9.5 |  |  |  | No | R-410A | 2.75 | Residential & Commercial | No
214092851 | Central HP <5.4 tons | YORK | HRCU-A-CB (Split System: Heat Pump with Remote Outdoor Unit-Air-Source) | HMH72B341 | ASPEN |  | D(A,C,E)42A46+TDR | Y81E100B12LMPS1 | 32400 | 18.5 | 8.1 | 34000 | 28000 | 82.35% | 2.66 | 0 | 9.5 |  |  |  | No | R-410A | 2.7 | Residential & Commercial | No
214092883 | Central HP <5.4 tons | YORK | HRCU-A-CB (Split System: Heat Pump with Remote Outdoor Unit-Air-Source) | HMH72B341 | ASPEN |  | D(A,C,E)36A36+TDR | Y82E080C16LMPS1 | 33600 | 18.5 | 8.1 | 32600 | 29800 | 91.41% | 2.74 | 0 | 9.5 |  |  |  | No | R-410A | 2.8 | Residential & Commercial | No
212622424 | Central HP <5.4 tons | COLEMAN | HRCU-A-CB (Split System: Heat Pump with Remote Outdoor Unit-Air-Source) | HMH72B341 | ASPEN |  | C(A,C,D,E)48A24+TDR | TM8V080C16MP12 | 29800 | 16.9 | 8.3 | 33600 | 27200 | 80.95% | 2.64 | 0 | 9.5 |  |  |  | No | R-410A | 2.4833 | Residential & Commercial | No
212622442 | Central HP <5.4 tons | COLEMAN | HRCU-A-CB (Split System: Heat Pump with Remote Outdoor Unit-Air-Source) | HMH72B341 | ASPEN |  | C(A,C,D,E)48A24+TDR | TM9V100C16MP12 | 29800 | 16.9 | 8.3 | 33600 | 27200 | 80.95% | 2.63 | 0 | 9.5 |  |  |  | No | R-410A | 2.4833 | Residential & Commercial | No
212622449 | Central HP <5.4 tons | COLEMAN | HRCU-A-CB (Split System: Heat Pump with Remote Outdoor Unit-Air-Source) | HMH72B341 | ASPEN |  | C(A,C,D,E)36D24+TDR | TM9E100C16MP12 | 30400 | 17.5 | 8.5 | 33600 | 27200 | 80.95% | 2.66 | 0 | 9 |  |  |  | No | R-410A | 2.5333 | Residential & Commercial | No
214810547 | Central HP <5.4 tons | 1HVAC | HRCU-A-CB (Split System: Heat Pump with Remote Outdoor Unit-Air-Source) | EZ-48-HP |  |  | EZ-48-AH |  | 47000 | 15.6 | 9.4 | 50000 | 46000 | 92% | 1.85 | 8.5 | 8.2 |  |  |  | No | R-410A | 3.9167 | Residential & Commercial | No
212622749 | Central HP <5.4 tons | COLEMAN | HRCU-A-CB (Split System: Heat Pump with Remote Outdoor Unit-Air-Source) | HMH72B341 | ASPEN |  | D(A,C,E)42B34+TDR | TM9V080B12MP12 | 32800 | 17 | 8.3 | 33800 | 29600 | 87.57% | 2.7 | 0 | 9.5 |  |  |  | No | R-410A | 2.7333 | Residential & Commercial | No
212622758 | Central HP <5.4 tons | COLEMAN | HRCU-A-CB (Split System: Heat Pump with Remote Outdoor Unit-Air-Source) | HMH72B341 | ASPEN |  | C(A,C,D,E)36C34+TDR | TM9E060A10MP12 | 32200 | 17.5 | 8.1 | 33800 | 27400 | 81.07% | 2.4 | 0 | 9.5 |  |  |  | No | R-410A | 2.6833 | Residential & Commercial | No
212622776 | Central HP <5.4 tons | COLEMAN | HRCU-A-CB (Split System: Heat Pump with Remote Outdoor Unit-Air-Source) | HMH72B341 | ASPEN |  | D(A,C,E)42D24+TDR | TM9E060A10MP12 | 30600 | 17.2 | 8.1 | 33800 | 27400 | 81.07% | 2.4 | 0 | 9 |  |  |  | No | R-410A | 2.55 | Residential & Commercial | No
212623953 | Central HP <5.4 tons | COLEMAN | HRCU-A-CB (Split System: Heat Pump with Remote Outdoor Unit-Air-Source) | HMH72B341 | ASPEN |  | C(A,C,D,E)36C34+TDR | TM8E080B12MP11 | 32400 | 18 | 8.5 | 34000 | 28000 | 82.35% | 2.63 | 0 | 9.5 |  |  |  | No | R-410A | 2.7 | Residential & Commercial | No
212623960 | Central HP <5.4 tons | COLEMAN | HRCU-A-CB (Split System: Heat Pump with Remote Outdoor Unit-Air-Source) | HMH72B341 | ASPEN |  | D(A,C,E)36A44+TDR | TM8E080B12MP11 | 32000 | 18 | 8.5 | 34000 | 28000 | 82.35% | 2.63 | 0 | 9.4 |  |  |  | No | R-410A | 2.6667 | Residential & Commercial | No
212623969 | Central HP <5.4 tons | COLEMAN | HRCU-A-CB (Split System: Heat Pump with Remote Outdoor Unit-Air-Source) | HMH72B341 | ASPEN |  | D(A,C,E)42C34+TDR | TM8E080B12MP11 | 32800 | 18 | 8.5 | 34000 | 28000 | 82.35% | 2.63 | 0 | 9.5 |  |  |  | No | R-410A | 2.7333 | Residential & Commercial | No
214588329 | Central HP <5.4 tons | BRYANT HEATING AND COOLING SYSTEMS | HRCU-A-CB (Split System: Heat Pump with Remote Outdoor Unit-Air-Source) | 38MURAQ36AB3* | ADP |  | C36A***L129 | 926TC48080V17*** | 35000 | 15.2 | 8.1 | 37400 | 35000 | 93.58% | 1.82 | 0 | 9.5 |  |  |  | No | R-410A | 2.9167 | Residential & Commercial | No
212623978 | Central HP <5.4 tons | COLEMAN | HRCU-A-CB (Split System: Heat Pump with Remote Outdoor Unit-Air-Source) | HMH72B341 | ASPEN |  | C(A,C,D,E)36B24+TDR | TM9Y080B12MP11 | 29400 | 17.2 | 8.1 | 34000 | 28000 | 82.35% | 2.41 | 0 | 8.9 |  |  |  | No | R-410A | 2.45 | Residential & Commercial | No
212623736 | Central HP <5.4 tons | COLEMAN | HRCU-A-CB (Split System: Heat Pump with Remote Outdoor Unit-Air-Source) | HMH72B341 | ASPEN |  | D(A,C,E)36B44+TDR | TM9E060B12MP12 | 33000 | 17.5 | 8.1 | 34000 | 28000 | 82.35% | 2.39 | 0 | 9.5 |  |  |  | No | R-410A | 2.75 | Residential & Commercial | No
212623836 | Central HP <5.4 tons | COLEMAN | HRCU-A-CB (Split System: Heat Pump with Remote Outdoor Unit-Air-Source) | HMH72B341 | ASPEN |  | D(A,C,E)42C24+TDR | CP9C060B12MP13 | 30400 | 17 | 8.1 | 34000 | 27800 | 81.76% | 2.42 | 0 | 9.1 |  |  |  | No | R-410A | 2.5333 | Residential & Commercial | No
212623843 | Central HP <5.4 tons | COLEMAN | HRCU-A-CB (Split System: Heat Pump with Remote Outdoor Unit-Air-Source) | HMH72B341 | ASPEN |  | D(A,C,E)48D24+TDR | CP9C060B12MP13 | 31200 | 17.3 | 8.1 | 34000 | 27800 | 81.76% | 2.42 | 0 | 9.2 |  |  |  | No | R-410A | 2.6 | Residential & Commercial | No
212623854 | Central HP <5.4 tons | COLEMAN | HRCU-A-CB (Split System: Heat Pump with Remote Outdoor Unit-Air-Source) | HMH72B341 | ASPEN |  | C(A,C,D,E)42C24+TDR | TM9V060B12MP12 | 30400 | 17 | 8.1 | 34000 | 27800 | 81.76% | 2.42 | 0 | 9.1 |  |  |  | No | R-410A | 2.5333 | Residential & Commercial | No
214521965 | Central HP <5.4 tons | COLEMAN | HRCU-A-CB (Split System: Heat Pump with Remote Outdoor Unit-Air-Source) | HMH72B341 | ASPEN |  | C(A,C,D,E)36A34+TDR | Z8ET100C20LMPS1 | 31200 | 18.3 | 8.3 | 33000 | 27600 | 83.64% | 2.68 | 0 | 9.3 |  |  |  | No | R-410A | 2.6 | Residential & Commercial | No
215402208 | Central HP <5.4 tons | AMERISTAR | HRCU-A-CB (Split System: Heat Pump with Remote Outdoor Unit-Air-Source) | E4HL5030A1000A |  |  | 4TXCB004DS3 | A801X060BM4SD | 30000 | 15.2 | 8.1 | 25000 | 18000 | 72% | 1.75 | 0 | 9.5 |  |  |  | No | R-410A | 2.5 | Residential & Commercial | No
212586142 | Central HP <5.4 tons | AMERISTAR | HRCU-A-CB (Split System: Heat Pump with Remote Outdoor Unit-Air-Source) | E4HL5030A1000A |  |  | 4TXCB004DS3 | A801X060BM4SCA | 30000 | 15.2 | 8.1 | 25000 | 18000 | 72% | 1.75 | 0 | 9.5 |  |  |  | No | R-410A | 2.5 | Residential & Commercial | No
214521983 | Central HP <5.4 tons | COLEMAN | HRCU-A-CB (Split System: Heat Pump with Remote Outdoor Unit-Air-Source) | HMH72B341 | ASPEN |  | C(A,C,D,E)36A34+TDR | Z9ES080C20SMPS1 | 31200 | 17.4 | 8.3 | 33000 | 27600 | 83.64% | 2.65 | 0 | 9.3 |  |  |  | No | R-410A | 2.6 | Residential & Commercial | No
212622899 | Central HP <5.4 tons | COLEMAN | HRCU-A-CB (Split System: Heat Pump with Remote Outdoor Unit-Air-Source) | HMH72B341 | ASPEN |  | C(A,C,D,E)42A24+TDR | TM8E100B12MP11 | 29400 | 17.2 | 8.4 | 33800 | 27400 | 81.07% | 2.62 | 0 | 9.4 |  |  |  | No | R-410A | 2.45 | Residential & Commercial | No
212623099 | Central HP <5.4 tons | COLEMAN | HRCU-A-CB (Split System: Heat Pump with Remote Outdoor Unit-Air-Source) | HMH72B341 | ASPEN |  | D(A,C,E)48B34+TDR | TM8Y100C20MP11 | 33600 | 18 | 8.2 | 33800 | 30000 | 88.76% | 2.77 | 0 | 9.5 |  |  |  | No | R-410A | 2.8 | Residential & Commercial | No
212623142 | Central HP <5.4 tons | COLEMAN | HRCU-A-CB (Split System: Heat Pump with Remote Outdoor Unit-Air-Source) | HMH72B341 | ASPEN |  | C(A,C,D,E)42C24+TDR | TM8E100B12MP11 | 30400 | 17.5 | 8.5 | 33800 | 27400 | 81.07% | 2.64 | 0 | 9 |  |  |  | No | R-410A | 2.5333 | Residential & Commercial | No
212623226 | Central HP <5.4 tons | COLEMAN | HRCU-A-CB (Split System: Heat Pump with Remote Outdoor Unit-Air-Source) | HMH72B341 | ASPEN |  | C(A,C,D,E)36A44+TDR | TM8Y100C20MP11 | 33600 | 18 | 8.3 | 33800 | 30000 | 88.76% | 2.76 | 0 | 9.5 |  |  |  | No | R-410A | 2.8 | Residential & Commercial | No
212623292 | Central HP <5.4 tons | COLEMAN | HRCU-A-CB (Split System: Heat Pump with Remote Outdoor Unit-Air-Source) | HMH72B341 | ASPEN |  | C(A,C,D,E)36A44+TDR | CP9C080C16MP13 | 32000 | 17.5 | 8.1 | 33800 | 27400 | 81.07% | 2.45 | 0 | 9.9 |  |  |  | No | R-410A | 2.6667 | Residential & Commercial | No
212623324 | Central HP <5.4 tons | COLEMAN | HRCU-A-CB (Split System: Heat Pump with Remote Outdoor Unit-Air-Source) | HMH72B341 | ASPEN |  | D(A,C,E)48C24+TDR | CP9C080C16MP13 | 30800 | 17.2 | 8.1 | 33800 | 27400 | 81.07% | 2.45 | 0 | 9 |  |  |  | No | R-410A | 2.5667 | Residential & Commercial | No
212623494 | Central HP <5.4 tons | COLEMAN | HRCU-A-CB (Split System: Heat Pump with Remote Outdoor Unit-Air-Source) | HMH72B341 | ASPEN |  | C(A,C,D,E)42A24+TDR | CP9C100C16MP13 | 29200 | 16.7 | 8.1 | 33800 | 27200 | 80.47% | 2.47 | 0 | 9.4 |  |  |  | No | R-410A | 2.4333 | Residential & Commercial | No
212623542 | Central HP <5.4 tons | COLEMAN | HRCU-A-CB (Split System: Heat Pump with Remote Outdoor Unit-Air-Source) | HMH72B341 | ASPEN |  | D(A,C,E)36A34+TDR | TP9C100C20MP13 | 31600 | 17.5 | 8.1 | 33800 | 28200 | 83.43% | 2.46 | 0 | 9.3 |  |  |  | No | R-410A | 2.6333 | Residential & Commercial | No
212623603 | Central HP <5.4 tons | COLEMAN | HRCU-A-CB (Split System: Heat Pump with Remote Outdoor Unit-Air-Source) | HMH72B341 | ASPEN |  | C(A,C,D,E)48D24+TDR | TM9Y060B12MP11 | 32200 | 17.5 | 8.1 | 34000 | 29400 | 86.47% | 2.43 | 0 | 9.5 |  |  |  | No | R-410A | 2.6833 | Residential & Commercial | No
211222768 | Central HP <5.4 tons | KEEPRITE | HRCU-A-CB (Split System: Heat Pump with Remote Outdoor Unit-Air-Source) | DLCURAH30ABK |  |  | FMA4X36**AL* |  | 31200 | 15.5 | 8.5 | 35400 | 26800 | 75.71% | 1.86 | 0 | 9 |  |  |  | No | R-410A | 2.6 | Residential & Commercial | No
212623608 | Central HP <5.4 tons | COLEMAN | HRCU-A-CB (Split System: Heat Pump with Remote Outdoor Unit-Air-Source) | HMH72B341 | ASPEN |  | D(A,C,E)48C34+TDR | TM9Y060B12MP11 | 32600 | 17.5 | 8.1 | 34000 | 29400 | 86.47% | 2.43 | 0 | 9.5 |  |  |  | No | R-410A | 2.7167 | Residential & Commercial | No
212623635 | Central HP <5.4 tons | COLEMAN | HRCU-A-CB (Split System: Heat Pump with Remote Outdoor Unit-Air-Source) | HMH72B341 | ASPEN |  | C(A,C,D,E)42C24+TDR | CPLC080B12MP13 | 31200 | 17 | 8.1 | 33600 | 29400 | 87.5% | 2.42 | 0 | 9.5 |  |  |  | No | R-410A | 2.6 | Residential & Commercial | No
212623651 | Central HP <5.4 tons | COLEMAN | HRCU-A-CB (Split System: Heat Pump with Remote Outdoor Unit-Air-Source) | HMH72B341 | ASPEN |  | C(A,C,D,E)42C24+TDR | TPLC080B12MP13 | 31200 | 17 | 8.1 | 33600 | 29400 | 87.5% | 2.42 | 0 | 9.5 |  |  |  | No | R-410A | 2.6 | Residential & Commercial | No
212623662 | Central HP <5.4 tons | COLEMAN | HRCU-A-CB (Split System: Heat Pump with Remote Outdoor Unit-Air-Source) | HMH72B341 | ASPEN |  | C(A,C,D,E)36A44+TDR | TL9E060B12UH11 | 32000 | 18 | 8.1 | 34000 | 27800 | 81.76% | 2.4 | 0 | 9.4 |  |  |  | No | R-410A | 2.6667 | Residential & Commercial | No
212623667 | Central HP <5.4 tons | COLEMAN | HRCU-A-CB (Split System: Heat Pump with Remote Outdoor Unit-Air-Source) | HMH72B341 | ASPEN |  | C(A,C,D,E)36D24+TDR | TL9E060B12UH11 | 30200 | 17.5 | 8.1 | 34000 | 27800 | 81.76% | 2.4 | 0 | 9.1 |  |  |  | No | R-410A | 2.5167 | Residential & Commercial | No
212623676 | Central HP <5.4 tons | COLEMAN | HRCU-A-CB (Split System: Heat Pump with Remote Outdoor Unit-Air-Source) | HMH72B341 | ASPEN |  | D(A,C,E)36A44+TDR | TL9E060B12UH11 | 32000 | 18 | 8.1 | 34000 | 27800 | 81.76% | 2.4 | 0 | 9.4 |  |  |  | No | R-410A | 2.6667 | Residential & Commercial | No
212623692 | Central HP <5.4 tons | COLEMAN | HRCU-A-CB (Split System: Heat Pump with Remote Outdoor Unit-Air-Source) | HMH72B341 | ASPEN |  | D(A,C,E)48C34+TDR | TL9E060B12UH11 | 33000 | 18 | 8.1 | 34000 | 27800 | 81.76% | 2.4 | 0 | 9 |  |  |  | No | R-410A | 2.75 | Residential & Commercial | No
212623694 | Central HP <5.4 tons | COLEMAN | HRCU-A-CB (Split System: Heat Pump with Remote Outdoor Unit-Air-Source) | HMH72B341 | ASPEN |  | D(A,C,E)48D34+TDR | TL9E060B12UH11 | 33400 | 18 | 8.1 | 34000 | 27800 | 81.76% | 2.4 | 0 | 9.5 |  |  |  | No | R-410A | 2.7833 | Residential & Commercial | No
216032226 | Central HP <5.4 tons | 1HVAC | HRCU-A-CB (Split System: Heat Pump with Remote Outdoor Unit-Air-Source) | ACIQ-60-EHPD |  |  | ACIQ-60-AHD |  | 54000 | 15.2 | 8.4 | 54000 | 38000 | 70.37% | 1.8 | 0 | 8.6 |  |  |  | No | R-454B | 4.5 | Residential & Commercial | No
212623762 | Central HP <5.4 tons | COLEMAN | HRCU-A-CB (Split System: Heat Pump with Remote Outdoor Unit-Air-Source) | HMH72B341 | ASPEN |  | D(A,C,E)48C24+TDR | TM9E060B12MP12 | 30800 | 17.2 | 8.1 | 34000 | 28000 | 82.35% | 2.39 | 0 | 9 |  |  |  | No | R-410A | 2.5667 | Residential & Commercial | No
212623819 | Central HP <5.4 tons | COLEMAN | HRCU-A-CB (Split System: Heat Pump with Remote Outdoor Unit-Air-Source) | HMH72B341 | ASPEN |  | C(A,C,D,E)36D24+TDR | CP9C060B12MP13 | 30400 | 17 | 8.1 | 34000 | 27800 | 81.76% | 2.42 | 0 | 9.1 |  |  |  | No | R-410A | 2.5333 | Residential & Commercial | No
212623372 | Central HP <5.4 tons | COLEMAN | HRCU-A-CB (Split System: Heat Pump with Remote Outdoor Unit-Air-Source) | HMH72B341 | ASPEN |  | C(A,C,D,E)42B24+TDR | TP9C080C16MP13 | 29800 | 16.9 | 8.1 | 33800 | 27400 | 81.07% | 2.45 | 0 | 9.5 |  |  |  | No | R-410A | 2.4833 | Residential & Commercial | No
212623373 | Central HP <5.4 tons | COLEMAN | HRCU-A-CB (Split System: Heat Pump with Remote Outdoor Unit-Air-Source) | HMH72B341 | ASPEN |  | C(A,C,D,E)42C24+TDR | TP9C080C16MP13 | 30400 | 17 | 8.1 | 33800 | 27400 | 81.07% | 2.45 | 0 | 9 |  |  |  | No | R-410A | 2.5333 | Residential & Commercial | No
212623439 | Central HP <5.4 tons | COLEMAN | HRCU-A-CB (Split System: Heat Pump with Remote Outdoor Unit-Air-Source) | HMH72B341 | ASPEN |  | C(A,C,D,E)42B34+TDR | TM9Y080C16MP11 | 32200 | 18.5 | 8.5 | 33800 | 28200 | 83.43% | 2.67 | 0 | 9.4 |  |  |  | No | R-410A | 2.6833 | Residential & Commercial | No
212623473 | Central HP <5.4 tons | COLEMAN | HRCU-A-CB (Split System: Heat Pump with Remote Outdoor Unit-Air-Source) | HMH72B341 | ASPEN |  | C(A,C,D,E)42A24+TDR | TPLC080C16MP13 | 29200 | 16.7 | 8.1 | 33800 | 27200 | 80.47% | 2.48 | 0 | 9.4 |  |  |  | No | R-410A | 2.4333 | Residential & Commercial | No
212623538 | Central HP <5.4 tons | COLEMAN | HRCU-A-CB (Split System: Heat Pump with Remote Outdoor Unit-Air-Source) | HMH72B341 | ASPEN |  | D(A,C,E)48A34+TDR | TM9V100C20MP12 | 32200 | 17.5 | 8.5 | 33800 | 28200 | 83.43% | 2.7 | 0 | 9.4 |  |  |  | No | R-410A | 2.6833 | Residential & Commercial | No
212623638 | Central HP <5.4 tons | COLEMAN | HRCU-A-CB (Split System: Heat Pump with Remote Outdoor Unit-Air-Source) | HMH72B341 | ASPEN |  | C(A,C,D,E)48D24+TDR | CPLC080B12MP13 | 32000 | 17 | 8.1 | 33600 | 29400 | 87.5% | 2.42 | 0 | 9.5 |  |  |  | No | R-410A | 2.6667 | Residential & Commercial | No
212623640 | Central HP <5.4 tons | COLEMAN | HRCU-A-CB (Split System: Heat Pump with Remote Outdoor Unit-Air-Source) | HMH72B341 | ASPEN |  | D(A,C,E)48C34+TDR | CPLC080B12MP13 | 32400 | 17 | 8.1 | 33600 | 29400 | 87.5% | 2.42 | 0 | 9.5 |  |  |  | No | R-410A | 2.7 | Residential & Commercial | No
212623674 | Central HP <5.4 tons | COLEMAN | HRCU-A-CB (Split System: Heat Pump with Remote Outdoor Unit-Air-Source) | HMH72B341 | ASPEN |  | C(A,C,D,E)48D24+TDR | TL9E060B12UH11 | 31000 | 17.8 | 8.1 | 34000 | 27800 | 81.76% | 2.4 | 0 | 9.2 |  |  |  | No | R-410A | 2.5833 | Residential & Commercial | No
212623690 | Central HP <5.4 tons | COLEMAN | HRCU-A-CB (Split System: Heat Pump with Remote Outdoor Unit-Air-Source) | HMH72B341 | ASPEN |  | D(A,C,E)48B34+TDR | TL9E060B12UH11 | 32600 | 18 | 8.1 | 34000 | 27800 | 81.76% | 2.4 | 0 | 9.5 |  |  |  | No | R-410A | 2.7167 | Residential & Commercial | No
212623739 | Central HP <5.4 tons | COLEMAN | HRCU-A-CB (Split System: Heat Pump with Remote Outdoor Unit-Air-Source) | HMH72B341 | ASPEN |  | D(A,C,E)36C34+TDR | TM9E060B12MP12 | 32600 | 17.5 | 8.1 | 34000 | 28000 | 82.35% | 2.39 | 0 | 9.5 |  |  |  | No | R-410A | 2.7167 | Residential & Commercial | No
212623823 | Central HP <5.4 tons | COLEMAN | HRCU-A-CB (Split System: Heat Pump with Remote Outdoor Unit-Air-Source) | HMH72B341 | ASPEN |  | C(A,C,D,E)48B24+TDR | CP9C060B12MP13 | 30400 | 17 | 8.1 | 34000 | 27800 | 81.76% | 2.42 | 0 | 9.1 |  |  |  | No | R-410A | 2.5333 | Residential & Commercial | No
212623839 | Central HP <5.4 tons | COLEMAN | HRCU-A-CB (Split System: Heat Pump with Remote Outdoor Unit-Air-Source) | HMH72B341 | ASPEN |  | D(A,C,E)42D34+TDR | CP9C060B12MP13 | 33200 | 17.5 | 8.1 | 34000 | 27800 | 81.76% | 2.42 | 0 | 9 |  |  |  | No | R-410A | 2.7667 | Residential & Commercial | No
212623841 | Central HP <5.4 tons | COLEMAN | HRCU-A-CB (Split System: Heat Pump with Remote Outdoor Unit-Air-Source) | HMH72B341 | ASPEN |  | D(A,C,E)48C24+TDR | CP9C060B12MP13 | 30800 | 17.2 | 8.1 | 34000 | 27800 | 81.76% | 2.42 | 0 | 9 |  |  |  | No | R-410A | 2.5667 | Residential & Commercial | No
212623858 | Central HP <5.4 tons | COLEMAN | HRCU-A-CB (Split System: Heat Pump with Remote Outdoor Unit-Air-Source) | HMH72B341 | ASPEN |  | C(A,C,D,E)48D24+TDR | TM9V060B12MP12 | 31200 | 17.3 | 8.1 | 34000 | 27800 | 81.76% | 2.42 | 0 | 9.2 |  |  |  | No | R-410A | 2.6 | Residential & Commercial | No
212623892 | Central HP <5.4 tons | COLEMAN | HRCU-A-CB (Split System: Heat Pump with Remote Outdoor Unit-Air-Source) | HMH72B341 | ASPEN |  | D(A,C,E)36D24+TDR | TP9C060B12MP13 | 30400 | 17 | 8.1 | 34000 | 27800 | 81.76% | 2.42 | 0 | 9.1 |  |  |  | No | R-410A | 2.5333 | Residential & Commercial | No
212623906 | Central HP <5.4 tons | COLEMAN | HRCU-A-CB (Split System: Heat Pump with Remote Outdoor Unit-Air-Source) | HMH72B341 | ASPEN |  | C(A,C,D,E)48A34+TDR | TM8E080B12MP11 | 32200 | 18 | 8.4 | 34000 | 28000 | 82.35% | 2.6 | 0 | 9.4 |  |  |  | No | R-410A | 2.6833 | Residential & Commercial | No
212623958 | Central HP <5.4 tons | COLEMAN | HRCU-A-CB (Split System: Heat Pump with Remote Outdoor Unit-Air-Source) | HMH72B341 | ASPEN |  | C(A,C,D,E)48C24+TDR | TM8E080B12MP11 | 30600 | 17.7 | 8.5 | 34000 | 28000 | 82.35% | 2.63 | 0 | 9 |  |  |  | No | R-410A | 2.55 | Residential & Commercial | No
212623972 | Central HP <5.4 tons | COLEMAN | HRCU-A-CB (Split System: Heat Pump with Remote Outdoor Unit-Air-Source) | HMH72B341 | ASPEN |  | D(A,C,E)48B34+TDR | TM8E080B12MP11 | 32600 | 18 | 8.5 | 34000 | 28000 | 82.35% | 2.63 | 0 | 9.5 |  |  |  | No | R-410A | 2.7167 | Residential & Commercial | No
212623989 | Central HP <5.4 tons | COLEMAN | HRCU-A-CB (Split System: Heat Pump with Remote Outdoor Unit-Air-Source) | HMH72B341 | ASPEN |  | D(A,C,E)36A44+TDR | TM9Y080B12MP11 | 32000 | 18 | 8.1 | 34000 | 28000 | 82.35% | 2.41 | 0 | 9.4 |  |  |  | No | R-410A | 2.6667 | Residential & Commercial | No
212623020 | Central HP <5.4 tons | COLEMAN | HRCU-A-CB (Split System: Heat Pump with Remote Outdoor Unit-Air-Source) | HMH72B341 | ASPEN |  | C(A,C,D,E)36A44+TDR | TM9E080B12MP12 | 32200 | 17.5 | 8.5 | 33800 | 27400 | 81.07% | 2.65 | 0 | 9.9 |  |  |  | No | R-410A | 2.6833 | Residential & Commercial | No
211749862 | Central HP <5.4 tons | AMERISTAR | HRCU-A-CB (Split System: Heat Pump with Remote Outdoor Unit-Air-Source) | E4HL5060A1000A |  |  | E4AH5E60A1K30A |  | 54000 | 15.2 | 8.1 | 54000 | 38000 | 70.37% | 1.84 | 0 | 8.2 |  |  |  | No | R-410A | 4.5 | Residential & Commercial | No
212623173 | Central HP <5.4 tons | COLEMAN | HRCU-A-CB (Split System: Heat Pump with Remote Outdoor Unit-Air-Source) | HMH72B341 | ASPEN |  | C(A,C,D,E)48B24+TDR | TMLE060A12MP11 | 30400 | 17.5 | 8.1 | 33800 | 27400 | 81.07% | 2.44 | 0 | 9 |  |  |  | No | R-410A | 2.5333 | Residential & Commercial | No
212623203 | Central HP <5.4 tons | COLEMAN | HRCU-A-CB (Split System: Heat Pump with Remote Outdoor Unit-Air-Source) | HMH72B341 | ASPEN |  | C(A,C,D,E)48C24+TDR | TMLE100B12MP11 | 30800 | 17.7 | 8.1 | 33800 | 27400 | 81.07% | 2.44 | 0 | 9 |  |  |  | No | R-410A | 2.5667 | Residential & Commercial | No
212623204 | Central HP <5.4 tons | COLEMAN | HRCU-A-CB (Split System: Heat Pump with Remote Outdoor Unit-Air-Source) | HMH72B341 | ASPEN |  | C(A,C,D,E)48D24+TDR | TMLE100B12MP11 | 31200 | 17.8 | 8.1 | 33800 | 27400 | 81.07% | 2.44 | 0 | 9.7 |  |  |  | No | R-410A | 2.6 | Residential & Commercial | No
212623303 | Central HP <5.4 tons | COLEMAN | HRCU-A-CB (Split System: Heat Pump with Remote Outdoor Unit-Air-Source) | HMH72B341 | ASPEN |  | C(A,C,D,E)48B24+TDR | CP9C080C16MP13 | 30400 | 17 | 8.1 | 33800 | 27400 | 81.07% | 2.45 | 0 | 9 |  |  |  | No | R-410A | 2.5333 | Residential & Commercial | No
212623307 | Central HP <5.4 tons | COLEMAN | HRCU-A-CB (Split System: Heat Pump with Remote Outdoor Unit-Air-Source) | HMH72B341 | ASPEN |  | D(A,C,E)36B34+TDR | CP9C080C16MP13 | 32200 | 17.5 | 8.1 | 33800 | 27400 | 81.07% | 2.45 | 0 | 9.9 |  |  |  | No | R-410A | 2.6833 | Residential & Commercial | No
212621583 | Central HP <5.4 tons | COLEMAN | HRCU-A-CB (Split System: Heat Pump with Remote Outdoor Unit-Air-Source) | HMH72B341 | ASPEN |  | C(A,C,D,E)42A24+TDR | CP9C120D20MP13 | 28800 | 16.1 | 8.1 | 32200 | 28000 | 86.96% | 2.51 | 0 | 8.9 |  |  |  | No | R-410A | 2.4 | Residential & Commercial | No
212621584 | Central HP <5.4 tons | COLEMAN | HRCU-A-CB (Split System: Heat Pump with Remote Outdoor Unit-Air-Source) | HMH72B341 | ASPEN |  | C(A,C,D,E)42B24+TDR | CP9C120D20MP13 | 29400 | 16.3 | 8.1 | 32200 | 28000 | 86.96% | 2.51 | 0 | 9 |  |  |  | No | R-410A | 2.45 | Residential & Commercial | No
212621600 | Central HP <5.4 tons | COLEMAN | HRCU-A-CB (Split System: Heat Pump with Remote Outdoor Unit-Air-Source) | HMH72B341 | ASPEN |  | D(A,C,E)48A34+TDR | TM9V120D20MP12 | 31800 | 17 | 8.5 | 32200 | 28200 | 87.58% | 2.8 | 0 | 9.4 |  |  |  | No | R-410A | 2.65 | Residential & Commercial | No
213273407 | Central HP <5.4 tons | COLEMAN | HRCU-A-CB (Split System: Heat Pump with Remote Outdoor Unit-Air-Source) | HMH72B361 | ASPEN |  | D(A,C,E)36D26+TDR | Z8ES100C20LMPS1 | 32000 | 16 | 8.1 | 36000 | 26800 | 74.44% | 2.83 | 0 | 8.6 |  |  |  | No | R-410A | 2.6667 | Residential & Commercial | No
212621617 | Central HP <5.4 tons | COLEMAN | HRCU-A-CB (Split System: Heat Pump with Remote Outdoor Unit-Air-Source) | HMH72B341 | ASPEN |  | D(A,C,E)36D24+TDR | TM8V100C20MP12 | 29600 | 15.9 | 8.1 | 32400 | 27400 | 84.57% | 2.45 | 0 | 8 |  |  |  | No | R-410A | 2.4667 | Residential & Commercial | No
212621666 | Central HP <5.4 tons | COLEMAN | HRCU-A-CB (Split System: Heat Pump with Remote Outdoor Unit-Air-Source) | HMH72B341 | ASPEN |  | C(A,C,D,E)42C24+TDR | CPLC120C20MP13 | 29600 | 15.9 | 8.1 | 32400 | 27800 | 85.8% | 2.44 | 0 | 8 |  |  |  | No | R-410A | 2.4667 | Residential & Commercial | No
212621718 | Central HP <5.4 tons | COLEMAN | HRCU-A-CB (Split System: Heat Pump with Remote Outdoor Unit-Air-Source) | HMH72B341 | ASPEN |  | D(A,C,E)36B44+TDR | TM8V120C20MP12 | 32400 | 16.5 | 8.5 | 32400 | 27800 | 85.8% | 2.7 | 0 | 9 |  |  |  | No | R-410A | 2.7 | Residential & Commercial | No
212621719 | Central HP <5.4 tons | COLEMAN | HRCU-A-CB (Split System: Heat Pump with Remote Outdoor Unit-Air-Source) | HMH72B341 | ASPEN |  | D(A,C,E)36C34+TDR | TM8V120C20MP12 | 31800 | 16.5 | 8.5 | 32400 | 27800 | 85.8% | 2.7 | 0 | 8.9 |  |  |  | No | R-410A | 2.65 | Residential & Commercial | No
212621733 | Central HP <5.4 tons | COLEMAN | HRCU-A-CB (Split System: Heat Pump with Remote Outdoor Unit-Air-Source) | HMH72B341 | ASPEN |  | C(A,C,D,E)36C34+TDR | TMLV120C20MP12 | 31800 | 16.5 | 8.1 | 32400 | 27800 | 85.8% | 2.44 | 0 | 8.9 |  |  |  | No | R-410A | 2.65 | Residential & Commercial | No
212621735 | Central HP <5.4 tons | COLEMAN | HRCU-A-CB (Split System: Heat Pump with Remote Outdoor Unit-Air-Source) | HMH72B341 | ASPEN |  | C(A,C,D,E)42C24+TDR | TMLV120C20MP12 | 29600 | 15.9 | 8.1 | 32400 | 27800 | 85.8% | 2.44 | 0 | 8 |  |  |  | No | R-410A | 2.4667 | Residential & Commercial | No
212621766 | Central HP <5.4 tons | COLEMAN | HRCU-A-CB (Split System: Heat Pump with Remote Outdoor Unit-Air-Source) | HMH72B341 | ASPEN |  | D(A,C,E)36D34+TDR | TPLC100C20MP13 | 32200 | 16.5 | 8.1 | 32400 | 27800 | 85.8% | 2.44 | 0 | 9 |  |  |  | No | R-410A | 2.6833 | Residential & Commercial | No
212621769 | Central HP <5.4 tons | COLEMAN | HRCU-A-CB (Split System: Heat Pump with Remote Outdoor Unit-Air-Source) | HMH72B341 | ASPEN |  | D(A,C,E)42C34+TDR | TPLC100C20MP13 | 32200 | 16.5 | 8.1 | 32400 | 27800 | 85.8% | 2.44 | 0 | 9 |  |  |  | No | R-410A | 2.6833 | Residential & Commercial | No
212621784 | Central HP <5.4 tons | COLEMAN | HRCU-A-CB (Split System: Heat Pump with Remote Outdoor Unit-Air-Source) | HMH72B341 | ASPEN |  | C(A,C,D,E)48D24+TDR | TPLC120C20MP13 | 30400 | 16.1 | 8.1 | 32400 | 27800 | 85.8% | 2.44 | 0 | 8 |  |  |  | No | R-410A | 2.5333 | Residential & Commercial | No
212621802 | Central HP <5.4 tons | COLEMAN | HRCU-A-CB (Split System: Heat Pump with Remote Outdoor Unit-Air-Source) | HMH72B341 | ASPEN |  | C(A,C,D,E)36B34+TDR | TM9Y120D20MP11 | 31600 | 16.5 | 8.5 | 32400 | 28200 | 87.04% | 2.77 | 0 | 9.3 |  |  |  | No | R-410A | 2.6333 | Residential & Commercial | No
212621803 | Central HP <5.4 tons | COLEMAN | HRCU-A-CB (Split System: Heat Pump with Remote Outdoor Unit-Air-Source) | HMH72B341 | ASPEN |  | C(A,C,D,E)36C24+TDR | TM9Y120D20MP11 | 29400 | 15.8 | 8.5 | 32400 | 28200 | 87.04% | 2.77 | 0 | 9 |  |  |  | No | R-410A | 2.45 | Residential & Commercial | No
212621819 | Central HP <5.4 tons | COLEMAN | HRCU-A-CB (Split System: Heat Pump with Remote Outdoor Unit-Air-Source) | HMH72B341 | ASPEN |  | D(A,C,E)36D34+TDR | TM9Y120D20MP11 | 32400 | 16.5 | 8.5 | 32400 | 28200 | 87.04% | 2.77 | 0 | 9.5 |  |  |  | No | R-410A | 2.7 | Residential & Commercial | No
212621835 | Central HP <5.4 tons | COLEMAN | HRCU-A-CB (Split System: Heat Pump with Remote Outdoor Unit-Air-Source) | HMH72B341 | ASPEN |  | D(A,C,E)42C24+TDR | CP9C120D20MP13 | 29800 | 16.4 | 8.1 | 32400 | 27800 | 85.8% | 2.52 | 0 | 9 |  |  |  | No | R-410A | 2.4833 | Residential & Commercial | No
212621850 | Central HP <5.4 tons | COLEMAN | HRCU-A-CB (Split System: Heat Pump with Remote Outdoor Unit-Air-Source) | HMH72B341 | ASPEN |  | C(A,C,D,E)42D24+TDR | CP9C120D20MP13 | 30200 | 16.5 | 8.1 | 32400 | 28200 | 87.04% | 2.51 | 0 | 9.1 |  |  |  | No | R-410A | 2.5167 | Residential & Commercial | No
212621852 | Central HP <5.4 tons | COLEMAN | HRCU-A-CB (Split System: Heat Pump with Remote Outdoor Unit-Air-Source) | HMH72B341 | ASPEN |  | C(A,C,D,E)48D24+TDR | CP9C120D20MP13 | 30600 | 16.6 | 8.1 | 32400 | 28200 | 87.04% | 2.51 | 0 | 9 |  |  |  | No | R-410A | 2.55 | Residential & Commercial | No
212621853 | Central HP <5.4 tons | COLEMAN | HRCU-A-CB (Split System: Heat Pump with Remote Outdoor Unit-Air-Source) | HMH72B341 | ASPEN |  | D(A,C,E)36A44+TDR | CP9C120D20MP13 | 31600 | 17 | 8.1 | 32400 | 28200 | 87.04% | 2.51 | 0 | 9.3 |  |  |  | No | R-410A | 2.6333 | Residential & Commercial | No
213079393 | Central HP <5.4 tons | KEEPRITE | HRCU-A-CB (Split System: Heat Pump with Remote Outdoor Unit-Air-Source) | DLCURAH36ABK |  |  | EA*4X36L21A* | *92MSN0601714A* | 35000 | 16 | 8.1 | 38500 | 35200 | 91.43% | 1.82 | 0 | 9.5 |  |  |  | No | R-410A | 2.9167 | Residential & Commercial | No
212621868 | Central HP <5.4 tons | COLEMAN | HRCU-A-CB (Split System: Heat Pump with Remote Outdoor Unit-Air-Source) | HMH72B341 | ASPEN |  | C(A,C,D,E)36A44+TDR | TM9V120D20MP12 | 31600 | 17 | 8.5 | 32400 | 28200 | 87.04% | 2.79 | 0 | 9.3 |  |  |  | No | R-410A | 2.6333 | Residential & Commercial | No
212621935 | Central HP <5.4 tons | COLEMAN | HRCU-A-CB (Split System: Heat Pump with Remote Outdoor Unit-Air-Source) | HMH72B341 | ASPEN |  | C(A,C,D,E)36A44+TDR | TM9V040A10MP12 | 31400 | 17 | 8.1 | 33200 | 27400 | 82.53% | 2.41 | 0 | 9.4 |  |  |  | No | R-410A | 2.6167 | Residential & Commercial | No
212621953 | Central HP <5.4 tons | COLEMAN | HRCU-A-CB (Split System: Heat Pump with Remote Outdoor Unit-Air-Source) | HMH72B341 | ASPEN |  | D(A,C,E)42A44+TDR | TM9V040A10MP12 | 31800 | 17 | 8.1 | 33200 | 27400 | 82.53% | 2.41 | 0 | 9.4 |  |  |  | No | R-410A | 2.65 | Residential & Commercial | No
212621968 | Central HP <5.4 tons | COLEMAN | HRCU-A-CB (Split System: Heat Pump with Remote Outdoor Unit-Air-Source) | HMH72B341 | ASPEN |  | D(A,C,E)42A34+TDR | TM8Y080B12MP11 | 32000 | 17.9 | 8.3 | 33200 | 27400 | 82.53% | 2.62 | 0 | 9.9 |  |  |  | No | R-410A | 2.6667 | Residential & Commercial | No
212622101 | Central HP <5.4 tons | COLEMAN | HRCU-A-CB (Split System: Heat Pump with Remote Outdoor Unit-Air-Source) | HMH72B341 | ASPEN |  | C(A,C,D,E)42A34+TDR | TM9E100C16MP12 | 32000 | 17.9 | 8.3 | 33400 | 27400 | 82.04% | 2.63 | 0 | 9.9 |  |  |  | No | R-410A | 2.6667 | Residential & Commercial | No
212622119 | Central HP <5.4 tons | COLEMAN | HRCU-A-CB (Split System: Heat Pump with Remote Outdoor Unit-Air-Source) | HMH72B341 | ASPEN |  | D(A,C,E)36B34+TDR | TM8Y080B12MP11 | 32200 | 18 | 8.5 | 33400 | 27400 | 82.04% | 2.65 | 0 | 9.9 |  |  |  | No | R-410A | 2.6833 | Residential & Commercial | No
212622336 | Central HP <5.4 tons | COLEMAN | HRCU-A-CB (Split System: Heat Pump with Remote Outdoor Unit-Air-Source) | HMH72B341 | ASPEN |  | C(A,C,D,E)48A24+TDR | TM9E080B12MP12 | 30000 | 16.9 | 8.3 | 33600 | 27600 | 82.14% | 2.59 | 0 | 9.5 |  |  |  | No | R-410A | 2.5 | Residential & Commercial | No
212622434 | Central HP <5.4 tons | COLEMAN | HRCU-A-CB (Split System: Heat Pump with Remote Outdoor Unit-Air-Source) | HMH72B341 | ASPEN |  | C(A,C,D,E)48A24+TDR | TL8E080C16UH11 | 29600 | 16.9 | 8.3 | 33600 | 27600 | 82.14% | 2.64 | 0 | 9.5 |  |  |  | No | R-410A | 2.4667 | Residential & Commercial | No
212622453 | Central HP <5.4 tons | COLEMAN | HRCU-A-CB (Split System: Heat Pump with Remote Outdoor Unit-Air-Source) | HMH72B341 | ASPEN |  | C(A,C,D,E)48B24+TDR | TM9E100C16MP12 | 30400 | 17.5 | 8.5 | 33600 | 27200 | 80.95% | 2.66 | 0 | 9 |  |  |  | No | R-410A | 2.5333 | Residential & Commercial | No
212622736 | Central HP <5.4 tons | COLEMAN | HRCU-A-CB (Split System: Heat Pump with Remote Outdoor Unit-Air-Source) | HMH72B341 | ASPEN |  | C(A,C,D,E)48B24+TDR | TM9V080B12MP12 | 31400 | 17 | 8.3 | 33800 | 29200 | 86.39% | 2.67 | 0 | 9.5 |  |  |  | No | R-410A | 2.6167 | Residential & Commercial | No
212623637 | Central HP <5.4 tons | COLEMAN | HRCU-A-CB (Split System: Heat Pump with Remote Outdoor Unit-Air-Source) | HMH72B341 | ASPEN |  | C(A,C,D,E)48C24+TDR | CPLC080B12MP13 | 31600 | 17 | 8.1 | 33600 | 29400 | 87.5% | 2.42 | 0 | 9 |  |  |  | No | R-410A | 2.6333 | Residential & Commercial | No
212586143 | Central HP <5.4 tons | AMERISTAR | HRCU-A-CB (Split System: Heat Pump with Remote Outdoor Unit-Air-Source) | E4HL5036A1000A |  |  | 4TXCB004DS3 | A801X060BM4SCA | 30000 | 15.2 | 8.1 | 25000 | 18000 | 72% | 1.75 | 0 | 9.5 |  |  |  | No | R-410A | 2.5 | Residential & Commercial | No
212623642 | Central HP <5.4 tons | COLEMAN | HRCU-A-CB (Split System: Heat Pump with Remote Outdoor Unit-Air-Source) | HMH72B341 | ASPEN |  | C(A,C,D,E)36D24+TDR | TM8V080B12MP12 | 31200 | 17 | 8.1 | 33600 | 29400 | 87.5% | 2.42 | 0 | 9.5 |  |  |  | No | R-410A | 2.6 | Residential & Commercial | No
212621937 | Central HP <5.4 tons | COLEMAN | HRCU-A-CB (Split System: Heat Pump with Remote Outdoor Unit-Air-Source) | HMH72B341 | ASPEN |  | C(A,C,D,E)36B34+TDR | TM9V040A10MP12 | 31600 | 17 | 8.1 | 33200 | 27400 | 82.53% | 2.41 | 0 | 9.4 |  |  |  | No | R-410A | 2.6333 | Residential & Commercial | No
212621948 | Central HP <5.4 tons | COLEMAN | HRCU-A-CB (Split System: Heat Pump with Remote Outdoor Unit-Air-Source) | HMH72B341 | ASPEN |  | D(A,C,E)36B34+TDR | TM9V040A10MP12 | 31600 | 17 | 8.1 | 33200 | 27400 | 82.53% | 2.41 | 0 | 9.4 |  |  |  | No | R-410A | 2.6333 | Residential & Commercial | No
212623879 | Central HP <5.4 tons | COLEMAN | HRCU-A-CB (Split System: Heat Pump with Remote Outdoor Unit-Air-Source) | HMH72B341 | ASPEN |  | C(A,C,D,E)36C24+TDR | TP9C060B12MP13 | 29800 | 16.9 | 8.1 | 34000 | 27800 | 81.76% | 2.42 | 0 | 9 |  |  |  | No | R-410A | 2.4833 | Residential & Commercial | No
212621739 | Central HP <5.4 tons | COLEMAN | HRCU-A-CB (Split System: Heat Pump with Remote Outdoor Unit-Air-Source) | HMH72B341 | ASPEN |  | D(A,C,E)36A44+TDR | TMLV120C20MP12 | 31400 | 16.5 | 8.1 | 32400 | 27800 | 85.8% | 2.44 | 0 | 8.9 |  |  |  | No | R-410A | 2.6167 | Residential & Commercial | No
212621805 | Central HP <5.4 tons | COLEMAN | HRCU-A-CB (Split System: Heat Pump with Remote Outdoor Unit-Air-Source) | HMH72B341 | ASPEN |  | C(A,C,D,E)36D24+TDR | TM9Y120D20MP11 | 29800 | 15.9 | 8.5 | 32400 | 28200 | 87.04% | 2.77 | 0 | 9 |  |  |  | No | R-410A | 2.4833 | Residential & Commercial | No
215588587 | Central HP <5.4 tons | AMERISTAR | HRCU-A-CB (Split System: Heat Pump with Remote Outdoor Unit-Air-Source) | E4HL5042A1000A |  |  | A4AH5V42A1C3 |  | 42000 | 15.2 | 8.1 | 42000 | 30000 | 71.43% | 1.75 | 0 | 8.5 |  |  |  | No | R-410A | 3.5 | Residential & Commercial | No
212621807 | Central HP <5.4 tons | COLEMAN | HRCU-A-CB (Split System: Heat Pump with Remote Outdoor Unit-Air-Source) | HMH72B341 | ASPEN |  | C(A,C,D,E)42C24+TDR | TM9Y120D20MP11 | 29800 | 15.9 | 8.5 | 32400 | 28200 | 87.04% | 2.77 | 0 | 9 |  |  |  | No | R-410A | 2.4833 | Residential & Commercial | No
212621830 | Central HP <5.4 tons | COLEMAN | HRCU-A-CB (Split System: Heat Pump with Remote Outdoor Unit-Air-Source) | HMH72B341 | ASPEN |  | D(A,C,E)48D24+TDR | TM9Y120D20MP11 | 30600 | 16.1 | 8.5 | 32400 | 28200 | 87.04% | 2.77 | 0 | 9 |  |  |  | No | R-410A | 2.55 | Residential & Commercial | No
212621837 | Central HP <5.4 tons | COLEMAN | HRCU-A-CB (Split System: Heat Pump with Remote Outdoor Unit-Air-Source) | HMH72B341 | ASPEN |  | C(A,C,D,E)48B24+TDR | TM9V120D20MP12 | 29800 | 16.4 | 8.5 | 32400 | 27800 | 85.8% | 2.79 | 0 | 9 |  |  |  | No | R-410A | 2.4833 | Residential & Commercial | No
212621855 | Central HP <5.4 tons | COLEMAN | HRCU-A-CB (Split System: Heat Pump with Remote Outdoor Unit-Air-Source) | HMH72B341 | ASPEN |  | D(A,C,E)36B44+TDR | CP9C120D20MP13 | 32600 | 17 | 8.1 | 32400 | 28200 | 87.04% | 2.51 | 0 | 9.5 |  |  |  | No | R-410A | 2.7167 | Residential & Commercial | No
212621862 | Central HP <5.4 tons | COLEMAN | HRCU-A-CB (Split System: Heat Pump with Remote Outdoor Unit-Air-Source) | HMH72B341 | ASPEN |  | D(A,C,E)42D34+TDR | CP9C120D20MP13 | 32800 | 17 | 8.1 | 32400 | 28200 | 87.04% | 2.51 | 0 | 9.5 |  |  |  | No | R-410A | 2.7333 | Residential & Commercial | No
212621957 | Central HP <5.4 tons | COLEMAN | HRCU-A-CB (Split System: Heat Pump with Remote Outdoor Unit-Air-Source) | HMH72B341 | ASPEN |  | D(A,C,E)42D24+TDR | TM9V040A10MP12 | 30400 | 16.7 | 8.1 | 33200 | 27400 | 82.53% | 2.41 | 0 | 9 |  |  |  | No | R-410A | 2.5333 | Residential & Commercial | No
212621962 | Central HP <5.4 tons | COLEMAN | HRCU-A-CB (Split System: Heat Pump with Remote Outdoor Unit-Air-Source) | HMH72B341 | ASPEN |  | D(A,C,E)48D24+TDR | TM9V040A10MP12 | 30800 | 16.8 | 8.1 | 33200 | 27400 | 82.53% | 2.41 | 0 | 9.3 |  |  |  | No | R-410A | 2.5667 | Residential & Commercial | No
212622105 | Central HP <5.4 tons | COLEMAN | HRCU-A-CB (Split System: Heat Pump with Remote Outdoor Unit-Air-Source) | HMH72B341 | ASPEN |  | D(A,C,E)48B24+TDR | TM9E100C16MP12 | 30400 | 17.5 | 8.4 | 33400 | 27400 | 82.04% | 2.62 | 0 | 9 |  |  |  | No | R-410A | 2.5333 | Residential & Commercial | No
214588264 | Central HP <5.4 tons | BRYANT HEATING AND COOLING SYSTEMS | HRCU-A-CB (Split System: Heat Pump with Remote Outdoor Unit-Air-Source) | 38MURAQ24AB3* | ADP |  | C36A***L129 | 926TC30040V14*** | 23000 | 16 | 8.5 | 25400 | 26800 | 105.5% | 2.3 | 0 | 9.5 |  |  |  | No | R-410A | 1.9167 | Residential & Commercial | No
212622107 | Central HP <5.4 tons | COLEMAN | HRCU-A-CB (Split System: Heat Pump with Remote Outdoor Unit-Air-Source) | HMH72B341 | ASPEN |  | C(A,C,D,E)36B24+TDR | TM8Y080B12MP11 | 29600 | 17.3 | 8.5 | 33400 | 27400 | 82.04% | 2.65 | 0 | 9.4 |  |  |  | No | R-410A | 2.4667 | Residential & Commercial | No
212622116 | Central HP <5.4 tons | COLEMAN | HRCU-A-CB (Split System: Heat Pump with Remote Outdoor Unit-Air-Source) | HMH72B341 | ASPEN |  | C(A,C,D,E)48C24+TDR | TM8Y080B12MP11 | 31000 | 17.7 | 8.5 | 33400 | 27400 | 82.04% | 2.65 | 0 | 9 |  |  |  | No | R-410A | 2.5833 | Residential & Commercial | No
212622416 | Central HP <5.4 tons | COLEMAN | HRCU-A-CB (Split System: Heat Pump with Remote Outdoor Unit-Air-Source) | HMH72B341 | ASPEN |  | C(A,C,D,E)42A24+TDR | TM9E100C16MP12 | 29400 | 17.2 | 8.4 | 33600 | 27200 | 80.95% | 2.64 | 0 | 9.4 |  |  |  | No | R-410A | 2.45 | Residential & Commercial | No
212622441 | Central HP <5.4 tons | COLEMAN | HRCU-A-CB (Split System: Heat Pump with Remote Outdoor Unit-Air-Source) | HMH72B341 | ASPEN |  | C(A,C,D,E)48A24+TDR | TM8Y100C16MP11 | 29800 | 17.8 | 8.3 | 33600 | 27200 | 80.95% | 2.63 | 0 | 9.5 |  |  |  | No | R-410A | 2.4833 | Residential & Commercial | No
212623390 | Central HP <5.4 tons | COLEMAN | HRCU-A-CB (Split System: Heat Pump with Remote Outdoor Unit-Air-Source) | HMH72B341 | ASPEN |  | D(A,C,E)42D24+TDR | TP9C080C16MP13 | 30800 | 17.2 | 8.1 | 33800 | 27400 | 81.07% | 2.45 | 0 | 9 |  |  |  | No | R-410A | 2.5667 | Residential & Commercial | No
212623406 | Central HP <5.4 tons | COLEMAN | HRCU-A-CB (Split System: Heat Pump with Remote Outdoor Unit-Air-Source) | HMH72B341 | ASPEN |  | C(A,C,D,E)36C34+TDR | TM8Y120C20MP11 | 33600 | 18 | 8.3 | 33800 | 30200 | 89.35% | 2.82 | 0 | 9.5 |  |  |  | No | R-410A | 2.8 | Residential & Commercial | No
213077964 | Central HP <5.4 tons | KEEPRITE | HRCU-A-CB (Split System: Heat Pump with Remote Outdoor Unit-Air-Source) | DLCURAH36ABK |  |  | EA*4X42L21A* | *80MS(N,L)0701712A* | 35000 | 16 | 8.1 | 38500 | 35000 | 90.91% | 1.88 | 0 | 9.5 |  |  |  | No | R-410A | 2.9167 | Residential & Commercial | No
212623437 | Central HP <5.4 tons | COLEMAN | HRCU-A-CB (Split System: Heat Pump with Remote Outdoor Unit-Air-Source) | HMH72B341 | ASPEN |  | D(A,C,E)36A34+TDR | TM9Y080C16MP11 | 31600 | 18.4 | 8.5 | 33800 | 27800 | 82.25% | 2.66 | 0 | 9.3 |  |  |  | No | R-410A | 2.6333 | Residential & Commercial | No
212622466 | Central HP <5.4 tons | COLEMAN | HRCU-A-CB (Split System: Heat Pump with Remote Outdoor Unit-Air-Source) | HMH72B341 | ASPEN |  | D(A,C,E)42D24+TDR | TM9E100C16MP12 | 30800 | 17.7 | 8.5 | 33600 | 27200 | 80.95% | 2.66 | 0 | 9 |  |  |  | No | R-410A | 2.5667 | Residential & Commercial | No
212622475 | Central HP <5.4 tons | COLEMAN | HRCU-A-CB (Split System: Heat Pump with Remote Outdoor Unit-Air-Source) | HMH72B341 | ASPEN |  | C(A,C,D,E)48B24+TDR | TM8Y100C20MP11 | 32200 | 18 | 8.3 | 33600 | 30000 | 89.29% | 2.81 | 0 | 9.5 |  |  |  | No | R-410A | 2.6833 | Residential & Commercial | No
212622480 | Central HP <5.4 tons | COLEMAN | HRCU-A-CB (Split System: Heat Pump with Remote Outdoor Unit-Air-Source) | HMH72B341 | ASPEN |  | D(A,C,E)42C24+TDR | TM8Y120C20MP11 | 32200 | 18 | 8.3 | 33600 | 30000 | 89.29% | 2.81 | 0 | 9.5 |  |  |  | No | R-410A | 2.6833 | Residential & Commercial | No
212622482 | Central HP <5.4 tons | COLEMAN | HRCU-A-CB (Split System: Heat Pump with Remote Outdoor Unit-Air-Source) | HMH72B341 | ASPEN |  | C(A,C,D,E)42A24+TDR | TL9E080C16UH11 | 29200 | 16.7 | 8.5 | 33600 | 28000 | 83.33% | 2.66 | 0 | 8.9 |  |  |  | No | R-410A | 2.4333 | Residential & Commercial | No
212621871 | Central HP <5.4 tons | COLEMAN | HRCU-A-CB (Split System: Heat Pump with Remote Outdoor Unit-Air-Source) | HMH72B341 | ASPEN |  | C(A,C,D,E)36C34+TDR | TM9V120D20MP12 | 32000 | 17 | 8.5 | 32400 | 28200 | 87.04% | 2.79 | 0 | 9.4 |  |  |  | No | R-410A | 2.6667 | Residential & Commercial | No
212621889 | Central HP <5.4 tons | COLEMAN | HRCU-A-CB (Split System: Heat Pump with Remote Outdoor Unit-Air-Source) | HMH72B341 | ASPEN |  | D(A,C,E)48C34+TDR | TM9V120D20MP12 | 32800 | 17 | 8.5 | 32400 | 28200 | 87.04% | 2.79 | 0 | 9.5 |  |  |  | No | R-410A | 2.7333 | Residential & Commercial | No
212621898 | Central HP <5.4 tons | COLEMAN | HRCU-A-CB (Split System: Heat Pump with Remote Outdoor Unit-Air-Source) | HMH72B341 | ASPEN |  | C(A,C,D,E)42D24+TDR | TP9C120D20MP13 | 30200 | 16.5 | 8.1 | 32400 | 28200 | 87.04% | 2.51 | 0 | 9.1 |  |  |  | No | R-410A | 2.5167 | Residential & Commercial | No
212510762 | Central HP <5.4 tons | AMERISTAR | HRCU-A-CB (Split System: Heat Pump with Remote Outdoor Unit-Air-Source) | E4HL5024A1000A |  |  | 4TXCB003DS3 | A801X060BM4SCA | 24000 | 15.2 | 8.5 | 24000 | 21000 | 87.5% | 1.85 | 0 | 9 |  |  |  | No | R-410A | 2 | Residential & Commercial | No
212510763 | Central HP <5.4 tons | AMERISTAR | HRCU-A-CB (Split System: Heat Pump with Remote Outdoor Unit-Air-Source) | E4HL5024A1000A |  |  | 4TXCB003DS3 | A951X060BU4SAB | 24000 | 15.2 | 8.5 | 24000 | 21000 | 87.5% | 1.85 | 0 | 9 |  |  |  | No | R-410A | 2 | Residential & Commercial | No
212617037 | Central HP <5.4 tons | BRYANT HEATING AND COOLING SYSTEMS | HRCU-A-CB (Split System: Heat Pump with Remote Outdoor Unit-Air-Source) | 38MURAQ36AB3* | ADP |  | CFC36XG32 |  | 35400 | 15.2 | 8.1 | 36800 | 34400 | 93.48% | 2 | 0 | 9.5 |  |  |  | No | R-410A | 2.95 | Residential & Commercial | No
215402198 | Central HP <5.4 tons | AMERISTAR | HRCU-A-CB (Split System: Heat Pump with Remote Outdoor Unit-Air-Source) | E4HL5024A1000A |  |  | 4TXCB003DS3 | A801X060BM4SD | 24000 | 15.2 | 8.5 | 24000 | 21000 | 87.5% | 1.85 | 0 | 9 |  |  |  | No | R-410A | 2 | Residential & Commercial | No
214588336 | Central HP <5.4 tons | BRYANT HEATING AND COOLING SYSTEMS | HRCU-A-CB (Split System: Heat Pump with Remote Outdoor Unit-Air-Source) | 38MURAQ36AB3* | ADP |  | C36A***L159 | 926TC48080V17*** | 34800 | 16 | 8.1 | 36200 | 34400 | 95.03% | 2 | 0 | 9.5 |  |  |  | No | R-410A | 2.9 | Residential & Commercial | No
214588281 | Central HP <5.4 tons | BRYANT HEATING AND COOLING SYSTEMS | HRCU-A-CB (Split System: Heat Pump with Remote Outdoor Unit-Air-Source) | 38MURAQ24AB3* | ADP |  | V,C36H***P039 | 926TC36060V14*** | 22400 | 16 | 8.5 | 25200 | 25000 | 99.21% | 2.12 | 0 | 9.5 |  |  |  | No | R-410A | 1.8667 | Residential & Commercial | No
212622414 | Central HP <5.4 tons | COLEMAN | HRCU-A-CB (Split System: Heat Pump with Remote Outdoor Unit-Air-Source) | HMH72B341 | ASPEN |  | C(A,C,D,E)36A34+TDR | TM9Y080C16MP11 | 31200 | 18.3 | 8.3 | 33600 | 28000 | 83.33% | 2.6 | 0 | 9.3 |  |  |  | No | R-410A | 2.6 | Residential & Commercial | No
212622439 | Central HP <5.4 tons | COLEMAN | HRCU-A-CB (Split System: Heat Pump with Remote Outdoor Unit-Air-Source) | HMH72B341 | ASPEN |  | C(A,C,D,E)36A34+TDR | TL8E100C20UH11 | 31200 | 17.4 | 8.3 | 33600 | 27200 | 80.95% | 2.63 | 0 | 9.8 |  |  |  | No | R-410A | 2.6 | Residential & Commercial | No
212622450 | Central HP <5.4 tons | COLEMAN | HRCU-A-CB (Split System: Heat Pump with Remote Outdoor Unit-Air-Source) | HMH72B341 | ASPEN |  | C(A,C,D,E)42B24+TDR | TM9E100C16MP12 | 30000 | 17.4 | 8.5 | 33600 | 27200 | 80.95% | 2.66 | 0 | 9.5 |  |  |  | No | R-410A | 2.5 | Residential & Commercial | No
212622464 | Central HP <5.4 tons | COLEMAN | HRCU-A-CB (Split System: Heat Pump with Remote Outdoor Unit-Air-Source) | HMH72B341 | ASPEN |  | D(A,C,E)42C24+TDR | TM9E100C16MP12 | 30400 | 17.5 | 8.5 | 33600 | 27200 | 80.95% | 2.66 | 0 | 9 |  |  |  | No | R-410A | 2.5333 | Residential & Commercial | No
212622473 | Central HP <5.4 tons | COLEMAN | HRCU-A-CB (Split System: Heat Pump with Remote Outdoor Unit-Air-Source) | HMH72B341 | ASPEN |  | C(A,C,D,E)48A24+TDR | TL9E080C16UH11 | 29600 | 16.9 | 8.4 | 33600 | 27600 | 82.14% | 2.64 | 0 | 9 |  |  |  | No | R-410A | 2.4667 | Residential & Commercial | No
212622766 | Central HP <5.4 tons | COLEMAN | HRCU-A-CB (Split System: Heat Pump with Remote Outdoor Unit-Air-Source) | HMH72B341 | ASPEN |  | D(A,C,E)36A44+TDR | TM9E060A10MP12 | 31800 | 17.5 | 8.1 | 33800 | 27400 | 81.07% | 2.4 | 0 | 9.4 |  |  |  | No | R-410A | 2.65 | Residential & Commercial | No
212622773 | Central HP <5.4 tons | COLEMAN | HRCU-A-CB (Split System: Heat Pump with Remote Outdoor Unit-Air-Source) | HMH72B341 | ASPEN |  | D(A,C,E)42B34+TDR | TM9E060A10MP12 | 32200 | 17.5 | 8.1 | 33800 | 27400 | 81.07% | 2.4 | 0 | 9.5 |  |  |  | No | R-410A | 2.6833 | Residential & Commercial | No
212622891 | Central HP <5.4 tons | COLEMAN | HRCU-A-CB (Split System: Heat Pump with Remote Outdoor Unit-Air-Source) | HMH72B341 | ASPEN |  | C(A,C,D,E)36A34+TDR | TM8V080C16MP12 | 31400 | 17.4 | 8.2 | 33800 | 27200 | 80.47% | 2.62 | 0 | 9.8 |  |  |  | No | R-410A | 2.6167 | Residential & Commercial | No
212623443 | Central HP <5.4 tons | COLEMAN | HRCU-A-CB (Split System: Heat Pump with Remote Outdoor Unit-Air-Source) | HMH72B341 | ASPEN |  | D(A,C,E)48A34+TDR | TM9Y080C16MP11 | 32200 | 18.5 | 8.5 | 33800 | 28200 | 83.43% | 2.67 | 0 | 9.4 |  |  |  | No | R-410A | 2.6833 | Residential & Commercial | No
212623470 | Central HP <5.4 tons | COLEMAN | HRCU-A-CB (Split System: Heat Pump with Remote Outdoor Unit-Air-Source) | HMH72B341 | ASPEN |  | C(A,C,D,E)42A24+TDR | TM8V080C16MP12 | 29200 | 16.7 | 8.5 | 33800 | 27200 | 80.47% | 2.67 | 0 | 9.4 |  |  |  | No | R-410A | 2.4333 | Residential & Commercial | No
213205861 | Central HP <5.4 tons | CARRIER | HRCU-A-CB (Split System: Heat Pump with Remote Outdoor Unit-Air-Source) | 38MURAQ24AA3* | ASPEN |  | D(A,C,E)24B44+TDR | 58S(B,C)*A070E21**16 | 23800 | 16 | 8.1 | 25400 | 22600 | 88.98% | 2.92 | 0 | 9.5 |  |  |  | No | R-410A | 1.9833 | Residential & Commercial | No
216014870 | Central HP <5.4 tons | FRIEDRICH | HRCU-A-C (Split System: Heat Pump with Remote Outdoor Unit with No Indoor Fan --Air Source) | WFPU18Z483C |  |  | DRAEF4821STANM |  | 44500 | 15.8 | 8.3 | 44000 | 33000 | 75% | 1.91 | 0 | 9.5 |  |  |  | No | R-410A | 3.7083 | Residential & Commercial | No
215402224 | Central HP <5.4 tons | AMERISTAR | HRCU-A-CB (Split System: Heat Pump with Remote Outdoor Unit-Air-Source) | E4HL5036A1000A |  |  | 4TXCB004DS3 | A801X060BM4SD | 30000 | 15.2 | 8.1 | 25000 | 18000 | 72% | 1.75 | 0 | 9.5 |  |  |  | No | R-410A | 2.5 | Residential & Commercial | No
212623543 | Central HP <5.4 tons | COLEMAN | HRCU-A-CB (Split System: Heat Pump with Remote Outdoor Unit-Air-Source) | HMH72B341 | ASPEN |  | D(A,C,E)48A34+TDR | TP9C100C20MP13 | 32200 | 17.5 | 8.1 | 33800 | 28200 | 83.43% | 2.46 | 0 | 9.4 |  |  |  | No | R-410A | 2.6833 | Residential & Commercial | No
212623455 | Central HP <5.4 tons | COLEMAN | HRCU-A-CB (Split System: Heat Pump with Remote Outdoor Unit-Air-Source) | HMH72B341 | ASPEN |  | C(A,C,D,E)42A34+TDR | TL8E100C20UH11 | 31800 | 17.5 | 8.4 | 33800 | 27200 | 80.47% | 2.64 | 0 | 9.9 |  |  |  | No | R-410A | 2.65 | Residential & Commercial | No
212623457 | Central HP <5.4 tons | COLEMAN | HRCU-A-CB (Split System: Heat Pump with Remote Outdoor Unit-Air-Source) | HMH72B341 | ASPEN |  | D(A,C,E)42A34+TDR | TL8E100C20UH11 | 31800 | 17.5 | 8.4 | 33800 | 27200 | 80.47% | 2.64 | 0 | 9.9 |  |  |  | No | R-410A | 2.65 | Residential & Commercial | No
212623471 | Central HP <5.4 tons | COLEMAN | HRCU-A-CB (Split System: Heat Pump with Remote Outdoor Unit-Air-Source) | HMH72B341 | ASPEN |  | C(A,C,D,E)42A24+TDR | TM8V100C16MP12 | 29200 | 16.7 | 8.5 | 33800 | 27200 | 80.47% | 2.67 | 0 | 9.4 |  |  |  | No | R-410A | 2.4333 | Residential & Commercial | No
212623472 | Central HP <5.4 tons | COLEMAN | HRCU-A-CB (Split System: Heat Pump with Remote Outdoor Unit-Air-Source) | HMH72B341 | ASPEN |  | C(A,C,D,E)42A24+TDR | TMLV100C16MP12 | 29200 | 16.7 | 8.1 | 33800 | 27200 | 80.47% | 2.48 | 0 | 9.4 |  |  |  | No | R-410A | 2.4333 | Residential & Commercial | No
215402234 | Central HP <5.4 tons | AMERISTAR | HRCU-A-CB (Split System: Heat Pump with Remote Outdoor Unit-Air-Source) | E4HL5060A1000A |  |  | 4TXCD010DS3 | A801X120DM5SD | 47500 | 15.2 | 8.1 | 45000 | 33400 | 74.22% | 1.75 | 0 | 9.5 |  |  |  | No | R-410A | 3.9583 | Residential & Commercial | No
212623644 | Central HP <5.4 tons | COLEMAN | HRCU-A-CB (Split System: Heat Pump with Remote Outdoor Unit-Air-Source) | HMH72B341 | ASPEN |  | C(A,C,D,E)42D24+TDR | TM8V080B12MP12 | 31600 | 17 | 8.1 | 33600 | 29400 | 87.5% | 2.42 | 0 | 9 |  |  |  | No | R-410A | 2.6333 | Residential & Commercial | No
212623669 | Central HP <5.4 tons | COLEMAN | HRCU-A-CB (Split System: Heat Pump with Remote Outdoor Unit-Air-Source) | HMH72B341 | ASPEN |  | C(A,C,D,E)42C24+TDR | TL9E060B12UH11 | 30200 | 17.5 | 8.1 | 34000 | 27800 | 81.76% | 2.4 | 0 | 9.1 |  |  |  | No | R-410A | 2.5167 | Residential & Commercial | No
212623760 | Central HP <5.4 tons | COLEMAN | HRCU-A-CB (Split System: Heat Pump with Remote Outdoor Unit-Air-Source) | HMH72B341 | ASPEN |  | D(A,C,E)48B34+TDR | TM9E060B12MP12 | 32800 | 17.5 | 8.1 | 34000 | 28000 | 82.35% | 2.39 | 0 | 9.5 |  |  |  | No | R-410A | 2.7333 | Residential & Commercial | No
212623826 | Central HP <5.4 tons | COLEMAN | HRCU-A-CB (Split System: Heat Pump with Remote Outdoor Unit-Air-Source) | HMH72B341 | ASPEN |  | D(A,C,E)36A44+TDR | CP9C060B12MP13 | 32000 | 17.5 | 8.1 | 34000 | 27800 | 81.76% | 2.42 | 0 | 9.4 |  |  |  | No | R-410A | 2.6667 | Residential & Commercial | No
212623835 | Central HP <5.4 tons | COLEMAN | HRCU-A-CB (Split System: Heat Pump with Remote Outdoor Unit-Air-Source) | HMH72B341 | ASPEN |  | D(A,C,E)42B34+TDR | CP9C060B12MP13 | 32600 | 17.5 | 8.1 | 34000 | 27800 | 81.76% | 2.42 | 0 | 9.5 |  |  |  | No | R-410A | 2.7167 | Residential & Commercial | No
212622397 | Central HP <5.4 tons | COLEMAN | HRCU-A-CB (Split System: Heat Pump with Remote Outdoor Unit-Air-Source) | HMH72B341 | ASPEN |  | D(A,C,E)36A34+TDR | TM8Y100C20MP11 | 33600 | 18 | 8.1 | 33600 | 30000 | 89.29% | 2.72 | 0 | 9.5 |  |  |  | No | R-410A | 2.8 | Residential & Commercial | No
212622447 | Central HP <5.4 tons | COLEMAN | HRCU-A-CB (Split System: Heat Pump with Remote Outdoor Unit-Air-Source) | HMH72B341 | ASPEN |  | C(A,C,D,E)36C24+TDR | TM9E100C16MP12 | 30000 | 17.4 | 8.5 | 33600 | 27200 | 80.95% | 2.66 | 0 | 9.5 |  |  |  | No | R-410A | 2.5 | Residential & Commercial | No
212622481 | Central HP <5.4 tons | COLEMAN | HRCU-A-CB (Split System: Heat Pump with Remote Outdoor Unit-Air-Source) | HMH72B341 | ASPEN |  | C(A,C,D,E)48A24+TDR | TL8E100C20UH11 | 29600 | 16.9 | 8.3 | 33600 | 27200 | 80.95% | 2.65 | 0 | 9.5 |  |  |  | No | R-410A | 2.4667 | Residential & Commercial | No
212623636 | Central HP <5.4 tons | COLEMAN | HRCU-A-CB (Split System: Heat Pump with Remote Outdoor Unit-Air-Source) | HMH72B341 | ASPEN |  | C(A,C,D,E)42D24+TDR | CPLC080B12MP13 | 31600 | 17 | 8.1 | 33600 | 29400 | 87.5% | 2.42 | 0 | 9 |  |  |  | No | R-410A | 2.6333 | Residential & Commercial | No
212623709 | Central HP <5.4 tons | COLEMAN | HRCU-A-CB (Split System: Heat Pump with Remote Outdoor Unit-Air-Source) | HMH72B341 | ASPEN |  | C(A,C,D,E)36C34+TDR | TM9E060B12MP12 | 32600 | 17.5 | 8.1 | 34000 | 28000 | 82.35% | 2.39 | 0 | 9.5 |  |  |  | No | R-410A | 2.7167 | Residential & Commercial | No
212623754 | Central HP <5.4 tons | COLEMAN | HRCU-A-CB (Split System: Heat Pump with Remote Outdoor Unit-Air-Source) | HMH72B341 | ASPEN |  | D(A,C,E)42C34+TDR | TM9E060B12MP12 | 32800 | 17.5 | 8.1 | 34000 | 28000 | 82.35% | 2.39 | 0 | 9.5 |  |  |  | No | R-410A | 2.7333 | Residential & Commercial | No
212623818 | Central HP <5.4 tons | COLEMAN | HRCU-A-CB (Split System: Heat Pump with Remote Outdoor Unit-Air-Source) | HMH72B341 | ASPEN |  | C(A,C,D,E)36C34+TDR | CP9C060B12MP13 | 32600 | 17.5 | 8.1 | 34000 | 27800 | 81.76% | 2.42 | 0 | 9.5 |  |  |  | No | R-410A | 2.7167 | Residential & Commercial | No
212622768 | Central HP <5.4 tons | COLEMAN | HRCU-A-CB (Split System: Heat Pump with Remote Outdoor Unit-Air-Source) | HMH72B341 | ASPEN |  | D(A,C,E)36B44+TDR | TM9E060A10MP12 | 32600 | 17.5 | 8.1 | 33800 | 27400 | 81.07% | 2.4 | 0 | 9.5 |  |  |  | No | R-410A | 2.7167 | Residential & Commercial | No
212622900 | Central HP <5.4 tons | COLEMAN | HRCU-A-CB (Split System: Heat Pump with Remote Outdoor Unit-Air-Source) | HMH72B341 | ASPEN |  | C(A,C,D,E)42B34+TDR | TM9E080B12MP12 | 32400 | 17.5 | 8.4 | 33800 | 27400 | 81.07% | 2.62 | 0 | 9.9 |  |  |  | No | R-410A | 2.7 | Residential & Commercial | No
212622993 | Central HP <5.4 tons | COLEMAN | HRCU-A-CB (Split System: Heat Pump with Remote Outdoor Unit-Air-Source) | HMH72B341 | ASPEN |  | C(A,C,D,E)48A34+TDR | TM8E100B12MP11 | 32400 | 18 | 8.4 | 33800 | 27400 | 81.07% | 2.62 | 0 | 9.9 |  |  |  | No | R-410A | 2.7 | Residential & Commercial | No
212623034 | Central HP <5.4 tons | COLEMAN | HRCU-A-CB (Split System: Heat Pump with Remote Outdoor Unit-Air-Source) | HMH72B341 | ASPEN |  | C(A,C,D,E)42B24+TDR | TM9E080B12MP12 | 30000 | 16.9 | 8.5 | 33800 | 27400 | 81.07% | 2.65 | 0 | 9.5 |  |  |  | No | R-410A | 2.5 | Residential & Commercial | No
212623107 | Central HP <5.4 tons | COLEMAN | HRCU-A-CB (Split System: Heat Pump with Remote Outdoor Unit-Air-Source) | HMH72B341 | ASPEN |  | C(A,C,D,E)36B24+TDR | TM8E060A12MP11 | 29400 | 17.2 | 8.1 | 33800 | 27400 | 81.07% | 2.44 | 0 | 9.4 |  |  |  | No | R-410A | 2.45 | Residential & Commercial | No
212617035 | Central HP <5.4 tons | BRYANT HEATING AND COOLING SYSTEMS | HRCU-A-CB (Split System: Heat Pump with Remote Outdoor Unit-Air-Source) | 38MURAQ24AB3* | ADP |  | CFC24XG22 |  | 22400 | 17 | 8.3 | 24600 | 22600 | 91.87% | 1.8 | 0 | 9.5 |  |  |  | No | R-410A | 1.8667 | Residential & Commercial | No
212603197 | Central HP <5.4 tons | DAY & NIGHT | HRCU-A-CB (Split System: Heat Pump with Remote Outdoor Unit-Air-Source) | DLCURAH24ABK | ADP |  | FG32936 | *95ESU0601716A* | 24000 | 17 | 8.5 | 24600 | 22000 | 89.43% | 1.86 | 0 | 9.5 |  |  |  | No | R-410A | 2 | Residential & Commercial | No
212622064 | Central HP <5.4 tons | COLEMAN | HRCU-A-CB (Split System: Heat Pump with Remote Outdoor Unit-Air-Source) | HMH72B341 | ASPEN |  | C(A,C,D,E)36B24+TDR | TM8Y060A12MP11 | 29400 | 17.3 | 8.1 | 33400 | 27400 | 82.04% | 2.42 | 0 | 9.4 |  |  |  | No | R-410A | 2.45 | Residential & Commercial | No
212623504 | Central HP <5.4 tons | COLEMAN | HRCU-A-CB (Split System: Heat Pump with Remote Outdoor Unit-Air-Source) | HMH72B341 | ASPEN |  | C(A,C,D,E)36C24+TDR | TM8Y100C20MP11 | 31800 | 18 | 8.5 | 33800 | 30000 | 88.76% | 2.85 | 0 | 9.4 |  |  |  | No | R-410A | 2.65 | Residential & Commercial | No
212623541 | Central HP <5.4 tons | COLEMAN | HRCU-A-CB (Split System: Heat Pump with Remote Outdoor Unit-Air-Source) | HMH72B341 | ASPEN |  | C(A,C,D,E)48A34+TDR | TP9C100C20MP13 | 32200 | 17.5 | 8.1 | 33800 | 28200 | 83.43% | 2.46 | 0 | 9.4 |  |  |  | No | R-410A | 2.6833 | Residential & Commercial | No
212623138 | Central HP <5.4 tons | COLEMAN | HRCU-A-CB (Split System: Heat Pump with Remote Outdoor Unit-Air-Source) | HMH72B341 | ASPEN |  | C(A,C,D,E)36C24+TDR | TM8E100B12MP11 | 30000 | 17.4 | 8.5 | 33800 | 27400 | 81.07% | 2.64 | 0 | 9.5 |  |  |  | No | R-410A | 2.5 | Residential & Commercial | No
212623827 | Central HP <5.4 tons | COLEMAN | HRCU-A-CB (Split System: Heat Pump with Remote Outdoor Unit-Air-Source) | HMH72B341 | ASPEN |  | D(A,C,E)36B34+TDR | CP9C060B12MP13 | 32200 | 17.5 | 8.1 | 34000 | 27800 | 81.76% | 2.42 | 0 | 9.4 |  |  |  | No | R-410A | 2.6833 | Residential & Commercial | No
212623852 | Central HP <5.4 tons | COLEMAN | HRCU-A-CB (Split System: Heat Pump with Remote Outdoor Unit-Air-Source) | HMH72B341 | ASPEN |  | C(A,C,D,E)36D24+TDR | TM9V060B12MP12 | 30400 | 17 | 8.1 | 34000 | 27800 | 81.76% | 2.42 | 0 | 9.1 |  |  |  | No | R-410A | 2.5333 | Residential & Commercial | No
212623945 | Central HP <5.4 tons | COLEMAN | HRCU-A-CB (Split System: Heat Pump with Remote Outdoor Unit-Air-Source) | HMH72B341 | ASPEN |  | D(A,C,E)48D24+TDR | TM9V080B12MP12 | 32200 | 17 | 8.4 | 34000 | 29400 | 86.47% | 2.74 | 0 | 9.5 |  |  |  | No | R-410A | 2.6833 | Residential & Commercial | No
212623954 | Central HP <5.4 tons | COLEMAN | HRCU-A-CB (Split System: Heat Pump with Remote Outdoor Unit-Air-Source) | HMH72B341 | ASPEN |  | C(A,C,D,E)36D24+TDR | TM8E080B12MP11 | 30200 | 17.5 | 8.5 | 34000 | 28000 | 82.35% | 2.63 | 0 | 9 |  |  |  | No | R-410A | 2.5167 | Residential & Commercial | No
212622096 | Central HP <5.4 tons | COLEMAN | HRCU-A-CB (Split System: Heat Pump with Remote Outdoor Unit-Air-Source) | HMH72B341 | ASPEN |  | D(A,C,E)48B24+TDR | TM8Y120C20MP11 | 32200 | 18 | 8.1 | 33400 | 29800 | 89.22% | 2.72 | 0 | 9.5 |  |  |  | No | R-410A | 2.6833 | Residential & Commercial | No
212622280 | Central HP <5.4 tons | COLEMAN | HRCU-A-CB (Split System: Heat Pump with Remote Outdoor Unit-Air-Source) | HMH72B341 | ASPEN |  | C(A,C,D,E)42A24+TDR | TM9V080B12MP12 | 30600 | 17 | 8.1 | 33600 | 29400 | 87.5% | 2.63 | 0 | 9.3 |  |  |  | No | R-410A | 2.55 | Residential & Commercial | No
212622380 | Central HP <5.4 tons | COLEMAN | HRCU-A-CB (Split System: Heat Pump with Remote Outdoor Unit-Air-Source) | HMH72B341 | ASPEN |  | C(A,C,D,E)48A24+TDR | TM8E080B12MP11 | 29800 | 17.4 | 8.3 | 33600 | 28000 | 83.33% | 2.59 | 0 | 9 |  |  |  | No | R-410A | 2.4833 | Residential & Commercial | No
212622398 | Central HP <5.4 tons | COLEMAN | HRCU-A-CB (Split System: Heat Pump with Remote Outdoor Unit-Air-Source) | HMH72B341 | ASPEN |  | D(A,C,E)48A34+TDR | TM8Y100C20MP11 | 33600 | 18 | 8.1 | 33600 | 30000 | 89.29% | 2.72 | 0 | 9.5 |  |  |  | No | R-410A | 2.8 | Residential & Commercial | No
212621544 | Central HP <5.4 tons | COLEMAN | HRCU-A-CB (Split System: Heat Pump with Remote Outdoor Unit-Air-Source) | HMH72B341 | ASPEN |  | C(A,C,D,E)42B34+TDR | TM8V120C20MP12 | 31600 | 16.5 | 8.5 | 32200 | 27600 | 85.71% | 2.7 | 0 | 8.9 |  |  |  | No | R-410A | 2.6333 | Residential & Commercial | No
212621562 | Central HP <5.4 tons | COLEMAN | HRCU-A-CB (Split System: Heat Pump with Remote Outdoor Unit-Air-Source) | HMH72B341 | ASPEN |  | D(A,C,E)36A34+TDR | TPLC100C20MP13 | 31000 | 16.3 | 8.1 | 32200 | 27600 | 85.71% | 2.44 | 0 | 8.8 |  |  |  | No | R-410A | 2.5833 | Residential & Commercial | No
212621603 | Central HP <5.4 tons | COLEMAN | HRCU-A-CB (Split System: Heat Pump with Remote Outdoor Unit-Air-Source) | HMH72B341 | ASPEN |  | D(A,C,E)48A34+TDR | TP9C120D20MP13 | 31800 | 17 | 8.1 | 32200 | 28200 | 87.58% | 2.5 | 0 | 9.4 |  |  |  | No | R-410A | 2.65 | Residential & Commercial | No
212621612 | Central HP <5.4 tons | COLEMAN | HRCU-A-CB (Split System: Heat Pump with Remote Outdoor Unit-Air-Source) | HMH72B341 | ASPEN |  | D(A,C,E)36D24+TDR | CPLC120C20MP13 | 29600 | 15.9 | 8.1 | 32400 | 27400 | 84.57% | 2.45 | 0 | 8 |  |  |  | No | R-410A | 2.4667 | Residential & Commercial | No
212621621 | Central HP <5.4 tons | COLEMAN | HRCU-A-CB (Split System: Heat Pump with Remote Outdoor Unit-Air-Source) | HMH72B341 | ASPEN |  | C(A,C,D,E)48B24+TDR | TM8V120C20MP12 | 29600 | 15.9 | 8.5 | 32400 | 27400 | 84.57% | 2.7 | 0 | 8 |  |  |  | No | R-410A | 2.4667 | Residential & Commercial | No
214061409 | Central HP <5.4 tons | YORK | HRCU-A-CB (Split System: Heat Pump with Remote Outdoor Unit-Air-Source) | HMH72B241 | ADP |  | AD-34(P,U)*****9 | Y82E080B12LMPS1 | 21800 | 17 | 8.1 | 22000 | 15600 | 70.91% | 1.86 | 0 | 9.5 |  |  |  | No | R-410A | 1.8167 | Residential & Commercial | No
212622490 | Central HP <5.4 tons | COLEMAN | HRCU-A-CB (Split System: Heat Pump with Remote Outdoor Unit-Air-Source) | HMH72B341 | ASPEN |  | C(A,C,D,E)48A24+TDR | TM9V100C20MP12 | 29600 | 16.9 | 8.4 | 33600 | 28000 | 83.33% | 2.68 | 0 | 9 |  |  |  | No | R-410A | 2.4667 | Residential & Commercial | No
212622756 | Central HP <5.4 tons | COLEMAN | HRCU-A-CB (Split System: Heat Pump with Remote Outdoor Unit-Air-Source) | HMH72B341 | ASPEN |  | C(A,C,D,E)36B34+TDR | TM9E060A10MP12 | 31800 | 17.5 | 8.1 | 33800 | 27400 | 81.07% | 2.4 | 0 | 9.4 |  |  |  | No | R-410A | 2.65 | Residential & Commercial | No
212622774 | Central HP <5.4 tons | COLEMAN | HRCU-A-CB (Split System: Heat Pump with Remote Outdoor Unit-Air-Source) | HMH72B341 | ASPEN |  | D(A,C,E)42C24+TDR | TM9E060A10MP12 | 30200 | 17.1 | 8.1 | 33800 | 27400 | 81.07% | 2.4 | 0 | 9.1 |  |  |  | No | R-410A | 2.5167 | Residential & Commercial | No
212622781 | Central HP <5.4 tons | COLEMAN | HRCU-A-CB (Split System: Heat Pump with Remote Outdoor Unit-Air-Source) | HMH72B341 | ASPEN |  | D(A,C,E)48D24+TDR | TM9E060A10MP12 | 31000 | 17.3 | 8.1 | 33800 | 27400 | 81.07% | 2.4 | 0 | 9.2 |  |  |  | No | R-410A | 2.5833 | Residential & Commercial | No
212510766 | Central HP <5.4 tons | AMERISTAR | HRCU-A-CB (Split System: Heat Pump with Remote Outdoor Unit-Air-Source) | E4HL5024A1000A |  |  | 4TXCB003DS3 | A951X040BU3SAB | 24000 | 15.2 | 8.5 | 24000 | 21000 | 87.5% | 1.85 | 0 | 9 |  |  |  | No | R-410A | 2 | Residential & Commercial | No
215588604 | Central HP <5.4 tons | AMERISTAR | HRCU-A-CB (Split System: Heat Pump with Remote Outdoor Unit-Air-Source) | E4HL5024A1000A |  |  | A4AH5V30A1B3 |  | 24000 | 15.2 | 8.1 | 24000 | 17000 | 70.83% | 1.8 | 0 | 9 |  |  |  | No | R-410A | 2 | Residential & Commercial | No
212510777 | Central HP <5.4 tons | AMERISTAR | HRCU-A-CB (Split System: Heat Pump with Remote Outdoor Unit-Air-Source) | E4HL5036A1000A |  |  | 4TXCB006DS3 | A952V080BU4SAD | 30000 | 15.2 | 8.1 | 27000 | 19000 | 70.37% | 1.75 | 0 | 9.8 |  |  |  | No | R-410A | 2.5 | Residential & Commercial | No
212510776 | Central HP <5.4 tons | AMERISTAR | HRCU-A-CB (Split System: Heat Pump with Remote Outdoor Unit-Air-Source) | E4HL5036A1000A |  |  | 4TXCB006DS3 | A951X080BU4SAB | 30000 | 15.2 | 8.1 | 27000 | 19000 | 70.37% | 1.75 | 0 | 9.8 |  |  |  | No | R-410A | 2.5 | Residential & Commercial | No
212622883 | Central HP <5.4 tons | COLEMAN | HRCU-A-CB (Split System: Heat Pump with Remote Outdoor Unit-Air-Source) | HMH72B341 | ASPEN |  | D(A,C,E)42D24+TDR | TM9V080B12MP12 | 31800 | 17 | 8.4 | 33800 | 29600 | 87.57% | 2.72 | 0 | 9 |  |  |  | No | R-410A | 2.65 | Residential & Commercial | No
212623977 | Central HP <5.4 tons | COLEMAN | HRCU-A-CB (Split System: Heat Pump with Remote Outdoor Unit-Air-Source) | HMH72B341 | ASPEN |  | C(A,C,D,E)36A44+TDR | TM9Y080B12MP11 | 32000 | 18 | 8.1 | 34000 | 28000 | 82.35% | 2.41 | 0 | 9.4 |  |  |  | No | R-410A | 2.6667 | Residential & Commercial | No
212623988 | Central HP <5.4 tons | COLEMAN | HRCU-A-CB (Split System: Heat Pump with Remote Outdoor Unit-Air-Source) | HMH72B341 | ASPEN |  | C(A,C,D,E)48D24+TDR | TM9Y080B12MP11 | 31000 | 17.8 | 8.1 | 34000 | 28000 | 82.35% | 2.41 | 0 | 9.2 |  |  |  | No | R-410A | 2.5833 | Residential & Commercial | No
212623043 | Central HP <5.4 tons | COLEMAN | HRCU-A-CB (Split System: Heat Pump with Remote Outdoor Unit-Air-Source) | HMH72B341 | ASPEN |  | C(A,C,D,E)48C24+TDR | TM9E080B12MP12 | 30800 | 17.2 | 8.5 | 33800 | 27400 | 81.07% | 2.65 | 0 | 9 |  |  |  | No | R-410A | 2.5667 | Residential & Commercial | No
212623066 | Central HP <5.4 tons | COLEMAN | HRCU-A-CB (Split System: Heat Pump with Remote Outdoor Unit-Air-Source) | HMH72B341 | ASPEN |  | D(A,C,E)42C24+TDR | TM9E080B12MP12 | 30400 | 17 | 8.5 | 33800 | 27400 | 81.07% | 2.65 | 0 | 9 |  |  |  | No | R-410A | 2.5333 | Residential & Commercial | No
212623100 | Central HP <5.4 tons | COLEMAN | HRCU-A-CB (Split System: Heat Pump with Remote Outdoor Unit-Air-Source) | HMH72B341 | ASPEN |  | D(A,C,E)48B34+TDR | TM8Y120C20MP11 | 33600 | 18 | 8.2 | 33800 | 30000 | 88.76% | 2.77 | 0 | 9.5 |  |  |  | No | R-410A | 2.8 | Residential & Commercial | No
212623109 | Central HP <5.4 tons | COLEMAN | HRCU-A-CB (Split System: Heat Pump with Remote Outdoor Unit-Air-Source) | HMH72B341 | ASPEN |  | C(A,C,D,E)36C24+TDR | TM8E060A12MP11 | 30000 | 17.4 | 8.1 | 33800 | 27400 | 81.07% | 2.44 | 0 | 9.5 |  |  |  | No | R-410A | 2.5 | Residential & Commercial | No
212510778 | Central HP <5.4 tons | AMERISTAR | HRCU-A-CB (Split System: Heat Pump with Remote Outdoor Unit-Air-Source) | E4HL5036A1000A |  |  | 4TXCB006DS3 | A952V060BU4SAD | 30000 | 15.2 | 8.1 | 27000 | 19000 | 70.37% | 1.75 | 0 | 9.8 |  |  |  | No | R-410A | 2.5 | Residential & Commercial | No
212623118 | Central HP <5.4 tons | COLEMAN | HRCU-A-CB (Split System: Heat Pump with Remote Outdoor Unit-Air-Source) | HMH72B341 | ASPEN |  | D(A,C,E)36A44+TDR | TM8E060A12MP11 | 32200 | 18 | 8.1 | 33800 | 27400 | 81.07% | 2.44 | 0 | 9.9 |  |  |  | No | R-410A | 2.6833 | Residential & Commercial | No
212623140 | Central HP <5.4 tons | COLEMAN | HRCU-A-CB (Split System: Heat Pump with Remote Outdoor Unit-Air-Source) | HMH72B341 | ASPEN |  | C(A,C,D,E)36D24+TDR | TM8E100B12MP11 | 30400 | 17.5 | 8.5 | 33800 | 27400 | 81.07% | 2.64 | 0 | 9 |  |  |  | No | R-410A | 2.5333 | Residential & Commercial | No
212623186 | Central HP <5.4 tons | COLEMAN | HRCU-A-CB (Split System: Heat Pump with Remote Outdoor Unit-Air-Source) | HMH72B341 | ASPEN |  | D(A,C,E)42D24+TDR | TMLE060A12MP11 | 30800 | 17.7 | 8.1 | 33800 | 27400 | 81.07% | 2.44 | 0 | 9 |  |  |  | No | R-410A | 2.5667 | Residential & Commercial | No
212623305 | Central HP <5.4 tons | COLEMAN | HRCU-A-CB (Split System: Heat Pump with Remote Outdoor Unit-Air-Source) | HMH72B341 | ASPEN |  | C(A,C,D,E)48D24+TDR | CP9C080C16MP13 | 31200 | 17.3 | 8.1 | 33800 | 27400 | 81.07% | 2.45 | 0 | 9.7 |  |  |  | No | R-410A | 2.6 | Residential & Commercial | No
212621634 | Central HP <5.4 tons | COLEMAN | HRCU-A-CB (Split System: Heat Pump with Remote Outdoor Unit-Air-Source) | HMH72B341 | ASPEN |  | C(A,C,D,E)36B24+TDR | TPLC120C20MP13 | 28600 | 15.6 | 8.1 | 32400 | 27400 | 84.57% | 2.45 | 0 | 8.4 |  |  |  | No | R-410A | 2.3833 | Residential & Commercial | No
212621649 | Central HP <5.4 tons | COLEMAN | HRCU-A-CB (Split System: Heat Pump with Remote Outdoor Unit-Air-Source) | HMH72B341 | ASPEN |  | D(A,C,E)36B44+TDR | CPLC100C20MP13 | 32400 | 16.5 | 8.1 | 32400 | 27800 | 85.8% | 2.44 | 0 | 9 |  |  |  | No | R-410A | 2.7 | Residential & Commercial | No
212621668 | Central HP <5.4 tons | COLEMAN | HRCU-A-CB (Split System: Heat Pump with Remote Outdoor Unit-Air-Source) | HMH72B341 | ASPEN |  | C(A,C,D,E)48C24+TDR | CPLC120C20MP13 | 30000 | 16 | 8.1 | 32400 | 27800 | 85.8% | 2.44 | 0 | 8.6 |  |  |  | No | R-410A | 2.5 | Residential & Commercial | No
212621684 | Central HP <5.4 tons | COLEMAN | HRCU-A-CB (Split System: Heat Pump with Remote Outdoor Unit-Air-Source) | HMH72B341 | ASPEN |  | D(A,C,E)48D34+TDR | CPLC120C20MP13 | 32800 | 16.5 | 8.1 | 32400 | 27800 | 85.8% | 2.44 | 0 | 9 |  |  |  | No | R-410A | 2.7333 | Residential & Commercial | No
212621699 | Central HP <5.4 tons | COLEMAN | HRCU-A-CB (Split System: Heat Pump with Remote Outdoor Unit-Air-Source) | HMH72B341 | ASPEN |  | D(A,C,E)42B34+TDR | TM8V100C20MP12 | 31800 | 16.5 | 8.1 | 32400 | 27800 | 85.8% | 2.44 | 0 | 8.9 |  |  |  | No | R-410A | 2.65 | Residential & Commercial | No
212623049 | Central HP <5.4 tons | COLEMAN | HRCU-A-CB (Split System: Heat Pump with Remote Outdoor Unit-Air-Source) | HMH72B341 | ASPEN |  | D(A,C,E)36B34+TDR | TM9E080B12MP12 | 32200 | 17.5 | 8.5 | 33800 | 27400 | 81.07% | 2.65 | 0 | 9.9 |  |  |  | No | R-410A | 2.6833 | Residential & Commercial | No
212623117 | Central HP <5.4 tons | COLEMAN | HRCU-A-CB (Split System: Heat Pump with Remote Outdoor Unit-Air-Source) | HMH72B341 | ASPEN |  | C(A,C,D,E)48D24+TDR | TM8E060A12MP11 | 31200 | 17.8 | 8.1 | 33800 | 27400 | 81.07% | 2.44 | 0 | 9.7 |  |  |  | No | R-410A | 2.6 | Residential & Commercial | No
212623119 | Central HP <5.4 tons | COLEMAN | HRCU-A-CB (Split System: Heat Pump with Remote Outdoor Unit-Air-Source) | HMH72B341 | ASPEN |  | D(A,C,E)36B34+TDR | TM8E060A12MP11 | 32200 | 18 | 8.1 | 33800 | 27400 | 81.07% | 2.44 | 0 | 9.9 |  |  |  | No | R-410A | 2.6833 | Residential & Commercial | No
212623194 | Central HP <5.4 tons | COLEMAN | HRCU-A-CB (Split System: Heat Pump with Remote Outdoor Unit-Air-Source) | HMH72B341 | ASPEN |  | C(A,C,D,E)36B24+TDR | TMLE100B12MP11 | 29400 | 17.2 | 8.1 | 33800 | 27400 | 81.07% | 2.44 | 0 | 9.4 |  |  |  | No | R-410A | 2.45 | Residential & Commercial | No
212623733 | Central HP <5.4 tons | COLEMAN | HRCU-A-CB (Split System: Heat Pump with Remote Outdoor Unit-Air-Source) | HMH72B341 | ASPEN |  | D(A,C,E)36B34+TDR | TM9E060B12MP12 | 32200 | 17.5 | 8.1 | 34000 | 28000 | 82.35% | 2.39 | 0 | 9.4 |  |  |  | No | R-410A | 2.6833 | Residential & Commercial | No
212623157 | Central HP <5.4 tons | COLEMAN | HRCU-A-CB (Split System: Heat Pump with Remote Outdoor Unit-Air-Source) | HMH72B341 | ASPEN |  | D(A,C,E)42D24+TDR | TM8E100B12MP11 | 30800 | 17.7 | 8.5 | 33800 | 27400 | 81.07% | 2.64 | 0 | 9 |  |  |  | No | R-410A | 2.5667 | Residential & Commercial | No
212623193 | Central HP <5.4 tons | COLEMAN | HRCU-A-CB (Split System: Heat Pump with Remote Outdoor Unit-Air-Source) | HMH72B341 | ASPEN |  | C(A,C,D,E)36A44+TDR | TMLE100B12MP11 | 32200 | 18 | 8.1 | 33800 | 27400 | 81.07% | 2.44 | 0 | 9.9 |  |  |  | No | R-410A | 2.6833 | Residential & Commercial | No
212623209 | Central HP <5.4 tons | COLEMAN | HRCU-A-CB (Split System: Heat Pump with Remote Outdoor Unit-Air-Source) | HMH72B341 | ASPEN |  | D(A,C,E)36D24+TDR | TMLE100B12MP11 | 30400 | 17.5 | 8.1 | 33800 | 27400 | 81.07% | 2.44 | 0 | 9 |  |  |  | No | R-410A | 2.5333 | Residential & Commercial | No
212394551 | Central HP <5.4 tons | YORK | HRCU-A-CB (Split System: Heat Pump with Remote Outdoor Unit-Air-Source) | HMH72B341 | ADP |  | H,YE35936 | TM9E060B12MP12 | 34000 | 17 | 8.5 | 32400 | 23800 | 73.46% | 2.04 | 0 | 9.5 |  |  |  | No | R-410A | 2.8333 | Residential & Commercial | No
212623832 | Central HP <5.4 tons | COLEMAN | HRCU-A-CB (Split System: Heat Pump with Remote Outdoor Unit-Air-Source) | HMH72B341 | ASPEN |  | D(A,C,E)36D24+TDR | CP9C060B12MP13 | 30400 | 17 | 8.1 | 34000 | 27800 | 81.76% | 2.42 | 0 | 9.1 |  |  |  | No | R-410A | 2.5333 | Residential & Commercial | No
212623850 | Central HP <5.4 tons | COLEMAN | HRCU-A-CB (Split System: Heat Pump with Remote Outdoor Unit-Air-Source) | HMH72B341 | ASPEN |  | C(A,C,D,E)36C24+TDR | TM9V060B12MP12 | 29800 | 16.9 | 8.1 | 34000 | 27800 | 81.76% | 2.42 | 0 | 9 |  |  |  | No | R-410A | 2.4833 | Residential & Commercial | No
212623867 | Central HP <5.4 tons | COLEMAN | HRCU-A-CB (Split System: Heat Pump with Remote Outdoor Unit-Air-Source) | HMH72B341 | ASPEN |  | D(A,C,E)42C24+TDR | TM9V060B12MP12 | 30400 | 17 | 8.1 | 34000 | 27800 | 81.76% | 2.42 | 0 | 9.1 |  |  |  | No | R-410A | 2.5333 | Residential & Commercial | No
212623883 | Central HP <5.4 tons | COLEMAN | HRCU-A-CB (Split System: Heat Pump with Remote Outdoor Unit-Air-Source) | HMH72B341 | ASPEN |  | C(A,C,D,E)42C24+TDR | TP9C060B12MP13 | 30400 | 17 | 8.1 | 34000 | 27800 | 81.76% | 2.42 | 0 | 9.1 |  |  |  | No | R-410A | 2.5333 | Residential & Commercial | No
212623897 | Central HP <5.4 tons | COLEMAN | HRCU-A-CB (Split System: Heat Pump with Remote Outdoor Unit-Air-Source) | HMH72B341 | ASPEN |  | D(A,C,E)42C34+TDR | TP9C060B12MP13 | 32800 | 17.5 | 8.1 | 34000 | 27800 | 81.76% | 2.42 | 0 | 9.5 |  |  |  | No | R-410A | 2.7333 | Residential & Commercial | No
212623917 | Central HP <5.4 tons | COLEMAN | HRCU-A-CB (Split System: Heat Pump with Remote Outdoor Unit-Air-Source) | HMH72B341 | ASPEN |  | D(A,C,E)36A34+TDR | TM8E080B12MP11 | 31600 | 17.9 | 8.4 | 34000 | 28000 | 82.35% | 2.63 | 0 | 9.3 |  |  |  | No | R-410A | 2.6333 | Residential & Commercial | No
212623931 | Central HP <5.4 tons | COLEMAN | HRCU-A-CB (Split System: Heat Pump with Remote Outdoor Unit-Air-Source) | HMH72B341 | ASPEN |  | C(A,C,D,E)42C24+TDR | TL8E060A12UH11 | 31600 | 18 | 8.1 | 33400 | 29000 | 86.83% | 2.46 | 0 | 9.5 |  |  |  | No | R-410A | 2.6333 | Residential & Commercial | No
212623965 | Central HP <5.4 tons | COLEMAN | HRCU-A-CB (Split System: Heat Pump with Remote Outdoor Unit-Air-Source) | HMH72B341 | ASPEN |  | D(A,C,E)36D34+TDR | TM8E080B12MP11 | 32800 | 18 | 8.5 | 34000 | 28000 | 82.35% | 2.63 | 0 | 9.5 |  |  |  | No | R-410A | 2.7333 | Residential & Commercial | No
212621700 | Central HP <5.4 tons | COLEMAN | HRCU-A-CB (Split System: Heat Pump with Remote Outdoor Unit-Air-Source) | HMH72B341 | ASPEN |  | D(A,C,E)42C34+TDR | TM8V100C20MP12 | 32200 | 16.5 | 8.1 | 32400 | 27800 | 85.8% | 2.44 | 0 | 9 |  |  |  | No | R-410A | 2.6833 | Residential & Commercial | No
212621702 | Central HP <5.4 tons | COLEMAN | HRCU-A-CB (Split System: Heat Pump with Remote Outdoor Unit-Air-Source) | HMH72B341 | ASPEN |  | D(A,C,E)42D34+TDR | TM8V100C20MP12 | 32600 | 16.5 | 8.1 | 32400 | 27800 | 85.8% | 2.44 | 0 | 9 |  |  |  | No | R-410A | 2.7167 | Residential & Commercial | No
212621717 | Central HP <5.4 tons | COLEMAN | HRCU-A-CB (Split System: Heat Pump with Remote Outdoor Unit-Air-Source) | HMH72B341 | ASPEN |  | D(A,C,E)36B34+TDR | TM8V120C20MP12 | 31400 | 16.5 | 8.5 | 32400 | 27800 | 85.8% | 2.7 | 0 | 8.9 |  |  |  | No | R-410A | 2.6167 | Residential & Commercial | No
212621750 | Central HP <5.4 tons | COLEMAN | HRCU-A-CB (Split System: Heat Pump with Remote Outdoor Unit-Air-Source) | HMH72B341 | ASPEN |  | D(A,C,E)48C24+TDR | TMLV120C20MP12 | 30000 | 16 | 8.1 | 32400 | 27800 | 85.8% | 2.44 | 0 | 8.6 |  |  |  | No | R-410A | 2.5 | Residential & Commercial | No
214061456 | Central HP <5.4 tons | YORK | HRCU-A-CB (Split System: Heat Pump with Remote Outdoor Unit-Air-Source) | HMH72B341 | ADP |  | AD-35(P,U)*****9 | Y82E120C20LMPS1 | 33600 | 18 | 8.5 | 31400 | 23000 | 73.25% | 2.06 | 0 | 9.5 |  |  |  | No | R-410A | 2.8 | Residential & Commercial | No
212621768 | Central HP <5.4 tons | COLEMAN | HRCU-A-CB (Split System: Heat Pump with Remote Outdoor Unit-Air-Source) | HMH72B341 | ASPEN |  | D(A,C,E)42B34+TDR | TPLC100C20MP13 | 31800 | 16.5 | 8.1 | 32400 | 27800 | 85.8% | 2.44 | 0 | 8.9 |  |  |  | No | R-410A | 2.65 | Residential & Commercial | No
212621785 | Central HP <5.4 tons | COLEMAN | HRCU-A-CB (Split System: Heat Pump with Remote Outdoor Unit-Air-Source) | HMH72B341 | ASPEN |  | D(A,C,E)36A44+TDR | TPLC120C20MP13 | 31400 | 16.5 | 8.1 | 32400 | 27800 | 85.8% | 2.44 | 0 | 8.9 |  |  |  | No | R-410A | 2.6167 | Residential & Commercial | No
212621799 | Central HP <5.4 tons | COLEMAN | HRCU-A-CB (Split System: Heat Pump with Remote Outdoor Unit-Air-Source) | HMH72B341 | ASPEN |  | D(A,C,E)48D34+TDR | TPLC120C20MP13 | 32800 | 16.5 | 8.1 | 32400 | 27800 | 85.8% | 2.44 | 0 | 9 |  |  |  | No | R-410A | 2.7333 | Residential & Commercial | No
212621816 | Central HP <5.4 tons | COLEMAN | HRCU-A-CB (Split System: Heat Pump with Remote Outdoor Unit-Air-Source) | HMH72B341 | ASPEN |  | D(A,C,E)36B44+TDR | TM9Y120D20MP11 | 32600 | 16.5 | 8.5 | 32400 | 28200 | 87.04% | 2.77 | 0 | 9.5 |  |  |  | No | R-410A | 2.7167 | Residential & Commercial | No
211749864 | Central HP <5.4 tons | AMERISTAR | HRCU-A-CB (Split System: Heat Pump with Remote Outdoor Unit-Air-Source) | E4HL5060A1000A |  |  | E4AH5E48A1K30A |  | 48000 | 15.2 | 8.1 | 48000 | 34000 | 70.83% | 1.75 | 0 | 8.6 |  |  |  | No | R-410A | 4 | Residential & Commercial | No
214826546 | Central HP <5.4 tons | FRIEDRICH | HRCU-A-CB (Split System: Heat Pump with Remote Outdoor Unit-Air-Source) | WFPU18Z483C |  |  | RH2TZ4821STANN |  | 44000 | 17 | 8.7 | 44000 | 33000 | 75% | 1.95 | 0 | 9.89 |  |  |  | No | R-410A | 3.6667 | Residential & Commercial | No
213206034 | Central HP <5.4 tons | CARRIER | HRCU-A-CB (Split System: Heat Pump with Remote Outdoor Unit-Air-Source) | 38MURAQ24AA3* | ASPEN |  | D(A,C,E)30C44+TDR | 59SC2D080E21**20 | 23800 | 16 | 8.5 | 26000 | 23000 | 88.46% | 2.91 | 0 | 9.5 |  |  |  | No | R-410A | 1.9833 | Residential & Commercial | No
213206171 | Central HP <5.4 tons | CARRIER | HRCU-A-CB (Split System: Heat Pump with Remote Outdoor Unit-Air-Source) | 38MURAQ24AA3* | ASPEN |  | D(A,C,E)30C44+TDR | 59TP6B060V17**14 | 23800 | 15.5 | 8.1 | 25600 | 22400 | 87.5% | 2.89 | 0 | 9.5 |  |  |  | No | R-410A | 1.9833 | Residential & Commercial | No
216014854 | Central HP <5.4 tons | FRIEDRICH | HRCU-A-CB (Split System: Heat Pump with Remote Outdoor Unit-Air-Source) | WFPU18Z483C |  |  | DRAH2TA4821ASTANN |  | 44000 | 17 | 8.7 | 44000 | 33000 | 75% | 1.95 | 0 | 9.89 |  |  |  | No | R-410A | 3.6667 | Residential & Commercial | No
212623980 | Central HP <5.4 tons | COLEMAN | HRCU-A-CB (Split System: Heat Pump with Remote Outdoor Unit-Air-Source) | HMH72B341 | ASPEN |  | C(A,C,D,E)36C24+TDR | TM9Y080B12MP11 | 29800 | 17.4 | 8.1 | 34000 | 28000 | 82.35% | 2.41 | 0 | 9 |  |  |  | No | R-410A | 2.4833 | Residential & Commercial | No
212623982 | Central HP <5.4 tons | COLEMAN | HRCU-A-CB (Split System: Heat Pump with Remote Outdoor Unit-Air-Source) | HMH72B341 | ASPEN |  | C(A,C,D,E)36D24+TDR | TM9Y080B12MP11 | 30200 | 17.5 | 8.1 | 34000 | 28000 | 82.35% | 2.41 | 0 | 9.1 |  |  |  | No | R-410A | 2.5167 | Residential & Commercial | No
212623983 | Central HP <5.4 tons | COLEMAN | HRCU-A-CB (Split System: Heat Pump with Remote Outdoor Unit-Air-Source) | HMH72B341 | ASPEN |  | C(A,C,D,E)42B24+TDR | TM9Y080B12MP11 | 29800 | 17.4 | 8.1 | 34000 | 28000 | 82.35% | 2.41 | 0 | 9 |  |  |  | No | R-410A | 2.4833 | Residential & Commercial | No
212623199 | Central HP <5.4 tons | COLEMAN | HRCU-A-CB (Split System: Heat Pump with Remote Outdoor Unit-Air-Source) | HMH72B341 | ASPEN |  | C(A,C,D,E)42B24+TDR | TMLE100B12MP11 | 30000 | 17.4 | 8.1 | 33800 | 27400 | 81.07% | 2.44 | 0 | 9.5 |  |  |  | No | R-410A | 2.5 | Residential & Commercial | No
212623244 | Central HP <5.4 tons | COLEMAN | HRCU-A-CB (Split System: Heat Pump with Remote Outdoor Unit-Air-Source) | HMH72B341 | ASPEN |  | C(A,C,D,E)42A34+TDR | TM8V080C16MP12 | 31800 | 17.5 | 8.3 | 33800 | 27400 | 81.07% | 2.64 | 0 | 9.9 |  |  |  | No | R-410A | 2.65 | Residential & Commercial | No
213077872 | Central HP <5.4 tons | KEEPRITE | HRCU-A-CB (Split System: Heat Pump with Remote Outdoor Unit-Air-Source) | DLCURAH36ABK |  |  | EA*4X36L17A* | *80MS(N,L)0701412A* | 34800 | 15.5 | 8.1 | 38500 | 35200 | 91.43% | 1.82 | 0 | 9.5 |  |  |  | No | R-410A | 2.9 | Residential & Commercial | No
212623403 | Central HP <5.4 tons | COLEMAN | HRCU-A-CB (Split System: Heat Pump with Remote Outdoor Unit-Air-Source) | HMH72B341 | ASPEN |  | D(A,C,E)36C34+TDR | TM8Y100C20MP11 | 33600 | 18 | 8.3 | 33800 | 30200 | 89.35% | 2.82 | 0 | 9.5 |  |  |  | No | R-410A | 2.8 | Residential & Commercial | No
212623510 | Central HP <5.4 tons | COLEMAN | HRCU-A-CB (Split System: Heat Pump with Remote Outdoor Unit-Air-Source) | HMH72B341 | ASPEN |  | C(A,C,D,E)42A24+TDR | TL8E100C20UH11 | 29200 | 16.7 | 8.5 | 33800 | 27200 | 80.47% | 2.69 | 0 | 9.4 |  |  |  | No | R-410A | 2.4333 | Residential & Commercial | No
212623218 | Central HP <5.4 tons | COLEMAN | HRCU-A-CB (Split System: Heat Pump with Remote Outdoor Unit-Air-Source) | HMH72B341 | ASPEN |  | D(A,C,E)48C24+TDR | TMLE100B12MP11 | 30800 | 17.7 | 8.1 | 33800 | 27400 | 81.07% | 2.44 | 0 | 9 |  |  |  | No | R-410A | 2.5667 | Residential & Commercial | No
212623243 | Central HP <5.4 tons | COLEMAN | HRCU-A-CB (Split System: Heat Pump with Remote Outdoor Unit-Air-Source) | HMH72B341 | ASPEN |  | D(A,C,E)42A34+TDR | TL8E080C16UH11 | 31800 | 17.5 | 8.4 | 33800 | 27400 | 81.07% | 2.64 | 0 | 9.9 |  |  |  | No | R-410A | 2.65 | Residential & Commercial | No
212623293 | Central HP <5.4 tons | COLEMAN | HRCU-A-CB (Split System: Heat Pump with Remote Outdoor Unit-Air-Source) | HMH72B341 | ASPEN |  | C(A,C,D,E)36B24+TDR | CP9C080C16MP13 | 29400 | 16.7 | 8.1 | 33800 | 27400 | 81.07% | 2.45 | 0 | 9.4 |  |  |  | No | R-410A | 2.45 | Residential & Commercial | No
212621901 | Central HP <5.4 tons | COLEMAN | HRCU-A-CB (Split System: Heat Pump with Remote Outdoor Unit-Air-Source) | HMH72B341 | ASPEN |  | D(A,C,E)36A44+TDR | TP9C120D20MP13 | 31600 | 17 | 8.1 | 32400 | 28200 | 87.04% | 2.51 | 0 | 9.3 |  |  |  | No | R-410A | 2.6333 | Residential & Commercial | No
212621936 | Central HP <5.4 tons | COLEMAN | HRCU-A-CB (Split System: Heat Pump with Remote Outdoor Unit-Air-Source) | HMH72B341 | ASPEN |  | C(A,C,D,E)36B24+TDR | TM9V040A10MP12 | 29000 | 16.3 | 8.1 | 33200 | 27400 | 82.53% | 2.41 | 0 | 9 |  |  |  | No | R-410A | 2.4167 | Residential & Commercial | No
213613563 | Central HP <5.4 tons | BRYANT HEATING AND COOLING SYSTEMS | HRCU-A-CB (Split System: Heat Pump with Remote Outdoor Unit-Air-Source) | 38MURAQ18AB3* | ASPEN |  | L(E,G)M24D4 |  | 17600 | 15.2 | 8.2 | 19200 | 18300 | 95.31% | 2.2 | 0 | 9.8 |  |  |  | No | R-410A | 1.4667 | Residential & Commercial | No
211749860 | Central HP <5.4 tons | AMERISTAR | HRCU-A-CB (Split System: Heat Pump with Remote Outdoor Unit-Air-Source) | E4HL5042A1000A |  |  | E4AH5E48A1K30A |  | 42000 | 15.2 | 8.1 | 42000 | 34000 | 80.95% | 1.75 | 0 | 9 |  |  |  | No | R-410A | 3.5 | Residential & Commercial | No
212621966 | Central HP <5.4 tons | COLEMAN | HRCU-A-CB (Split System: Heat Pump with Remote Outdoor Unit-Air-Source) | HMH72B341 | ASPEN |  | C(A,C,D,E)48A24+TDR | TM8Y080B12MP11 | 30000 | 17.4 | 8.3 | 33200 | 27400 | 82.53% | 2.6 | 0 | 9.5 |  |  |  | No | R-410A | 2.5 | Residential & Commercial | No
212621984 | Central HP <5.4 tons | COLEMAN | HRCU-A-CB (Split System: Heat Pump with Remote Outdoor Unit-Air-Source) | HMH72B341 | ASPEN |  | C(A,C,D,E)48D24+TDR | TM9E100C20MP12 | 31000 | 15.2 | 8.1 | 33200 | 27000 | 81.33% | 2.43 | 0 | 9.7 |  |  |  | No | R-410A | 2.5833 | Residential & Commercial | No
212622737 | Central HP <5.4 tons | COLEMAN | HRCU-A-CB (Split System: Heat Pump with Remote Outdoor Unit-Air-Source) | HMH72B341 | ASPEN |  | D(A,C,E)36D24+TDR | TM9V080B12MP12 | 31400 | 17 | 8.3 | 33800 | 29200 | 86.39% | 2.67 | 0 | 9.5 |  |  |  | No | R-410A | 2.6167 | Residential & Commercial | No
212622738 | Central HP <5.4 tons | COLEMAN | HRCU-A-CB (Split System: Heat Pump with Remote Outdoor Unit-Air-Source) | HMH72B341 | ASPEN |  | D(A,C,E)42C24+TDR | TM9V080B12MP12 | 31400 | 17 | 8.3 | 33800 | 29200 | 86.39% | 2.67 | 0 | 9.5 |  |  |  | No | R-410A | 2.6167 | Residential & Commercial | No
212622754 | Central HP <5.4 tons | COLEMAN | HRCU-A-CB (Split System: Heat Pump with Remote Outdoor Unit-Air-Source) | HMH72B341 | ASPEN |  | C(A,C,D,E)36A44+TDR | TM9E060A10MP12 | 31800 | 17.5 | 8.1 | 33800 | 27400 | 81.07% | 2.4 | 0 | 9.4 |  |  |  | No | R-410A | 2.65 | Residential & Commercial | No
212621490 | Central HP <5.4 tons | COLEMAN | HRCU-A-CB (Split System: Heat Pump with Remote Outdoor Unit-Air-Source) | HMH72B341 | ASPEN |  | C(A,C,D,E)36A34+TDR | TM8V120C20MP12 | 30600 | 16.2 | 8.4 | 32000 | 27600 | 86.25% | 2.66 | 0 | 8.7 |  |  |  | No | R-410A | 2.55 | Residential & Commercial | No
212621507 | Central HP <5.4 tons | COLEMAN | HRCU-A-CB (Split System: Heat Pump with Remote Outdoor Unit-Air-Source) | HMH72B341 | ASPEN |  | C(A,C,D,E)42A24+TDR | TM8V100C20MP12 | 28600 | 15.6 | 8.1 | 32000 | 27600 | 86.25% | 2.44 | 0 | 8.4 |  |  |  | No | R-410A | 2.3833 | Residential & Commercial | No
212621524 | Central HP <5.4 tons | COLEMAN | HRCU-A-CB (Split System: Heat Pump with Remote Outdoor Unit-Air-Source) | HMH72B341 | ASPEN |  | D(A,C,E)48A34+TDR | CPLC100C20MP13 | 31600 | 16.5 | 8.1 | 32200 | 27600 | 85.71% | 2.44 | 0 | 8.9 |  |  |  | No | R-410A | 2.6333 | Residential & Commercial | No
212621541 | Central HP <5.4 tons | COLEMAN | HRCU-A-CB (Split System: Heat Pump with Remote Outdoor Unit-Air-Source) | HMH72B341 | ASPEN |  | D(A,C,E)48B24+TDR | TM8V100C20MP12 | 29600 | 15.9 | 8.1 | 32200 | 27600 | 85.71% | 2.44 | 0 | 8 |  |  |  | No | R-410A | 2.4667 | Residential & Commercial | No
212621560 | Central HP <5.4 tons | COLEMAN | HRCU-A-CB (Split System: Heat Pump with Remote Outdoor Unit-Air-Source) | HMH72B341 | ASPEN |  | C(A,C,D,E)42B34+TDR | TPLC100C20MP13 | 31600 | 16.5 | 8.1 | 32200 | 27600 | 85.71% | 2.44 | 0 | 8.9 |  |  |  | No | R-410A | 2.6333 | Residential & Commercial | No
212621576 | Central HP <5.4 tons | COLEMAN | HRCU-A-CB (Split System: Heat Pump with Remote Outdoor Unit-Air-Source) | HMH72B341 | ASPEN |  | C(A,C,D,E)42A34+TDR | TM9V120D20MP12 | 31400 | 16.9 | 8.4 | 32200 | 28000 | 86.96% | 2.77 | 0 | 9.3 |  |  |  | No | R-410A | 2.6167 | Residential & Commercial | No
212621626 | Central HP <5.4 tons | COLEMAN | HRCU-A-CB (Split System: Heat Pump with Remote Outdoor Unit-Air-Source) | HMH72B341 | ASPEN |  | C(A,C,D,E)48B24+TDR | TMLV120C20MP12 | 29600 | 15.9 | 8.1 | 32400 | 27400 | 84.57% | 2.45 | 0 | 8 |  |  |  | No | R-410A | 2.4667 | Residential & Commercial | No
212621659 | Central HP <5.4 tons | COLEMAN | HRCU-A-CB (Split System: Heat Pump with Remote Outdoor Unit-Air-Source) | HMH72B341 | ASPEN |  | D(A,C,E)48C34+TDR | CPLC100C20MP13 | 32600 | 16.5 | 8.1 | 32400 | 27800 | 85.8% | 2.44 | 0 | 9 |  |  |  | No | R-410A | 2.7167 | Residential & Commercial | No
212621674 | Central HP <5.4 tons | COLEMAN | HRCU-A-CB (Split System: Heat Pump with Remote Outdoor Unit-Air-Source) | HMH72B341 | ASPEN |  | D(A,C,E)36D34+TDR | CPLC120C20MP13 | 32200 | 16.5 | 8.1 | 32400 | 27800 | 85.8% | 2.44 | 0 | 9 |  |  |  | No | R-410A | 2.6833 | Residential & Commercial | No
212621694 | Central HP <5.4 tons | COLEMAN | HRCU-A-CB (Split System: Heat Pump with Remote Outdoor Unit-Air-Source) | HMH72B341 | ASPEN |  | D(A,C,E)36B34+TDR | TM8V100C20MP12 | 31400 | 16.5 | 8.1 | 32400 | 27800 | 85.8% | 2.44 | 0 | 8.9 |  |  |  | No | R-410A | 2.6167 | Residential & Commercial | No
212621708 | Central HP <5.4 tons | COLEMAN | HRCU-A-CB (Split System: Heat Pump with Remote Outdoor Unit-Air-Source) | HMH72B341 | ASPEN |  | C(A,C,D,E)36A44+TDR | TM8V120C20MP12 | 31400 | 16.5 | 8.5 | 32400 | 27800 | 85.8% | 2.7 | 0 | 8.9 |  |  |  | No | R-410A | 2.6167 | Residential & Commercial | No
212621744 | Central HP <5.4 tons | COLEMAN | HRCU-A-CB (Split System: Heat Pump with Remote Outdoor Unit-Air-Source) | HMH72B341 | ASPEN |  | D(A,C,E)42A44+TDR | TMLV120C20MP12 | 31800 | 16.5 | 8.1 | 32400 | 27800 | 85.8% | 2.44 | 0 | 8.9 |  |  |  | No | R-410A | 2.65 | Residential & Commercial | No
212621761 | Central HP <5.4 tons | COLEMAN | HRCU-A-CB (Split System: Heat Pump with Remote Outdoor Unit-Air-Source) | HMH72B341 | ASPEN |  | C(A,C,D,E)48D24+TDR | TPLC100C20MP13 | 30400 | 16.1 | 8.1 | 32400 | 27800 | 85.8% | 2.44 | 0 | 8 |  |  |  | No | R-410A | 2.5333 | Residential & Commercial | No
212621809 | Central HP <5.4 tons | COLEMAN | HRCU-A-CB (Split System: Heat Pump with Remote Outdoor Unit-Air-Source) | HMH72B341 | ASPEN |  | C(A,C,D,E)48A34+TDR | TM9Y120D20MP11 | 31800 | 16.5 | 8.5 | 32400 | 28200 | 87.04% | 2.77 | 0 | 9.4 |  |  |  | No | R-410A | 2.65 | Residential & Commercial | No
212621824 | Central HP <5.4 tons | COLEMAN | HRCU-A-CB (Split System: Heat Pump with Remote Outdoor Unit-Air-Source) | HMH72B341 | ASPEN |  | D(A,C,E)42D24+TDR | TM9Y120D20MP11 | 30200 | 16 | 8.5 | 32400 | 28200 | 87.04% | 2.77 | 0 | 9.1 |  |  |  | No | R-410A | 2.5167 | Residential & Commercial | No
212623844 | Central HP <5.4 tons | COLEMAN | HRCU-A-CB (Split System: Heat Pump with Remote Outdoor Unit-Air-Source) | HMH72B341 | ASPEN |  | D(A,C,E)48D34+TDR | CP9C060B12MP13 | 33600 | 17.5 | 8.1 | 34000 | 27800 | 81.76% | 2.42 | 0 | 9.5 |  |  |  | No | R-410A | 2.8 | Residential & Commercial | No
212623851 | Central HP <5.4 tons | COLEMAN | HRCU-A-CB (Split System: Heat Pump with Remote Outdoor Unit-Air-Source) | HMH72B341 | ASPEN |  | C(A,C,D,E)36C34+TDR | TM9V060B12MP12 | 32600 | 17.5 | 8.1 | 34000 | 27800 | 81.76% | 2.42 | 0 | 9.5 |  |  |  | No | R-410A | 2.7167 | Residential & Commercial | No
212623894 | Central HP <5.4 tons | COLEMAN | HRCU-A-CB (Split System: Heat Pump with Remote Outdoor Unit-Air-Source) | HMH72B341 | ASPEN |  | D(A,C,E)42A44+TDR | TP9C060B12MP13 | 32600 | 17.5 | 8.1 | 34000 | 27800 | 81.76% | 2.42 | 0 | 9.5 |  |  |  | No | R-410A | 2.7167 | Residential & Commercial | No
212623901 | Central HP <5.4 tons | COLEMAN | HRCU-A-CB (Split System: Heat Pump with Remote Outdoor Unit-Air-Source) | HMH72B341 | ASPEN |  | D(A,C,E)48C24+TDR | TP9C060B12MP13 | 30800 | 17.2 | 8.1 | 34000 | 27800 | 81.76% | 2.42 | 0 | 9 |  |  |  | No | R-410A | 2.5667 | Residential & Commercial | No
212623951 | Central HP <5.4 tons | COLEMAN | HRCU-A-CB (Split System: Heat Pump with Remote Outdoor Unit-Air-Source) | HMH72B341 | ASPEN |  | C(A,C,D,E)36B34+TDR | TM8E080B12MP11 | 32000 | 18 | 8.5 | 34000 | 28000 | 82.35% | 2.63 | 0 | 9.4 |  |  |  | No | R-410A | 2.6667 | Residential & Commercial | No
212623833 | Central HP <5.4 tons | COLEMAN | HRCU-A-CB (Split System: Heat Pump with Remote Outdoor Unit-Air-Source) | HMH72B341 | ASPEN |  | D(A,C,E)36D34+TDR | CP9C060B12MP13 | 32800 | 17.5 | 8.1 | 34000 | 27800 | 81.76% | 2.42 | 0 | 9.5 |  |  |  | No | R-410A | 2.7333 | Residential & Commercial | No
212623881 | Central HP <5.4 tons | COLEMAN | HRCU-A-CB (Split System: Heat Pump with Remote Outdoor Unit-Air-Source) | HMH72B341 | ASPEN |  | C(A,C,D,E)36D24+TDR | TP9C060B12MP13 | 30400 | 17 | 8.1 | 34000 | 27800 | 81.76% | 2.42 | 0 | 9.1 |  |  |  | No | R-410A | 2.5333 | Residential & Commercial | No
212623930 | Central HP <5.4 tons | COLEMAN | HRCU-A-CB (Split System: Heat Pump with Remote Outdoor Unit-Air-Source) | HMH72B341 | ASPEN |  | C(A,C,D,E)36D24+TDR | TL8E060A12UH11 | 31600 | 18 | 8.1 | 33400 | 29000 | 86.83% | 2.46 | 0 | 9.5 |  |  |  | No | R-410A | 2.6333 | Residential & Commercial | No
212621521 | Central HP <5.4 tons | COLEMAN | HRCU-A-CB (Split System: Heat Pump with Remote Outdoor Unit-Air-Source) | HMH72B341 | ASPEN |  | C(A,C,D,E)48A34+TDR | CPLC100C20MP13 | 31600 | 16.5 | 8.1 | 32200 | 27600 | 85.71% | 2.44 | 0 | 8.9 |  |  |  | No | R-410A | 2.6333 | Residential & Commercial | No
212621578 | Central HP <5.4 tons | COLEMAN | HRCU-A-CB (Split System: Heat Pump with Remote Outdoor Unit-Air-Source) | HMH72B341 | ASPEN |  | C(A,C,D,E)42A24+TDR | TM9Y120D20MP11 | 28800 | 15.6 | 8.5 | 32200 | 28000 | 86.96% | 2.77 | 0 | 8.9 |  |  |  | No | R-410A | 2.4 | Residential & Commercial | No
212621605 | Central HP <5.4 tons | COLEMAN | HRCU-A-CB (Split System: Heat Pump with Remote Outdoor Unit-Air-Source) | HMH72B341 | ASPEN |  | C(A,C,D,E)36C24+TDR | CPLC100C20MP13 | 29000 | 15.8 | 8.1 | 32400 | 27400 | 84.57% | 2.45 | 0 | 8.5 |  |  |  | No | R-410A | 2.4167 | Residential & Commercial | No
212621630 | Central HP <5.4 tons | COLEMAN | HRCU-A-CB (Split System: Heat Pump with Remote Outdoor Unit-Air-Source) | HMH72B341 | ASPEN |  | C(A,C,D,E)36C24+TDR | TPLC100C20MP13 | 29000 | 15.8 | 8.1 | 32400 | 27400 | 84.57% | 2.45 | 0 | 8.5 |  |  |  | No | R-410A | 2.4167 | Residential & Commercial | No
212621678 | Central HP <5.4 tons | COLEMAN | HRCU-A-CB (Split System: Heat Pump with Remote Outdoor Unit-Air-Source) | HMH72B341 | ASPEN |  | D(A,C,E)42D24+TDR | CPLC120C20MP13 | 30000 | 16 | 8.1 | 32400 | 27800 | 85.8% | 2.44 | 0 | 8.6 |  |  |  | No | R-410A | 2.5 | Residential & Commercial | No
212621680 | Central HP <5.4 tons | COLEMAN | HRCU-A-CB (Split System: Heat Pump with Remote Outdoor Unit-Air-Source) | HMH72B341 | ASPEN |  | D(A,C,E)48B34+TDR | CPLC120C20MP13 | 32000 | 16.5 | 8.1 | 32400 | 27800 | 85.8% | 2.44 | 0 | 8.9 |  |  |  | No | R-410A | 2.6667 | Residential & Commercial | No
212621746 | Central HP <5.4 tons | COLEMAN | HRCU-A-CB (Split System: Heat Pump with Remote Outdoor Unit-Air-Source) | HMH72B341 | ASPEN |  | D(A,C,E)42C34+TDR | TMLV120C20MP12 | 32200 | 16.5 | 8.1 | 32400 | 27800 | 85.8% | 2.44 | 0 | 9 |  |  |  | No | R-410A | 2.6833 | Residential & Commercial | No
212623366 | Central HP <5.4 tons | COLEMAN | HRCU-A-CB (Split System: Heat Pump with Remote Outdoor Unit-Air-Source) | HMH72B341 | ASPEN |  | C(A,C,D,E)36A44+TDR | TP9C080C16MP13 | 32000 | 17.5 | 8.1 | 33800 | 27400 | 81.07% | 2.45 | 0 | 9.9 |  |  |  | No | R-410A | 2.6667 | Residential & Commercial | No
212623377 | Central HP <5.4 tons | COLEMAN | HRCU-A-CB (Split System: Heat Pump with Remote Outdoor Unit-Air-Source) | HMH72B341 | ASPEN |  | C(A,C,D,E)48D24+TDR | TP9C080C16MP13 | 31200 | 17.3 | 8.1 | 33800 | 27400 | 81.07% | 2.45 | 0 | 9.7 |  |  |  | No | R-410A | 2.6 | Residential & Commercial | No
212623384 | Central HP <5.4 tons | COLEMAN | HRCU-A-CB (Split System: Heat Pump with Remote Outdoor Unit-Air-Source) | HMH72B341 | ASPEN |  | D(A,C,E)36D24+TDR | TP9C080C16MP13 | 30400 | 17 | 8.1 | 33800 | 27400 | 81.07% | 2.45 | 0 | 9 |  |  |  | No | R-410A | 2.5333 | Residential & Commercial | No
212621773 | Central HP <5.4 tons | COLEMAN | HRCU-A-CB (Split System: Heat Pump with Remote Outdoor Unit-Air-Source) | HMH72B341 | ASPEN |  | D(A,C,E)48C24+TDR | TPLC100C20MP13 | 30000 | 16 | 8.1 | 32400 | 27800 | 85.8% | 2.44 | 0 | 8.6 |  |  |  | No | R-410A | 2.5 | Residential & Commercial | No
212621778 | Central HP <5.4 tons | COLEMAN | HRCU-A-CB (Split System: Heat Pump with Remote Outdoor Unit-Air-Source) | HMH72B341 | ASPEN |  | C(A,C,D,E)36B34+TDR | TPLC120C20MP13 | 31400 | 16.5 | 8.1 | 32400 | 27800 | 85.8% | 2.44 | 0 | 8.9 |  |  |  | No | R-410A | 2.6167 | Residential & Commercial | No
212621787 | Central HP <5.4 tons | COLEMAN | HRCU-A-CB (Split System: Heat Pump with Remote Outdoor Unit-Air-Source) | HMH72B341 | ASPEN |  | D(A,C,E)36B44+TDR | TPLC120C20MP13 | 32400 | 16.5 | 8.1 | 32400 | 27800 | 85.8% | 2.44 | 0 | 9 |  |  |  | No | R-410A | 2.7 | Residential & Commercial | No
212621812 | Central HP <5.4 tons | COLEMAN | HRCU-A-CB (Split System: Heat Pump with Remote Outdoor Unit-Air-Source) | HMH72B341 | ASPEN |  | C(A,C,D,E)48D24+TDR | TM9Y120D20MP11 | 30600 | 16.1 | 8.5 | 32400 | 28200 | 87.04% | 2.77 | 0 | 9 |  |  |  | No | R-410A | 2.55 | Residential & Commercial | No
212621986 | Central HP <5.4 tons | COLEMAN | HRCU-A-CB (Split System: Heat Pump with Remote Outdoor Unit-Air-Source) | HMH72B341 | ASPEN |  | D(A,C,E)36B34+TDR | TM9E100C20MP12 | 32000 | 15.5 | 8.1 | 33200 | 27000 | 81.33% | 2.43 | 0 | 9.9 |  |  |  | No | R-410A | 2.6667 | Residential & Commercial | No
212622000 | Central HP <5.4 tons | COLEMAN | HRCU-A-CB (Split System: Heat Pump with Remote Outdoor Unit-Air-Source) | HMH72B341 | ASPEN |  | D(A,C,E)48D24+TDR | TM9E100C20MP12 | 31000 | 15.2 | 8.1 | 33200 | 27000 | 81.33% | 2.43 | 0 | 9.7 |  |  |  | No | R-410A | 2.5833 | Residential & Commercial | No
212622117 | Central HP <5.4 tons | COLEMAN | HRCU-A-CB (Split System: Heat Pump with Remote Outdoor Unit-Air-Source) | HMH72B341 | ASPEN |  | C(A,C,D,E)48D24+TDR | TM8Y080B12MP11 | 31400 | 17.8 | 8.5 | 33400 | 27400 | 82.04% | 2.65 | 0 | 9.7 |  |  |  | No | R-410A | 2.6167 | Residential & Commercial | No
214521934 | Central HP <5.4 tons | COLEMAN | HRCU-A-CB (Split System: Heat Pump with Remote Outdoor Unit-Air-Source) | HMH72B341 | ASPEN |  | C(A,C,D,E)48A34+TDR | Z8ES100C16LMPS1 | 32200 | 18 | 8.5 | 33200 | 28200 | 84.94% | 2.7 | 0 | 9.4 |  |  |  | No | R-410A | 2.6833 | Residential & Commercial | No
214521951 | Central HP <5.4 tons | COLEMAN | HRCU-A-CB (Split System: Heat Pump with Remote Outdoor Unit-Air-Source) | HMH72B341 | ASPEN |  | C(A,C,D,E)42A34+TDR | Z8ES120C20LMPS1 | 31800 | 17.5 | 8.4 | 33800 | 27800 | 82.25% | 2.64 | 0 | 9.4 |  |  |  | No | R-410A | 2.65 | Residential & Commercial | No
214521952 | Central HP <5.4 tons | COLEMAN | HRCU-A-CB (Split System: Heat Pump with Remote Outdoor Unit-Air-Source) | HMH72B341 | ASPEN |  | C(A,C,D,E)48A34+TDR | Z8ES120C20LMPS1 | 32200 | 17.5 | 8.5 | 33800 | 27800 | 82.25% | 2.66 | 0 | 9.4 |  |  |  | No | R-410A | 2.6833 | Residential & Commercial | No
212621525 | Central HP <5.4 tons | COLEMAN | HRCU-A-CB (Split System: Heat Pump with Remote Outdoor Unit-Air-Source) | HMH72B341 | ASPEN |  | D(A,C,E)48B24+TDR | CPLC100C20MP13 | 29600 | 15.9 | 8.1 | 32200 | 27600 | 85.71% | 2.44 | 0 | 8 |  |  |  | No | R-410A | 2.4667 | Residential & Commercial | No
212623416 | Central HP <5.4 tons | COLEMAN | HRCU-A-CB (Split System: Heat Pump with Remote Outdoor Unit-Air-Source) | HMH72B341 | ASPEN |  | D(A,C,E)48B24+TDR | TM8V080C16MP12 | 30200 | 17 | 8.4 | 33800 | 27200 | 80.47% | 2.65 | 0 | 9 |  |  |  | No | R-410A | 2.5167 | Residential & Commercial | No
212621696 | Central HP <5.4 tons | COLEMAN | HRCU-A-CB (Split System: Heat Pump with Remote Outdoor Unit-Air-Source) | HMH72B341 | ASPEN |  | D(A,C,E)36C34+TDR | TM8V100C20MP12 | 31800 | 16.5 | 8.1 | 32400 | 27800 | 85.8% | 2.44 | 0 | 8.9 |  |  |  | No | R-410A | 2.65 | Residential & Commercial | No
212621703 | Central HP <5.4 tons | COLEMAN | HRCU-A-CB (Split System: Heat Pump with Remote Outdoor Unit-Air-Source) | HMH72B341 | ASPEN |  | D(A,C,E)48B34+TDR | TM8V100C20MP12 | 32000 | 16.5 | 8.1 | 32400 | 27800 | 85.8% | 2.44 | 0 | 8.9 |  |  |  | No | R-410A | 2.6667 | Residential & Commercial | No
212623164 | Central HP <5.4 tons | COLEMAN | HRCU-A-CB (Split System: Heat Pump with Remote Outdoor Unit-Air-Source) | HMH72B341 | ASPEN |  | C(A,C,D,E)36A44+TDR | TMLE060A12MP11 | 32200 | 18 | 8.1 | 33800 | 27400 | 81.07% | 2.44 | 0 | 9.9 |  |  |  | No | R-410A | 2.6833 | Residential & Commercial | No
212623213 | Central HP <5.4 tons | COLEMAN | HRCU-A-CB (Split System: Heat Pump with Remote Outdoor Unit-Air-Source) | HMH72B341 | ASPEN |  | D(A,C,E)42C24+TDR | TMLE100B12MP11 | 30400 | 17.5 | 8.1 | 33800 | 27400 | 81.07% | 2.44 | 0 | 9 |  |  |  | No | R-410A | 2.5333 | Residential & Commercial | No
212623248 | Central HP <5.4 tons | COLEMAN | HRCU-A-CB (Split System: Heat Pump with Remote Outdoor Unit-Air-Source) | HMH72B341 | ASPEN |  | C(A,C,D,E)42B34+TDR | TM9V080C16MP12 | 32400 | 17.5 | 8.4 | 33800 | 27400 | 81.07% | 2.64 | 0 | 9.9 |  |  |  | No | R-410A | 2.7 | Residential & Commercial | No
212621828 | Central HP <5.4 tons | COLEMAN | HRCU-A-CB (Split System: Heat Pump with Remote Outdoor Unit-Air-Source) | HMH72B341 | ASPEN |  | D(A,C,E)48C24+TDR | TM9Y120D20MP11 | 30200 | 16 | 8.5 | 32400 | 28200 | 87.04% | 2.77 | 0 | 9.1 |  |  |  | No | R-410A | 2.5167 | Residential & Commercial | No
212621841 | Central HP <5.4 tons | COLEMAN | HRCU-A-CB (Split System: Heat Pump with Remote Outdoor Unit-Air-Source) | HMH72B341 | ASPEN |  | C(A,C,D,E)48B24+TDR | TP9C120D20MP13 | 29800 | 16.4 | 8.1 | 32400 | 27800 | 85.8% | 2.52 | 0 | 9 |  |  |  | No | R-410A | 2.4833 | Residential & Commercial | No
212621875 | Central HP <5.4 tons | COLEMAN | HRCU-A-CB (Split System: Heat Pump with Remote Outdoor Unit-Air-Source) | HMH72B341 | ASPEN |  | C(A,C,D,E)48C24+TDR | TM9V120D20MP12 | 30200 | 16.5 | 8.5 | 32400 | 28200 | 87.04% | 2.79 | 0 | 9.1 |  |  |  | No | R-410A | 2.5167 | Residential & Commercial | No
212621892 | Central HP <5.4 tons | COLEMAN | HRCU-A-CB (Split System: Heat Pump with Remote Outdoor Unit-Air-Source) | HMH72B341 | ASPEN |  | C(A,C,D,E)36A44+TDR | TP9C120D20MP13 | 31600 | 17 | 8.1 | 32400 | 28200 | 87.04% | 2.51 | 0 | 9.3 |  |  |  | No | R-410A | 2.6333 | Residential & Commercial | No
212621527 | Central HP <5.4 tons | COLEMAN | HRCU-A-CB (Split System: Heat Pump with Remote Outdoor Unit-Air-Source) | HMH72B341 | ASPEN |  | C(A,C,D,E)42B24+TDR | CPLC120C20MP13 | 29000 | 15.8 | 8.1 | 32200 | 27600 | 85.71% | 2.44 | 0 | 8.5 |  |  |  | No | R-410A | 2.4167 | Residential & Commercial | No
212621543 | Central HP <5.4 tons | COLEMAN | HRCU-A-CB (Split System: Heat Pump with Remote Outdoor Unit-Air-Source) | HMH72B341 | ASPEN |  | C(A,C,D,E)42B24+TDR | TM8V120C20MP12 | 29000 | 15.8 | 8.5 | 32200 | 27600 | 85.71% | 2.7 | 0 | 8.5 |  |  |  | No | R-410A | 2.4167 | Residential & Commercial | No
212621557 | Central HP <5.4 tons | COLEMAN | HRCU-A-CB (Split System: Heat Pump with Remote Outdoor Unit-Air-Source) | HMH72B341 | ASPEN |  | D(A,C,E)48B24+TDR | TMLV120C20MP12 | 29600 | 15.9 | 8.1 | 32200 | 27600 | 85.71% | 2.44 | 0 | 8 |  |  |  | No | R-410A | 2.4667 | Residential & Commercial | No
212621559 | Central HP <5.4 tons | COLEMAN | HRCU-A-CB (Split System: Heat Pump with Remote Outdoor Unit-Air-Source) | HMH72B341 | ASPEN |  | C(A,C,D,E)42B24+TDR | TPLC100C20MP13 | 29000 | 15.8 | 8.1 | 32200 | 27600 | 85.71% | 2.44 | 0 | 8.5 |  |  |  | No | R-410A | 2.4167 | Residential & Commercial | No
212621880 | Central HP <5.4 tons | COLEMAN | HRCU-A-CB (Split System: Heat Pump with Remote Outdoor Unit-Air-Source) | HMH72B341 | ASPEN |  | D(A,C,E)36C34+TDR | TM9V120D20MP12 | 32000 | 17 | 8.5 | 32400 | 28200 | 87.04% | 2.79 | 0 | 9.4 |  |  |  | No | R-410A | 2.6667 | Residential & Commercial | No
212621905 | Central HP <5.4 tons | COLEMAN | HRCU-A-CB (Split System: Heat Pump with Remote Outdoor Unit-Air-Source) | HMH72B341 | ASPEN |  | D(A,C,E)36D34+TDR | TP9C120D20MP13 | 32400 | 17 | 8.1 | 32400 | 28200 | 87.04% | 2.51 | 0 | 9.5 |  |  |  | No | R-410A | 2.7 | Residential & Commercial | No
212621946 | Central HP <5.4 tons | COLEMAN | HRCU-A-CB (Split System: Heat Pump with Remote Outdoor Unit-Air-Source) | HMH72B341 | ASPEN |  | C(A,C,D,E)48D24+TDR | TM9V040A10MP12 | 30800 | 16.8 | 8.1 | 33200 | 27400 | 82.53% | 2.41 | 0 | 9.3 |  |  |  | No | R-410A | 2.5667 | Residential & Commercial | No
212621955 | Central HP <5.4 tons | COLEMAN | HRCU-A-CB (Split System: Heat Pump with Remote Outdoor Unit-Air-Source) | HMH72B341 | ASPEN |  | D(A,C,E)42C24+TDR | TM9V040A10MP12 | 30000 | 16.6 | 8.1 | 33200 | 27400 | 82.53% | 2.41 | 0 | 9.1 |  |  |  | No | R-410A | 2.5 | Residential & Commercial | No
212621910 | Central HP <5.4 tons | COLEMAN | HRCU-A-CB (Split System: Heat Pump with Remote Outdoor Unit-Air-Source) | HMH72B341 | ASPEN |  | D(A,C,E)42D34+TDR | TP9C120D20MP13 | 32800 | 17 | 8.1 | 32400 | 28200 | 87.04% | 2.51 | 0 | 9.5 |  |  |  | No | R-410A | 2.7333 | Residential & Commercial | No
212621911 | Central HP <5.4 tons | COLEMAN | HRCU-A-CB (Split System: Heat Pump with Remote Outdoor Unit-Air-Source) | HMH72B341 | ASPEN |  | D(A,C,E)48B34+TDR | TP9C120D20MP13 | 32200 | 17 | 8.1 | 32400 | 28200 | 87.04% | 2.51 | 0 | 9.4 |  |  |  | No | R-410A | 2.6833 | Residential & Commercial | No
212621944 | Central HP <5.4 tons | COLEMAN | HRCU-A-CB (Split System: Heat Pump with Remote Outdoor Unit-Air-Source) | HMH72B341 | ASPEN |  | C(A,C,D,E)48B24+TDR | TM9V040A10MP12 | 30000 | 16.6 | 8.1 | 33200 | 27400 | 82.53% | 2.41 | 0 | 9.1 |  |  |  | No | R-410A | 2.5 | Residential & Commercial | No
212621592 | Central HP <5.4 tons | COLEMAN | HRCU-A-CB (Split System: Heat Pump with Remote Outdoor Unit-Air-Source) | HMH72B341 | ASPEN |  | C(A,C,D,E)42B24+TDR | TP9C120D20MP13 | 29400 | 16.3 | 8.1 | 32200 | 28000 | 86.96% | 2.51 | 0 | 9 |  |  |  | No | R-410A | 2.45 | Residential & Commercial | No
212621594 | Central HP <5.4 tons | COLEMAN | HRCU-A-CB (Split System: Heat Pump with Remote Outdoor Unit-Air-Source) | HMH72B341 | ASPEN |  | D(A,C,E)48B24+TDR | TP9C120D20MP13 | 29800 | 16.4 | 8.1 | 32200 | 28000 | 86.96% | 2.51 | 0 | 9 |  |  |  | No | R-410A | 2.4833 | Residential & Commercial | No
212621660 | Central HP <5.4 tons | COLEMAN | HRCU-A-CB (Split System: Heat Pump with Remote Outdoor Unit-Air-Source) | HMH72B341 | ASPEN |  | D(A,C,E)48D24+TDR | CPLC100C20MP13 | 30400 | 16.1 | 8.1 | 32400 | 27800 | 85.8% | 2.44 | 0 | 8 |  |  |  | No | R-410A | 2.5333 | Residential & Commercial | No
212621676 | Central HP <5.4 tons | COLEMAN | HRCU-A-CB (Split System: Heat Pump with Remote Outdoor Unit-Air-Source) | HMH72B341 | ASPEN |  | D(A,C,E)42B34+TDR | CPLC120C20MP13 | 31800 | 16.5 | 8.1 | 32400 | 27800 | 85.8% | 2.44 | 0 | 8.9 |  |  |  | No | R-410A | 2.65 | Residential & Commercial | No
212622071 | Central HP <5.4 tons | COLEMAN | HRCU-A-CB (Split System: Heat Pump with Remote Outdoor Unit-Air-Source) | HMH72B341 | ASPEN |  | C(A,C,D,E)42D24+TDR | TM8Y060A12MP11 | 30800 | 17.7 | 8.1 | 33400 | 27400 | 82.04% | 2.42 | 0 | 9 |  |  |  | No | R-410A | 2.5667 | Residential & Commercial | No
212622098 | Central HP <5.4 tons | COLEMAN | HRCU-A-CB (Split System: Heat Pump with Remote Outdoor Unit-Air-Source) | HMH72B341 | ASPEN |  | C(A,C,D,E)48A34+TDR | TM8Y080B12MP11 | 32400 | 18 | 8.4 | 33400 | 27400 | 82.04% | 2.63 | 0 | 9.9 |  |  |  | No | R-410A | 2.7 | Residential & Commercial | No
212622114 | Central HP <5.4 tons | COLEMAN | HRCU-A-CB (Split System: Heat Pump with Remote Outdoor Unit-Air-Source) | HMH72B341 | ASPEN |  | C(A,C,D,E)42D24+TDR | TM8Y080B12MP11 | 31000 | 17.7 | 8.5 | 33400 | 27400 | 82.04% | 2.65 | 0 | 9 |  |  |  | No | R-410A | 2.5833 | Residential & Commercial | No
212622062 | Central HP <5.4 tons | COLEMAN | HRCU-A-CB (Split System: Heat Pump with Remote Outdoor Unit-Air-Source) | HMH72B341 | ASPEN |  | C(A,C,D,E)48A24+TDR | TM9E100C16MP12 | 30000 | 17.4 | 8.3 | 33400 | 27400 | 82.04% | 2.6 | 0 | 9.5 |  |  |  | No | R-410A | 2.5 | Residential & Commercial | No
212622075 | Central HP <5.4 tons | COLEMAN | HRCU-A-CB (Split System: Heat Pump with Remote Outdoor Unit-Air-Source) | HMH72B341 | ASPEN |  | D(A,C,E)36A44+TDR | TM8Y060A12MP11 | 32000 | 18 | 8.1 | 33400 | 27400 | 82.04% | 2.42 | 0 | 9.9 |  |  |  | No | R-410A | 2.6667 | Residential & Commercial | No
212621693 | Central HP <5.4 tons | COLEMAN | HRCU-A-CB (Split System: Heat Pump with Remote Outdoor Unit-Air-Source) | HMH72B341 | ASPEN |  | D(A,C,E)36A44+TDR | TM8V100C20MP12 | 31400 | 16.5 | 8.1 | 32400 | 27800 | 85.8% | 2.44 | 0 | 8.9 |  |  |  | No | R-410A | 2.6167 | Residential & Commercial | No
212621710 | Central HP <5.4 tons | COLEMAN | HRCU-A-CB (Split System: Heat Pump with Remote Outdoor Unit-Air-Source) | HMH72B341 | ASPEN |  | C(A,C,D,E)36C34+TDR | TM8V120C20MP12 | 31800 | 16.5 | 8.5 | 32400 | 27800 | 85.8% | 2.7 | 0 | 8.9 |  |  |  | No | R-410A | 2.65 | Residential & Commercial | No
212621726 | Central HP <5.4 tons | COLEMAN | HRCU-A-CB (Split System: Heat Pump with Remote Outdoor Unit-Air-Source) | HMH72B341 | ASPEN |  | D(A,C,E)48B34+TDR | TM8V120C20MP12 | 32000 | 16.5 | 8.5 | 32400 | 27800 | 85.8% | 2.7 | 0 | 8.9 |  |  |  | No | R-410A | 2.6667 | Residential & Commercial | No
212621727 | Central HP <5.4 tons | COLEMAN | HRCU-A-CB (Split System: Heat Pump with Remote Outdoor Unit-Air-Source) | HMH72B341 | ASPEN |  | D(A,C,E)48C24+TDR | TM8V120C20MP12 | 30000 | 16 | 8.5 | 32400 | 27800 | 85.8% | 2.7 | 0 | 8.6 |  |  |  | No | R-410A | 2.5 | Residential & Commercial | No
212622264 | Central HP <5.4 tons | COLEMAN | HRCU-A-CB (Split System: Heat Pump with Remote Outdoor Unit-Air-Source) | HMH72B341 | ASPEN |  | C(A,C,D,E)42A24+TDR | TM8E080C16MP11 | 30800 | 17.9 | 8.1 | 33600 | 28200 | 83.93% | 2.65 | 0 | 9.8 |  |  |  | No | R-410A | 2.5667 | Residential & Commercial | No
212622330 | Central HP <5.4 tons | COLEMAN | HRCU-A-CB (Split System: Heat Pump with Remote Outdoor Unit-Air-Source) | HMH72B341 | ASPEN |  | C(A,C,D,E)42B24+TDR | TM9V080B12MP12 | 31000 | 17 | 8.2 | 33600 | 29400 | 87.5% | 2.65 | 0 | 9.4 |  |  |  | No | R-410A | 2.5833 | Residential & Commercial | No
212622412 | Central HP <5.4 tons | COLEMAN | HRCU-A-CB (Split System: Heat Pump with Remote Outdoor Unit-Air-Source) | HMH72B341 | ASPEN |  | D(A,C,E)48B24+TDR | TM9V080C16MP12 | 30400 | 17 | 8.4 | 33600 | 27600 | 82.14% | 2.62 | 0 | 9 |  |  |  | No | R-410A | 2.5333 | Residential & Commercial | No
212621743 | Central HP <5.4 tons | COLEMAN | HRCU-A-CB (Split System: Heat Pump with Remote Outdoor Unit-Air-Source) | HMH72B341 | ASPEN |  | D(A,C,E)36D34+TDR | TMLV120C20MP12 | 32200 | 16.5 | 8.1 | 32400 | 27800 | 85.8% | 2.44 | 0 | 9 |  |  |  | No | R-410A | 2.6833 | Residential & Commercial | No
212621759 | Central HP <5.4 tons | COLEMAN | HRCU-A-CB (Split System: Heat Pump with Remote Outdoor Unit-Air-Source) | HMH72B341 | ASPEN |  | C(A,C,D,E)42D24+TDR | TPLC100C20MP13 | 30000 | 16 | 8.1 | 32400 | 27800 | 85.8% | 2.44 | 0 | 8.6 |  |  |  | No | R-410A | 2.5 | Residential & Commercial | No
212621776 | Central HP <5.4 tons | COLEMAN | HRCU-A-CB (Split System: Heat Pump with Remote Outdoor Unit-Air-Source) | HMH72B341 | ASPEN |  | D(A,C,E)48D34+TDR | TPLC100C20MP13 | 32800 | 16.5 | 8.1 | 32400 | 27800 | 85.8% | 2.44 | 0 | 9 |  |  |  | No | R-410A | 2.7333 | Residential & Commercial | No
212621792 | Central HP <5.4 tons | COLEMAN | HRCU-A-CB (Split System: Heat Pump with Remote Outdoor Unit-Air-Source) | HMH72B341 | ASPEN |  | D(A,C,E)42C34+TDR | TPLC120C20MP13 | 32200 | 16.5 | 8.1 | 32400 | 27800 | 85.8% | 2.44 | 0 | 9 |  |  |  | No | R-410A | 2.6833 | Residential & Commercial | No
214061430 | Central HP <5.4 tons | YORK | HRCU-A-CB (Split System: Heat Pump with Remote Outdoor Unit-Air-Source) | HMH72B341 | ADP |  | AD-34(P,U)*****9 | Y82E080C16LMPS1 | 32400 | 17 | 8.25 | 31000 | 22800 | 73.55% | 2.02 | 0 | 9 |  |  |  | No | R-410A | 2.7 | Residential & Commercial | No
212394489 | Central HP <5.4 tons | COLEMAN | HRCU-A-CB (Split System: Heat Pump with Remote Outdoor Unit-Air-Source) | HMH72B341 | ADP |  | H,YE32936 | TM9E060B12MP12 | 32600 | 17 | 8.5 | 32400 | 23200 | 71.6% | 2 | 0 | 9.5 |  |  |  | No | R-410A | 2.7167 | Residential & Commercial | No
212394491 | Central HP <5.4 tons | COLEMAN | HRCU-A-CB (Split System: Heat Pump with Remote Outdoor Unit-Air-Source) | HMH72B341 | ADP |  | H,YE34936 | TM9E060B12MP12 | 32600 | 17 | 8.5 | 32400 | 23200 | 71.6% | 2 | 0 | 9.5 |  |  |  | No | R-410A | 2.7167 | Residential & Commercial | No
212622357 | Central HP <5.4 tons | COLEMAN | HRCU-A-CB (Split System: Heat Pump with Remote Outdoor Unit-Air-Source) | HMH72B341 | ASPEN |  | D(A,C,E)42A34+TDR | TM9E080B12MP12 | 32000 | 17.5 | 8.3 | 33600 | 27600 | 82.14% | 2.62 | 0 | 9.9 |  |  |  | No | R-410A | 2.6667 | Residential & Commercial | No
212622389 | Central HP <5.4 tons | COLEMAN | HRCU-A-CB (Split System: Heat Pump with Remote Outdoor Unit-Air-Source) | HMH72B341 | ASPEN |  | C(A,C,D,E)48A24+TDR | TM9V080C16MP12 | 29800 | 16.9 | 8.3 | 33600 | 27200 | 80.95% | 2.6 | 0 | 9.5 |  |  |  | No | R-410A | 2.4833 | Residential & Commercial | No
212622400 | Central HP <5.4 tons | COLEMAN | HRCU-A-CB (Split System: Heat Pump with Remote Outdoor Unit-Air-Source) | HMH72B341 | ASPEN |  | C(A,C,D,E)48A34+TDR | TM8Y120C20MP11 | 33600 | 18 | 8.1 | 33600 | 30000 | 89.29% | 2.72 | 0 | 9.5 |  |  |  | No | R-410A | 2.8 | Residential & Commercial | No
212621793 | Central HP <5.4 tons | COLEMAN | HRCU-A-CB (Split System: Heat Pump with Remote Outdoor Unit-Air-Source) | HMH72B341 | ASPEN |  | D(A,C,E)42D24+TDR | TPLC120C20MP13 | 30000 | 16 | 8.1 | 32400 | 27800 | 85.8% | 2.44 | 0 | 8.6 |  |  |  | No | R-410A | 2.5 | Residential & Commercial | No
212621808 | Central HP <5.4 tons | COLEMAN | HRCU-A-CB (Split System: Heat Pump with Remote Outdoor Unit-Air-Source) | HMH72B341 | ASPEN |  | C(A,C,D,E)42D24+TDR | TM9Y120D20MP11 | 30200 | 16 | 8.5 | 32400 | 28200 | 87.04% | 2.77 | 0 | 9.1 |  |  |  | No | R-410A | 2.5167 | Residential & Commercial | No
212621842 | Central HP <5.4 tons | COLEMAN | HRCU-A-CB (Split System: Heat Pump with Remote Outdoor Unit-Air-Source) | HMH72B341 | ASPEN |  | D(A,C,E)36D24+TDR | TP9C120D20MP13 | 29800 | 16.4 | 8.1 | 32400 | 27800 | 85.8% | 2.52 | 0 | 9 |  |  |  | No | R-410A | 2.4833 | Residential & Commercial | No
212621858 | Central HP <5.4 tons | COLEMAN | HRCU-A-CB (Split System: Heat Pump with Remote Outdoor Unit-Air-Source) | HMH72B341 | ASPEN |  | D(A,C,E)42A44+TDR | CP9C120D20MP13 | 32000 | 17 | 8.1 | 32400 | 28200 | 87.04% | 2.51 | 0 | 9.4 |  |  |  | No | R-410A | 2.6667 | Residential & Commercial | No
212621511 | Central HP <5.4 tons | COLEMAN | HRCU-A-CB (Split System: Heat Pump with Remote Outdoor Unit-Air-Source) | HMH72B341 | ASPEN |  | C(A,C,D,E)42A24+TDR | TPLC120C20MP13 | 28600 | 15.6 | 8.1 | 32000 | 27600 | 86.25% | 2.44 | 0 | 8.4 |  |  |  | No | R-410A | 2.3833 | Residential & Commercial | No
212621547 | Central HP <5.4 tons | COLEMAN | HRCU-A-CB (Split System: Heat Pump with Remote Outdoor Unit-Air-Source) | HMH72B341 | ASPEN |  | D(A,C,E)42A34+TDR | TM8V120C20MP12 | 31200 | 16.4 | 8.4 | 32200 | 27600 | 85.71% | 2.7 | 0 | 8.8 |  |  |  | No | R-410A | 2.6 | Residential & Commercial | No
212621586 | Central HP <5.4 tons | COLEMAN | HRCU-A-CB (Split System: Heat Pump with Remote Outdoor Unit-Air-Source) | HMH72B341 | ASPEN |  | D(A,C,E)48B24+TDR | CP9C120D20MP13 | 29800 | 16.4 | 8.1 | 32200 | 28000 | 86.96% | 2.51 | 0 | 9 |  |  |  | No | R-410A | 2.4833 | Residential & Commercial | No
212623262 | Central HP <5.4 tons | COLEMAN | HRCU-A-CB (Split System: Heat Pump with Remote Outdoor Unit-Air-Source) | HMH72B341 | ASPEN |  | C(A,C,D,E)42A34+TDR | TM9Y080C16MP11 | 31800 | 18.5 | 8.4 | 33800 | 27800 | 82.25% | 2.64 | 0 | 9.4 |  |  |  | No | R-410A | 2.65 | Residential & Commercial | No
212623282 | Central HP <5.4 tons | COLEMAN | HRCU-A-CB (Split System: Heat Pump with Remote Outdoor Unit-Air-Source) | HMH72B341 | ASPEN |  | C(A,C,D,E)42A34+TDR | TM8Y100C16MP11 | 31800 | 18.5 | 8.3 | 33800 | 27400 | 81.07% | 2.63 | 0 | 9.9 |  |  |  | No | R-410A | 2.65 | Residential & Commercial | No
212623331 | Central HP <5.4 tons | COLEMAN | HRCU-A-CB (Split System: Heat Pump with Remote Outdoor Unit-Air-Source) | HMH72B341 | ASPEN |  | C(A,C,D,E)36A44+TDR | TM9V080C16MP12 | 32000 | 17.5 | 8.5 | 33800 | 27400 | 81.07% | 2.66 | 0 | 9.9 |  |  |  | No | R-410A | 2.6667 | Residential & Commercial | No
212623332 | Central HP <5.4 tons | COLEMAN | HRCU-A-CB (Split System: Heat Pump with Remote Outdoor Unit-Air-Source) | HMH72B341 | ASPEN |  | C(A,C,D,E)36B24+TDR | TM9V080C16MP12 | 29400 | 16.7 | 8.5 | 33800 | 27400 | 81.07% | 2.66 | 0 | 9.4 |  |  |  | No | R-410A | 2.45 | Residential & Commercial | No
212622429 | Central HP <5.4 tons | COLEMAN | HRCU-A-CB (Split System: Heat Pump with Remote Outdoor Unit-Air-Source) | HMH72B341 | ASPEN |  | D(A,C,E)48A34+TDR | TM9E100C16MP12 | 32400 | 18 | 8.4 | 33600 | 27200 | 80.95% | 2.64 | 0 | 9.9 |  |  |  | No | R-410A | 2.7 | Residential & Commercial | No
212622444 | Central HP <5.4 tons | COLEMAN | HRCU-A-CB (Split System: Heat Pump with Remote Outdoor Unit-Air-Source) | HMH72B341 | ASPEN |  | C(A,C,D,E)36A44+TDR | TM9E100C16MP12 | 32200 | 18 | 8.5 | 33600 | 27200 | 80.95% | 2.66 | 0 | 9.9 |  |  |  | No | R-410A | 2.6833 | Residential & Commercial | No
212622446 | Central HP <5.4 tons | COLEMAN | HRCU-A-CB (Split System: Heat Pump with Remote Outdoor Unit-Air-Source) | HMH72B341 | ASPEN |  | C(A,C,D,E)36B34+TDR | TM9E100C16MP12 | 32200 | 18 | 8.5 | 33600 | 27200 | 80.95% | 2.66 | 0 | 9.9 |  |  |  | No | R-410A | 2.6833 | Residential & Commercial | No
212622476 | Central HP <5.4 tons | COLEMAN | HRCU-A-CB (Split System: Heat Pump with Remote Outdoor Unit-Air-Source) | HMH72B341 | ASPEN |  | D(A,C,E)36D24+TDR | TM8Y100C20MP11 | 32200 | 18 | 8.3 | 33600 | 30000 | 89.29% | 2.81 | 0 | 9.5 |  |  |  | No | R-410A | 2.6833 | Residential & Commercial | No
212621597 | Central HP <5.4 tons | COLEMAN | HRCU-A-CB (Split System: Heat Pump with Remote Outdoor Unit-Air-Source) | HMH72B341 | ASPEN |  | D(A,C,E)48A34+TDR | CP9C120D20MP13 | 31800 | 17 | 8.1 | 32200 | 28200 | 87.58% | 2.5 | 0 | 9.4 |  |  |  | No | R-410A | 2.65 | Residential & Commercial | No
212621615 | Central HP <5.4 tons | COLEMAN | HRCU-A-CB (Split System: Heat Pump with Remote Outdoor Unit-Air-Source) | HMH72B341 | ASPEN |  | C(A,C,D,E)36C24+TDR | TM8V100C20MP12 | 29000 | 15.8 | 8.1 | 32400 | 27400 | 84.57% | 2.45 | 0 | 8.5 |  |  |  | No | R-410A | 2.4167 | Residential & Commercial | No
212621640 | Central HP <5.4 tons | COLEMAN | HRCU-A-CB (Split System: Heat Pump with Remote Outdoor Unit-Air-Source) | HMH72B341 | ASPEN |  | C(A,C,D,E)36B34+TDR | CPLC100C20MP13 | 31400 | 16.5 | 8.1 | 32400 | 27800 | 85.8% | 2.44 | 0 | 8.9 |  |  |  | No | R-410A | 2.6167 | Residential & Commercial | No
212621645 | Central HP <5.4 tons | COLEMAN | HRCU-A-CB (Split System: Heat Pump with Remote Outdoor Unit-Air-Source) | HMH72B341 | ASPEN |  | C(A,C,D,E)48C24+TDR | CPLC100C20MP13 | 30000 | 16 | 8.1 | 32400 | 27800 | 85.8% | 2.44 | 0 | 8.6 |  |  |  | No | R-410A | 2.5 | Residential & Commercial | No
212623347 | Central HP <5.4 tons | COLEMAN | HRCU-A-CB (Split System: Heat Pump with Remote Outdoor Unit-Air-Source) | HMH72B341 | ASPEN |  | C(A,C,D,E)48C24+TDR | TM9V080C16MP12 | 30800 | 17.2 | 8.5 | 33800 | 27400 | 81.07% | 2.66 | 0 | 9 |  |  |  | No | R-410A | 2.5667 | Residential & Commercial | No
212623348 | Central HP <5.4 tons | COLEMAN | HRCU-A-CB (Split System: Heat Pump with Remote Outdoor Unit-Air-Source) | HMH72B341 | ASPEN |  | C(A,C,D,E)48D24+TDR | TM9V080C16MP12 | 31200 | 17.3 | 8.5 | 33800 | 27400 | 81.07% | 2.66 | 0 | 9.7 |  |  |  | No | R-410A | 2.6 | Residential & Commercial | No
212623515 | Central HP <5.4 tons | COLEMAN | HRCU-A-CB (Split System: Heat Pump with Remote Outdoor Unit-Air-Source) | HMH72B341 | ASPEN |  | D(A,C,E)36A34+TDR | TL8E100C20UH11 | 31600 | 17.5 | 8.5 | 33800 | 27400 | 81.07% | 2.69 | 0 | 9.8 |  |  |  | No | R-410A | 2.6333 | Residential & Commercial | No
212621712 | Central HP <5.4 tons | COLEMAN | HRCU-A-CB (Split System: Heat Pump with Remote Outdoor Unit-Air-Source) | HMH72B341 | ASPEN |  | C(A,C,D,E)42C24+TDR | TM8V120C20MP12 | 29600 | 15.9 | 8.5 | 32400 | 27800 | 85.8% | 2.7 | 0 | 8 |  |  |  | No | R-410A | 2.4667 | Residential & Commercial | No
212621764 | Central HP <5.4 tons | COLEMAN | HRCU-A-CB (Split System: Heat Pump with Remote Outdoor Unit-Air-Source) | HMH72B341 | ASPEN |  | D(A,C,E)36B44+TDR | TPLC100C20MP13 | 32400 | 16.5 | 8.1 | 32400 | 27800 | 85.8% | 2.44 | 0 | 9 |  |  |  | No | R-410A | 2.7 | Residential & Commercial | No
212621771 | Central HP <5.4 tons | COLEMAN | HRCU-A-CB (Split System: Heat Pump with Remote Outdoor Unit-Air-Source) | HMH72B341 | ASPEN |  | D(A,C,E)42D34+TDR | TPLC100C20MP13 | 32600 | 16.5 | 8.1 | 32400 | 27800 | 85.8% | 2.44 | 0 | 9 |  |  |  | No | R-410A | 2.7167 | Residential & Commercial | No
212621782 | Central HP <5.4 tons | COLEMAN | HRCU-A-CB (Split System: Heat Pump with Remote Outdoor Unit-Air-Source) | HMH72B341 | ASPEN |  | C(A,C,D,E)42D24+TDR | TPLC120C20MP13 | 30000 | 16 | 8.1 | 32400 | 27800 | 85.8% | 2.44 | 0 | 8.6 |  |  |  | No | R-410A | 2.5 | Residential & Commercial | No
212623531 | Central HP <5.4 tons | COLEMAN | HRCU-A-CB (Split System: Heat Pump with Remote Outdoor Unit-Air-Source) | HMH72B341 | ASPEN |  | C(A,C,D,E)48A34+TDR | CP9C100C20MP13 | 32200 | 17.5 | 8.1 | 33800 | 28200 | 83.43% | 2.46 | 0 | 9.4 |  |  |  | No | R-410A | 2.6833 | Residential & Commercial | No
212623532 | Central HP <5.4 tons | COLEMAN | HRCU-A-CB (Split System: Heat Pump with Remote Outdoor Unit-Air-Source) | HMH72B341 | ASPEN |  | D(A,C,E)36A34+TDR | CP9C100C20MP13 | 31600 | 17.5 | 8.1 | 33800 | 28200 | 83.43% | 2.46 | 0 | 9.3 |  |  |  | No | R-410A | 2.6333 | Residential & Commercial | No
212623648 | Central HP <5.4 tons | COLEMAN | HRCU-A-CB (Split System: Heat Pump with Remote Outdoor Unit-Air-Source) | HMH72B341 | ASPEN |  | D(A,C,E)48C34+TDR | TM8V080B12MP12 | 32400 | 17 | 8.1 | 33600 | 29400 | 87.5% | 2.42 | 0 | 9.5 |  |  |  | No | R-410A | 2.7 | Residential & Commercial | No
212623680 | Central HP <5.4 tons | COLEMAN | HRCU-A-CB (Split System: Heat Pump with Remote Outdoor Unit-Air-Source) | HMH72B341 | ASPEN |  | D(A,C,E)36D24+TDR | TL9E060B12UH11 | 30200 | 17.5 | 8.1 | 34000 | 27800 | 81.76% | 2.4 | 0 | 9.1 |  |  |  | No | R-410A | 2.5167 | Residential & Commercial | No
212621654 | Central HP <5.4 tons | COLEMAN | HRCU-A-CB (Split System: Heat Pump with Remote Outdoor Unit-Air-Source) | HMH72B341 | ASPEN |  | D(A,C,E)42C34+TDR | CPLC100C20MP13 | 32200 | 16.5 | 8.1 | 32400 | 27800 | 85.8% | 2.44 | 0 | 9 |  |  |  | No | R-410A | 2.6833 | Residential & Commercial | No
212621661 | Central HP <5.4 tons | COLEMAN | HRCU-A-CB (Split System: Heat Pump with Remote Outdoor Unit-Air-Source) | HMH72B341 | ASPEN |  | D(A,C,E)48D34+TDR | CPLC100C20MP13 | 32800 | 16.5 | 8.1 | 32400 | 27800 | 85.8% | 2.44 | 0 | 9 |  |  |  | No | R-410A | 2.7333 | Residential & Commercial | No
212621679 | Central HP <5.4 tons | COLEMAN | HRCU-A-CB (Split System: Heat Pump with Remote Outdoor Unit-Air-Source) | HMH72B341 | ASPEN |  | D(A,C,E)42D34+TDR | CPLC120C20MP13 | 32600 | 16.5 | 8.1 | 32400 | 27800 | 85.8% | 2.44 | 0 | 9 |  |  |  | No | R-410A | 2.7167 | Residential & Commercial | No
212621704 | Central HP <5.4 tons | COLEMAN | HRCU-A-CB (Split System: Heat Pump with Remote Outdoor Unit-Air-Source) | HMH72B341 | ASPEN |  | D(A,C,E)48C24+TDR | TM8V100C20MP12 | 30000 | 16 | 8.1 | 32400 | 27800 | 85.8% | 2.44 | 0 | 8.6 |  |  |  | No | R-410A | 2.5 | Residential & Commercial | No
212621508 | Central HP <5.4 tons | COLEMAN | HRCU-A-CB (Split System: Heat Pump with Remote Outdoor Unit-Air-Source) | HMH72B341 | ASPEN |  | C(A,C,D,E)42A24+TDR | TM8V120C20MP12 | 28600 | 15.6 | 8.5 | 32000 | 27600 | 86.25% | 2.71 | 0 | 8.4 |  |  |  | No | R-410A | 2.3833 | Residential & Commercial | No
212621540 | Central HP <5.4 tons | COLEMAN | HRCU-A-CB (Split System: Heat Pump with Remote Outdoor Unit-Air-Source) | HMH72B341 | ASPEN |  | D(A,C,E)48A34+TDR | TM8V100C20MP12 | 31600 | 16.5 | 8.1 | 32200 | 27600 | 85.71% | 2.44 | 0 | 8.9 |  |  |  | No | R-410A | 2.6333 | Residential & Commercial | No
212621590 | Central HP <5.4 tons | COLEMAN | HRCU-A-CB (Split System: Heat Pump with Remote Outdoor Unit-Air-Source) | HMH72B341 | ASPEN |  | D(A,C,E)48B24+TDR | TM9V120D20MP12 | 29800 | 16.4 | 8.5 | 32200 | 28000 | 86.96% | 2.79 | 0 | 9 |  |  |  | No | R-410A | 2.4833 | Residential & Commercial | No
212621610 | Central HP <5.4 tons | COLEMAN | HRCU-A-CB (Split System: Heat Pump with Remote Outdoor Unit-Air-Source) | HMH72B341 | ASPEN |  | C(A,C,D,E)36C24+TDR | CPLC120C20MP13 | 29000 | 15.8 | 8.1 | 32400 | 27400 | 84.57% | 2.45 | 0 | 8.5 |  |  |  | No | R-410A | 2.4167 | Residential & Commercial | No
212621893 | Central HP <5.4 tons | COLEMAN | HRCU-A-CB (Split System: Heat Pump with Remote Outdoor Unit-Air-Source) | HMH72B341 | ASPEN |  | C(A,C,D,E)36B34+TDR | TP9C120D20MP13 | 31600 | 17 | 8.1 | 32400 | 28200 | 87.04% | 2.51 | 0 | 9.3 |  |  |  | No | R-410A | 2.6333 | Residential & Commercial | No
212621958 | Central HP <5.4 tons | COLEMAN | HRCU-A-CB (Split System: Heat Pump with Remote Outdoor Unit-Air-Source) | HMH72B341 | ASPEN |  | D(A,C,E)42D34+TDR | TM9V040A10MP12 | 32600 | 17 | 8.1 | 33200 | 27400 | 82.53% | 2.41 | 0 | 9 |  |  |  | No | R-410A | 2.7167 | Residential & Commercial | No
212621976 | Central HP <5.4 tons | COLEMAN | HRCU-A-CB (Split System: Heat Pump with Remote Outdoor Unit-Air-Source) | HMH72B341 | ASPEN |  | C(A,C,D,E)36B34+TDR | TM9E100C20MP12 | 32000 | 15.5 | 8.1 | 33200 | 27000 | 81.33% | 2.43 | 0 | 9.9 |  |  |  | No | R-410A | 2.6667 | Residential & Commercial | No
212622495 | Central HP <5.4 tons | COLEMAN | HRCU-A-CB (Split System: Heat Pump with Remote Outdoor Unit-Air-Source) | HMH72B341 | ASPEN |  | D(A,C,E)48B24+TDR | TM9V100C20MP12 | 30000 | 17 | 8.5 | 33600 | 28200 | 83.93% | 2.7 | 0 | 9 |  |  |  | No | R-410A | 2.5 | Residential & Commercial | No
212622496 | Central HP <5.4 tons | COLEMAN | HRCU-A-CB (Split System: Heat Pump with Remote Outdoor Unit-Air-Source) | HMH72B341 | ASPEN |  | C(A,C,D,E)42A24+TDR | TP9C100C20MP13 | 29200 | 16.7 | 8.1 | 33600 | 28200 | 83.93% | 2.46 | 0 | 8.9 |  |  |  | No | R-410A | 2.4333 | Residential & Commercial | No
212621627 | Central HP <5.4 tons | COLEMAN | HRCU-A-CB (Split System: Heat Pump with Remote Outdoor Unit-Air-Source) | HMH72B341 | ASPEN |  | D(A,C,E)36D24+TDR | TMLV120C20MP12 | 29600 | 15.9 | 8.1 | 32400 | 27400 | 84.57% | 2.45 | 0 | 8 |  |  |  | No | R-410A | 2.4667 | Residential & Commercial | No
212621642 | Central HP <5.4 tons | COLEMAN | HRCU-A-CB (Split System: Heat Pump with Remote Outdoor Unit-Air-Source) | HMH72B341 | ASPEN |  | C(A,C,D,E)36D24+TDR | CPLC100C20MP13 | 29600 | 15.9 | 8.1 | 32400 | 27800 | 85.8% | 2.44 | 0 | 8 |  |  |  | No | R-410A | 2.4667 | Residential & Commercial | No
212621644 | Central HP <5.4 tons | COLEMAN | HRCU-A-CB (Split System: Heat Pump with Remote Outdoor Unit-Air-Source) | HMH72B341 | ASPEN |  | C(A,C,D,E)42D24+TDR | CPLC100C20MP13 | 30000 | 16 | 8.1 | 32400 | 27800 | 85.8% | 2.44 | 0 | 8.6 |  |  |  | No | R-410A | 2.5 | Residential & Commercial | No
212621658 | Central HP <5.4 tons | COLEMAN | HRCU-A-CB (Split System: Heat Pump with Remote Outdoor Unit-Air-Source) | HMH72B341 | ASPEN |  | D(A,C,E)48C24+TDR | CPLC100C20MP13 | 30000 | 16 | 8.1 | 32400 | 27800 | 85.8% | 2.44 | 0 | 8.6 |  |  |  | No | R-410A | 2.5 | Residential & Commercial | No
212622076 | Central HP <5.4 tons | COLEMAN | HRCU-A-CB (Split System: Heat Pump with Remote Outdoor Unit-Air-Source) | HMH72B341 | ASPEN |  | D(A,C,E)36B34+TDR | TM8Y060A12MP11 | 32000 | 18 | 8.1 | 33400 | 27400 | 82.04% | 2.42 | 0 | 9.9 |  |  |  | No | R-410A | 2.6667 | Residential & Commercial | No
212622094 | Central HP <5.4 tons | COLEMAN | HRCU-A-CB (Split System: Heat Pump with Remote Outdoor Unit-Air-Source) | HMH72B341 | ASPEN |  | C(A,C,D,E)42A24+TDR | TL9E100C20UH11 | 31000 | 17 | 8.1 | 33400 | 28800 | 86.23% | 2.71 | 0 | 9.8 |  |  |  | No | R-410A | 2.5833 | Residential & Commercial | No
212622226 | Central HP <5.4 tons | COLEMAN | HRCU-A-CB (Split System: Heat Pump with Remote Outdoor Unit-Air-Source) | HMH72B341 | ASPEN |  | C(A,C,D,E)42A24+TDR | TM9Y100C16MP11 | 30600 | 17.9 | 8.1 | 33600 | 28200 | 83.93% | 2.63 | 0 | 9.8 |  |  |  | No | R-410A | 2.55 | Residential & Commercial | No
212622763 | Central HP <5.4 tons | COLEMAN | HRCU-A-CB (Split System: Heat Pump with Remote Outdoor Unit-Air-Source) | HMH72B341 | ASPEN |  | C(A,C,D,E)48B24+TDR | TM9E060A10MP12 | 30200 | 17.1 | 8.1 | 33800 | 27400 | 81.07% | 2.4 | 0 | 9.1 |  |  |  | No | R-410A | 2.5167 | Residential & Commercial | No
212622764 | Central HP <5.4 tons | COLEMAN | HRCU-A-CB (Split System: Heat Pump with Remote Outdoor Unit-Air-Source) | HMH72B341 | ASPEN |  | C(A,C,D,E)48C24+TDR | TM9E060A10MP12 | 30600 | 17.2 | 8.1 | 33800 | 27400 | 81.07% | 2.4 | 0 | 9 |  |  |  | No | R-410A | 2.55 | Residential & Commercial | No
212622963 | Central HP <5.4 tons | COLEMAN | HRCU-A-CB (Split System: Heat Pump with Remote Outdoor Unit-Air-Source) | HMH72B341 | ASPEN |  | C(A,C,D,E)36C24+TDR | TM9V080B12MP12 | 31000 | 17 | 8.4 | 33800 | 29600 | 87.57% | 2.74 | 0 | 9.4 |  |  |  | No | R-410A | 2.5833 | Residential & Commercial | No
212622411 | Central HP <5.4 tons | COLEMAN | HRCU-A-CB (Split System: Heat Pump with Remote Outdoor Unit-Air-Source) | HMH72B341 | ASPEN |  | C(A,C,D,E)36A34+TDR | TL8E080C16UH11 | 31200 | 17.4 | 8.3 | 33600 | 27600 | 82.14% | 2.62 | 0 | 9.8 |  |  |  | No | R-410A | 2.6 | Residential & Commercial | No
212622427 | Central HP <5.4 tons | COLEMAN | HRCU-A-CB (Split System: Heat Pump with Remote Outdoor Unit-Air-Source) | HMH72B341 | ASPEN |  | C(A,C,D,E)48A34+TDR | TM9E100C16MP12 | 32400 | 18 | 8.4 | 33600 | 27200 | 80.95% | 2.64 | 0 | 9.9 |  |  |  | No | R-410A | 2.7 | Residential & Commercial | No
212621692 | Central HP <5.4 tons | COLEMAN | HRCU-A-CB (Split System: Heat Pump with Remote Outdoor Unit-Air-Source) | HMH72B341 | ASPEN |  | C(A,C,D,E)48D24+TDR | TM8V100C20MP12 | 30400 | 16.1 | 8.1 | 32400 | 27800 | 85.8% | 2.44 | 0 | 8 |  |  |  | No | R-410A | 2.5333 | Residential & Commercial | No
212621707 | Central HP <5.4 tons | COLEMAN | HRCU-A-CB (Split System: Heat Pump with Remote Outdoor Unit-Air-Source) | HMH72B341 | ASPEN |  | D(A,C,E)48D34+TDR | TM8V100C20MP12 | 32800 | 16.5 | 8.1 | 32400 | 27800 | 85.8% | 2.44 | 0 | 9 |  |  |  | No | R-410A | 2.7333 | Residential & Commercial | No
212621741 | Central HP <5.4 tons | COLEMAN | HRCU-A-CB (Split System: Heat Pump with Remote Outdoor Unit-Air-Source) | HMH72B341 | ASPEN |  | D(A,C,E)36B44+TDR | TMLV120C20MP12 | 32400 | 16.5 | 8.1 | 32400 | 27800 | 85.8% | 2.44 | 0 | 9 |  |  |  | No | R-410A | 2.7 | Residential & Commercial | No
212621774 | Central HP <5.4 tons | COLEMAN | HRCU-A-CB (Split System: Heat Pump with Remote Outdoor Unit-Air-Source) | HMH72B341 | ASPEN |  | D(A,C,E)48C34+TDR | TPLC100C20MP13 | 32600 | 16.5 | 8.1 | 32400 | 27800 | 85.8% | 2.44 | 0 | 9 |  |  |  | No | R-410A | 2.7167 | Residential & Commercial | No
212623145 | Central HP <5.4 tons | COLEMAN | HRCU-A-CB (Split System: Heat Pump with Remote Outdoor Unit-Air-Source) | HMH72B341 | ASPEN |  | C(A,C,D,E)48C24+TDR | TM8E100B12MP11 | 30800 | 17.7 | 8.5 | 33800 | 27400 | 81.07% | 2.64 | 0 | 9 |  |  |  | No | R-410A | 2.5667 | Residential & Commercial | No
212623148 | Central HP <5.4 tons | COLEMAN | HRCU-A-CB (Split System: Heat Pump with Remote Outdoor Unit-Air-Source) | HMH72B341 | ASPEN |  | D(A,C,E)36B34+TDR | TM8E100B12MP11 | 32200 | 18 | 8.5 | 33800 | 27400 | 81.07% | 2.64 | 0 | 9.9 |  |  |  | No | R-410A | 2.6833 | Residential & Commercial | No
212622479 | Central HP <5.4 tons | COLEMAN | HRCU-A-CB (Split System: Heat Pump with Remote Outdoor Unit-Air-Source) | HMH72B341 | ASPEN |  | D(A,C,E)36D24+TDR | TM8Y120C20MP11 | 32200 | 18 | 8.3 | 33600 | 30000 | 89.29% | 2.81 | 0 | 9.5 |  |  |  | No | R-410A | 2.6833 | Residential & Commercial | No
212622494 | Central HP <5.4 tons | COLEMAN | HRCU-A-CB (Split System: Heat Pump with Remote Outdoor Unit-Air-Source) | HMH72B341 | ASPEN |  | C(A,C,D,E)42A24+TDR | TM9V100C20MP12 | 29200 | 16.7 | 8.5 | 33600 | 28200 | 83.93% | 2.7 | 0 | 8.9 |  |  |  | No | R-410A | 2.4333 | Residential & Commercial | No
212622777 | Central HP <5.4 tons | COLEMAN | HRCU-A-CB (Split System: Heat Pump with Remote Outdoor Unit-Air-Source) | HMH72B341 | ASPEN |  | D(A,C,E)42D34+TDR | TM9E060A10MP12 | 33000 | 17.5 | 8.1 | 33800 | 27400 | 81.07% | 2.4 | 0 | 9 |  |  |  | No | R-410A | 2.75 | Residential & Commercial | No
212621811 | Central HP <5.4 tons | COLEMAN | HRCU-A-CB (Split System: Heat Pump with Remote Outdoor Unit-Air-Source) | HMH72B341 | ASPEN |  | C(A,C,D,E)48C24+TDR | TM9Y120D20MP11 | 30200 | 16 | 8.5 | 32400 | 28200 | 87.04% | 2.77 | 0 | 9.1 |  |  |  | No | R-410A | 2.5167 | Residential & Commercial | No
212621843 | Central HP <5.4 tons | COLEMAN | HRCU-A-CB (Split System: Heat Pump with Remote Outdoor Unit-Air-Source) | HMH72B341 | ASPEN |  | D(A,C,E)42C24+TDR | TP9C120D20MP13 | 29800 | 16.4 | 8.1 | 32400 | 27800 | 85.8% | 2.52 | 0 | 9 |  |  |  | No | R-410A | 2.4833 | Residential & Commercial | No
212621859 | Central HP <5.4 tons | COLEMAN | HRCU-A-CB (Split System: Heat Pump with Remote Outdoor Unit-Air-Source) | HMH72B341 | ASPEN |  | D(A,C,E)42B34+TDR | CP9C120D20MP13 | 32000 | 17 | 8.1 | 32400 | 28200 | 87.04% | 2.51 | 0 | 9.4 |  |  |  | No | R-410A | 2.6667 | Residential & Commercial | No
212621861 | Central HP <5.4 tons | COLEMAN | HRCU-A-CB (Split System: Heat Pump with Remote Outdoor Unit-Air-Source) | HMH72B341 | ASPEN |  | D(A,C,E)42D24+TDR | CP9C120D20MP13 | 30200 | 16.5 | 8.1 | 32400 | 28200 | 87.04% | 2.51 | 0 | 9.1 |  |  |  | No | R-410A | 2.5167 | Residential & Commercial | No
212621706 | Central HP <5.4 tons | COLEMAN | HRCU-A-CB (Split System: Heat Pump with Remote Outdoor Unit-Air-Source) | HMH72B341 | ASPEN |  | D(A,C,E)48D24+TDR | TM8V100C20MP12 | 30400 | 16.1 | 8.1 | 32400 | 27800 | 85.8% | 2.44 | 0 | 8 |  |  |  | No | R-410A | 2.5333 | Residential & Commercial | No
212621715 | Central HP <5.4 tons | COLEMAN | HRCU-A-CB (Split System: Heat Pump with Remote Outdoor Unit-Air-Source) | HMH72B341 | ASPEN |  | C(A,C,D,E)48D24+TDR | TM8V120C20MP12 | 30400 | 16.1 | 8.5 | 32400 | 27800 | 85.8% | 2.7 | 0 | 8 |  |  |  | No | R-410A | 2.5333 | Residential & Commercial | No
211656131 | Central HP <5.4 tons | FRASER-JOHNSTON | HRCU-A-CB (Split System: Heat Pump with Remote Outdoor Unit-Air-Source) | HMH72B361 | ASPEN |  | A(E,F)M374+TDR |  | 34400 | 18 | 8.1 | 36000 | 26400 | 73.33% | 2.82 | 0 | 9 |  |  |  | No | R-410A | 2.8667 | Residential & Commercial | No
213273413 | Central HP <5.4 tons | COLEMAN | HRCU-A-CB (Split System: Heat Pump with Remote Outdoor Unit-Air-Source) | HMH72B361 | ASPEN |  | D(A,C,E)36D26+TDR | Z8ES100C20SMPS1 | 32000 | 16 | 8.1 | 36000 | 26800 | 74.44% | 2.83 | 0 | 8.6 |  |  |  | No | R-410A | 2.6667 | Residential & Commercial | No
213278592 | Central HP <5.4 tons | COLEMAN | HRCU-A-CB (Split System: Heat Pump with Remote Outdoor Unit-Air-Source) | HMH72B361 | ASPEN |  | D(A,C,E)36D26+JMVT12BC2N1+TDR |  | 32000 | 17.5 | 8.1 | 36000 | 26400 | 73.33% | 2.81 | 0 | 8.6 |  |  |  | No | R-410A | 2.6667 | Residential & Commercial | No
213273377 | Central HP <5.4 tons | COLEMAN | HRCU-A-CB (Split System: Heat Pump with Remote Outdoor Unit-Air-Source) | HMH72B361 | ASPEN |  | D(A,C,E)36D26+TDR | Z8ES080C20SMPS1 | 32000 | 16.5 | 8.1 | 36000 | 26400 | 73.33% | 2.83 | 0 | 8.6 |  |  |  | No | R-410A | 2.6667 | Residential & Commercial | No
213273412 | Central HP <5.4 tons | COLEMAN | HRCU-A-CB (Split System: Heat Pump with Remote Outdoor Unit-Air-Source) | HMH72B361 | ASPEN |  | D(A,C,E)36D24+TDR | Z8ES100C20SMPS1 | 32000 | 16 | 8.1 | 36000 | 26800 | 74.44% | 2.83 | 0 | 8.6 |  |  |  | No | R-410A | 2.6667 | Residential & Commercial | No
212621738 | Central HP <5.4 tons | COLEMAN | HRCU-A-CB (Split System: Heat Pump with Remote Outdoor Unit-Air-Source) | HMH72B341 | ASPEN |  | C(A,C,D,E)48D24+TDR | TMLV120C20MP12 | 30400 | 16.1 | 8.1 | 32400 | 27800 | 85.8% | 2.44 | 0 | 8 |  |  |  | No | R-410A | 2.5333 | Residential & Commercial | No
212621745 | Central HP <5.4 tons | COLEMAN | HRCU-A-CB (Split System: Heat Pump with Remote Outdoor Unit-Air-Source) | HMH72B341 | ASPEN |  | D(A,C,E)42B34+TDR | TMLV120C20MP12 | 31800 | 16.5 | 8.1 | 32400 | 27800 | 85.8% | 2.44 | 0 | 8.9 |  |  |  | No | R-410A | 2.65 | Residential & Commercial | No
212623031 | Central HP <5.4 tons | COLEMAN | HRCU-A-CB (Split System: Heat Pump with Remote Outdoor Unit-Air-Source) | HMH72B341 | ASPEN |  | C(A,C,D,E)36D24+TDR | TM9E080B12MP12 | 30400 | 17 | 8.5 | 33800 | 27400 | 81.07% | 2.65 | 0 | 9 |  |  |  | No | R-410A | 2.5333 | Residential & Commercial | No
212623045 | Central HP <5.4 tons | COLEMAN | HRCU-A-CB (Split System: Heat Pump with Remote Outdoor Unit-Air-Source) | HMH72B341 | ASPEN |  | C(A,C,D,E)48D24+TDR | TM9E080B12MP12 | 31200 | 17.3 | 8.5 | 33800 | 27400 | 81.07% | 2.65 | 0 | 9.7 |  |  |  | No | R-410A | 2.6 | Residential & Commercial | No
212621877 | Central HP <5.4 tons | COLEMAN | HRCU-A-CB (Split System: Heat Pump with Remote Outdoor Unit-Air-Source) | HMH72B341 | ASPEN |  | D(A,C,E)36A44+TDR | TM9V120D20MP12 | 31600 | 17 | 8.5 | 32400 | 28200 | 87.04% | 2.79 | 0 | 9.3 |  |  |  | No | R-410A | 2.6333 | Residential & Commercial | No
212621908 | Central HP <5.4 tons | COLEMAN | HRCU-A-CB (Split System: Heat Pump with Remote Outdoor Unit-Air-Source) | HMH72B341 | ASPEN |  | D(A,C,E)42C34+TDR | TP9C120D20MP13 | 32400 | 17 | 8.1 | 32400 | 28200 | 87.04% | 2.51 | 0 | 9.5 |  |  |  | No | R-410A | 2.7 | Residential & Commercial | No
212621941 | Central HP <5.4 tons | COLEMAN | HRCU-A-CB (Split System: Heat Pump with Remote Outdoor Unit-Air-Source) | HMH72B341 | ASPEN |  | C(A,C,D,E)42B24+TDR | TM9V040A10MP12 | 29600 | 16.4 | 8.1 | 33200 | 27400 | 82.53% | 2.41 | 0 | 9 |  |  |  | No | R-410A | 2.4667 | Residential & Commercial | No
212621945 | Central HP <5.4 tons | COLEMAN | HRCU-A-CB (Split System: Heat Pump with Remote Outdoor Unit-Air-Source) | HMH72B341 | ASPEN |  | C(A,C,D,E)48C24+TDR | TM9V040A10MP12 | 30400 | 16.7 | 8.1 | 33200 | 27400 | 82.53% | 2.41 | 0 | 9 |  |  |  | No | R-410A | 2.5333 | Residential & Commercial | No
212623047 | Central HP <5.4 tons | COLEMAN | HRCU-A-CB (Split System: Heat Pump with Remote Outdoor Unit-Air-Source) | HMH72B341 | ASPEN |  | D(A,C,E)36A44+TDR | TM9E080B12MP12 | 32200 | 17.5 | 8.5 | 33800 | 27400 | 81.07% | 2.65 | 0 | 9.9 |  |  |  | No | R-410A | 2.6833 | Residential & Commercial | No
212623078 | Central HP <5.4 tons | COLEMAN | HRCU-A-CB (Split System: Heat Pump with Remote Outdoor Unit-Air-Source) | HMH72B341 | ASPEN |  | C(A,C,D,E)42A24+TDR | TM8E080B12MP11 | 29200 | 17.2 | 8.5 | 33800 | 27800 | 82.25% | 2.62 | 0 | 8.9 |  |  |  | No | R-410A | 2.4333 | Residential & Commercial | No
212623079 | Central HP <5.4 tons | COLEMAN | HRCU-A-CB (Split System: Heat Pump with Remote Outdoor Unit-Air-Source) | HMH72B341 | ASPEN |  | C(A,C,D,E)42A24+TDR | TM9Y080B12MP11 | 29400 | 17.2 | 8.1 | 33800 | 27800 | 82.25% | 2.41 | 0 | 8.9 |  |  |  | No | R-410A | 2.45 | Residential & Commercial | No
212621960 | Central HP <5.4 tons | COLEMAN | HRCU-A-CB (Split System: Heat Pump with Remote Outdoor Unit-Air-Source) | HMH72B341 | ASPEN |  | D(A,C,E)48C24+TDR | TM9V040A10MP12 | 30400 | 16.7 | 8.1 | 33200 | 27400 | 82.53% | 2.41 | 0 | 9 |  |  |  | No | R-410A | 2.5333 | Residential & Commercial | No
212622095 | Central HP <5.4 tons | COLEMAN | HRCU-A-CB (Split System: Heat Pump with Remote Outdoor Unit-Air-Source) | HMH72B341 | ASPEN |  | D(A,C,E)48B24+TDR | TM8Y100C20MP11 | 32200 | 18 | 8.1 | 33400 | 29800 | 89.22% | 2.72 | 0 | 9.5 |  |  |  | No | R-410A | 2.6833 | Residential & Commercial | No
212622109 | Central HP <5.4 tons | COLEMAN | HRCU-A-CB (Split System: Heat Pump with Remote Outdoor Unit-Air-Source) | HMH72B341 | ASPEN |  | C(A,C,D,E)36C24+TDR | TM8Y080B12MP11 | 30000 | 17.4 | 8.5 | 33400 | 27400 | 82.04% | 2.65 | 0 | 9.5 |  |  |  | No | R-410A | 2.5 | Residential & Commercial | No
212623128 | Central HP <5.4 tons | COLEMAN | HRCU-A-CB (Split System: Heat Pump with Remote Outdoor Unit-Air-Source) | HMH72B341 | ASPEN |  | D(A,C,E)42D24+TDR | TM8E060A12MP11 | 30800 | 17.7 | 8.1 | 33800 | 27400 | 81.07% | 2.44 | 0 | 9 |  |  |  | No | R-410A | 2.5667 | Residential & Commercial | No
212623131 | Central HP <5.4 tons | COLEMAN | HRCU-A-CB (Split System: Heat Pump with Remote Outdoor Unit-Air-Source) | HMH72B341 | ASPEN |  | D(A,C,E)48C24+TDR | TM8E060A12MP11 | 30800 | 17.7 | 8.1 | 33800 | 27400 | 81.07% | 2.44 | 0 | 9 |  |  |  | No | R-410A | 2.5667 | Residential & Commercial | No
212623147 | Central HP <5.4 tons | COLEMAN | HRCU-A-CB (Split System: Heat Pump with Remote Outdoor Unit-Air-Source) | HMH72B341 | ASPEN |  | D(A,C,E)36A44+TDR | TM8E100B12MP11 | 32200 | 18 | 8.5 | 33800 | 27400 | 81.07% | 2.64 | 0 | 9.9 |  |  |  | No | R-410A | 2.6833 | Residential & Commercial | No
212623180 | Central HP <5.4 tons | COLEMAN | HRCU-A-CB (Split System: Heat Pump with Remote Outdoor Unit-Air-Source) | HMH72B341 | ASPEN |  | D(A,C,E)36D24+TDR | TMLE060A12MP11 | 30400 | 17.5 | 8.1 | 33800 | 27400 | 81.07% | 2.44 | 0 | 9 |  |  |  | No | R-410A | 2.5333 | Residential & Commercial | No
212623228 | Central HP <5.4 tons | COLEMAN | HRCU-A-CB (Split System: Heat Pump with Remote Outdoor Unit-Air-Source) | HMH72B341 | ASPEN |  | D(A,C,E)36A44+TDR | TM8Y100C20MP11 | 33600 | 18 | 8.3 | 33800 | 30000 | 88.76% | 2.76 | 0 | 9.5 |  |  |  | No | R-410A | 2.8 | Residential & Commercial | No
212623165 | Central HP <5.4 tons | COLEMAN | HRCU-A-CB (Split System: Heat Pump with Remote Outdoor Unit-Air-Source) | HMH72B341 | ASPEN |  | C(A,C,D,E)36B24+TDR | TMLE060A12MP11 | 29400 | 17.2 | 8.1 | 33800 | 27400 | 81.07% | 2.44 | 0 | 9.4 |  |  |  | No | R-410A | 2.45 | Residential & Commercial | No
212623195 | Central HP <5.4 tons | COLEMAN | HRCU-A-CB (Split System: Heat Pump with Remote Outdoor Unit-Air-Source) | HMH72B341 | ASPEN |  | C(A,C,D,E)36B34+TDR | TMLE100B12MP11 | 32200 | 18 | 8.1 | 33800 | 27400 | 81.07% | 2.44 | 0 | 9.9 |  |  |  | No | R-410A | 2.6833 | Residential & Commercial | No
212623198 | Central HP <5.4 tons | COLEMAN | HRCU-A-CB (Split System: Heat Pump with Remote Outdoor Unit-Air-Source) | HMH72B341 | ASPEN |  | C(A,C,D,E)36D24+TDR | TMLE100B12MP11 | 30400 | 17.5 | 8.1 | 33800 | 27400 | 81.07% | 2.44 | 0 | 9 |  |  |  | No | R-410A | 2.5333 | Residential & Commercial | No
212622111 | Central HP <5.4 tons | COLEMAN | HRCU-A-CB (Split System: Heat Pump with Remote Outdoor Unit-Air-Source) | HMH72B341 | ASPEN |  | C(A,C,D,E)36D24+TDR | TM8Y080B12MP11 | 30600 | 17.6 | 8.5 | 33400 | 27400 | 82.04% | 2.65 | 0 | 9 |  |  |  | No | R-410A | 2.55 | Residential & Commercial | No
212622126 | Central HP <5.4 tons | COLEMAN | HRCU-A-CB (Split System: Heat Pump with Remote Outdoor Unit-Air-Source) | HMH72B341 | ASPEN |  | D(A,C,E)42C24+TDR | TM8Y080B12MP11 | 30600 | 17.6 | 8.5 | 33400 | 27400 | 82.04% | 2.65 | 0 | 9 |  |  |  | No | R-410A | 2.55 | Residential & Commercial | No
212622128 | Central HP <5.4 tons | COLEMAN | HRCU-A-CB (Split System: Heat Pump with Remote Outdoor Unit-Air-Source) | HMH72B341 | ASPEN |  | D(A,C,E)42D24+TDR | TM8Y080B12MP11 | 31000 | 17.7 | 8.5 | 33400 | 27400 | 82.04% | 2.65 | 0 | 9 |  |  |  | No | R-410A | 2.5833 | Residential & Commercial | No
212623247 | Central HP <5.4 tons | COLEMAN | HRCU-A-CB (Split System: Heat Pump with Remote Outdoor Unit-Air-Source) | HMH72B341 | ASPEN |  | D(A,C,E)42A34+TDR | TM8V100C16MP12 | 31800 | 17.5 | 8.3 | 33800 | 27400 | 81.07% | 2.64 | 0 | 9.9 |  |  |  | No | R-410A | 2.65 | Residential & Commercial | No
212623295 | Central HP <5.4 tons | COLEMAN | HRCU-A-CB (Split System: Heat Pump with Remote Outdoor Unit-Air-Source) | HMH72B341 | ASPEN |  | C(A,C,D,E)36C24+TDR | CP9C080C16MP13 | 29800 | 16.9 | 8.1 | 33800 | 27400 | 81.07% | 2.45 | 0 | 9.5 |  |  |  | No | R-410A | 2.4833 | Residential & Commercial | No
212623215 | Central HP <5.4 tons | COLEMAN | HRCU-A-CB (Split System: Heat Pump with Remote Outdoor Unit-Air-Source) | HMH72B341 | ASPEN |  | D(A,C,E)42D24+TDR | TMLE100B12MP11 | 30800 | 17.7 | 8.1 | 33800 | 27400 | 81.07% | 2.44 | 0 | 9 |  |  |  | No | R-410A | 2.5667 | Residential & Commercial | No
212623230 | Central HP <5.4 tons | COLEMAN | HRCU-A-CB (Split System: Heat Pump with Remote Outdoor Unit-Air-Source) | HMH72B341 | ASPEN |  | C(A,C,D,E)36A44+TDR | TM8Y120C20MP11 | 33600 | 18 | 8.3 | 33800 | 30000 | 88.76% | 2.76 | 0 | 9.5 |  |  |  | No | R-410A | 2.8 | Residential & Commercial | No
212623231 | Central HP <5.4 tons | COLEMAN | HRCU-A-CB (Split System: Heat Pump with Remote Outdoor Unit-Air-Source) | HMH72B341 | ASPEN |  | C(A,C,D,E)36B34+TDR | TM8Y120C20MP11 | 33600 | 18 | 8.2 | 33800 | 30000 | 88.76% | 2.76 | 0 | 9.5 |  |  |  | No | R-410A | 2.8 | Residential & Commercial | No
212623263 | Central HP <5.4 tons | COLEMAN | HRCU-A-CB (Split System: Heat Pump with Remote Outdoor Unit-Air-Source) | HMH72B341 | ASPEN |  | D(A,C,E)42A34+TDR | TM9Y080C16MP11 | 31800 | 18.5 | 8.4 | 33800 | 27800 | 82.25% | 2.64 | 0 | 9.4 |  |  |  | No | R-410A | 2.65 | Residential & Commercial | No
212622211 | Central HP <5.4 tons | COLEMAN | HRCU-A-CB (Split System: Heat Pump with Remote Outdoor Unit-Air-Source) | HMH72B341 | ASPEN |  | D(A,C,E)48B24+TDR | TM9V080B12MP12 | 31400 | 17 | 8.1 | 33600 | 29400 | 87.5% | 2.61 | 0 | 9.5 |  |  |  | No | R-410A | 2.6167 | Residential & Commercial | No
212623298 | Central HP <5.4 tons | COLEMAN | HRCU-A-CB (Split System: Heat Pump with Remote Outdoor Unit-Air-Source) | HMH72B341 | ASPEN |  | C(A,C,D,E)36D24+TDR | CP9C080C16MP13 | 30400 | 17 | 8.1 | 33800 | 27400 | 81.07% | 2.45 | 0 | 9 |  |  |  | No | R-410A | 2.5333 | Residential & Commercial | No
212621763 | Central HP <5.4 tons | COLEMAN | HRCU-A-CB (Split System: Heat Pump with Remote Outdoor Unit-Air-Source) | HMH72B341 | ASPEN |  | D(A,C,E)36B34+TDR | TPLC100C20MP13 | 31400 | 16.5 | 8.1 | 32400 | 27800 | 85.8% | 2.44 | 0 | 8.9 |  |  |  | No | R-410A | 2.6167 | Residential & Commercial | No
212621765 | Central HP <5.4 tons | COLEMAN | HRCU-A-CB (Split System: Heat Pump with Remote Outdoor Unit-Air-Source) | HMH72B341 | ASPEN |  | D(A,C,E)36C34+TDR | TPLC100C20MP13 | 31800 | 16.5 | 8.1 | 32400 | 27800 | 85.8% | 2.44 | 0 | 8.9 |  |  |  | No | R-410A | 2.65 | Residential & Commercial | No
212621788 | Central HP <5.4 tons | COLEMAN | HRCU-A-CB (Split System: Heat Pump with Remote Outdoor Unit-Air-Source) | HMH72B341 | ASPEN |  | D(A,C,E)36C34+TDR | TPLC120C20MP13 | 31800 | 16.5 | 8.1 | 32400 | 27800 | 85.8% | 2.44 | 0 | 8.9 |  |  |  | No | R-410A | 2.65 | Residential & Commercial | No
212621822 | Central HP <5.4 tons | COLEMAN | HRCU-A-CB (Split System: Heat Pump with Remote Outdoor Unit-Air-Source) | HMH72B341 | ASPEN |  | D(A,C,E)42C24+TDR | TM9Y120D20MP11 | 29800 | 15.9 | 8.5 | 32400 | 28200 | 87.04% | 2.77 | 0 | 9 |  |  |  | No | R-410A | 2.4833 | Residential & Commercial | No
212622445 | Central HP <5.4 tons | COLEMAN | HRCU-A-CB (Split System: Heat Pump with Remote Outdoor Unit-Air-Source) | HMH72B341 | ASPEN |  | C(A,C,D,E)36B24+TDR | TM9E100C16MP12 | 29400 | 17.2 | 8.5 | 33600 | 27200 | 80.95% | 2.66 | 0 | 9.4 |  |  |  | No | R-410A | 2.45 | Residential & Commercial | No
212622460 | Central HP <5.4 tons | COLEMAN | HRCU-A-CB (Split System: Heat Pump with Remote Outdoor Unit-Air-Source) | HMH72B341 | ASPEN |  | D(A,C,E)36D24+TDR | TM9E100C16MP12 | 30400 | 17.5 | 8.5 | 33600 | 27200 | 80.95% | 2.66 | 0 | 9 |  |  |  | No | R-410A | 2.5333 | Residential & Commercial | No
216014872 | Central HP <5.4 tons | FRIEDRICH | HRCU-A-C (Split System: Heat Pump with Remote Outdoor Unit with No Indoor Fan --Air Source) | WFPU18Z483C |  |  | FRCFZ4821STANM |  | 44500 | 15.8 | 8.3 | 44000 | 33000 | 75% | 1.91 | 0 | 9.5 |  |  |  | No | R-410A | 3.7083 | Residential & Commercial | No
212622478 | Central HP <5.4 tons | COLEMAN | HRCU-A-CB (Split System: Heat Pump with Remote Outdoor Unit-Air-Source) | HMH72B341 | ASPEN |  | C(A,C,D,E)48B24+TDR | TM8Y120C20MP11 | 32200 | 18 | 8.3 | 33600 | 30000 | 89.29% | 2.81 | 0 | 9.5 |  |  |  | No | R-410A | 2.6833 | Residential & Commercial | No
212623464 | Central HP <5.4 tons | COLEMAN | HRCU-A-CB (Split System: Heat Pump with Remote Outdoor Unit-Air-Source) | HMH72B341 | ASPEN |  | D(A,C,E)48B24+TDR | TM9V100C16MP12 | 30200 | 17 | 8.4 | 33800 | 27200 | 80.47% | 2.64 | 0 | 9 |  |  |  | No | R-410A | 2.5167 | Residential & Commercial | No
212623481 | Central HP <5.4 tons | COLEMAN | HRCU-A-CB (Split System: Heat Pump with Remote Outdoor Unit-Air-Source) | HMH72B341 | ASPEN |  | D(A,C,E)48A34+TDR | TL9E080C16UH11 | 32200 | 17.5 | 8.5 | 33800 | 27800 | 82.25% | 2.66 | 0 | 9.4 |  |  |  | No | R-410A | 2.6833 | Residential & Commercial | No
212623499 | Central HP <5.4 tons | COLEMAN | HRCU-A-CB (Split System: Heat Pump with Remote Outdoor Unit-Air-Source) | HMH72B341 | ASPEN |  | C(A,C,D,E)42A24+TDR | TP9C100C16MP13 | 29200 | 16.7 | 8.1 | 33800 | 27200 | 80.47% | 2.47 | 0 | 9.4 |  |  |  | No | R-410A | 2.4333 | Residential & Commercial | No
212623647 | Central HP <5.4 tons | COLEMAN | HRCU-A-CB (Split System: Heat Pump with Remote Outdoor Unit-Air-Source) | HMH72B341 | ASPEN |  | D(A,C,E)42D34+TDR | TM8V080B12MP12 | 32400 | 17 | 8.1 | 33600 | 29400 | 87.5% | 2.42 | 0 | 9.5 |  |  |  | No | R-410A | 2.7 | Residential & Commercial | No
212623329 | Central HP <5.4 tons | COLEMAN | HRCU-A-CB (Split System: Heat Pump with Remote Outdoor Unit-Air-Source) | HMH72B341 | ASPEN |  | D(A,C,E)48D24+TDR | CP9C080C16MP13 | 31200 | 17.3 | 8.1 | 33800 | 27400 | 81.07% | 2.45 | 0 | 9.7 |  |  |  | No | R-410A | 2.6 | Residential & Commercial | No
212623346 | Central HP <5.4 tons | COLEMAN | HRCU-A-CB (Split System: Heat Pump with Remote Outdoor Unit-Air-Source) | HMH72B341 | ASPEN |  | C(A,C,D,E)48B24+TDR | TM9V080C16MP12 | 30400 | 17 | 8.5 | 33800 | 27400 | 81.07% | 2.66 | 0 | 9 |  |  |  | No | R-410A | 2.5333 | Residential & Commercial | No
212623748 | Central HP <5.4 tons | COLEMAN | HRCU-A-CB (Split System: Heat Pump with Remote Outdoor Unit-Air-Source) | HMH72B341 | ASPEN |  | D(A,C,E)42B34+TDR | TM9E060B12MP12 | 32600 | 17.5 | 8.1 | 34000 | 28000 | 82.35% | 2.39 | 0 | 9.5 |  |  |  | No | R-410A | 2.7167 | Residential & Commercial | No
212623849 | Central HP <5.4 tons | COLEMAN | HRCU-A-CB (Split System: Heat Pump with Remote Outdoor Unit-Air-Source) | HMH72B341 | ASPEN |  | C(A,C,D,E)36B34+TDR | TM9V060B12MP12 | 32200 | 17.5 | 8.1 | 34000 | 27800 | 81.76% | 2.42 | 0 | 9.4 |  |  |  | No | R-410A | 2.6833 | Residential & Commercial | No
212623664 | Central HP <5.4 tons | COLEMAN | HRCU-A-CB (Split System: Heat Pump with Remote Outdoor Unit-Air-Source) | HMH72B341 | ASPEN |  | C(A,C,D,E)36B34+TDR | TL9E060B12UH11 | 32000 | 18 | 8.1 | 34000 | 27800 | 81.76% | 2.4 | 0 | 9.4 |  |  |  | No | R-410A | 2.6667 | Residential & Commercial | No
212623831 | Central HP <5.4 tons | COLEMAN | HRCU-A-CB (Split System: Heat Pump with Remote Outdoor Unit-Air-Source) | HMH72B341 | ASPEN |  | D(A,C,E)36C34+TDR | CP9C060B12MP13 | 32600 | 17.5 | 8.1 | 34000 | 27800 | 81.76% | 2.42 | 0 | 9.5 |  |  |  | No | R-410A | 2.7167 | Residential & Commercial | No
212623848 | Central HP <5.4 tons | COLEMAN | HRCU-A-CB (Split System: Heat Pump with Remote Outdoor Unit-Air-Source) | HMH72B341 | ASPEN |  | C(A,C,D,E)36B24+TDR | TM9V060B12MP12 | 29400 | 16.7 | 8.1 | 34000 | 27800 | 81.76% | 2.42 | 0 | 9 |  |  |  | No | R-410A | 2.45 | Residential & Commercial | No
212623880 | Central HP <5.4 tons | COLEMAN | HRCU-A-CB (Split System: Heat Pump with Remote Outdoor Unit-Air-Source) | HMH72B341 | ASPEN |  | C(A,C,D,E)36C34+TDR | TP9C060B12MP13 | 32600 | 17.5 | 8.1 | 34000 | 27800 | 81.76% | 2.42 | 0 | 9.5 |  |  |  | No | R-410A | 2.7167 | Residential & Commercial | No
212623864 | Central HP <5.4 tons | COLEMAN | HRCU-A-CB (Split System: Heat Pump with Remote Outdoor Unit-Air-Source) | HMH72B341 | ASPEN |  | D(A,C,E)36D34+TDR | TM9V060B12MP12 | 32800 | 17.5 | 8.1 | 34000 | 27800 | 81.76% | 2.42 | 0 | 9.5 |  |  |  | No | R-410A | 2.7333 | Residential & Commercial | No
212623899 | Central HP <5.4 tons | COLEMAN | HRCU-A-CB (Split System: Heat Pump with Remote Outdoor Unit-Air-Source) | HMH72B341 | ASPEN |  | D(A,C,E)42D34+TDR | TP9C060B12MP13 | 33200 | 17.5 | 8.1 | 34000 | 27800 | 81.76% | 2.42 | 0 | 9 |  |  |  | No | R-410A | 2.7667 | Residential & Commercial | No
212623932 | Central HP <5.4 tons | COLEMAN | HRCU-A-CB (Split System: Heat Pump with Remote Outdoor Unit-Air-Source) | HMH72B341 | ASPEN |  | C(A,C,D,E)42D24+TDR | TL8E060A12UH11 | 32000 | 18 | 8.1 | 33400 | 29000 | 86.83% | 2.46 | 0 | 9 |  |  |  | No | R-410A | 2.6667 | Residential & Commercial | No
212623933 | Central HP <5.4 tons | COLEMAN | HRCU-A-CB (Split System: Heat Pump with Remote Outdoor Unit-Air-Source) | HMH72B341 | ASPEN |  | C(A,C,D,E)48C24+TDR | TL8E060A12UH11 | 32000 | 18 | 8.1 | 33400 | 29000 | 86.83% | 2.46 | 0 | 9 |  |  |  | No | R-410A | 2.6667 | Residential & Commercial | No
212622779 | Central HP <5.4 tons | COLEMAN | HRCU-A-CB (Split System: Heat Pump with Remote Outdoor Unit-Air-Source) | HMH72B341 | ASPEN |  | D(A,C,E)48C24+TDR | TM9E060A10MP12 | 30600 | 17.2 | 8.1 | 33800 | 27400 | 81.07% | 2.4 | 0 | 9 |  |  |  | No | R-410A | 2.55 | Residential & Commercial | No
212622780 | Central HP <5.4 tons | COLEMAN | HRCU-A-CB (Split System: Heat Pump with Remote Outdoor Unit-Air-Source) | HMH72B341 | ASPEN |  | D(A,C,E)48C34+TDR | TM9E060A10MP12 | 33000 | 17.5 | 8.1 | 33800 | 27400 | 81.07% | 2.4 | 0 | 9 |  |  |  | No | R-410A | 2.75 | Residential & Commercial | No
212622797 | Central HP <5.4 tons | COLEMAN | HRCU-A-CB (Split System: Heat Pump with Remote Outdoor Unit-Air-Source) | HMH72B341 | ASPEN |  | C(A,C,D,E)36B24+TDR | TM9Y100C16MP11 | 30600 | 17.9 | 8.3 | 33800 | 28600 | 84.62% | 2.68 | 0 | 9.8 |  |  |  | No | R-410A | 2.55 | Residential & Commercial | No
212623950 | Central HP <5.4 tons | COLEMAN | HRCU-A-CB (Split System: Heat Pump with Remote Outdoor Unit-Air-Source) | HMH72B341 | ASPEN |  | C(A,C,D,E)36B24+TDR | TM8E080B12MP11 | 29200 | 17.2 | 8.5 | 34000 | 28000 | 82.35% | 2.63 | 0 | 8.9 |  |  |  | No | R-410A | 2.4333 | Residential & Commercial | No
212623967 | Central HP <5.4 tons | COLEMAN | HRCU-A-CB (Split System: Heat Pump with Remote Outdoor Unit-Air-Source) | HMH72B341 | ASPEN |  | D(A,C,E)42B34+TDR | TM8E080B12MP11 | 32400 | 18 | 8.5 | 34000 | 28000 | 82.35% | 2.63 | 0 | 9.5 |  |  |  | No | R-410A | 2.7 | Residential & Commercial | No
212623981 | Central HP <5.4 tons | COLEMAN | HRCU-A-CB (Split System: Heat Pump with Remote Outdoor Unit-Air-Source) | HMH72B341 | ASPEN |  | C(A,C,D,E)36C34+TDR | TM9Y080B12MP11 | 32400 | 18 | 8.1 | 34000 | 28000 | 82.35% | 2.41 | 0 | 9.5 |  |  |  | No | R-410A | 2.7 | Residential & Commercial | No
212623432 | Central HP <5.4 tons | COLEMAN | HRCU-A-CB (Split System: Heat Pump with Remote Outdoor Unit-Air-Source) | HMH72B341 | ASPEN |  | D(A,C,E)42A34+TDR | TL9E080C16UH11 | 31800 | 17.5 | 8.4 | 33800 | 27800 | 82.25% | 2.63 | 0 | 9.4 |  |  |  | No | R-410A | 2.65 | Residential & Commercial | No
214061431 | Central HP <5.4 tons | YORK | HRCU-A-CB (Split System: Heat Pump with Remote Outdoor Unit-Air-Source) | HMH72B341 | ADP |  | AD-33(P,U)*****9 | Y82E080C16LMPS1 | 34000 | 18 | 8.5 | 31800 | 23600 | 74.21% | 2.1 | 0 | 9.5 |  |  |  | No | R-410A | 2.8333 | Residential & Commercial | No
212621838 | Central HP <5.4 tons | COLEMAN | HRCU-A-CB (Split System: Heat Pump with Remote Outdoor Unit-Air-Source) | HMH72B341 | ASPEN |  | D(A,C,E)36D24+TDR | TM9V120D20MP12 | 29800 | 16.4 | 8.5 | 32400 | 27800 | 85.8% | 2.79 | 0 | 9 |  |  |  | No | R-410A | 2.4833 | Residential & Commercial | No
212621840 | Central HP <5.4 tons | COLEMAN | HRCU-A-CB (Split System: Heat Pump with Remote Outdoor Unit-Air-Source) | HMH72B341 | ASPEN |  | C(A,C,D,E)36B24+TDR | TP9C120D20MP13 | 28800 | 16.1 | 8.1 | 32400 | 27800 | 85.8% | 2.52 | 0 | 8.9 |  |  |  | No | R-410A | 2.4 | Residential & Commercial | No
212621854 | Central HP <5.4 tons | COLEMAN | HRCU-A-CB (Split System: Heat Pump with Remote Outdoor Unit-Air-Source) | HMH72B341 | ASPEN |  | D(A,C,E)36B34+TDR | CP9C120D20MP13 | 31600 | 17 | 8.1 | 32400 | 28200 | 87.04% | 2.51 | 0 | 9.3 |  |  |  | No | R-410A | 2.6333 | Residential & Commercial | No
212621863 | Central HP <5.4 tons | COLEMAN | HRCU-A-CB (Split System: Heat Pump with Remote Outdoor Unit-Air-Source) | HMH72B341 | ASPEN |  | D(A,C,E)48B34+TDR | CP9C120D20MP13 | 32200 | 17 | 8.1 | 32400 | 28200 | 87.04% | 2.51 | 0 | 9.4 |  |  |  | No | R-410A | 2.6833 | Residential & Commercial | No
212622913 | Central HP <5.4 tons | COLEMAN | HRCU-A-CB (Split System: Heat Pump with Remote Outdoor Unit-Air-Source) | HMH72B341 | ASPEN |  | D(A,C,E)48B24+TDR | TM8E080B12MP11 | 30200 | 17.5 | 8.4 | 33800 | 27800 | 82.25% | 2.6 | 0 | 9 |  |  |  | No | R-410A | 2.5167 | Residential & Commercial | No
212622421 | Central HP <5.4 tons | COLEMAN | HRCU-A-CB (Split System: Heat Pump with Remote Outdoor Unit-Air-Source) | HMH72B341 | ASPEN |  | C(A,C,D,E)42B24+TDR | TM8Y120C20MP11 | 31800 | 18 | 8.2 | 33600 | 30000 | 89.29% | 2.77 | 0 | 9.4 |  |  |  | No | R-410A | 2.65 | Residential & Commercial | No
212622451 | Central HP <5.4 tons | COLEMAN | HRCU-A-CB (Split System: Heat Pump with Remote Outdoor Unit-Air-Source) | HMH72B341 | ASPEN |  | C(A,C,D,E)42C24+TDR | TM9E100C16MP12 | 30400 | 17.5 | 8.5 | 33600 | 27200 | 80.95% | 2.66 | 0 | 9 |  |  |  | No | R-410A | 2.5333 | Residential & Commercial | No
212510764 | Central HP <5.4 tons | AMERISTAR | HRCU-A-CB (Split System: Heat Pump with Remote Outdoor Unit-Air-Source) | E4HL5024A1000A |  |  | 4TXCB003DS3 | A952V060BU4SAD | 24000 | 15.2 | 8.5 | 24000 | 21000 | 87.5% | 1.85 | 0 | 9 |  |  |  | No | R-410A | 2 | Residential & Commercial | No
212622471 | Central HP <5.4 tons | COLEMAN | HRCU-A-CB (Split System: Heat Pump with Remote Outdoor Unit-Air-Source) | HMH72B341 | ASPEN |  | D(A,C,E)48D24+TDR | TM9E100C16MP12 | 31200 | 17.8 | 8.5 | 33600 | 27200 | 80.95% | 2.66 | 0 | 9.7 |  |  |  | No | R-410A | 2.6 | Residential & Commercial | No
212623462 | Central HP <5.4 tons | COLEMAN | HRCU-A-CB (Split System: Heat Pump with Remote Outdoor Unit-Air-Source) | HMH72B341 | ASPEN |  | D(A,C,E)48B24+TDR | TM8Y100C16MP11 | 30200 | 17.9 | 8.4 | 33800 | 27200 | 80.47% | 2.64 | 0 | 9 |  |  |  | No | R-410A | 2.5167 | Residential & Commercial | No
212623480 | Central HP <5.4 tons | COLEMAN | HRCU-A-CB (Split System: Heat Pump with Remote Outdoor Unit-Air-Source) | HMH72B341 | ASPEN |  | D(A,C,E)36A34+TDR | TL9E080C16UH11 | 31600 | 17.5 | 8.5 | 33800 | 27800 | 82.25% | 2.66 | 0 | 9.3 |  |  |  | No | R-410A | 2.6333 | Residential & Commercial | No
212623497 | Central HP <5.4 tons | COLEMAN | HRCU-A-CB (Split System: Heat Pump with Remote Outdoor Unit-Air-Source) | HMH72B341 | ASPEN |  | C(A,C,D,E)42A24+TDR | TM8Y100C16MP11 | 29200 | 17.7 | 8.5 | 33800 | 27200 | 80.47% | 2.67 | 0 | 9.4 |  |  |  | No | R-410A | 2.4333 | Residential & Commercial | No
212622621 | Central HP <5.4 tons | COLEMAN | HRCU-A-CB (Split System: Heat Pump with Remote Outdoor Unit-Air-Source) | HMH72B341 | ASPEN |  | D(A,C,E)36A44+TDR | TM9V080B12MP12 | 32800 | 17 | 8.2 | 33800 | 29200 | 86.39% | 2.65 | 0 | 9.5 |  |  |  | No | R-410A | 2.7333 | Residential & Commercial | No
212622755 | Central HP <5.4 tons | COLEMAN | HRCU-A-CB (Split System: Heat Pump with Remote Outdoor Unit-Air-Source) | HMH72B341 | ASPEN |  | C(A,C,D,E)36B24+TDR | TM9E060A10MP12 | 29200 | 16.8 | 8.1 | 33800 | 27400 | 81.07% | 2.4 | 0 | 9 |  |  |  | No | R-410A | 2.4333 | Residential & Commercial | No
212622785 | Central HP <5.4 tons | COLEMAN | HRCU-A-CB (Split System: Heat Pump with Remote Outdoor Unit-Air-Source) | HMH72B341 | ASPEN |  | D(A,C,E)42A34+TDR | TM8E080B12MP11 | 31800 | 17.9 | 8.3 | 33800 | 28200 | 83.43% | 2.59 | 0 | 9.4 |  |  |  | No | R-410A | 2.65 | Residential & Commercial | No
212623529 | Central HP <5.4 tons | COLEMAN | HRCU-A-CB (Split System: Heat Pump with Remote Outdoor Unit-Air-Source) | HMH72B341 | ASPEN |  | C(A,C,D,E)42B24+TDR | CP9C100C20MP13 | 29600 | 16.9 | 8.1 | 33800 | 28200 | 83.43% | 2.46 | 0 | 9 |  |  |  | No | R-410A | 2.4667 | Residential & Commercial | No
212623530 | Central HP <5.4 tons | COLEMAN | HRCU-A-CB (Split System: Heat Pump with Remote Outdoor Unit-Air-Source) | HMH72B341 | ASPEN |  | C(A,C,D,E)42B34+TDR | CP9C100C20MP13 | 32200 | 17.5 | 8.1 | 33800 | 28200 | 83.43% | 2.46 | 0 | 9.4 |  |  |  | No | R-410A | 2.6833 | Residential & Commercial | No
212623564 | Central HP <5.4 tons | COLEMAN | HRCU-A-CB (Split System: Heat Pump with Remote Outdoor Unit-Air-Source) | HMH72B341 | ASPEN |  | C(A,C,D,E)48C24+TDR | TM9E040A10MP12 | 31600 | 17 | 8.1 | 33400 | 28400 | 85.03% | 2.42 | 0 | 9 |  |  |  | No | R-410A | 2.6333 | Residential & Commercial | No
212623666 | Central HP <5.4 tons | COLEMAN | HRCU-A-CB (Split System: Heat Pump with Remote Outdoor Unit-Air-Source) | HMH72B341 | ASPEN |  | C(A,C,D,E)36C34+TDR | TL9E060B12UH11 | 32400 | 18 | 8.1 | 34000 | 27800 | 81.76% | 2.4 | 0 | 9.5 |  |  |  | No | R-410A | 2.7 | Residential & Commercial | No
212621881 | Central HP <5.4 tons | COLEMAN | HRCU-A-CB (Split System: Heat Pump with Remote Outdoor Unit-Air-Source) | HMH72B341 | ASPEN |  | D(A,C,E)36D34+TDR | TM9V120D20MP12 | 32400 | 17 | 8.5 | 32400 | 28200 | 87.04% | 2.79 | 0 | 9.5 |  |  |  | No | R-410A | 2.7 | Residential & Commercial | No
212621904 | Central HP <5.4 tons | COLEMAN | HRCU-A-CB (Split System: Heat Pump with Remote Outdoor Unit-Air-Source) | HMH72B341 | ASPEN |  | D(A,C,E)36C34+TDR | TP9C120D20MP13 | 32000 | 17 | 8.1 | 32400 | 28200 | 87.04% | 2.51 | 0 | 9.4 |  |  |  | No | R-410A | 2.6667 | Residential & Commercial | No
212621956 | Central HP <5.4 tons | COLEMAN | HRCU-A-CB (Split System: Heat Pump with Remote Outdoor Unit-Air-Source) | HMH72B341 | ASPEN |  | D(A,C,E)42C34+TDR | TM9V040A10MP12 | 32200 | 17 | 8.1 | 33200 | 27400 | 82.53% | 2.41 | 0 | 9.5 |  |  |  | No | R-410A | 2.6833 | Residential & Commercial | No
212621974 | Central HP <5.4 tons | COLEMAN | HRCU-A-CB (Split System: Heat Pump with Remote Outdoor Unit-Air-Source) | HMH72B341 | ASPEN |  | C(A,C,D,E)36A44+TDR | TM9E100C20MP12 | 32000 | 15.5 | 8.1 | 33200 | 27000 | 81.33% | 2.43 | 0 | 9.9 |  |  |  | No | R-410A | 2.6667 | Residential & Commercial | No
212622838 | Central HP <5.4 tons | COLEMAN | HRCU-A-CB (Split System: Heat Pump with Remote Outdoor Unit-Air-Source) | HMH72B341 | ASPEN |  | C(A,C,D,E)36B24+TDR | TM8E080C16MP11 | 30800 | 17.9 | 8.3 | 33800 | 28600 | 84.62% | 2.7 | 0 | 9.8 |  |  |  | No | R-410A | 2.5667 | Residential & Commercial | No
212622971 | Central HP <5.4 tons | COLEMAN | HRCU-A-CB (Split System: Heat Pump with Remote Outdoor Unit-Air-Source) | HMH72B341 | ASPEN |  | C(A,C,D,E)36A34+TDR | TM8Y080C16MP11 | 31400 | 18.3 | 8.2 | 33800 | 27200 | 80.47% | 2.61 | 0 | 9.8 |  |  |  | No | R-410A | 2.6167 | Residential & Commercial | No
212623022 | Central HP <5.4 tons | COLEMAN | HRCU-A-CB (Split System: Heat Pump with Remote Outdoor Unit-Air-Source) | HMH72B341 | ASPEN |  | C(A,C,D,E)36B24+TDR | TM9E080B12MP12 | 29400 | 16.7 | 8.5 | 33800 | 27400 | 81.07% | 2.65 | 0 | 9.4 |  |  |  | No | R-410A | 2.45 | Residential & Commercial | No
212622407 | Central HP <5.4 tons | COLEMAN | HRCU-A-CB (Split System: Heat Pump with Remote Outdoor Unit-Air-Source) | HMH72B341 | ASPEN |  | D(A,C,E)42A34+TDR | TM9V080C16MP12 | 31800 | 17.5 | 8.3 | 33600 | 27600 | 82.14% | 2.63 | 0 | 9.9 |  |  |  | No | R-410A | 2.65 | Residential & Commercial | No
212622455 | Central HP <5.4 tons | COLEMAN | HRCU-A-CB (Split System: Heat Pump with Remote Outdoor Unit-Air-Source) | HMH72B341 | ASPEN |  | C(A,C,D,E)48D24+TDR | TM9E100C16MP12 | 31200 | 17.8 | 8.5 | 33600 | 27200 | 80.95% | 2.66 | 0 | 9.7 |  |  |  | No | R-410A | 2.6 | Residential & Commercial | No
212510775 | Central HP <5.4 tons | AMERISTAR | HRCU-A-CB (Split System: Heat Pump with Remote Outdoor Unit-Air-Source) | E4HL5036A1000A |  |  | 4TXCB006DS3 | A801X080BM4SCA | 30000 | 15.2 | 8.1 | 27000 | 19000 | 70.37% | 1.75 | 0 | 9.8 |  |  |  | No | R-410A | 2.5 | Residential & Commercial | No
212622457 | Central HP <5.4 tons | COLEMAN | HRCU-A-CB (Split System: Heat Pump with Remote Outdoor Unit-Air-Source) | HMH72B341 | ASPEN |  | D(A,C,E)36B34+TDR | TM9E100C16MP12 | 32200 | 18 | 8.5 | 33600 | 27200 | 80.95% | 2.66 | 0 | 9.9 |  |  |  | No | R-410A | 2.6833 | Residential & Commercial | No
212623105 | Central HP <5.4 tons | COLEMAN | HRCU-A-CB (Split System: Heat Pump with Remote Outdoor Unit-Air-Source) | HMH72B341 | ASPEN |  | D(A,C,E)48A34+TDR | TM9Y100C20MP11 | 32200 | 15.5 | 8.1 | 33800 | 27400 | 81.07% | 2.38 | 0 | 9.4 |  |  |  | No | R-410A | 2.6833 | Residential & Commercial | No
212622097 | Central HP <5.4 tons | COLEMAN | HRCU-A-CB (Split System: Heat Pump with Remote Outdoor Unit-Air-Source) | HMH72B341 | ASPEN |  | C(A,C,D,E)42B34+TDR | TM8Y080B12MP11 | 32400 | 18 | 8.4 | 33400 | 27400 | 82.04% | 2.63 | 0 | 9.9 |  |  |  | No | R-410A | 2.7 | Residential & Commercial | No
212622115 | Central HP <5.4 tons | COLEMAN | HRCU-A-CB (Split System: Heat Pump with Remote Outdoor Unit-Air-Source) | HMH72B341 | ASPEN |  | C(A,C,D,E)48B24+TDR | TM8Y080B12MP11 | 30600 | 17.6 | 8.5 | 33400 | 27400 | 82.04% | 2.65 | 0 | 9 |  |  |  | No | R-410A | 2.55 | Residential & Commercial | No
212622308 | Central HP <5.4 tons | COLEMAN | HRCU-A-CB (Split System: Heat Pump with Remote Outdoor Unit-Air-Source) | HMH72B341 | ASPEN |  | C(A,C,D,E)36A34+TDR | TM9E080B12MP12 | 31400 | 17.4 | 8.2 | 33600 | 27200 | 80.95% | 2.56 | 0 | 9.8 |  |  |  | No | R-410A | 2.6167 | Residential & Commercial | No
212622399 | Central HP <5.4 tons | COLEMAN | HRCU-A-CB (Split System: Heat Pump with Remote Outdoor Unit-Air-Source) | HMH72B341 | ASPEN |  | C(A,C,D,E)42B34+TDR | TM8Y120C20MP11 | 33600 | 18 | 8.1 | 33600 | 30000 | 89.29% | 2.72 | 0 | 9.5 |  |  |  | No | R-410A | 2.8 | Residential & Commercial | No
212621789 | Central HP <5.4 tons | COLEMAN | HRCU-A-CB (Split System: Heat Pump with Remote Outdoor Unit-Air-Source) | HMH72B341 | ASPEN |  | D(A,C,E)36D34+TDR | TPLC120C20MP13 | 32200 | 16.5 | 8.1 | 32400 | 27800 | 85.8% | 2.44 | 0 | 9 |  |  |  | No | R-410A | 2.6833 | Residential & Commercial | No
212621832 | Central HP <5.4 tons | COLEMAN | HRCU-A-CB (Split System: Heat Pump with Remote Outdoor Unit-Air-Source) | HMH72B341 | ASPEN |  | C(A,C,D,E)36B24+TDR | CP9C120D20MP13 | 28800 | 16.1 | 8.1 | 32400 | 27800 | 85.8% | 2.52 | 0 | 8.9 |  |  |  | No | R-410A | 2.4 | Residential & Commercial | No
212621848 | Central HP <5.4 tons | COLEMAN | HRCU-A-CB (Split System: Heat Pump with Remote Outdoor Unit-Air-Source) | HMH72B341 | ASPEN |  | C(A,C,D,E)36D24+TDR | CP9C120D20MP13 | 29800 | 16.4 | 8.1 | 32400 | 28200 | 87.04% | 2.51 | 0 | 9 |  |  |  | No | R-410A | 2.4833 | Residential & Commercial | No
212621857 | Central HP <5.4 tons | COLEMAN | HRCU-A-CB (Split System: Heat Pump with Remote Outdoor Unit-Air-Source) | HMH72B341 | ASPEN |  | D(A,C,E)36D34+TDR | CP9C120D20MP13 | 32400 | 17 | 8.1 | 32400 | 28200 | 87.04% | 2.51 | 0 | 9.5 |  |  |  | No | R-410A | 2.7 | Residential & Commercial | No
212623474 | Central HP <5.4 tons | COLEMAN | HRCU-A-CB (Split System: Heat Pump with Remote Outdoor Unit-Air-Source) | HMH72B341 | ASPEN |  | C(A,C,D,E)42A24+TDR | TPLC100C16MP13 | 29200 | 16.7 | 8.1 | 33800 | 27200 | 80.47% | 2.48 | 0 | 9.4 |  |  |  | No | R-410A | 2.4333 | Residential & Commercial | No
212623539 | Central HP <5.4 tons | COLEMAN | HRCU-A-CB (Split System: Heat Pump with Remote Outdoor Unit-Air-Source) | HMH72B341 | ASPEN |  | C(A,C,D,E)42B24+TDR | TP9C100C20MP13 | 29600 | 16.9 | 8.1 | 33800 | 28200 | 83.43% | 2.46 | 0 | 9 |  |  |  | No | R-410A | 2.4667 | Residential & Commercial | No
213278581 | Central HP <5.4 tons | COLEMAN | HRCU-A-CB (Split System: Heat Pump with Remote Outdoor Unit-Air-Source) | HMH72B361 | ASPEN |  | D(A,C,E)36A44+JMVT12BC2N1+TDR |  | 34000 | 18 | 8.1 | 36000 | 26400 | 73.33% | 2.81 | 0 | 8.9 |  |  |  | No | R-410A | 2.8333 | Residential & Commercial | No
213278588 | Central HP <5.4 tons | COLEMAN | HRCU-A-CB (Split System: Heat Pump with Remote Outdoor Unit-Air-Source) | HMH72B361 | ASPEN |  | D(A,C,E)36D24+JMVT12BC2N1+TDR |  | 32000 | 17.5 | 8.1 | 36000 | 26400 | 73.33% | 2.81 | 0 | 8.6 |  |  |  | No | R-410A | 2.6667 | Residential & Commercial | No
212623655 | Central HP <5.4 tons | COLEMAN | HRCU-A-CB (Split System: Heat Pump with Remote Outdoor Unit-Air-Source) | HMH72B341 | ASPEN |  | D(A,C,E)42D34+TDR | TPLC080B12MP13 | 32400 | 17 | 8.1 | 33600 | 29400 | 87.5% | 2.42 | 0 | 9.5 |  |  |  | No | R-410A | 2.7 | Residential & Commercial | No
212623707 | Central HP <5.4 tons | COLEMAN | HRCU-A-CB (Split System: Heat Pump with Remote Outdoor Unit-Air-Source) | HMH72B341 | ASPEN |  | C(A,C,D,E)36B34+TDR | TM9E060B12MP12 | 32200 | 17.5 | 8.1 | 34000 | 28000 | 82.35% | 2.39 | 0 | 9.4 |  |  |  | No | R-410A | 2.6833 | Residential & Commercial | No
212621864 | Central HP <5.4 tons | COLEMAN | HRCU-A-CB (Split System: Heat Pump with Remote Outdoor Unit-Air-Source) | HMH72B341 | ASPEN |  | D(A,C,E)48C24+TDR | CP9C120D20MP13 | 30200 | 16.5 | 8.1 | 32400 | 28200 | 87.04% | 2.51 | 0 | 9.1 |  |  |  | No | R-410A | 2.5167 | Residential & Commercial | No
212621873 | Central HP <5.4 tons | COLEMAN | HRCU-A-CB (Split System: Heat Pump with Remote Outdoor Unit-Air-Source) | HMH72B341 | ASPEN |  | C(A,C,D,E)42C24+TDR | TM9V120D20MP12 | 29800 | 16.4 | 8.5 | 32400 | 28200 | 87.04% | 2.79 | 0 | 9 |  |  |  | No | R-410A | 2.4833 | Residential & Commercial | No
212621887 | Central HP <5.4 tons | COLEMAN | HRCU-A-CB (Split System: Heat Pump with Remote Outdoor Unit-Air-Source) | HMH72B341 | ASPEN |  | D(A,C,E)48B34+TDR | TM9V120D20MP12 | 32200 | 17 | 8.5 | 32400 | 28200 | 87.04% | 2.79 | 0 | 9.4 |  |  |  | No | R-410A | 2.6833 | Residential & Commercial | No
212621896 | Central HP <5.4 tons | COLEMAN | HRCU-A-CB (Split System: Heat Pump with Remote Outdoor Unit-Air-Source) | HMH72B341 | ASPEN |  | C(A,C,D,E)36D24+TDR | TP9C120D20MP13 | 29800 | 16.4 | 8.1 | 32400 | 28200 | 87.04% | 2.51 | 0 | 9 |  |  |  | No | R-410A | 2.4833 | Residential & Commercial | No
212622784 | Central HP <5.4 tons | COLEMAN | HRCU-A-CB (Split System: Heat Pump with Remote Outdoor Unit-Air-Source) | HMH72B341 | ASPEN |  | C(A,C,D,E)42A34+TDR | TM8E080B12MP11 | 31800 | 17.9 | 8.3 | 33800 | 28200 | 83.43% | 2.59 | 0 | 9.4 |  |  |  | No | R-410A | 2.65 | Residential & Commercial | No
212622991 | Central HP <5.4 tons | COLEMAN | HRCU-A-CB (Split System: Heat Pump with Remote Outdoor Unit-Air-Source) | HMH72B341 | ASPEN |  | C(A,C,D,E)42B34+TDR | TM8E100B12MP11 | 32400 | 18 | 8.4 | 33800 | 27400 | 81.07% | 2.62 | 0 | 9.9 |  |  |  | No | R-410A | 2.7 | Residential & Commercial | No
212623758 | Central HP <5.4 tons | COLEMAN | HRCU-A-CB (Split System: Heat Pump with Remote Outdoor Unit-Air-Source) | HMH72B341 | ASPEN |  | D(A,C,E)42D34+TDR | TM9E060B12MP12 | 33200 | 17.5 | 8.1 | 34000 | 28000 | 82.35% | 2.39 | 0 | 9 |  |  |  | No | R-410A | 2.7667 | Residential & Commercial | No
212623824 | Central HP <5.4 tons | COLEMAN | HRCU-A-CB (Split System: Heat Pump with Remote Outdoor Unit-Air-Source) | HMH72B341 | ASPEN |  | C(A,C,D,E)48C24+TDR | CP9C060B12MP13 | 30800 | 17.2 | 8.1 | 34000 | 27800 | 81.76% | 2.42 | 0 | 9 |  |  |  | No | R-410A | 2.5667 | Residential & Commercial | No
212623907 | Central HP <5.4 tons | COLEMAN | HRCU-A-CB (Split System: Heat Pump with Remote Outdoor Unit-Air-Source) | HMH72B341 | ASPEN |  | D(A,C,E)48A34+TDR | TM8E080B12MP11 | 32200 | 18 | 8.4 | 34000 | 28000 | 82.35% | 2.6 | 0 | 9.4 |  |  |  | No | R-410A | 2.6833 | Residential & Commercial | No
212622415 | Central HP <5.4 tons | COLEMAN | HRCU-A-CB (Split System: Heat Pump with Remote Outdoor Unit-Air-Source) | HMH72B341 | ASPEN |  | C(A,C,D,E)42B24+TDR | TL9E100C20UH11 | 31600 | 17 | 8.2 | 33600 | 29000 | 86.31% | 2.73 | 0 | 9.9 |  |  |  | No | R-410A | 2.6333 | Residential & Commercial | No
212622440 | Central HP <5.4 tons | COLEMAN | HRCU-A-CB (Split System: Heat Pump with Remote Outdoor Unit-Air-Source) | HMH72B341 | ASPEN |  | C(A,C,D,E)48A24+TDR | TM8Y080C16MP11 | 29800 | 17.8 | 8.3 | 33600 | 27200 | 80.95% | 2.63 | 0 | 9.5 |  |  |  | No | R-410A | 2.4833 | Residential & Commercial | No
212622456 | Central HP <5.4 tons | COLEMAN | HRCU-A-CB (Split System: Heat Pump with Remote Outdoor Unit-Air-Source) | HMH72B341 | ASPEN |  | D(A,C,E)36A44+TDR | TM9E100C16MP12 | 32200 | 18 | 8.5 | 33600 | 27200 | 80.95% | 2.66 | 0 | 9.9 |  |  |  | No | R-410A | 2.6833 | Residential & Commercial | No
212622474 | Central HP <5.4 tons | COLEMAN | HRCU-A-CB (Split System: Heat Pump with Remote Outdoor Unit-Air-Source) | HMH72B341 | ASPEN |  | C(A,C,D,E)42A24+TDR | TM9Y080C16MP11 | 29200 | 17.7 | 8.5 | 33600 | 28000 | 83.33% | 2.66 | 0 | 8.9 |  |  |  | No | R-410A | 2.4333 | Residential & Commercial | No
212622765 | Central HP <5.4 tons | COLEMAN | HRCU-A-CB (Split System: Heat Pump with Remote Outdoor Unit-Air-Source) | HMH72B341 | ASPEN |  | C(A,C,D,E)48D24+TDR | TM9E060A10MP12 | 31000 | 17.3 | 8.1 | 33800 | 27400 | 81.07% | 2.4 | 0 | 9.2 |  |  |  | No | R-410A | 2.5833 | Residential & Commercial | No
212622831 | Central HP <5.4 tons | COLEMAN | HRCU-A-CB (Split System: Heat Pump with Remote Outdoor Unit-Air-Source) | HMH72B341 | ASPEN |  | C(A,C,D,E)36B24+TDR | TM9V080B12MP12 | 30600 | 17 | 8.4 | 33800 | 29200 | 86.39% | 2.69 | 0 | 9.3 |  |  |  | No | R-410A | 2.55 | Residential & Commercial | No
212623126 | Central HP <5.4 tons | COLEMAN | HRCU-A-CB (Split System: Heat Pump with Remote Outdoor Unit-Air-Source) | HMH72B341 | ASPEN |  | D(A,C,E)42C24+TDR | TM8E060A12MP11 | 30400 | 17.5 | 8.1 | 33800 | 27400 | 81.07% | 2.44 | 0 | 9 |  |  |  | No | R-410A | 2.5333 | Residential & Commercial | No
212623176 | Central HP <5.4 tons | COLEMAN | HRCU-A-CB (Split System: Heat Pump with Remote Outdoor Unit-Air-Source) | HMH72B341 | ASPEN |  | D(A,C,E)36A44+TDR | TMLE060A12MP11 | 32200 | 18 | 8.1 | 33800 | 27400 | 81.07% | 2.44 | 0 | 9.9 |  |  |  | No | R-410A | 2.6833 | Residential & Commercial | No
212623233 | Central HP <5.4 tons | COLEMAN | HRCU-A-CB (Split System: Heat Pump with Remote Outdoor Unit-Air-Source) | HMH72B341 | ASPEN |  | D(A,C,E)36B34+TDR | TM8Y120C20MP11 | 33600 | 18 | 8.2 | 33800 | 30000 | 88.76% | 2.76 | 0 | 9.5 |  |  |  | No | R-410A | 2.8 | Residential & Commercial | No
212623143 | Central HP <5.4 tons | COLEMAN | HRCU-A-CB (Split System: Heat Pump with Remote Outdoor Unit-Air-Source) | HMH72B341 | ASPEN |  | C(A,C,D,E)42D24+TDR | TM8E100B12MP11 | 30800 | 17.7 | 8.5 | 33800 | 27400 | 81.07% | 2.64 | 0 | 9 |  |  |  | No | R-410A | 2.5667 | Residential & Commercial | No
212623202 | Central HP <5.4 tons | COLEMAN | HRCU-A-CB (Split System: Heat Pump with Remote Outdoor Unit-Air-Source) | HMH72B341 | ASPEN |  | C(A,C,D,E)48B24+TDR | TMLE100B12MP11 | 30400 | 17.5 | 8.1 | 33800 | 27400 | 81.07% | 2.44 | 0 | 9 |  |  |  | No | R-410A | 2.5333 | Residential & Commercial | No
212623232 | Central HP <5.4 tons | COLEMAN | HRCU-A-CB (Split System: Heat Pump with Remote Outdoor Unit-Air-Source) | HMH72B341 | ASPEN |  | D(A,C,E)36A44+TDR | TM8Y120C20MP11 | 33600 | 18 | 8.3 | 33800 | 30000 | 88.76% | 2.76 | 0 | 9.5 |  |  |  | No | R-410A | 2.8 | Residential & Commercial | No
212623318 | Central HP <5.4 tons | COLEMAN | HRCU-A-CB (Split System: Heat Pump with Remote Outdoor Unit-Air-Source) | HMH72B341 | ASPEN |  | D(A,C,E)42D24+TDR | CP9C080C16MP13 | 30800 | 17.2 | 8.1 | 33800 | 27400 | 81.07% | 2.45 | 0 | 9 |  |  |  | No | R-410A | 2.5667 | Residential & Commercial | No
212623359 | Central HP <5.4 tons | COLEMAN | HRCU-A-CB (Split System: Heat Pump with Remote Outdoor Unit-Air-Source) | HMH72B341 | ASPEN |  | D(A,C,E)42D24+TDR | TM9V080C16MP12 | 30800 | 17.2 | 8.5 | 33800 | 27400 | 81.07% | 2.66 | 0 | 9 |  |  |  | No | R-410A | 2.5667 | Residential & Commercial | No
212623375 | Central HP <5.4 tons | COLEMAN | HRCU-A-CB (Split System: Heat Pump with Remote Outdoor Unit-Air-Source) | HMH72B341 | ASPEN |  | C(A,C,D,E)48B24+TDR | TP9C080C16MP13 | 30400 | 17 | 8.1 | 33800 | 27400 | 81.07% | 2.45 | 0 | 9 |  |  |  | No | R-410A | 2.5333 | Residential & Commercial | No
212623402 | Central HP <5.4 tons | COLEMAN | HRCU-A-CB (Split System: Heat Pump with Remote Outdoor Unit-Air-Source) | HMH72B341 | ASPEN |  | C(A,C,D,E)36C34+TDR | TM8Y100C20MP11 | 33600 | 18 | 8.3 | 33800 | 30200 | 89.35% | 2.82 | 0 | 9.5 |  |  |  | No | R-410A | 2.8 | Residential & Commercial | No
212623251 | Central HP <5.4 tons | COLEMAN | HRCU-A-CB (Split System: Heat Pump with Remote Outdoor Unit-Air-Source) | HMH72B341 | ASPEN |  | D(A,C,E)48A34+TDR | TM9V080C16MP12 | 32400 | 17.5 | 8.4 | 33800 | 27400 | 81.07% | 2.64 | 0 | 9.9 |  |  |  | No | R-410A | 2.7 | Residential & Commercial | No
212623344 | Central HP <5.4 tons | COLEMAN | HRCU-A-CB (Split System: Heat Pump with Remote Outdoor Unit-Air-Source) | HMH72B341 | ASPEN |  | C(A,C,D,E)42D24+TDR | TM9V080C16MP12 | 30800 | 17.2 | 8.5 | 33800 | 27400 | 81.07% | 2.66 | 0 | 9 |  |  |  | No | R-410A | 2.5667 | Residential & Commercial | No
212623349 | Central HP <5.4 tons | COLEMAN | HRCU-A-CB (Split System: Heat Pump with Remote Outdoor Unit-Air-Source) | HMH72B341 | ASPEN |  | D(A,C,E)36A44+TDR | TM9V080C16MP12 | 32000 | 17.5 | 8.5 | 33800 | 27400 | 81.07% | 2.66 | 0 | 9.9 |  |  |  | No | R-410A | 2.6667 | Residential & Commercial | No
212623558 | Central HP <5.4 tons | COLEMAN | HRCU-A-CB (Split System: Heat Pump with Remote Outdoor Unit-Air-Source) | HMH72B341 | ASPEN |  | C(A,C,D,E)42C24+TDR | TM9E040A10MP12 | 31200 | 17 | 8.1 | 33400 | 28400 | 85.03% | 2.42 | 0 | 9.5 |  |  |  | No | R-410A | 2.6 | Residential & Commercial | No
212623817 | Central HP <5.4 tons | COLEMAN | HRCU-A-CB (Split System: Heat Pump with Remote Outdoor Unit-Air-Source) | HMH72B341 | ASPEN |  | C(A,C,D,E)36C24+TDR | CP9C060B12MP13 | 29800 | 16.9 | 8.1 | 34000 | 27800 | 81.76% | 2.42 | 0 | 9 |  |  |  | No | R-410A | 2.4833 | Residential & Commercial | No
212623876 | Central HP <5.4 tons | COLEMAN | HRCU-A-CB (Split System: Heat Pump with Remote Outdoor Unit-Air-Source) | HMH72B341 | ASPEN |  | C(A,C,D,E)36A44+TDR | TP9C060B12MP13 | 32000 | 17.5 | 8.1 | 34000 | 27800 | 81.76% | 2.42 | 0 | 9.4 |  |  |  | No | R-410A | 2.6667 | Residential & Commercial | No
212623878 | Central HP <5.4 tons | COLEMAN | HRCU-A-CB (Split System: Heat Pump with Remote Outdoor Unit-Air-Source) | HMH72B341 | ASPEN |  | C(A,C,D,E)36B34+TDR | TP9C060B12MP13 | 32200 | 17.5 | 8.1 | 34000 | 27800 | 81.76% | 2.42 | 0 | 9.4 |  |  |  | No | R-410A | 2.6833 | Residential & Commercial | No
212623434 | Central HP <5.4 tons | COLEMAN | HRCU-A-CB (Split System: Heat Pump with Remote Outdoor Unit-Air-Source) | HMH72B341 | ASPEN |  | C(A,C,D,E)42B24+TDR | TM9Y080C16MP11 | 29600 | 17.8 | 8.5 | 33800 | 27800 | 82.25% | 2.66 | 0 | 9 |  |  |  | No | R-410A | 2.4667 | Residential & Commercial | No
212623477 | Central HP <5.4 tons | COLEMAN | HRCU-A-CB (Split System: Heat Pump with Remote Outdoor Unit-Air-Source) | HMH72B341 | ASPEN |  | C(A,C,D,E)42B24+TDR | TL9E080C16UH11 | 29600 | 16.9 | 8.5 | 33800 | 27800 | 82.25% | 2.66 | 0 | 9 |  |  |  | No | R-410A | 2.4667 | Residential & Commercial | No
212623502 | Central HP <5.4 tons | COLEMAN | HRCU-A-CB (Split System: Heat Pump with Remote Outdoor Unit-Air-Source) | HMH72B341 | ASPEN |  | D(A,C,E)48B24+TDR | TL8E100C20UH11 | 30200 | 17 | 8.4 | 33800 | 27200 | 80.47% | 2.66 | 0 | 9 |  |  |  | No | R-410A | 2.5167 | Residential & Commercial | No
212623570 | Central HP <5.4 tons | COLEMAN | HRCU-A-CB (Split System: Heat Pump with Remote Outdoor Unit-Air-Source) | HMH72B341 | ASPEN |  | D(A,C,E)48D34+TDR | TM9E040A10MP12 | 32200 | 17 | 8.1 | 33400 | 28400 | 85.03% | 2.42 | 0 | 9.5 |  |  |  | No | R-410A | 2.6833 | Residential & Commercial | No
212623602 | Central HP <5.4 tons | COLEMAN | HRCU-A-CB (Split System: Heat Pump with Remote Outdoor Unit-Air-Source) | HMH72B341 | ASPEN |  | C(A,C,D,E)48C24+TDR | TM9Y060B12MP11 | 31800 | 17.5 | 8.1 | 34000 | 29400 | 86.47% | 2.43 | 0 | 9 |  |  |  | No | R-410A | 2.65 | Residential & Commercial | No
212623611 | Central HP <5.4 tons | COLEMAN | HRCU-A-CB (Split System: Heat Pump with Remote Outdoor Unit-Air-Source) | HMH72B341 | ASPEN |  | D(A,C,E)48D34+TDR | TM9Y060B12MP11 | 32600 | 17.5 | 8.1 | 34000 | 29400 | 86.47% | 2.43 | 0 | 9.5 |  |  |  | No | R-410A | 2.7167 | Residential & Commercial | No
212623668 | Central HP <5.4 tons | COLEMAN | HRCU-A-CB (Split System: Heat Pump with Remote Outdoor Unit-Air-Source) | HMH72B341 | ASPEN |  | C(A,C,D,E)42B24+TDR | TL9E060B12UH11 | 29800 | 17.4 | 8.1 | 34000 | 27800 | 81.76% | 2.4 | 0 | 9 |  |  |  | No | R-410A | 2.4833 | Residential & Commercial | No
212623686 | Central HP <5.4 tons | COLEMAN | HRCU-A-CB (Split System: Heat Pump with Remote Outdoor Unit-Air-Source) | HMH72B341 | ASPEN |  | D(A,C,E)42D24+TDR | TL9E060B12UH11 | 30600 | 17.7 | 8.1 | 34000 | 27800 | 81.76% | 2.4 | 0 | 9 |  |  |  | No | R-410A | 2.55 | Residential & Commercial | No
212623745 | Central HP <5.4 tons | COLEMAN | HRCU-A-CB (Split System: Heat Pump with Remote Outdoor Unit-Air-Source) | HMH72B341 | ASPEN |  | D(A,C,E)42A44+TDR | TM9E060B12MP12 | 32600 | 17.5 | 8.1 | 34000 | 28000 | 82.35% | 2.39 | 0 | 9.5 |  |  |  | No | R-410A | 2.7167 | Residential & Commercial | No
212623829 | Central HP <5.4 tons | COLEMAN | HRCU-A-CB (Split System: Heat Pump with Remote Outdoor Unit-Air-Source) | HMH72B341 | ASPEN |  | D(A,C,E)36B44+TDR | CP9C060B12MP13 | 33000 | 17.5 | 8.1 | 34000 | 27800 | 81.76% | 2.42 | 0 | 9.5 |  |  |  | No | R-410A | 2.75 | Residential & Commercial | No
212623861 | Central HP <5.4 tons | COLEMAN | HRCU-A-CB (Split System: Heat Pump with Remote Outdoor Unit-Air-Source) | HMH72B341 | ASPEN |  | D(A,C,E)36B44+TDR | TM9V060B12MP12 | 33000 | 17.5 | 8.1 | 34000 | 27800 | 81.76% | 2.42 | 0 | 9.5 |  |  |  | No | R-410A | 2.75 | Residential & Commercial | No
212623870 | Central HP <5.4 tons | COLEMAN | HRCU-A-CB (Split System: Heat Pump with Remote Outdoor Unit-Air-Source) | HMH72B341 | ASPEN |  | D(A,C,E)42D34+TDR | TM9V060B12MP12 | 33200 | 17.5 | 8.1 | 34000 | 27800 | 81.76% | 2.42 | 0 | 9 |  |  |  | No | R-410A | 2.7667 | Residential & Commercial | No
212623904 | Central HP <5.4 tons | COLEMAN | HRCU-A-CB (Split System: Heat Pump with Remote Outdoor Unit-Air-Source) | HMH72B341 | ASPEN |  | D(A,C,E)48D34+TDR | TP9C060B12MP13 | 33600 | 17.5 | 8.1 | 34000 | 27800 | 81.76% | 2.42 | 0 | 9.5 |  |  |  | No | R-410A | 2.8 | Residential & Commercial | No
212623936 | Central HP <5.4 tons | COLEMAN | HRCU-A-CB (Split System: Heat Pump with Remote Outdoor Unit-Air-Source) | HMH72B341 | ASPEN |  | D(A,C,E)48C34+TDR | TL8E060A12UH11 | 32800 | 18 | 8.1 | 33400 | 29000 | 86.83% | 2.46 | 0 | 9.5 |  |  |  | No | R-410A | 2.7333 | Residential & Commercial | No
214826545 | Central HP <5.4 tons | FRIEDRICH | HRCU-A-CB (Split System: Heat Pump with Remote Outdoor Unit-Air-Source) | WFPU18Z483C |  |  | FRH2TZ4821STANN |  | 44000 | 17 | 8.7 | 44000 | 33000 | 75% | 1.95 | 0 | 9.89 |  |  |  | No | R-410A | 3.6667 | Residential & Commercial | No
215683010 | Central HP <5.4 tons | KEEPRITE | HRCU-A-CB (Split System: Heat Pump with Remote Outdoor Unit-Air-Source) | C5H0V60*K*AAA* |  |  | EVD5X60M21A*+WALLCON | *80CSU0601716B* | 56000 | 18.5 | 8.5 | 60000 | 43000 | 71.67% | 2.12 | 0 | 9.5 |  |  |  | No | R-454B | 4.6667 | Residential & Commercial | No
215683110 | Central HP <5.4 tons | KEEPRITE | HRCU-A-CB (Split System: Heat Pump with Remote Outdoor Unit-Air-Source) | C5H0V60*K*AAA* |  |  | EVD5X60M24A*+WALLCON | *97CTN1202422A* | 56500 | 18.5 | 9 | 63000 | 44500 | 70.63% | 2.1 | 0 | 9 |  |  |  | No | R-454B | 4.7083 | Residential & Commercial | No
215289831 | Central HP <5.4 tons | AIRQUEST | HRCU-A-CB (Split System: Heat Pump with Remote Outdoor Unit-Air-Source) | DLCURAH18ABK | ADP |  | H,GG31924 | *96MSN0401712A* | 16600 | 15.2 | 8.5 | 16700 | 19000 | 113.8% | 2.32 | 0 | 9.5 |  |  |  | No | R-410A | 1.3833 | Residential & Commercial | No
214061403 | Central HP <5.4 tons | YORK | HRCU-A-CB (Split System: Heat Pump with Remote Outdoor Unit-Air-Source) | HMH72B241 | ADP |  | AD-35(P,U)*****1+TXV | Y82E080B12LMPS1 | 21800 | 17 | 8.1 | 22000 | 15600 | 70.91% | 1.86 | 0 | 9.5 |  |  |  | No | R-410A | 1.8167 | Residential & Commercial | No
215290063 | Central HP <5.4 tons | AIRQUEST | HRCU-A-CB (Split System: Heat Pump with Remote Outdoor Unit-Air-Source) | DLCURAH18ABK | ADP |  | H,GE32930 | *96VTN0401410B* | 16800 | 16 | 8.5 | 16600 | 19000 | 114.5% | 2.34 | 0 | 9.5 |  |  |  | No | R-410A | 1.4 | Residential & Commercial | No
215290065 | Central HP <5.4 tons | AIRQUEST | HRCU-A-CB (Split System: Heat Pump with Remote Outdoor Unit-Air-Source) | DLCURAH18ABK | ADP |  | HE32936 | *96VTN0401410B* | 16800 | 16 | 8.5 | 16600 | 19000 | 114.5% | 2.34 | 0 | 9.5 |  |  |  | No | R-410A | 1.4 | Residential & Commercial | No
213613581 | Central HP <5.4 tons | BRYANT HEATING AND COOLING SYSTEMS | HRCU-A-CB (Split System: Heat Pump with Remote Outdoor Unit-Air-Source) | 38MURAQ24AA3* | ASPEN |  | L(E,G)M24F4 |  | 18000 | 15.2 | 9 | 19300 | 18300 | 94.82% | 2.2 | 0 | 9.5 |  |  |  | No | R-410A | 1.5 | Residential & Commercial | No
215402214 | Central HP <5.4 tons | AMERISTAR | HRCU-A-CB (Split System: Heat Pump with Remote Outdoor Unit-Air-Source) | E4HL5036A1000A |  |  | 4TXCB004DS3 | A952V060BU4SB | 30000 | 15.2 | 8.1 | 25000 | 18000 | 72% | 1.75 | 0 | 9.5 |  |  |  | No | R-410A | 2.5 | Residential & Commercial | No
214061404 | Central HP <5.4 tons | YORK | HRCU-A-CB (Split System: Heat Pump with Remote Outdoor Unit-Air-Source) | HMH72B241 | ADP |  | AD-35(P,U)*****9 | Y82E080B12LMPS1 | 21800 | 17 | 8.1 | 22000 | 15600 | 70.91% | 1.86 | 0 | 9.5 |  |  |  | No | R-410A | 1.8167 | Residential & Commercial | No
215683190 | Central HP <5.4 tons | KEEPRITE | HRCU-A-CB (Split System: Heat Pump with Remote Outdoor Unit-Air-Source) | C5H0V60*K*AAA* |  |  | EVD5X61M24A*+WALLCON | *96CTN0802120B* | 57500 | 18.5 | 9 | 64000 | 45000 | 70.31% | 2.08 | 0 | 9 |  |  |  | No | R-454B | 4.7917 | Residential & Commercial | No
215679920 | Central HP <5.4 tons | KEEPRITE | HRCU-A-CB (Split System: Heat Pump with Remote Outdoor Unit-Air-Source) | C5H0V36*K*AAA* |  |  | ESH5X48M12A*+WALLCON | *97CTN1002122A* | 34200 | 16.5 | 8.5 | 35400 | 25200 | 71.19% | 1.9 | 0 | 9.5 |  |  |  | No | R-454B | 2.85 | Residential & Commercial | No
213613375 | Central HP <5.4 tons | CARRIER | HRCU-A-CB (Split System: Heat Pump with Remote Outdoor Unit-Air-Source) | 38MURAQ24AA3* | ASPEN |  | L(E,G)M36L4 |  | 24000 | 15.5 | 9 | 25400 | 22600 | 88.98% | 2.89 | 0 | 9 |  |  |  | No | R-410A | 2 | Residential & Commercial | No
215291853 | Central HP <5.4 tons | AIRQUEST | HRCU-A-CB (Split System: Heat Pump with Remote Outdoor Unit-Air-Source) | DLCURAH24ABK | ADP |  | H,GE22936 | *92MSN0401712A* | 22000 | 15.2 | 8.5 | 25400 | 25200 | 99.21% | 2.12 | 0 | 9.5 |  |  |  | No | R-410A | 1.8333 | Residential & Commercial | No
212623979 | Central HP <5.4 tons | COLEMAN | HRCU-A-CB (Split System: Heat Pump with Remote Outdoor Unit-Air-Source) | HMH72B341 | ASPEN |  | C(A,C,D,E)36B34+TDR | TM9Y080B12MP11 | 32000 | 18 | 8.1 | 34000 | 28000 | 82.35% | 2.41 | 0 | 9.4 |  |  |  | No | R-410A | 2.6667 | Residential & Commercial | No
212623986 | Central HP <5.4 tons | COLEMAN | HRCU-A-CB (Split System: Heat Pump with Remote Outdoor Unit-Air-Source) | HMH72B341 | ASPEN |  | C(A,C,D,E)48B24+TDR | TM9Y080B12MP11 | 30200 | 17.5 | 8.1 | 34000 | 28000 | 82.35% | 2.41 | 0 | 9.1 |  |  |  | No | R-410A | 2.5167 | Residential & Commercial | No
211656178 | Central HP <5.4 tons | FRASER-JOHNSTON | HRCU-A-CB (Split System: Heat Pump with Remote Outdoor Unit-Air-Source) | HMH72B361 | ASPEN |  | AFM474+TDR |  | 35200 | 18 | 8.1 | 36000 | 26000 | 72.22% | 2.81 | 0 | 9 |  |  |  | No | R-410A | 2.9333 | Residential & Commercial | No
213367735 | Central HP <5.4 tons | YORK | HRCU-A-CB (Split System: Heat Pump with Remote Outdoor Unit-Air-Source) | HMH72B361 | ASPEN |  | C(A,C,D,E)36C24+TDR | Y81E100B12SMPS1 | 31800 | 17.5 | 8.1 | 35800 | 25400 | 70.95% | 2.61 | 0 | 8.4 |  |  |  | No | R-410A | 2.65 | Residential & Commercial | No
213273411 | Central HP <5.4 tons | COLEMAN | HRCU-A-CB (Split System: Heat Pump with Remote Outdoor Unit-Air-Source) | HMH72B361 | ASPEN |  | D(A,C,E)36A46+TDR | Z8ES100C20SMPS1 | 34000 | 16.5 | 8.1 | 36000 | 26800 | 74.44% | 2.83 | 0 | 8.9 |  |  |  | No | R-410A | 2.8333 | Residential & Commercial | No
213206522 | Central HP <5.4 tons | CARRIER | HRCU-A-CB (Split System: Heat Pump with Remote Outdoor Unit-Air-Source) | 38MURAQ24AB3* | ASPEN |  | D(A,C,E)36B34+TDR | 59SC5B060E14**12 | 23400 | 15.9 | 8.1 | 26000 | 20400 | 78.46% | 2.72 | 0 | 9.8 |  |  |  | No | R-410A | 1.95 | Residential & Commercial | No
215291886 | Central HP <5.4 tons | AIRQUEST | HRCU-A-CB (Split System: Heat Pump with Remote Outdoor Unit-Air-Source) | DLCURAH24ABK | ADP |  | H,GE30924 | *92MSN0401712A* | 22200 | 15.2 | 8.5 | 25400 | 25200 | 99.21% | 2.12 | 0 | 9.5 |  |  |  | No | R-410A | 1.85 | Residential & Commercial | No
212622778 | Central HP <5.4 tons | COLEMAN | HRCU-A-CB (Split System: Heat Pump with Remote Outdoor Unit-Air-Source) | HMH72B341 | ASPEN |  | D(A,C,E)48B34+TDR | TM9E060A10MP12 | 32400 | 17.5 | 8.1 | 33800 | 27400 | 81.07% | 2.4 | 0 | 9.5 |  |  |  | No | R-410A | 2.7 | Residential & Commercial | No
212623682 | Central HP <5.4 tons | COLEMAN | HRCU-A-CB (Split System: Heat Pump with Remote Outdoor Unit-Air-Source) | HMH72B341 | ASPEN |  | D(A,C,E)42A44+TDR | TL9E060B12UH11 | 32400 | 18 | 8.1 | 34000 | 27800 | 81.76% | 2.4 | 0 | 9.5 |  |  |  | No | R-410A | 2.7 | Residential & Commercial | No
212623683 | Central HP <5.4 tons | COLEMAN | HRCU-A-CB (Split System: Heat Pump with Remote Outdoor Unit-Air-Source) | HMH72B341 | ASPEN |  | D(A,C,E)42B34+TDR | TL9E060B12UH11 | 32400 | 18 | 8.1 | 34000 | 27800 | 81.76% | 2.4 | 0 | 9.5 |  |  |  | No | R-410A | 2.7 | Residential & Commercial | No
212623713 | Central HP <5.4 tons | COLEMAN | HRCU-A-CB (Split System: Heat Pump with Remote Outdoor Unit-Air-Source) | HMH72B341 | ASPEN |  | C(A,C,D,E)42B24+TDR | TM9E060B12MP12 | 29800 | 16.9 | 8.1 | 34000 | 28000 | 82.35% | 2.39 | 0 | 9 |  |  |  | No | R-410A | 2.4833 | Residential & Commercial | No
212623111 | Central HP <5.4 tons | COLEMAN | HRCU-A-CB (Split System: Heat Pump with Remote Outdoor Unit-Air-Source) | HMH72B341 | ASPEN |  | C(A,C,D,E)36D24+TDR | TM8E060A12MP11 | 30400 | 17.5 | 8.1 | 33800 | 27400 | 81.07% | 2.44 | 0 | 9 |  |  |  | No | R-410A | 2.5333 | Residential & Commercial | No
212623112 | Central HP <5.4 tons | COLEMAN | HRCU-A-CB (Split System: Heat Pump with Remote Outdoor Unit-Air-Source) | HMH72B341 | ASPEN |  | C(A,C,D,E)42B24+TDR | TM8E060A12MP11 | 30000 | 17.4 | 8.1 | 33800 | 27400 | 81.07% | 2.44 | 0 | 9.5 |  |  |  | No | R-410A | 2.5 | Residential & Commercial | No
212623114 | Central HP <5.4 tons | COLEMAN | HRCU-A-CB (Split System: Heat Pump with Remote Outdoor Unit-Air-Source) | HMH72B341 | ASPEN |  | C(A,C,D,E)42D24+TDR | TM8E060A12MP11 | 30800 | 17.7 | 8.1 | 33800 | 27400 | 81.07% | 2.44 | 0 | 9 |  |  |  | No | R-410A | 2.5667 | Residential & Commercial | No
212623245 | Central HP <5.4 tons | COLEMAN | HRCU-A-CB (Split System: Heat Pump with Remote Outdoor Unit-Air-Source) | HMH72B341 | ASPEN |  | D(A,C,E)42A34+TDR | TM8V080C16MP12 | 31800 | 17.5 | 8.3 | 33800 | 27400 | 81.07% | 2.64 | 0 | 9.9 |  |  |  | No | R-410A | 2.65 | Residential & Commercial | No
212623281 | Central HP <5.4 tons | COLEMAN | HRCU-A-CB (Split System: Heat Pump with Remote Outdoor Unit-Air-Source) | HMH72B341 | ASPEN |  | D(A,C,E)42A34+TDR | TM8Y080C16MP11 | 31800 | 18.5 | 8.3 | 33800 | 27400 | 81.07% | 2.63 | 0 | 9.9 |  |  |  | No | R-410A | 2.65 | Residential & Commercial | No
215292221 | Central HP <5.4 tons | AIRQUEST | HRCU-A-CB (Split System: Heat Pump with Remote Outdoor Unit-Air-Source) | DLCURAH24ABK | ADP |  | H,GG31924 | *96MSN0401410A* | 22600 | 16 | 8.5 | 25400 | 24800 | 97.64% | 2.1 | 0 | 9.5 |  |  |  | No | R-410A | 1.8833 | Residential & Commercial | No
215292251 | Central HP <5.4 tons | AIRQUEST | HRCU-A-CB (Split System: Heat Pump with Remote Outdoor Unit-Air-Source) | DLCURAH24ABK | ADP |  | HE30924 | *96MSN0401410A* | 22400 | 15.2 | 8.5 | 25400 | 24800 | 97.64% | 2.1 | 0 | 9.5 |  |  |  | No | R-410A | 1.8667 | Residential & Commercial | No
215292288 | Central HP <5.4 tons | AIRQUEST | HRCU-A-CB (Split System: Heat Pump with Remote Outdoor Unit-Air-Source) | DLCURAH24ABK | ADP |  | HG33936 | *96MSN0401712A* | 23000 | 16 | 8.5 | 24600 | 23800 | 96.75% | 2 | 0 | 9 |  |  |  | No | R-410A | 1.9167 | Residential & Commercial | No
215292302 | Central HP <5.4 tons | AIRQUEST | HRCU-A-CB (Split System: Heat Pump with Remote Outdoor Unit-Air-Source) | DLCURAH24ABK | ADP |  | H,GE30924 | *96MSN0401712A* | 22200 | 15.2 | 8.5 | 25400 | 26800 | 105.5% | 2.3 | 0 | 9 |  |  |  | No | R-410A | 1.85 | Residential & Commercial | No
215292303 | Central HP <5.4 tons | AIRQUEST | HRCU-A-CB (Split System: Heat Pump with Remote Outdoor Unit-Air-Source) | DLCURAH24ABK | ADP |  | HE30924 | *96MSN0401712A* | 22200 | 15.2 | 8.5 | 25400 | 26800 | 105.5% | 2.3 | 0 | 9 |  |  |  | No | R-410A | 1.85 | Residential & Commercial | No
215292320 | Central HP <5.4 tons | AIRQUEST | HRCU-A-CB (Split System: Heat Pump with Remote Outdoor Unit-Air-Source) | DLCURAH24ABK | ADP |  | HG81936 | *96MSN0401712A* | 23400 | 16 | 8.5 | 24600 | 23800 | 96.75% | 2 | 0 | 9.5 |  |  |  | No | R-410A | 1.95 | Residential & Commercial | No
215292321 | Central HP <5.4 tons | AIRQUEST | HRCU-A-CB (Split System: Heat Pump with Remote Outdoor Unit-Air-Source) | DLCURAH24ABK | ADP |  | H,GE22936 | *96MSN0601412A* | 22600 | 16 | 8.5 | 25400 | 26000 | 102.4% | 2.22 | 0 | 9.5 |  |  |  | No | R-410A | 1.8833 | Residential & Commercial | No
212623312 | Central HP <5.4 tons | COLEMAN | HRCU-A-CB (Split System: Heat Pump with Remote Outdoor Unit-Air-Source) | HMH72B341 | ASPEN |  | D(A,C,E)36D24+TDR | CP9C080C16MP13 | 30400 | 17 | 8.1 | 33800 | 27400 | 81.07% | 2.45 | 0 | 9 |  |  |  | No | R-410A | 2.5333 | Residential & Commercial | No
212623379 | Central HP <5.4 tons | COLEMAN | HRCU-A-CB (Split System: Heat Pump with Remote Outdoor Unit-Air-Source) | HMH72B341 | ASPEN |  | D(A,C,E)36B34+TDR | TP9C080C16MP13 | 32200 | 17.5 | 8.1 | 33800 | 27400 | 81.07% | 2.45 | 0 | 9.9 |  |  |  | No | R-410A | 2.6833 | Residential & Commercial | No
212623395 | Central HP <5.4 tons | COLEMAN | HRCU-A-CB (Split System: Heat Pump with Remote Outdoor Unit-Air-Source) | HMH72B341 | ASPEN |  | D(A,C,E)48D24+TDR | TP9C080C16MP13 | 31200 | 17.3 | 8.1 | 33800 | 27400 | 81.07% | 2.45 | 0 | 9.7 |  |  |  | No | R-410A | 2.6 | Residential & Commercial | No
212621510 | Central HP <5.4 tons | COLEMAN | HRCU-A-CB (Split System: Heat Pump with Remote Outdoor Unit-Air-Source) | HMH72B341 | ASPEN |  | C(A,C,D,E)42A24+TDR | TPLC100C20MP13 | 28600 | 15.6 | 8.1 | 32000 | 27600 | 86.25% | 2.44 | 0 | 8.4 |  |  |  | No | R-410A | 2.3833 | Residential & Commercial | No
212621593 | Central HP <5.4 tons | COLEMAN | HRCU-A-CB (Split System: Heat Pump with Remote Outdoor Unit-Air-Source) | HMH72B341 | ASPEN |  | D(A,C,E)36A34+TDR | TP9C120D20MP13 | 31200 | 16.8 | 8.1 | 32200 | 28000 | 86.96% | 2.51 | 0 | 9.3 |  |  |  | No | R-410A | 2.6 | Residential & Commercial | No
212621624 | Central HP <5.4 tons | COLEMAN | HRCU-A-CB (Split System: Heat Pump with Remote Outdoor Unit-Air-Source) | HMH72B341 | ASPEN |  | C(A,C,D,E)36B24+TDR | TMLV120C20MP12 | 28600 | 15.6 | 8.1 | 32400 | 27400 | 84.57% | 2.45 | 0 | 8.4 |  |  |  | No | R-410A | 2.3833 | Residential & Commercial | No
212621643 | Central HP <5.4 tons | COLEMAN | HRCU-A-CB (Split System: Heat Pump with Remote Outdoor Unit-Air-Source) | HMH72B341 | ASPEN |  | C(A,C,D,E)42C24+TDR | CPLC100C20MP13 | 29600 | 15.9 | 8.1 | 32400 | 27800 | 85.8% | 2.44 | 0 | 8 |  |  |  | No | R-410A | 2.4667 | Residential & Commercial | No
215292538 | Central HP <5.4 tons | AIRQUEST | HRCU-A-CB (Split System: Heat Pump with Remote Outdoor Unit-Air-Source) | DLCURAH24ABK | ADP |  | HE31930 | *96VTN0401410A* | 23000 | 15.2 | 8.5 | 25000 | 23600 | 94.4% | 1.96 | 0 | 9.5 |  |  |  | No | R-410A | 1.9167 | Residential & Commercial | No
212621675 | Central HP <5.4 tons | COLEMAN | HRCU-A-CB (Split System: Heat Pump with Remote Outdoor Unit-Air-Source) | HMH72B341 | ASPEN |  | D(A,C,E)42A44+TDR | CPLC120C20MP13 | 31800 | 16.5 | 8.1 | 32400 | 27800 | 85.8% | 2.44 | 0 | 8.9 |  |  |  | No | R-410A | 2.65 | Residential & Commercial | No
212621711 | Central HP <5.4 tons | COLEMAN | HRCU-A-CB (Split System: Heat Pump with Remote Outdoor Unit-Air-Source) | HMH72B341 | ASPEN |  | C(A,C,D,E)36D24+TDR | TM8V120C20MP12 | 29600 | 15.9 | 8.5 | 32400 | 27800 | 85.8% | 2.7 | 0 | 8 |  |  |  | No | R-410A | 2.4667 | Residential & Commercial | No
212621724 | Central HP <5.4 tons | COLEMAN | HRCU-A-CB (Split System: Heat Pump with Remote Outdoor Unit-Air-Source) | HMH72B341 | ASPEN |  | D(A,C,E)42D24+TDR | TM8V120C20MP12 | 30000 | 16 | 8.5 | 32400 | 27800 | 85.8% | 2.7 | 0 | 8.6 |  |  |  | No | R-410A | 2.5 | Residential & Commercial | No
212621725 | Central HP <5.4 tons | COLEMAN | HRCU-A-CB (Split System: Heat Pump with Remote Outdoor Unit-Air-Source) | HMH72B341 | ASPEN |  | D(A,C,E)42D34+TDR | TM8V120C20MP12 | 32600 | 16.5 | 8.5 | 32400 | 27800 | 85.8% | 2.7 | 0 | 9 |  |  |  | No | R-410A | 2.7167 | Residential & Commercial | No
212621758 | Central HP <5.4 tons | COLEMAN | HRCU-A-CB (Split System: Heat Pump with Remote Outdoor Unit-Air-Source) | HMH72B341 | ASPEN |  | C(A,C,D,E)42C24+TDR | TPLC100C20MP13 | 29600 | 15.9 | 8.1 | 32400 | 27800 | 85.8% | 2.44 | 0 | 8 |  |  |  | No | R-410A | 2.4667 | Residential & Commercial | No
212621775 | Central HP <5.4 tons | COLEMAN | HRCU-A-CB (Split System: Heat Pump with Remote Outdoor Unit-Air-Source) | HMH72B341 | ASPEN |  | D(A,C,E)48D24+TDR | TPLC100C20MP13 | 30400 | 16.1 | 8.1 | 32400 | 27800 | 85.8% | 2.44 | 0 | 8 |  |  |  | No | R-410A | 2.5333 | Residential & Commercial | No
212621810 | Central HP <5.4 tons | COLEMAN | HRCU-A-CB (Split System: Heat Pump with Remote Outdoor Unit-Air-Source) | HMH72B341 | ASPEN |  | C(A,C,D,E)48B24+TDR | TM9Y120D20MP11 | 29800 | 15.9 | 8.5 | 32400 | 28200 | 87.04% | 2.77 | 0 | 9 |  |  |  | No | R-410A | 2.4833 | Residential & Commercial | No
212621825 | Central HP <5.4 tons | COLEMAN | HRCU-A-CB (Split System: Heat Pump with Remote Outdoor Unit-Air-Source) | HMH72B341 | ASPEN |  | D(A,C,E)42D34+TDR | TM9Y120D20MP11 | 32800 | 16.5 | 8.5 | 32400 | 28200 | 87.04% | 2.77 | 0 | 9.5 |  |  |  | No | R-410A | 2.7333 | Residential & Commercial | No
215294593 | Central HP <5.4 tons | AIRQUEST | HRCU-A-CB (Split System: Heat Pump with Remote Outdoor Unit-Air-Source) | DLCURAH36ABK | ADP |  | H,GG34936 | *92MSN0601412A* | 35000 | 15.2 | 8.5 | 36800 | 34800 | 94.57% | 2 | 0 | 9.5 |  |  |  | No | R-410A | 2.9167 | Residential & Commercial | No
215294594 | Central HP <5.4 tons | AIRQUEST | HRCU-A-CB (Split System: Heat Pump with Remote Outdoor Unit-Air-Source) | DLCURAH36ABK | ADP |  | HG34936 | *92MSN0601412A* | 35000 | 15.2 | 8.5 | 36800 | 34800 | 94.57% | 2 | 0 | 9.5 |  |  |  | No | R-410A | 2.9167 | Residential & Commercial | No
215294626 | Central HP <5.4 tons | AIRQUEST | HRCU-A-CB (Split System: Heat Pump with Remote Outdoor Unit-Air-Source) | DLCURAH36ABK | ADP |  | H,GG24936 | *92MSN0601714A* | 34000 | 16 | 8.1 | 36800 | 34800 | 94.57% | 1.82 | 0 | 9 |  |  |  | No | R-410A | 2.8333 | Residential & Commercial | No
215294726 | Central HP <5.4 tons | AIRQUEST | HRCU-A-CB (Split System: Heat Pump with Remote Outdoor Unit-Air-Source) | DLCURAH36ABK | ADP |  | H,GG32936 | *92MSN0802120A* | 33800 | 16 | 8.5 | 36200 | 34200 | 94.48% | 2.02 | 0 | 9.5 |  |  |  | No | R-410A | 2.8167 | Residential & Commercial | No
212621826 | Central HP <5.4 tons | COLEMAN | HRCU-A-CB (Split System: Heat Pump with Remote Outdoor Unit-Air-Source) | HMH72B341 | ASPEN |  | D(A,C,E)48A34+TDR | TM9Y120D20MP11 | 31800 | 16.5 | 8.5 | 32400 | 28200 | 87.04% | 2.77 | 0 | 9.4 |  |  |  | No | R-410A | 2.65 | Residential & Commercial | No
212621827 | Central HP <5.4 tons | COLEMAN | HRCU-A-CB (Split System: Heat Pump with Remote Outdoor Unit-Air-Source) | HMH72B341 | ASPEN |  | D(A,C,E)48B34+TDR | TM9Y120D20MP11 | 32200 | 16.5 | 8.5 | 32400 | 28200 | 87.04% | 2.77 | 0 | 9.4 |  |  |  | No | R-410A | 2.6833 | Residential & Commercial | No
212621876 | Central HP <5.4 tons | COLEMAN | HRCU-A-CB (Split System: Heat Pump with Remote Outdoor Unit-Air-Source) | HMH72B341 | ASPEN |  | C(A,C,D,E)48D24+TDR | TM9V120D20MP12 | 30600 | 16.6 | 8.5 | 32400 | 28200 | 87.04% | 2.79 | 0 | 9 |  |  |  | No | R-410A | 2.55 | Residential & Commercial | No
212621878 | Central HP <5.4 tons | COLEMAN | HRCU-A-CB (Split System: Heat Pump with Remote Outdoor Unit-Air-Source) | HMH72B341 | ASPEN |  | D(A,C,E)36B34+TDR | TM9V120D20MP12 | 31600 | 17 | 8.5 | 32400 | 28200 | 87.04% | 2.79 | 0 | 9.3 |  |  |  | No | R-410A | 2.6333 | Residential & Commercial | No
212621891 | Central HP <5.4 tons | COLEMAN | HRCU-A-CB (Split System: Heat Pump with Remote Outdoor Unit-Air-Source) | HMH72B341 | ASPEN |  | D(A,C,E)48D34+TDR | TM9V120D20MP12 | 33000 | 17 | 8.5 | 32400 | 28200 | 87.04% | 2.79 | 0 | 9 |  |  |  | No | R-410A | 2.75 | Residential & Commercial | No
212621894 | Central HP <5.4 tons | COLEMAN | HRCU-A-CB (Split System: Heat Pump with Remote Outdoor Unit-Air-Source) | HMH72B341 | ASPEN |  | C(A,C,D,E)36C24+TDR | TP9C120D20MP13 | 29400 | 16.3 | 8.1 | 32400 | 28200 | 87.04% | 2.51 | 0 | 9 |  |  |  | No | R-410A | 2.45 | Residential & Commercial | No
212621942 | Central HP <5.4 tons | COLEMAN | HRCU-A-CB (Split System: Heat Pump with Remote Outdoor Unit-Air-Source) | HMH72B341 | ASPEN |  | C(A,C,D,E)42C24+TDR | TM9V040A10MP12 | 30000 | 16.6 | 8.1 | 33200 | 27400 | 82.53% | 2.41 | 0 | 9.1 |  |  |  | No | R-410A | 2.5 | Residential & Commercial | No
212621943 | Central HP <5.4 tons | COLEMAN | HRCU-A-CB (Split System: Heat Pump with Remote Outdoor Unit-Air-Source) | HMH72B341 | ASPEN |  | C(A,C,D,E)42D24+TDR | TM9V040A10MP12 | 30400 | 16.7 | 8.1 | 33200 | 27400 | 82.53% | 2.41 | 0 | 9 |  |  |  | No | R-410A | 2.5333 | Residential & Commercial | No
211226236 | Central HP <5.4 tons | GRANDAIRE | HRCU-A-CB (Split System: Heat Pump with Remote Outdoor Unit-Air-Source) | WDLCURAH30ABK |  |  | FMA4X30**AL* |  | 31200 | 15.5 | 8.5 | 35400 | 26800 | 75.71% | 1.86 | 0 | 9 |  |  |  | No | R-410A | 2.6 | Residential & Commercial | No
215677450 | Central HP <5.4 tons | KEEPRITE | HRCU-A-CB (Split System: Heat Pump with Remote Outdoor Unit-Air-Source) | C5H0V60*K*AAA* |  |  | EVD5X60M24A*+WALLCON | *80CTL0702120B* | 56000 | 18 | 9 | 63500 | 45000 | 70.87% | 2.06 | 0 | 9 |  |  |  | No | R-454B | 4.6667 | Residential & Commercial | No
215292736 | Central HP <5.4 tons | AIRQUEST | HRCU-A-CB (Split System: Heat Pump with Remote Outdoor Unit-Air-Source) | DLCURAH24ABK | ADP |  | HE31930 | *96VTN0601412A* | 22800 | 16 | 8.5 | 24800 | 25200 | 101.6% | 2.14 | 0 | 9.5 |  |  |  | No | R-410A | 1.9 | Residential & Commercial | No
212510770 | Central HP <5.4 tons | AMERISTAR | HRCU-A-CB (Split System: Heat Pump with Remote Outdoor Unit-Air-Source) | E4HL5036A1000A |  |  | 4TXCB004DS3 | A951X060BU4SAB | 30000 | 15.2 | 8.1 | 25000 | 18000 | 72% | 1.75 | 0 | 9.5 |  |  |  | No | R-410A | 2.5 | Residential & Commercial | No
215294875 | Central HP <5.4 tons | AIRQUEST | HRCU-A-CB (Split System: Heat Pump with Remote Outdoor Unit-Air-Source) | DLCURAH36ABK | ADP |  | H,GE24936 | *92MSN1202420A* | 34400 | 15.2 | 8.1 | 36800 | 34800 | 94.57% | 1.9 | 0 | 9.5 |  |  |  | No | R-410A | 2.8667 | Residential & Commercial | No
215292873 | Central HP <5.4 tons | AIRQUEST | HRCU-A-CB (Split System: Heat Pump with Remote Outdoor Unit-Air-Source) | DLCURAH24ABK | ADP |  | H,GE22936 | *96VTN0601716B* | 22200 | 16 | 9 | 24400 | 23600 | 96.72% | 2 | 0 | 9.5 |  |  |  | No | R-410A | 1.85 | Residential & Commercial | No
215293006 | Central HP <5.4 tons | AIRQUEST | HRCU-A-CB (Split System: Heat Pump with Remote Outdoor Unit-Air-Source) | DLCURAH24ABK | ADP |  | HE30924 | *96VTN0801716B* | 23000 | 16 | 8.5 | 25400 | 25200 | 99.21% | 2.14 | 0 | 9.5 |  |  |  | No | R-410A | 1.9167 | Residential & Commercial | No
215294958 | Central HP <5.4 tons | AIRQUEST | HRCU-A-CB (Split System: Heat Pump with Remote Outdoor Unit-Air-Source) | DLCURAH36ABK | ADP |  | H,GE23936 | *96MSN0601716A* | 33000 | 15.2 | 8.5 | 36800 | 34800 | 94.57% | 1.88 | 0 | 9 |  |  |  | No | R-410A | 2.75 | Residential & Commercial | No
215294960 | Central HP <5.4 tons | AIRQUEST | HRCU-A-CB (Split System: Heat Pump with Remote Outdoor Unit-Air-Source) | DLCURAH36ABK | ADP |  | H,GE24936 | *96MSN0601716A* | 33800 | 15.2 | 8.5 | 36800 | 34800 | 94.57% | 1.88 | 0 | 9 |  |  |  | No | R-410A | 2.8167 | Residential & Commercial | No
215294976 | Central HP <5.4 tons | AIRQUEST | HRCU-A-CB (Split System: Heat Pump with Remote Outdoor Unit-Air-Source) | DLCURAH36ABK | ADP |  | HE35936 | *96MSN0601716A* | 35200 | 15.2 | 8.5 | 36800 | 34800 | 94.57% | 1.88 | 0 | 9.5 |  |  |  | No | R-410A | 2.9333 | Residential & Commercial | No
215294978 | Central HP <5.4 tons | AIRQUEST | HRCU-A-CB (Split System: Heat Pump with Remote Outdoor Unit-Air-Source) | DLCURAH36ABK | ADP |  | H,GE36936 | *96MSN0601716A* | 35400 | 15.2 | 8.5 | 36400 | 34400 | 94.51% | 2.04 | 0 | 9.5 |  |  |  | No | R-410A | 2.95 | Residential & Commercial | No
215294992 | Central HP <5.4 tons | AIRQUEST | HRCU-A-CB (Split System: Heat Pump with Remote Outdoor Unit-Air-Source) | DLCURAH36ABK | ADP |  | H,GG1K936 | *96MSN0601716A* | 35200 | 15.2 | 8.5 | 36800 | 34800 | 94.57% | 1.88 | 0 | 9.5 |  |  |  | No | R-410A | 2.9333 | Residential & Commercial | No
215294994 | Central HP <5.4 tons | AIRQUEST | HRCU-A-CB (Split System: Heat Pump with Remote Outdoor Unit-Air-Source) | DLCURAH36ABK | ADP |  | H,GG80936 | *96MSN0601716A* | 35600 | 15.2 | 8.5 | 36400 | 34400 | 94.51% | 2.04 | 0 | 9.5 |  |  |  | No | R-410A | 2.9667 | Residential & Commercial | No
215293040 | Central HP <5.4 tons | AIRQUEST | HRCU-A-CB (Split System: Heat Pump with Remote Outdoor Unit-Air-Source) | DLCURAH24ABK | ADP |  | HE32936 | *96VTN0802120A* | 23200 | 17 | 8.5 | 24200 | 22800 | 94.21% | 1.94 | 0 | 9.5 |  |  |  | No | R-410A | 1.9333 | Residential & Commercial | No
215293154 | Central HP <5.4 tons | AIRQUEST | HRCU-A-CB (Split System: Heat Pump with Remote Outdoor Unit-Air-Source) | DLCURAH24ABK | ADP |  | H,GE30924 | *96VTN1002120A* | 22600 | 16 | 8.5 | 24400 | 22400 | 91.8% | 1.9 | 0 | 9.5 |  |  |  | No | R-410A | 1.8833 | Residential & Commercial | No
215293155 | Central HP <5.4 tons | AIRQUEST | HRCU-A-CB (Split System: Heat Pump with Remote Outdoor Unit-Air-Source) | DLCURAH24ABK | ADP |  | HE30924 | *96VTN1002120A* | 22600 | 16 | 8.5 | 24400 | 22400 | 91.8% | 1.9 | 0 | 9.5 |  |  |  | No | R-410A | 1.8833 | Residential & Commercial | No
215295093 | Central HP <5.4 tons | AIRQUEST | HRCU-A-CB (Split System: Heat Pump with Remote Outdoor Unit-Air-Source) | DLCURAH36ABK | ADP |  | HE32936 | *96MSN1002120A* | 34200 | 16 | 8.5 | 36200 | 34200 | 94.48% | 2.04 | 0 | 9.5 |  |  |  | No | R-410A | 2.85 | Residential & Commercial | No
215295179 | Central HP <5.4 tons | AIRQUEST | HRCU-A-CB (Split System: Heat Pump with Remote Outdoor Unit-Air-Source) | DLCURAH36ABK | ADP |  | HE32936 | *96MSN1202422A* | 33800 | 16 | 8.5 | 36200 | 34200 | 94.48% | 2.02 | 0 | 9.5 |  |  |  | No | R-410A | 2.8167 | Residential & Commercial | No
215295228 | Central HP <5.4 tons | AIRQUEST | HRCU-A-CB (Split System: Heat Pump with Remote Outdoor Unit-Air-Source) | DLCURAH36ABK | ADP |  | HG34936 | *96MSN1402422A* | 34600 | 16 | 8.5 | 36200 | 34200 | 94.48% | 2.02 | 0 | 9.5 |  |  |  | No | R-410A | 2.8833 | Residential & Commercial | No
215295430 | Central HP <5.4 tons | AIRQUEST | HRCU-A-CB (Split System: Heat Pump with Remote Outdoor Unit-Air-Source) | DLCURAH36ABK | ADP |  | H,GG35936 | *96VTN0801716B* | 34800 | 16 | 8.1 | 36200 | 34400 | 95.03% | 2 | 0 | 9.5 |  |  |  | No | R-410A | 2.9 | Residential & Commercial | No
215295445 | Central HP <5.4 tons | AIRQUEST | HRCU-A-CB (Split System: Heat Pump with Remote Outdoor Unit-Air-Source) | DLCURAH36ABK | ADP |  | HE8J936 | *96VTN0801716B* | 34200 | 16 | 8.1 | 36200 | 34400 | 95.03% | 2 | 0 | 9.5 |  |  |  | No | R-410A | 2.85 | Residential & Commercial | No
215295461 | Central HP <5.4 tons | AIRQUEST | HRCU-A-CB (Split System: Heat Pump with Remote Outdoor Unit-Air-Source) | DLCURAH36ABK | ADP |  | H,GG32936 | *96VTN0802120A* | 34200 | 16 | 8.1 | 36800 | 34600 | 94.02% | 1.86 | 0 | 9 |  |  |  | No | R-410A | 2.85 | Residential & Commercial | No
215679890 | Central HP <5.4 tons | KEEPRITE | HRCU-A-CB (Split System: Heat Pump with Remote Outdoor Unit-Air-Source) | C5H0V36*K*AAA* |  |  | ESH5X48M12A*+WALLCON | *80CSU0601716B* | 34200 | 17 | 8.5 | 35400 | 25200 | 71.19% | 1.9 | 0 | 9.5 |  |  |  | No | R-454B | 2.85 | Residential & Commercial | No
215679990 | Central HP <5.4 tons | KEEPRITE | HRCU-A-CB (Split System: Heat Pump with Remote Outdoor Unit-Air-Source) | C5H0V36*K*AAA* |  |  | ESH5X60M12A*+WALLCON | *97CTN0802120A* | 34600 | 16.5 | 8.5 | 34600 | 24800 | 71.68% | 1.8 | 0 | 9.5 |  |  |  | No | R-454B | 2.8833 | Residential & Commercial | No
215679270 | Central HP <5.4 tons | KEEPRITE | HRCU-A-CB (Split System: Heat Pump with Remote Outdoor Unit-Air-Source) | C5H0V36*K*AAA* |  |  | EA*5X37M17A*+WALLCON | *97CTN0801716A* | 33800 | 17.5 | 9 | 35800 | 25600 | 71.51% | 1.86 | 0 | 9.5 |  |  |  | No | R-454B | 2.8167 | Residential & Commercial | No
213613390 | Central HP <5.4 tons | CARRIER | HRCU-A-CB (Split System: Heat Pump with Remote Outdoor Unit-Air-Source) | 38MURAQ24AB3* | ASPEN |  | L(E,G)M36B4 |  | 23400 | 15.2 | 8.5 | 26400 | 23400 | 88.64% | 1.92 | 0 | 9.8 |  |  |  | No | R-410A | 1.95 | Residential & Commercial | No
215293254 | Central HP <5.4 tons | AIRQUEST | HRCU-A-CB (Split System: Heat Pump with Remote Outdoor Unit-Air-Source) | DLCURAH24ABK | ADP |  | HE30924 | *96VTN1002122A* | 22400 | 16 | 8.5 | 24200 | 22800 | 94.21% | 1.92 | 0 | 9.5 |  |  |  | No | R-410A | 1.8667 | Residential & Commercial | No
215295578 | Central HP <5.4 tons | AIRQUEST | HRCU-A-CB (Split System: Heat Pump with Remote Outdoor Unit-Air-Source) | DLCURAH36ABK | ADP |  | H,GG24936 | *96VTN1002120B* | 34200 | 16 | 8.1 | 36800 | 34800 | 94.57% | 1.82 | 0 | 9.5 |  |  |  | No | R-410A | 2.85 | Residential & Commercial | No
215295660 | Central HP <5.4 tons | AIRQUEST | HRCU-A-CB (Split System: Heat Pump with Remote Outdoor Unit-Air-Source) | DLCURAH36ABK | ADP |  | H,GE24936 | *96VTN1002122B* | 34000 | 16 | 8.1 | 36800 | 34600 | 94.02% | 1.88 | 0 | 9.5 |  |  |  | No | R-410A | 2.8333 | Residential & Commercial | No
212621959 | Central HP <5.4 tons | COLEMAN | HRCU-A-CB (Split System: Heat Pump with Remote Outdoor Unit-Air-Source) | HMH72B341 | ASPEN |  | D(A,C,E)48B34+TDR | TM9V040A10MP12 | 32200 | 17 | 8.1 | 33200 | 27400 | 82.53% | 2.41 | 0 | 9.5 |  |  |  | No | R-410A | 2.6833 | Residential & Commercial | No
212621961 | Central HP <5.4 tons | COLEMAN | HRCU-A-CB (Split System: Heat Pump with Remote Outdoor Unit-Air-Source) | HMH72B341 | ASPEN |  | D(A,C,E)48C34+TDR | TM9V040A10MP12 | 32600 | 17 | 8.1 | 33200 | 27400 | 82.53% | 2.41 | 0 | 9 |  |  |  | No | R-410A | 2.7167 | Residential & Commercial | No
212622093 | Central HP <5.4 tons | COLEMAN | HRCU-A-CB (Split System: Heat Pump with Remote Outdoor Unit-Air-Source) | HMH72B341 | ASPEN |  | D(A,C,E)48B24+TDR | TM8Y080B12MP11 | 30600 | 17.6 | 8.4 | 33400 | 27400 | 82.04% | 2.63 | 0 | 9 |  |  |  | No | R-410A | 2.55 | Residential & Commercial | No
212622359 | Central HP <5.4 tons | COLEMAN | HRCU-A-CB (Split System: Heat Pump with Remote Outdoor Unit-Air-Source) | HMH72B341 | ASPEN |  | C(A,C,D,E)42B24+TDR | TM8E100C16MP11 | 31400 | 18 | 8.2 | 33600 | 28200 | 83.93% | 2.66 | 0 | 9.9 |  |  |  | No | R-410A | 2.6167 | Residential & Commercial | No
212622396 | Central HP <5.4 tons | COLEMAN | HRCU-A-CB (Split System: Heat Pump with Remote Outdoor Unit-Air-Source) | HMH72B341 | ASPEN |  | C(A,C,D,E)48A34+TDR | TM8Y100C20MP11 | 33600 | 18 | 8.1 | 33600 | 30000 | 89.29% | 2.72 | 0 | 9.5 |  |  |  | No | R-410A | 2.8 | Residential & Commercial | No
213205854 | Central HP <5.4 tons | CARRIER | HRCU-A-CB (Split System: Heat Pump with Remote Outdoor Unit-Air-Source) | 38MURAQ24AA3* | ASPEN |  | D(A,C,E)30C44+TDR | 58S(B,C)*A070E17**16 | 23800 | 15.5 | 8.5 | 26200 | 22800 | 87.02% | 2.92 | 0 | 9.5 |  |  |  | No | R-410A | 1.9833 | Residential & Commercial | No
213205890 | Central HP <5.4 tons | CARRIER | HRCU-A-CB (Split System: Heat Pump with Remote Outdoor Unit-Air-Source) | 38MURAQ24AA3* | ASPEN |  | D(A,C,E)30C44+TDR | 58S(B,C)*A090E21**20 | 23800 | 16 | 8.5 | 25800 | 22800 | 88.37% | 2.86 | 0 | 9.5 |  |  |  | No | R-410A | 1.9833 | Residential & Commercial | No
213205924 | Central HP <5.4 tons | CARRIER | HRCU-A-CB (Split System: Heat Pump with Remote Outdoor Unit-Air-Source) | 38MURAQ24AA3* | ASPEN |  | D(A,C,E)30B34+TDR | 58TP*A070V17**16 | 23800 | 16.5 | 8.1 | 25200 | 22600 | 89.68% | 2.85 | 0 | 9 |  |  |  | No | R-410A | 1.9833 | Residential & Commercial | No
213205938 | Central HP <5.4 tons | CARRIER | HRCU-A-CB (Split System: Heat Pump with Remote Outdoor Unit-Air-Source) | 38MURAQ24AA3* | ASPEN |  | D(A,C,E)30C44+TDR | 58TP*A090V17**16 | 23600 | 16 | 8.1 | 25200 | 22400 | 88.89% | 2.94 | 0 | 9.5 |  |  |  | No | R-410A | 1.9667 | Residential & Commercial | No
213205965 | Central HP <5.4 tons | CARRIER | HRCU-A-CB (Split System: Heat Pump with Remote Outdoor Unit-Air-Source) | 38MURAQ24AA3* | ASPEN |  | D(A,C,E)36B34+TDR | 58TP*A110V21**22 | 23800 | 16.5 | 8.1 | 25000 | 22200 | 88.8% | 2.94 | 0 | 9.5 |  |  |  | No | R-410A | 1.9833 | Residential & Commercial | No
212622493 | Central HP <5.4 tons | COLEMAN | HRCU-A-CB (Split System: Heat Pump with Remote Outdoor Unit-Air-Source) | HMH72B341 | ASPEN |  | D(A,C,E)48B24+TDR | CP9C100C20MP13 | 30000 | 17 | 8.1 | 33600 | 28200 | 83.93% | 2.46 | 0 | 9 |  |  |  | No | R-410A | 2.5 | Residential & Commercial | No
212621519 | Central HP <5.4 tons | COLEMAN | HRCU-A-CB (Split System: Heat Pump with Remote Outdoor Unit-Air-Source) | HMH72B341 | ASPEN |  | C(A,C,D,E)42B24+TDR | CPLC100C20MP13 | 29000 | 15.8 | 8.1 | 32200 | 27600 | 85.71% | 2.44 | 0 | 8.5 |  |  |  | No | R-410A | 2.4167 | Residential & Commercial | No
212621528 | Central HP <5.4 tons | COLEMAN | HRCU-A-CB (Split System: Heat Pump with Remote Outdoor Unit-Air-Source) | HMH72B341 | ASPEN |  | C(A,C,D,E)42B34+TDR | CPLC120C20MP13 | 31600 | 16.5 | 8.1 | 32200 | 27600 | 85.71% | 2.44 | 0 | 8.9 |  |  |  | No | R-410A | 2.6333 | Residential & Commercial | No
212622747 | Central HP <5.4 tons | COLEMAN | HRCU-A-CB (Split System: Heat Pump with Remote Outdoor Unit-Air-Source) | HMH72B341 | ASPEN |  | D(A,C,E)36C34+TDR | TM9V080B12MP12 | 32800 | 17 | 8.3 | 33800 | 29600 | 87.57% | 2.7 | 0 | 9.5 |  |  |  | No | R-410A | 2.7333 | Residential & Commercial | No
212622760 | Central HP <5.4 tons | COLEMAN | HRCU-A-CB (Split System: Heat Pump with Remote Outdoor Unit-Air-Source) | HMH72B341 | ASPEN |  | C(A,C,D,E)42B24+TDR | TM9E060A10MP12 | 29600 | 16.9 | 8.1 | 33800 | 27400 | 81.07% | 2.4 | 0 | 9 |  |  |  | No | R-410A | 2.4667 | Residential & Commercial | No
213206408 | Central HP <5.4 tons | CARRIER | HRCU-A-CB (Split System: Heat Pump with Remote Outdoor Unit-Air-Source) | 38MURAQ24AB3* | ASPEN |  | D(A,C,E)36C34+TDR | 59SC2D040E14**10 | 23600 | 15.5 | 8.1 | 26000 | 20400 | 78.46% | 2.89 | 0 | 9.9 |  |  |  | No | R-410A | 1.9667 | Residential & Commercial | No
212622761 | Central HP <5.4 tons | COLEMAN | HRCU-A-CB (Split System: Heat Pump with Remote Outdoor Unit-Air-Source) | HMH72B341 | ASPEN |  | C(A,C,D,E)42C24+TDR | TM9E060A10MP12 | 30200 | 17.1 | 8.1 | 33800 | 27400 | 81.07% | 2.4 | 0 | 9.1 |  |  |  | No | R-410A | 2.5167 | Residential & Commercial | No
212621580 | Central HP <5.4 tons | COLEMAN | HRCU-A-CB (Split System: Heat Pump with Remote Outdoor Unit-Air-Source) | HMH72B341 | ASPEN |  | D(A,C,E)48B24+TDR | TM9Y120D20MP11 | 29800 | 15.9 | 8.5 | 32200 | 28000 | 86.96% | 2.77 | 0 | 9 |  |  |  | No | R-410A | 2.4833 | Residential & Commercial | No
212621639 | Central HP <5.4 tons | COLEMAN | HRCU-A-CB (Split System: Heat Pump with Remote Outdoor Unit-Air-Source) | HMH72B341 | ASPEN |  | C(A,C,D,E)36A44+TDR | CPLC100C20MP13 | 31400 | 16.5 | 8.1 | 32400 | 27800 | 85.8% | 2.44 | 0 | 8.9 |  |  |  | No | R-410A | 2.6167 | Residential & Commercial | No
212621653 | Central HP <5.4 tons | COLEMAN | HRCU-A-CB (Split System: Heat Pump with Remote Outdoor Unit-Air-Source) | HMH72B341 | ASPEN |  | D(A,C,E)42B34+TDR | CPLC100C20MP13 | 31800 | 16.5 | 8.1 | 32400 | 27800 | 85.8% | 2.44 | 0 | 8.9 |  |  |  | No | R-410A | 2.65 | Residential & Commercial | No
212621655 | Central HP <5.4 tons | COLEMAN | HRCU-A-CB (Split System: Heat Pump with Remote Outdoor Unit-Air-Source) | HMH72B341 | ASPEN |  | D(A,C,E)42D24+TDR | CPLC100C20MP13 | 30000 | 16 | 8.1 | 32400 | 27800 | 85.8% | 2.44 | 0 | 8.6 |  |  |  | No | R-410A | 2.5 | Residential & Commercial | No
212623533 | Central HP <5.4 tons | COLEMAN | HRCU-A-CB (Split System: Heat Pump with Remote Outdoor Unit-Air-Source) | HMH72B341 | ASPEN |  | D(A,C,E)48A34+TDR | CP9C100C20MP13 | 32200 | 17.5 | 8.1 | 33800 | 28200 | 83.43% | 2.46 | 0 | 9.4 |  |  |  | No | R-410A | 2.6833 | Residential & Commercial | No
214391041 | Central HP <5.4 tons | DAY & NIGHT | HRCU-A-CB (Split System: Heat Pump with Remote Outdoor Unit-Air-Source) | DLCURAH24ABK | ADP |  | H,GE32936 | *96VTN0401410B* | 23000 | 16 | 8.5 | 25400 | 26800 | 105.5% | 2.3 | 0 | 9.5 |  |  |  | No | R-410A | 1.9167 | Residential & Commercial | No
215588586 | Central HP <5.4 tons | AMERISTAR | HRCU-A-CB (Split System: Heat Pump with Remote Outdoor Unit-Air-Source) | E4HL5024A1000A |  |  | A4AH5V36A1C3 |  | 24000 | 15.2 | 8.1 | 24000 | 17000 | 70.83% | 1.8 | 0 | 9 |  |  |  | No | R-410A | 2 | Residential & Commercial | No
212621497 | Central HP <5.4 tons | COLEMAN | HRCU-A-CB (Split System: Heat Pump with Remote Outdoor Unit-Air-Source) | HMH72B341 | ASPEN |  | C(A,C,D,E)48A24+TDR | TM9Y120D20MP11 | 29400 | 15.8 | 8.4 | 32000 | 28000 | 87.5% | 2.75 | 0 | 9 |  |  |  | No | R-410A | 2.45 | Residential & Commercial | No
212621520 | Central HP <5.4 tons | COLEMAN | HRCU-A-CB (Split System: Heat Pump with Remote Outdoor Unit-Air-Source) | HMH72B341 | ASPEN |  | C(A,C,D,E)42B34+TDR | CPLC100C20MP13 | 31600 | 16.5 | 8.1 | 32200 | 27600 | 85.71% | 2.44 | 0 | 8.9 |  |  |  | No | R-410A | 2.6333 | Residential & Commercial | No
212621536 | Central HP <5.4 tons | COLEMAN | HRCU-A-CB (Split System: Heat Pump with Remote Outdoor Unit-Air-Source) | HMH72B341 | ASPEN |  | C(A,C,D,E)42B34+TDR | TM8V100C20MP12 | 31600 | 16.5 | 8.1 | 32200 | 27600 | 85.71% | 2.44 | 0 | 8.9 |  |  |  | No | R-410A | 2.6333 | Residential & Commercial | No
212621538 | Central HP <5.4 tons | COLEMAN | HRCU-A-CB (Split System: Heat Pump with Remote Outdoor Unit-Air-Source) | HMH72B341 | ASPEN |  | D(A,C,E)36A34+TDR | TM8V100C20MP12 | 31000 | 16.3 | 8.1 | 32200 | 27600 | 85.71% | 2.44 | 0 | 8.8 |  |  |  | No | R-410A | 2.5833 | Residential & Commercial | No
212621606 | Central HP <5.4 tons | COLEMAN | HRCU-A-CB (Split System: Heat Pump with Remote Outdoor Unit-Air-Source) | HMH72B341 | ASPEN |  | C(A,C,D,E)48B24+TDR | CPLC100C20MP13 | 29600 | 15.9 | 8.1 | 32400 | 27400 | 84.57% | 2.45 | 0 | 8 |  |  |  | No | R-410A | 2.4667 | Residential & Commercial | No
212621611 | Central HP <5.4 tons | COLEMAN | HRCU-A-CB (Split System: Heat Pump with Remote Outdoor Unit-Air-Source) | HMH72B341 | ASPEN |  | C(A,C,D,E)48B24+TDR | CPLC120C20MP13 | 29600 | 15.9 | 8.1 | 32400 | 27400 | 84.57% | 2.45 | 0 | 8 |  |  |  | No | R-410A | 2.4667 | Residential & Commercial | No
212621613 | Central HP <5.4 tons | COLEMAN | HRCU-A-CB (Split System: Heat Pump with Remote Outdoor Unit-Air-Source) | HMH72B341 | ASPEN |  | D(A,C,E)42C24+TDR | CPLC120C20MP13 | 29600 | 15.9 | 8.1 | 32400 | 27400 | 84.57% | 2.45 | 0 | 8 |  |  |  | No | R-410A | 2.4667 | Residential & Commercial | No
212621620 | Central HP <5.4 tons | COLEMAN | HRCU-A-CB (Split System: Heat Pump with Remote Outdoor Unit-Air-Source) | HMH72B341 | ASPEN |  | C(A,C,D,E)36C24+TDR | TM8V120C20MP12 | 29000 | 15.8 | 8.5 | 32400 | 27400 | 84.57% | 2.7 | 0 | 8.5 |  |  |  | No | R-410A | 2.4167 | Residential & Commercial | No
216054824 | Central HP <5.4 tons | LUXAIRE | HRCU-A-CB (Split System: Heat Pump with Remote Outdoor Unit-Air-Source) | HH824E2S11 | ASPEN |  | D(A,C,E)24B3K+TDR | TM9E026A08MP12 | 20600 | 16.5 | 8.5 | 22800 | 17600 | 77.19% | 2 | 0 | 9.8 |  |  |  | No | R-454B | 1.7167 | Residential & Commercial | No
212621636 | Central HP <5.4 tons | COLEMAN | HRCU-A-CB (Split System: Heat Pump with Remote Outdoor Unit-Air-Source) | HMH72B341 | ASPEN |  | C(A,C,D,E)48B24+TDR | TPLC120C20MP13 | 29600 | 15.9 | 8.1 | 32400 | 27400 | 84.57% | 2.45 | 0 | 8 |  |  |  | No | R-410A | 2.4667 | Residential & Commercial | No
212621672 | Central HP <5.4 tons | COLEMAN | HRCU-A-CB (Split System: Heat Pump with Remote Outdoor Unit-Air-Source) | HMH72B341 | ASPEN |  | D(A,C,E)36B44+TDR | CPLC120C20MP13 | 32400 | 16.5 | 8.1 | 32400 | 27800 | 85.8% | 2.44 | 0 | 9 |  |  |  | No | R-410A | 2.7 | Residential & Commercial | No
212621681 | Central HP <5.4 tons | COLEMAN | HRCU-A-CB (Split System: Heat Pump with Remote Outdoor Unit-Air-Source) | HMH72B341 | ASPEN |  | D(A,C,E)48C24+TDR | CPLC120C20MP13 | 30000 | 16 | 8.1 | 32400 | 27800 | 85.8% | 2.44 | 0 | 8.6 |  |  |  | No | R-410A | 2.5 | Residential & Commercial | No
212621690 | Central HP <5.4 tons | COLEMAN | HRCU-A-CB (Split System: Heat Pump with Remote Outdoor Unit-Air-Source) | HMH72B341 | ASPEN |  | C(A,C,D,E)42D24+TDR | TM8V100C20MP12 | 30000 | 16 | 8.1 | 32400 | 27800 | 85.8% | 2.44 | 0 | 8.6 |  |  |  | No | R-410A | 2.5 | Residential & Commercial | No
212621695 | Central HP <5.4 tons | COLEMAN | HRCU-A-CB (Split System: Heat Pump with Remote Outdoor Unit-Air-Source) | HMH72B341 | ASPEN |  | D(A,C,E)36B44+TDR | TM8V100C20MP12 | 32400 | 16.5 | 8.1 | 32400 | 27800 | 85.8% | 2.44 | 0 | 9 |  |  |  | No | R-410A | 2.7 | Residential & Commercial | No
212621720 | Central HP <5.4 tons | COLEMAN | HRCU-A-CB (Split System: Heat Pump with Remote Outdoor Unit-Air-Source) | HMH72B341 | ASPEN |  | D(A,C,E)36D34+TDR | TM8V120C20MP12 | 32200 | 16.5 | 8.5 | 32400 | 27800 | 85.8% | 2.7 | 0 | 9 |  |  |  | No | R-410A | 2.6833 | Residential & Commercial | No
212621772 | Central HP <5.4 tons | COLEMAN | HRCU-A-CB (Split System: Heat Pump with Remote Outdoor Unit-Air-Source) | HMH72B341 | ASPEN |  | D(A,C,E)48B34+TDR | TPLC100C20MP13 | 32000 | 16.5 | 8.1 | 32400 | 27800 | 85.8% | 2.44 | 0 | 8.9 |  |  |  | No | R-410A | 2.6667 | Residential & Commercial | No
212621797 | Central HP <5.4 tons | COLEMAN | HRCU-A-CB (Split System: Heat Pump with Remote Outdoor Unit-Air-Source) | HMH72B341 | ASPEN |  | D(A,C,E)48C34+TDR | TPLC120C20MP13 | 32600 | 16.5 | 8.1 | 32400 | 27800 | 85.8% | 2.44 | 0 | 9 |  |  |  | No | R-410A | 2.7167 | Residential & Commercial | No
215682840 | Central HP <5.4 tons | KEEPRITE | HRCU-A-CB (Split System: Heat Pump with Remote Outdoor Unit-Air-Source) | C5H0V60*K*AAA* |  |  | EVM5X60M21A*+WALLCON | *80CSU1002120B* | 57000 | 18 | 9 | 63500 | 44500 | 70.08% | 2.08 | 0 | 9 |  |  |  | No | R-454B | 4.75 | Residential & Commercial | No
211656177 | Central HP <5.4 tons | COLEMAN | HRCU-A-CB (Split System: Heat Pump with Remote Outdoor Unit-Air-Source) | HMH72B361 | ASPEN |  | AFM474+TDR |  | 35200 | 18 | 8.1 | 36000 | 26000 | 72.22% | 2.81 | 0 | 9 |  |  |  | No | R-410A | 2.9333 | Residential & Commercial | No
212621804 | Central HP <5.4 tons | COLEMAN | HRCU-A-CB (Split System: Heat Pump with Remote Outdoor Unit-Air-Source) | HMH72B341 | ASPEN |  | C(A,C,D,E)36C34+TDR | TM9Y120D20MP11 | 32000 | 16.5 | 8.5 | 32400 | 28200 | 87.04% | 2.77 | 0 | 9.4 |  |  |  | No | R-410A | 2.6667 | Residential & Commercial | No
212621813 | Central HP <5.4 tons | COLEMAN | HRCU-A-CB (Split System: Heat Pump with Remote Outdoor Unit-Air-Source) | HMH72B341 | ASPEN |  | D(A,C,E)36A34+TDR | TM9Y120D20MP11 | 31200 | 16.3 | 8.5 | 32400 | 28200 | 87.04% | 2.77 | 0 | 9.3 |  |  |  | No | R-410A | 2.6 | Residential & Commercial | No
212621815 | Central HP <5.4 tons | COLEMAN | HRCU-A-CB (Split System: Heat Pump with Remote Outdoor Unit-Air-Source) | HMH72B341 | ASPEN |  | D(A,C,E)36B34+TDR | TM9Y120D20MP11 | 31600 | 16.5 | 8.5 | 32400 | 28200 | 87.04% | 2.77 | 0 | 9.3 |  |  |  | No | R-410A | 2.6333 | Residential & Commercial | No
212621820 | Central HP <5.4 tons | COLEMAN | HRCU-A-CB (Split System: Heat Pump with Remote Outdoor Unit-Air-Source) | HMH72B341 | ASPEN |  | D(A,C,E)42A44+TDR | TM9Y120D20MP11 | 32000 | 16.5 | 8.5 | 32400 | 28200 | 87.04% | 2.77 | 0 | 9.4 |  |  |  | No | R-410A | 2.6667 | Residential & Commercial | No
212621845 | Central HP <5.4 tons | COLEMAN | HRCU-A-CB (Split System: Heat Pump with Remote Outdoor Unit-Air-Source) | HMH72B341 | ASPEN |  | C(A,C,D,E)36B34+TDR | CP9C120D20MP13 | 31600 | 17 | 8.1 | 32400 | 28200 | 87.04% | 2.51 | 0 | 9.3 |  |  |  | No | R-410A | 2.6333 | Residential & Commercial | No
212621865 | Central HP <5.4 tons | COLEMAN | HRCU-A-CB (Split System: Heat Pump with Remote Outdoor Unit-Air-Source) | HMH72B341 | ASPEN |  | D(A,C,E)48C34+TDR | CP9C120D20MP13 | 32800 | 17 | 8.1 | 32400 | 28200 | 87.04% | 2.51 | 0 | 9.5 |  |  |  | No | R-410A | 2.7333 | Residential & Commercial | No
212621897 | Central HP <5.4 tons | COLEMAN | HRCU-A-CB (Split System: Heat Pump with Remote Outdoor Unit-Air-Source) | HMH72B341 | ASPEN |  | C(A,C,D,E)42C24+TDR | TP9C120D20MP13 | 29800 | 16.4 | 8.1 | 32400 | 28200 | 87.04% | 2.51 | 0 | 9 |  |  |  | No | R-410A | 2.4833 | Residential & Commercial | No
212621899 | Central HP <5.4 tons | COLEMAN | HRCU-A-CB (Split System: Heat Pump with Remote Outdoor Unit-Air-Source) | HMH72B341 | ASPEN |  | C(A,C,D,E)48C24+TDR | TP9C120D20MP13 | 30200 | 16.5 | 8.1 | 32400 | 28200 | 87.04% | 2.51 | 0 | 9.1 |  |  |  | No | R-410A | 2.5167 | Residential & Commercial | No
213145919 | Central HP <5.4 tons | CARRIER | HRCU-A-CB (Split System: Heat Pump with Remote Outdoor Unit-Air-Source) | 38MURAQ30AB3* | ADP |  | C36A***L139+AEFE3A* |  | 29800 | 15.2 | 8.3 | 33400 | 27000 | 80.84% | 1.78 | 0 | 8.5 |  |  |  | No | R-410A | 2.4833 | Residential & Commercial | No
216439102 | Central HP <5.4 tons | AMERISTAR | HRCU-A-CB (Split System: Heat Pump with Remote Outdoor Unit-Air-Source) | E4HL5030A1000A |  |  | TEM6A0B30H21SC |  | 28000 | 15.2 | 8.5 | 28000 | 21000 | 75% | 1.9 | 0 | 9.8 |  |  |  | No | R-410A | 2.3333 | Residential & Commercial | No
212985271 | Central HP <5.4 tons | KEEPRITE | HRCU-A-CB (Split System: Heat Pump with Remote Outdoor Unit-Air-Source) | DLCURAH30ABK |  |  | EA*4X37L21A* | *92MSN1002120A* | 30600 | 15.2 | 8.5 | 33400 | 26400 | 79.04% | 1.86 | 0 | 9 |  |  |  | No | R-410A | 2.55 | Residential & Commercial | No
212978529 | Central HP <5.4 tons | KEEPRITE | HRCU-A-CB (Split System: Heat Pump with Remote Outdoor Unit-Air-Source) | DLCURAH30ABK |  |  | EA*4X37L17A* | *80MS(N,L)0701712A* | 30200 | 15.2 | 8.1 | 33800 | 27000 | 79.88% | 1.82 | 0 | 9 |  |  |  | No | R-410A | 2.5167 | Residential & Commercial | No
215293538 | Central HP <5.4 tons | AIRQUEST | HRCU-A-CB (Split System: Heat Pump with Remote Outdoor Unit-Air-Source) | DLCURAH30ABK | ADP |  | HE8J936 | *92MSN0801716A* | 29600 | 15.2 | 8.1 | 32400 | 27600 | 85.19% | 1.78 | 0 | 9 |  |  |  | No | R-410A | 2.4667 | Residential & Commercial | No
215293539 | Central HP <5.4 tons | AIRQUEST | HRCU-A-CB (Split System: Heat Pump with Remote Outdoor Unit-Air-Source) | DLCURAH30ABK | ADP |  | H,GG9J936 | *92MSN0801716A* | 29800 | 15.2 | 8.1 | 32400 | 27200 | 83.95% | 1.8 | 0 | 9 |  |  |  | No | R-410A | 2.4833 | Residential & Commercial | No
215293541 | Central HP <5.4 tons | AIRQUEST | HRCU-A-CB (Split System: Heat Pump with Remote Outdoor Unit-Air-Source) | DLCURAH30ABK | ADP |  | H,GE9J936 | *92MSN0801716A* | 29800 | 15.2 | 8.1 | 32400 | 27200 | 83.95% | 1.8 | 0 | 9 |  |  |  | No | R-410A | 2.4833 | Residential & Commercial | No
215293557 | Central HP <5.4 tons | AIRQUEST | HRCU-A-CB (Split System: Heat Pump with Remote Outdoor Unit-Air-Source) | DLCURAH30ABK | ADP |  | HE31930 | *92MSN0802120A* | 29000 | 15.2 | 8.1 | 32800 | 27600 | 84.15% | 1.78 | 0 | 8.5 |  |  |  | No | R-410A | 2.4167 | Residential & Commercial | No
215293571 | Central HP <5.4 tons | AIRQUEST | HRCU-A-CB (Split System: Heat Pump with Remote Outdoor Unit-Air-Source) | DLCURAH30ABK | ADP |  | HE34936 | *92MSN0802120A* | 30200 | 15.2 | 8.1 | 32600 | 27000 | 82.82% | 1.8 | 0 | 9 |  |  |  | No | R-410A | 2.5167 | Residential & Commercial | No
215293572 | Central HP <5.4 tons | AIRQUEST | HRCU-A-CB (Split System: Heat Pump with Remote Outdoor Unit-Air-Source) | DLCURAH30ABK | ADP |  | H,GG35936 | *92MSN0802120A* | 30200 | 15.2 | 8.1 | 32600 | 27000 | 82.82% | 1.8 | 0 | 9 |  |  |  | No | R-410A | 2.5167 | Residential & Commercial | No
212621940 | Central HP <5.4 tons | COLEMAN | HRCU-A-CB (Split System: Heat Pump with Remote Outdoor Unit-Air-Source) | HMH72B341 | ASPEN |  | C(A,C,D,E)36D24+TDR | TM9V040A10MP12 | 30000 | 16.6 | 8.1 | 33200 | 27400 | 82.53% | 2.41 | 0 | 9.1 |  |  |  | No | R-410A | 2.5 | Residential & Commercial | No
212621947 | Central HP <5.4 tons | COLEMAN | HRCU-A-CB (Split System: Heat Pump with Remote Outdoor Unit-Air-Source) | HMH72B341 | ASPEN |  | D(A,C,E)36A44+TDR | TM9V040A10MP12 | 31400 | 17 | 8.1 | 33200 | 27400 | 82.53% | 2.41 | 0 | 9.4 |  |  |  | No | R-410A | 2.6167 | Residential & Commercial | No
212622065 | Central HP <5.4 tons | COLEMAN | HRCU-A-CB (Split System: Heat Pump with Remote Outdoor Unit-Air-Source) | HMH72B341 | ASPEN |  | C(A,C,D,E)36B34+TDR | TM8Y060A12MP11 | 32000 | 18 | 8.1 | 33400 | 27400 | 82.04% | 2.42 | 0 | 9.9 |  |  |  | No | R-410A | 2.6667 | Residential & Commercial | No
212622074 | Central HP <5.4 tons | COLEMAN | HRCU-A-CB (Split System: Heat Pump with Remote Outdoor Unit-Air-Source) | HMH72B341 | ASPEN |  | C(A,C,D,E)48D24+TDR | TM8Y060A12MP11 | 31200 | 17.8 | 8.1 | 33400 | 27400 | 82.04% | 2.42 | 0 | 9.7 |  |  |  | No | R-410A | 2.6 | Residential & Commercial | No
212622090 | Central HP <5.4 tons | COLEMAN | HRCU-A-CB (Split System: Heat Pump with Remote Outdoor Unit-Air-Source) | HMH72B341 | ASPEN |  | D(A,C,E)48D24+TDR | TM8Y060A12MP11 | 31200 | 17.8 | 8.1 | 33400 | 27400 | 82.04% | 2.42 | 0 | 9.7 |  |  |  | No | R-410A | 2.6 | Residential & Commercial | No
212623966 | Central HP <5.4 tons | COLEMAN | HRCU-A-CB (Split System: Heat Pump with Remote Outdoor Unit-Air-Source) | HMH72B341 | ASPEN |  | D(A,C,E)42A44+TDR | TM8E080B12MP11 | 32400 | 18 | 8.5 | 34000 | 28000 | 82.35% | 2.63 | 0 | 9.5 |  |  |  | No | R-410A | 2.7 | Residential & Commercial | No
212623984 | Central HP <5.4 tons | COLEMAN | HRCU-A-CB (Split System: Heat Pump with Remote Outdoor Unit-Air-Source) | HMH72B341 | ASPEN |  | C(A,C,D,E)42C24+TDR | TM9Y080B12MP11 | 30200 | 17.5 | 8.1 | 34000 | 28000 | 82.35% | 2.41 | 0 | 9.1 |  |  |  | No | R-410A | 2.5167 | Residential & Commercial | No
215682110 | Central HP <5.4 tons | KEEPRITE | HRCU-A-CB (Split System: Heat Pump with Remote Outdoor Unit-Air-Source) | C5H0V48*K*AAA* |  |  | EVD5X48M21A*+WALLCON | *80CSU0401712B* | 47000 | 18 | 9 | 50000 | 36400 | 72.8% | 2.02 | 0 | 9.5 |  |  |  | No | R-454B | 3.9167 | Residential & Commercial | No
215293623 | Central HP <5.4 tons | AIRQUEST | HRCU-A-CB (Split System: Heat Pump with Remote Outdoor Unit-Air-Source) | DLCURAH30ABK | ADP |  | HE35936 | *92MSN1002120A* | 30200 | 15.2 | 8.1 | 32600 | 27000 | 82.82% | 1.8 | 0 | 9 |  |  |  | No | R-410A | 2.5167 | Residential & Commercial | No
215293639 | Central HP <5.4 tons | AIRQUEST | HRCU-A-CB (Split System: Heat Pump with Remote Outdoor Unit-Air-Source) | DLCURAH30ABK | ADP |  | H,GG1K936 | *92MSN1002120A* | 30200 | 15.2 | 8.1 | 32600 | 27000 | 82.82% | 1.8 | 0 | 9 |  |  |  | No | R-410A | 2.5167 | Residential & Commercial | No
215293675 | Central HP <5.4 tons | AIRQUEST | HRCU-A-CB (Split System: Heat Pump with Remote Outdoor Unit-Air-Source) | DLCURAH30ABK | ADP |  | HE36936 | *92MSN1202420A* | 30000 | 15.2 | 8.1 | 32600 | 27200 | 83.44% | 1.8 | 0 | 9 |  |  |  | No | R-410A | 2.5 | Residential & Commercial | No
215293873 | Central HP <5.4 tons | AIRQUEST | HRCU-A-CB (Split System: Heat Pump with Remote Outdoor Unit-Air-Source) | DLCURAH30ABK | ADP |  | HG32936 | *96MSN0802120A* | 28800 | 15.2 | 8.1 | 32600 | 27200 | 83.44% | 1.8 | 0 | 8.5 |  |  |  | No | R-410A | 2.4 | Residential & Commercial | No
215293957 | Central HP <5.4 tons | AIRQUEST | HRCU-A-CB (Split System: Heat Pump with Remote Outdoor Unit-Air-Source) | DLCURAH30ABK | ADP |  | H,GE80936 | *96MSN1002120A* | 30200 | 15.2 | 8.5 | 32400 | 27000 | 83.33% | 1.8 | 0 | 9 |  |  |  | No | R-410A | 2.5167 | Residential & Commercial | No
215293974 | Central HP <5.4 tons | AIRQUEST | HRCU-A-CB (Split System: Heat Pump with Remote Outdoor Unit-Air-Source) | DLCURAH30ABK | ADP |  | HE32936 | *96MSN1202422A* | 29000 | 15.2 | 8.1 | 32600 | 27200 | 83.44% | 1.8 | 0 | 8.5 |  |  |  | No | R-410A | 2.4167 | Residential & Commercial | No
215294207 | Central HP <5.4 tons | AIRQUEST | HRCU-A-CB (Split System: Heat Pump with Remote Outdoor Unit-Air-Source) | DLCURAH30ABK | ADP |  | H,GG34936 | *96VTN0802120A* | 29400 | 15.2 | 8.1 | 32000 | 27000 | 84.38% | 1.78 | 0 | 9 |  |  |  | No | R-410A | 2.45 | Residential & Commercial | No
215294224 | Central HP <5.4 tons | AIRQUEST | HRCU-A-CB (Split System: Heat Pump with Remote Outdoor Unit-Air-Source) | DLCURAH30ABK | ADP |  | HG8J936 | *96VTN0802120A* | 29200 | 15.2 | 8.1 | 32000 | 27000 | 84.38% | 1.78 | 0 | 8.5 |  |  |  | No | R-410A | 2.4333 | Residential & Commercial | No
214447343 | Central HP <5.4 tons | HISENSE | HRCU-A-CB (Split System: Heat Pump with Remote Outdoor Unit-Air-Source) | AUWR-24U3SF2 | ASPEN |  | AFM234+TDR |  | 19600 | 16.1 | 8.5 | 22600 | 16900 | 74.78% | 2.05 | 0 | 9.7 |  |  |  | No | R-410A | 1.6333 | Residential & Commercial | No
215294225 | Central HP <5.4 tons | AIRQUEST | HRCU-A-CB (Split System: Heat Pump with Remote Outdoor Unit-Air-Source) | DLCURAH30ABK | ADP |  | H,GE8J936 | *96VTN0802120A* | 29200 | 15.2 | 8.1 | 32000 | 27000 | 84.38% | 1.78 | 0 | 8.5 |  |  |  | No | R-410A | 2.4333 | Residential & Commercial | No
215294358 | Central HP <5.4 tons | AIRQUEST | HRCU-A-CB (Split System: Heat Pump with Remote Outdoor Unit-Air-Source) | DLCURAH30ABK | ADP |  | H,GG35936 | *96VTN1002120B* | 30200 | 15.2 | 8.5 | 32600 | 27200 | 83.44% | 1.8 | 0 | 9 |  |  |  | No | R-410A | 2.5167 | Residential & Commercial | No
215294424 | Central HP <5.4 tons | AIRQUEST | HRCU-A-CB (Split System: Heat Pump with Remote Outdoor Unit-Air-Source) | DLCURAH30ABK | ADP |  | HG9J936 | *96VTN1002122A* | 29800 | 15.2 | 8.1 | 32400 | 26800 | 82.72% | 1.8 | 0 | 9 |  |  |  | No | R-410A | 2.4833 | Residential & Commercial | No
215294427 | Central HP <5.4 tons | AIRQUEST | HRCU-A-CB (Split System: Heat Pump with Remote Outdoor Unit-Air-Source) | DLCURAH30ABK | ADP |  | H,GE1K936 | *96VTN1002122A* | 30000 | 15.2 | 8.1 | 32400 | 26800 | 82.72% | 1.8 | 0 | 9 |  |  |  | No | R-410A | 2.5 | Residential & Commercial | No
215294457 | Central HP <5.4 tons | AIRQUEST | HRCU-A-CB (Split System: Heat Pump with Remote Outdoor Unit-Air-Source) | DLCURAH30ABK | ADP |  | HG35936 | *96VTN1002122B* | 30000 | 15.2 | 8.1 | 32600 | 27200 | 83.44% | 1.8 | 0 | 9 |  |  |  | No | R-410A | 2.5 | Residential & Commercial | No
215294459 | Central HP <5.4 tons | AIRQUEST | HRCU-A-CB (Split System: Heat Pump with Remote Outdoor Unit-Air-Source) | DLCURAH30ABK | ADP |  | HE35936 | *96VTN1002122B* | 30000 | 15.2 | 8.1 | 32600 | 27200 | 83.44% | 1.8 | 0 | 9 |  |  |  | No | R-410A | 2.5 | Residential & Commercial | No
215294476 | Central HP <5.4 tons | AIRQUEST | HRCU-A-CB (Split System: Heat Pump with Remote Outdoor Unit-Air-Source) | DLCURAH30ABK | ADP |  | H,GE1K936 | *96VTN1002122B* | 30000 | 15.2 | 8.1 | 32600 | 27200 | 83.44% | 1.8 | 0 | 9 |  |  |  | No | R-410A | 2.5 | Residential & Commercial | No
215389773 | Central HP <5.4 tons | CARRIER | HRCU-A-CB (Split System: Heat Pump with Remote Outdoor Unit-Air-Source) | 38MURAQ36AB3* |  |  | CAP**3617AL* | GG96VTAB48060B** | 34800 | 15.2 | 8.1 | 38500 | 35200 | 91.43% | 1.8 | 0 | 9.5 |  |  |  | No | R-410A | 2.9 | Residential & Commercial | No
214608431 | Central HP <5.4 tons | HISENSE | HRCU-A-CB (Split System: Heat Pump with Remote Outdoor Unit-Air-Source) | AUWR-36U3SA2 | ASPEN |  | AE(D,N,U)+DM48E34+TDR |  | 32200 | 17 | 8.5 | 34800 | 26000 | 74.71% | 2.05 | 0 | 9.8 |  |  |  | No | R-410A | 2.6833 | Residential & Commercial | No
212621509 | Central HP <5.4 tons | COLEMAN | HRCU-A-CB (Split System: Heat Pump with Remote Outdoor Unit-Air-Source) | HMH72B341 | ASPEN |  | C(A,C,D,E)42A24+TDR | TMLV120C20MP12 | 28600 | 15.6 | 8.1 | 32000 | 27600 | 86.25% | 2.44 | 0 | 8.4 |  |  |  | No | R-410A | 2.3833 | Residential & Commercial | No
212621542 | Central HP <5.4 tons | COLEMAN | HRCU-A-CB (Split System: Heat Pump with Remote Outdoor Unit-Air-Source) | HMH72B341 | ASPEN |  | C(A,C,D,E)42A34+TDR | TM8V120C20MP12 | 31200 | 16.4 | 8.4 | 32200 | 27600 | 85.71% | 2.7 | 0 | 8.8 |  |  |  | No | R-410A | 2.6 | Residential & Commercial | No
212621662 | Central HP <5.4 tons | COLEMAN | HRCU-A-CB (Split System: Heat Pump with Remote Outdoor Unit-Air-Source) | HMH72B341 | ASPEN |  | C(A,C,D,E)36A44+TDR | CPLC120C20MP13 | 31400 | 16.5 | 8.1 | 32400 | 27800 | 85.8% | 2.44 | 0 | 8.9 |  |  |  | No | R-410A | 2.6167 | Residential & Commercial | No
212621671 | Central HP <5.4 tons | COLEMAN | HRCU-A-CB (Split System: Heat Pump with Remote Outdoor Unit-Air-Source) | HMH72B341 | ASPEN |  | D(A,C,E)36B34+TDR | CPLC120C20MP13 | 31400 | 16.5 | 8.1 | 32400 | 27800 | 85.8% | 2.44 | 0 | 8.9 |  |  |  | No | R-410A | 2.6167 | Residential & Commercial | No
212394507 | Central HP <5.4 tons | COLEMAN | HRCU-A-CB (Split System: Heat Pump with Remote Outdoor Unit-Air-Source) | HMH72B341 | ADP |  | H,YE34936 | TM9V040A10MP12 | 32000 | 16 | 8.5 | 32400 | 23000 | 70.99% | 2 | 0 | 9.5 |  |  |  | No | R-410A | 2.6667 | Residential & Commercial | No
212394525 | Central HP <5.4 tons | COLEMAN | HRCU-A-CB (Split System: Heat Pump with Remote Outdoor Unit-Air-Source) | HMH72B341 | ADP |  | H,YE33936 | TM9V100C20MP12 | 33400 | 17 | 8.5 | 32400 | 23200 | 71.6% | 2.06 | 0 | 9.5 |  |  |  | No | R-410A | 2.7833 | Residential & Commercial | No
212621495 | Central HP <5.4 tons | COLEMAN | HRCU-A-CB (Split System: Heat Pump with Remote Outdoor Unit-Air-Source) | HMH72B341 | ASPEN |  | C(A,C,D,E)36A34+TDR | TM9V120D20MP12 | 30800 | 16.8 | 8.3 | 32000 | 28000 | 87.5% | 2.75 | 0 | 9.2 |  |  |  | No | R-410A | 2.5667 | Residential & Commercial | No
212621506 | Central HP <5.4 tons | COLEMAN | HRCU-A-CB (Split System: Heat Pump with Remote Outdoor Unit-Air-Source) | HMH72B341 | ASPEN |  | C(A,C,D,E)42A24+TDR | CPLC120C20MP13 | 28600 | 15.6 | 8.1 | 32000 | 27600 | 86.25% | 2.44 | 0 | 8.4 |  |  |  | No | R-410A | 2.3833 | Residential & Commercial | No
212623975 | Central HP <5.4 tons | COLEMAN | HRCU-A-CB (Split System: Heat Pump with Remote Outdoor Unit-Air-Source) | HMH72B341 | ASPEN |  | D(A,C,E)48D24+TDR | TM8E080B12MP11 | 31000 | 17.8 | 8.5 | 34000 | 28000 | 82.35% | 2.63 | 0 | 9.2 |  |  |  | No | R-410A | 2.5833 | Residential & Commercial | No
214810392 | Central HP <5.4 tons | RHEEM | HRCU-A-CB (Split System: Heat Pump with Remote Outdoor Unit-Air-Source) | RD17AZ24AJ3N | ADP |  | H,RE7J924 | R921V0403A17M4S | 21600 | 17 | 8.1 | 21000 | 16500 | 78.57% | 2 | 0 | 9.5 |  |  |  | No | R-410A | 1.8 | Residential & Commercial | No
214810369 | Central HP <5.4 tons | RHEEM | HRCU-A-CB (Split System: Heat Pump with Remote Outdoor Unit-Air-Source) | RD17AZ36AJ3N | ADP |  | H,RE9J936 | R97MV0603A17DHS | 32200 | 17 | 8.1 | 32600 | 29200 | 89.57% | 1.9 | 0 | 9.5 |  |  |  | No | R-410A | 2.6833 | Residential & Commercial | No
214810357 | Central HP <5.4 tons | RHEEM | HRCU-A-CB (Split System: Heat Pump with Remote Outdoor Unit-Air-Source) | RD17AZ36AJ3N | ADP |  | H,RE9J936 | R951V0403A17UHU | 32200 | 17 | 8.1 | 32600 | 29400 | 90.18% | 1.9 | 0 | 9.5 |  |  |  | No | R-410A | 2.6833 | Residential & Commercial | No
214810358 | Central HP <5.4 tons | RHEEM | HRCU-A-CB (Split System: Heat Pump with Remote Outdoor Unit-Air-Source) | RD17AZ36AJ3N | ADP |  | H,RE9J936 | R951V0603A17M4S | 32200 | 17 | 8.1 | 32600 | 29400 | 90.18% | 1.9 | 0 | 9.5 |  |  |  | No | R-410A | 2.6833 | Residential & Commercial | No
214569308 | Central HP <5.4 tons | RHEEM | HRCU-A-CB (Split System: Heat Pump with Remote Outdoor Unit-Air-Source) | RD17AZ36AJ3N | ADP |  | H,RE9J936 | R98MV0703A17UPS | 32200 | 17 | 8.1 | 32600 | 29400 | 90.18% | 1.9 | 0 | 9.5 |  |  |  | No | R-410A | 2.6833 | Residential & Commercial | No
212621577 | Central HP <5.4 tons | COLEMAN | HRCU-A-CB (Split System: Heat Pump with Remote Outdoor Unit-Air-Source) | HMH72B341 | ASPEN |  | D(A,C,E)42A34+TDR | TM9V120D20MP12 | 31400 | 16.9 | 8.4 | 32200 | 28000 | 86.96% | 2.77 | 0 | 9.3 |  |  |  | No | R-410A | 2.6167 | Residential & Commercial | No
212621591 | Central HP <5.4 tons | COLEMAN | HRCU-A-CB (Split System: Heat Pump with Remote Outdoor Unit-Air-Source) | HMH72B341 | ASPEN |  | C(A,C,D,E)42A24+TDR | TP9C120D20MP13 | 28800 | 16.1 | 8.1 | 32200 | 28000 | 86.96% | 2.51 | 0 | 8.9 |  |  |  | No | R-410A | 2.4 | Residential & Commercial | No
212621607 | Central HP <5.4 tons | COLEMAN | HRCU-A-CB (Split System: Heat Pump with Remote Outdoor Unit-Air-Source) | HMH72B341 | ASPEN |  | D(A,C,E)36D24+TDR | CPLC100C20MP13 | 29600 | 15.9 | 8.1 | 32400 | 27400 | 84.57% | 2.45 | 0 | 8 |  |  |  | No | R-410A | 2.4667 | Residential & Commercial | No
212621608 | Central HP <5.4 tons | COLEMAN | HRCU-A-CB (Split System: Heat Pump with Remote Outdoor Unit-Air-Source) | HMH72B341 | ASPEN |  | D(A,C,E)42C24+TDR | CPLC100C20MP13 | 29600 | 15.9 | 8.1 | 32400 | 27400 | 84.57% | 2.45 | 0 | 8 |  |  |  | No | R-410A | 2.4667 | Residential & Commercial | No
212621501 | Central HP <5.4 tons | COLEMAN | HRCU-A-CB (Split System: Heat Pump with Remote Outdoor Unit-Air-Source) | HMH72B341 | ASPEN |  | C(A,C,D,E)48A24+TDR | TM8V120C20MP12 | 29000 | 15.8 | 8.4 | 32000 | 27400 | 85.62% | 2.7 | 0 | 8.5 |  |  |  | No | R-410A | 2.4167 | Residential & Commercial | No
212621515 | Central HP <5.4 tons | COLEMAN | HRCU-A-CB (Split System: Heat Pump with Remote Outdoor Unit-Air-Source) | HMH72B341 | ASPEN |  | C(A,C,D,E)36A34+TDR | TM9Y120D20MP11 | 31000 | 16.2 | 8.3 | 32200 | 28000 | 86.96% | 2.73 | 0 | 9.2 |  |  |  | No | R-410A | 2.5833 | Residential & Commercial | No
214810411 | Central HP <5.4 tons | RHEEM | HRCU-A-CB (Split System: Heat Pump with Remote Outdoor Unit-Air-Source) | RD17AZ60AJ3N | ADP |  | H,RE84960 | R951V1155A24M4S | 53500 | 17 | 8.1 | 52000 | 48500 | 93.27% | 1.75 | 0 | 9.5 |  |  |  | No | R-410A | 4.4583 | Residential & Commercial | No
215375350 | Central HP <5.4 tons | RUUD | HRCU-A-CB (Split System: Heat Pump with Remote Outdoor Unit-Air-Source) | RD17AZ60AJ3N | ASPEN |  | D(A,C,E)60D36+TDR | R801V1005A21UHN | 52000 | 17.8 | 8.1 | 53500 | 50500 | 94.39% | 1.75 | 0 | 9.8 |  |  |  | No | R-410A | 4.3333 | Residential & Commercial | No
215375356 | Central HP <5.4 tons | RUUD | HRCU-A-CB (Split System: Heat Pump with Remote Outdoor Unit-Air-Source) | RD17AZ60AJ3N | ASPEN |  | D(A,C,E)60D36+TDR | R802V0755A21DZ | 52000 | 17.8 | 8.1 | 54000 | 50500 | 93.52% | 1.75 | 0 | 9.8 |  |  |  | No | R-410A | 4.3333 | Residential & Commercial | No
212621532 | Central HP <5.4 tons | COLEMAN | HRCU-A-CB (Split System: Heat Pump with Remote Outdoor Unit-Air-Source) | HMH72B341 | ASPEN |  | D(A,C,E)48A34+TDR | CPLC120C20MP13 | 31600 | 16.5 | 8.1 | 32200 | 27600 | 85.71% | 2.44 | 0 | 8.9 |  |  |  | No | R-410A | 2.6333 | Residential & Commercial | No
212621533 | Central HP <5.4 tons | COLEMAN | HRCU-A-CB (Split System: Heat Pump with Remote Outdoor Unit-Air-Source) | HMH72B341 | ASPEN |  | D(A,C,E)48B24+TDR | CPLC120C20MP13 | 29600 | 15.9 | 8.1 | 32200 | 27600 | 85.71% | 2.44 | 0 | 8 |  |  |  | No | R-410A | 2.4667 | Residential & Commercial | No
212621554 | Central HP <5.4 tons | COLEMAN | HRCU-A-CB (Split System: Heat Pump with Remote Outdoor Unit-Air-Source) | HMH72B341 | ASPEN |  | D(A,C,E)36A34+TDR | TMLV120C20MP12 | 31000 | 16.3 | 8.1 | 32200 | 27600 | 85.71% | 2.44 | 0 | 8.8 |  |  |  | No | R-410A | 2.5833 | Residential & Commercial | No
212621579 | Central HP <5.4 tons | COLEMAN | HRCU-A-CB (Split System: Heat Pump with Remote Outdoor Unit-Air-Source) | HMH72B341 | ASPEN |  | C(A,C,D,E)42B24+TDR | TM9Y120D20MP11 | 29400 | 15.8 | 8.5 | 32200 | 28000 | 86.96% | 2.77 | 0 | 9 |  |  |  | No | R-410A | 2.45 | Residential & Commercial | No
212621588 | Central HP <5.4 tons | COLEMAN | HRCU-A-CB (Split System: Heat Pump with Remote Outdoor Unit-Air-Source) | HMH72B341 | ASPEN |  | C(A,C,D,E)42B24+TDR | TM9V120D20MP12 | 29400 | 16.3 | 8.5 | 32200 | 28000 | 86.96% | 2.79 | 0 | 9 |  |  |  | No | R-410A | 2.45 | Residential & Commercial | No
212621604 | Central HP <5.4 tons | COLEMAN | HRCU-A-CB (Split System: Heat Pump with Remote Outdoor Unit-Air-Source) | HMH72B341 | ASPEN |  | C(A,C,D,E)36B24+TDR | CPLC100C20MP13 | 28600 | 15.6 | 8.1 | 32400 | 27400 | 84.57% | 2.45 | 0 | 8.4 |  |  |  | No | R-410A | 2.3833 | Residential & Commercial | No
212621535 | Central HP <5.4 tons | COLEMAN | HRCU-A-CB (Split System: Heat Pump with Remote Outdoor Unit-Air-Source) | HMH72B341 | ASPEN |  | C(A,C,D,E)42B24+TDR | TM8V100C20MP12 | 29000 | 15.8 | 8.1 | 32200 | 27600 | 85.71% | 2.44 | 0 | 8.5 |  |  |  | No | R-410A | 2.4167 | Residential & Commercial | No
212621552 | Central HP <5.4 tons | COLEMAN | HRCU-A-CB (Split System: Heat Pump with Remote Outdoor Unit-Air-Source) | HMH72B341 | ASPEN |  | C(A,C,D,E)42B34+TDR | TMLV120C20MP12 | 31600 | 16.5 | 8.1 | 32200 | 27600 | 85.71% | 2.44 | 0 | 8.9 |  |  |  | No | R-410A | 2.6333 | Residential & Commercial | No
214320269 | Central HP <5.4 tons | BOREAL | HRCU-A-C (Split System: Heat Pump with Remote Outdoor Unit with No Indoor Fan --Air Source) | ENVBR36HPJ1OA | ASPEN |  | C(A,C,E)37C24+TDR |  | 32000 | 15.2 | 8.5 | 34000 | 24000 | 70.59% | 1.8 | 0 | 9.5 |  |  |  | No | R-410A | 2.6667 | Residential & Commercial | No
214810394 | Central HP <5.4 tons | RHEEM | HRCU-A-CB (Split System: Heat Pump with Remote Outdoor Unit-Air-Source) | RD17AZ24AJ3N | ADP |  | H,RE7J924 | R921V0703A17M4S | 21600 | 17 | 8.1 | 21000 | 16500 | 78.57% | 2 | 0 | 9.5 |  |  |  | No | R-410A | 1.8 | Residential & Commercial | No
214810403 | Central HP <5.4 tons | RHEEM | HRCU-A-CB (Split System: Heat Pump with Remote Outdoor Unit-Air-Source) | RD17AZ24AJ3N | ADP |  | H,RE7J924 | R97MV0603A17DHS | 21600 | 18 | 8.1 | 21000 | 16500 | 78.57% | 2 | 0 | 9.5 |  |  |  | No | R-410A | 1.8 | Residential & Commercial | No
212621599 | Central HP <5.4 tons | COLEMAN | HRCU-A-CB (Split System: Heat Pump with Remote Outdoor Unit-Air-Source) | HMH72B341 | ASPEN |  | C(A,C,D,E)48A34+TDR | TM9V120D20MP12 | 31800 | 17 | 8.5 | 32200 | 28200 | 87.58% | 2.8 | 0 | 9.4 |  |  |  | No | R-410A | 2.65 | Residential & Commercial | No
212621633 | Central HP <5.4 tons | COLEMAN | HRCU-A-CB (Split System: Heat Pump with Remote Outdoor Unit-Air-Source) | HMH72B341 | ASPEN |  | D(A,C,E)42C24+TDR | TPLC100C20MP13 | 29600 | 15.9 | 8.1 | 32400 | 27400 | 84.57% | 2.45 | 0 | 8 |  |  |  | No | R-410A | 2.4667 | Residential & Commercial | No
212621609 | Central HP <5.4 tons | COLEMAN | HRCU-A-CB (Split System: Heat Pump with Remote Outdoor Unit-Air-Source) | HMH72B341 | ASPEN |  | C(A,C,D,E)36B24+TDR | CPLC120C20MP13 | 28600 | 15.6 | 8.1 | 32400 | 27400 | 84.57% | 2.45 | 0 | 8.4 |  |  |  | No | R-410A | 2.3833 | Residential & Commercial | No
212621625 | Central HP <5.4 tons | COLEMAN | HRCU-A-CB (Split System: Heat Pump with Remote Outdoor Unit-Air-Source) | HMH72B341 | ASPEN |  | C(A,C,D,E)36C24+TDR | TMLV120C20MP12 | 29000 | 15.8 | 8.1 | 32400 | 27400 | 84.57% | 2.45 | 0 | 8.5 |  |  |  | No | R-410A | 2.4167 | Residential & Commercial | No
212621641 | Central HP <5.4 tons | COLEMAN | HRCU-A-CB (Split System: Heat Pump with Remote Outdoor Unit-Air-Source) | HMH72B341 | ASPEN |  | C(A,C,D,E)36C34+TDR | CPLC100C20MP13 | 31800 | 16.5 | 8.1 | 32400 | 27800 | 85.8% | 2.44 | 0 | 8.9 |  |  |  | No | R-410A | 2.65 | Residential & Commercial | No
212621657 | Central HP <5.4 tons | COLEMAN | HRCU-A-CB (Split System: Heat Pump with Remote Outdoor Unit-Air-Source) | HMH72B341 | ASPEN |  | D(A,C,E)48B34+TDR | CPLC100C20MP13 | 32000 | 16.5 | 8.1 | 32400 | 27800 | 85.8% | 2.44 | 0 | 8.9 |  |  |  | No | R-410A | 2.6667 | Residential & Commercial | No
212621651 | Central HP <5.4 tons | COLEMAN | HRCU-A-CB (Split System: Heat Pump with Remote Outdoor Unit-Air-Source) | HMH72B341 | ASPEN |  | D(A,C,E)36D34+TDR | CPLC100C20MP13 | 32200 | 16.5 | 8.1 | 32400 | 27800 | 85.8% | 2.44 | 0 | 9 |  |  |  | No | R-410A | 2.6833 | Residential & Commercial | No
212621669 | Central HP <5.4 tons | COLEMAN | HRCU-A-CB (Split System: Heat Pump with Remote Outdoor Unit-Air-Source) | HMH72B341 | ASPEN |  | C(A,C,D,E)48D24+TDR | CPLC120C20MP13 | 30400 | 16.1 | 8.1 | 32400 | 27800 | 85.8% | 2.44 | 0 | 8 |  |  |  | No | R-410A | 2.5333 | Residential & Commercial | No
215375370 | Central HP <5.4 tons | RUUD | HRCU-A-CB (Split System: Heat Pump with Remote Outdoor Unit-Air-Source) | RD17AZ60AJ3N | ASPEN |  | D(A,C,E)60D36+TDR | R921V1155A24M4S | 52000 | 17.8 | 8.1 | 54000 | 50500 | 93.52% | 1.75 | 0 | 9.8 |  |  |  | No | R-410A | 4.3333 | Residential & Commercial | No
211749861 | Central HP <5.4 tons | AMERISTAR | HRCU-A-CB (Split System: Heat Pump with Remote Outdoor Unit-Air-Source) | E4HL5048A1000A |  |  | E4AH5E48A1K30A |  | 48000 | 15.2 | 8.1 | 48000 | 34000 | 70.83% | 1.75 | 0 | 8.2 |  |  |  | No | R-410A | 4 | Residential & Commercial | No
212621686 | Central HP <5.4 tons | COLEMAN | HRCU-A-CB (Split System: Heat Pump with Remote Outdoor Unit-Air-Source) | HMH72B341 | ASPEN |  | C(A,C,D,E)36B34+TDR | TM8V100C20MP12 | 31400 | 16.5 | 8.1 | 32400 | 27800 | 85.8% | 2.44 | 0 | 8.9 |  |  |  | No | R-410A | 2.6167 | Residential & Commercial | No
212621800 | Central HP <5.4 tons | COLEMAN | HRCU-A-CB (Split System: Heat Pump with Remote Outdoor Unit-Air-Source) | HMH72B341 | ASPEN |  | C(A,C,D,E)36B24+TDR | TM9Y120D20MP11 | 28800 | 15.6 | 8.5 | 32400 | 27800 | 85.8% | 2.76 | 0 | 8.9 |  |  |  | No | R-410A | 2.4 | Residential & Commercial | No
212621602 | Central HP <5.4 tons | COLEMAN | HRCU-A-CB (Split System: Heat Pump with Remote Outdoor Unit-Air-Source) | HMH72B341 | ASPEN |  | C(A,C,D,E)48A34+TDR | TP9C120D20MP13 | 31800 | 17 | 8.1 | 32200 | 28200 | 87.58% | 2.5 | 0 | 9.4 |  |  |  | No | R-410A | 2.65 | Residential & Commercial | No
212621616 | Central HP <5.4 tons | COLEMAN | HRCU-A-CB (Split System: Heat Pump with Remote Outdoor Unit-Air-Source) | HMH72B341 | ASPEN |  | C(A,C,D,E)48B24+TDR | TM8V100C20MP12 | 29600 | 15.9 | 8.1 | 32400 | 27400 | 84.57% | 2.45 | 0 | 8 |  |  |  | No | R-410A | 2.4667 | Residential & Commercial | No
212621567 | Central HP <5.4 tons | COLEMAN | HRCU-A-CB (Split System: Heat Pump with Remote Outdoor Unit-Air-Source) | HMH72B341 | ASPEN |  | C(A,C,D,E)42B24+TDR | TPLC120C20MP13 | 29000 | 15.8 | 8.1 | 32200 | 27600 | 85.71% | 2.44 | 0 | 8.5 |  |  |  | No | R-410A | 2.4167 | Residential & Commercial | No
212621568 | Central HP <5.4 tons | COLEMAN | HRCU-A-CB (Split System: Heat Pump with Remote Outdoor Unit-Air-Source) | HMH72B341 | ASPEN |  | C(A,C,D,E)42B34+TDR | TPLC120C20MP13 | 31600 | 16.5 | 8.1 | 32200 | 27600 | 85.71% | 2.44 | 0 | 8.9 |  |  |  | No | R-410A | 2.6333 | Residential & Commercial | No
212621907 | Central HP <5.4 tons | COLEMAN | HRCU-A-CB (Split System: Heat Pump with Remote Outdoor Unit-Air-Source) | HMH72B341 | ASPEN |  | D(A,C,E)42B34+TDR | TP9C120D20MP13 | 32000 | 17 | 8.1 | 32400 | 28200 | 87.04% | 2.51 | 0 | 9.4 |  |  |  | No | R-410A | 2.6667 | Residential & Commercial | No
212621912 | Central HP <5.4 tons | COLEMAN | HRCU-A-CB (Split System: Heat Pump with Remote Outdoor Unit-Air-Source) | HMH72B341 | ASPEN |  | D(A,C,E)48C24+TDR | TP9C120D20MP13 | 30200 | 16.5 | 8.1 | 32400 | 28200 | 87.04% | 2.51 | 0 | 9.1 |  |  |  | No | R-410A | 2.5167 | Residential & Commercial | No
213753740 | Central HP <5.4 tons | CARRIER | HRCU-A-CB (Split System: Heat Pump with Remote Outdoor Unit-Air-Source) | 38MURAQ36AB3* | ASPEN |  | D(A,C,E)42B34+TDR | 58TP*B110V21**22 | 34400 | 16.5 | 8.5 | 38000 | 31600 | 83.16% | 2.73 | 0 | 9.9 |  |  |  | No | R-410A | 2.8667 | Residential & Commercial | No
214588334 | Central HP <5.4 tons | BRYANT HEATING AND COOLING SYSTEMS | HRCU-A-CB (Split System: Heat Pump with Remote Outdoor Unit-Air-Source) | 38MURAQ36AB3* | ADP |  | V,C36H175P159 | 926TC48080V17*** | 35000 | 16 | 8.1 | 36200 | 34400 | 95.03% | 2 | 0 | 9.5 |  |  |  | No | R-410A | 2.9167 | Residential & Commercial | No
212621505 | Central HP <5.4 tons | COLEMAN | HRCU-A-CB (Split System: Heat Pump with Remote Outdoor Unit-Air-Source) | HMH72B341 | ASPEN |  | C(A,C,D,E)42A24+TDR | CPLC100C20MP13 | 28600 | 15.6 | 8.1 | 32000 | 27600 | 86.25% | 2.44 | 0 | 8.4 |  |  |  | No | R-410A | 2.3833 | Residential & Commercial | No
212621817 | Central HP <5.4 tons | COLEMAN | HRCU-A-CB (Split System: Heat Pump with Remote Outdoor Unit-Air-Source) | HMH72B341 | ASPEN |  | D(A,C,E)36C34+TDR | TM9Y120D20MP11 | 32000 | 16.5 | 8.5 | 32400 | 28200 | 87.04% | 2.77 | 0 | 9.4 |  |  |  | No | R-410A | 2.6667 | Residential & Commercial | No
212621833 | Central HP <5.4 tons | COLEMAN | HRCU-A-CB (Split System: Heat Pump with Remote Outdoor Unit-Air-Source) | HMH72B341 | ASPEN |  | C(A,C,D,E)48B24+TDR | CP9C120D20MP13 | 29800 | 16.4 | 8.1 | 32400 | 27800 | 85.8% | 2.52 | 0 | 9 |  |  |  | No | R-410A | 2.4833 | Residential & Commercial | No
212621834 | Central HP <5.4 tons | COLEMAN | HRCU-A-CB (Split System: Heat Pump with Remote Outdoor Unit-Air-Source) | HMH72B341 | ASPEN |  | D(A,C,E)36D24+TDR | CP9C120D20MP13 | 29800 | 16.4 | 8.1 | 32400 | 27800 | 85.8% | 2.52 | 0 | 9 |  |  |  | No | R-410A | 2.4833 | Residential & Commercial | No
212621851 | Central HP <5.4 tons | COLEMAN | HRCU-A-CB (Split System: Heat Pump with Remote Outdoor Unit-Air-Source) | HMH72B341 | ASPEN |  | C(A,C,D,E)48C24+TDR | CP9C120D20MP13 | 30200 | 16.5 | 8.1 | 32400 | 28200 | 87.04% | 2.51 | 0 | 9.1 |  |  |  | No | R-410A | 2.5167 | Residential & Commercial | No
214569307 | Central HP <5.4 tons | RHEEM | HRCU-A-CB (Split System: Heat Pump with Remote Outdoor Unit-Air-Source) | RD17AZ36AJ3N | ADP |  | H,RE8J936 | R98MV0703A17UPS | 31800 | 17 | 8.1 | 32600 | 29400 | 90.18% | 1.9 | 0 | 9 |  |  |  | No | R-410A | 2.65 | Residential & Commercial | No
214810351 | Central HP <5.4 tons | RHEEM | HRCU-A-CB (Split System: Heat Pump with Remote Outdoor Unit-Air-Source) | RD17AZ36AJ3N | ADP |  | H,RE9J936 | R921V0603A17M4S | 32200 | 17 | 8.1 | 32600 | 29400 | 90.18% | 1.9 | 0 | 9.5 |  |  |  | No | R-410A | 2.6833 | Residential & Commercial | No
213286698 | Central HP <5.4 tons | DAY & NIGHT | HRCU-A-CB (Split System: Heat Pump with Remote Outdoor Unit-Air-Source) | DLCURAH24ABK | ADP |  | CE2301C+TXV |  | 23400 | 17 | 8.75 | 25600 | 25400 | 99.22% | 2.12 | 0 | 9.5 |  |  |  | No | R-410A | 1.95 | Residential & Commercial | No
215402629 | Central HP <5.4 tons | DAY & NIGHT | HRCU-A-CB (Split System: Heat Pump with Remote Outdoor Unit-Air-Source) | DLCURAH24ABK | ASPEN |  | L(E,F)W30D4 |  | 22800 | 16 | 8.5 | 25400 | 19800 | 77.95% | 2.8 | 0 | 9.8 |  |  |  | No | R-410A | 1.9 | Residential & Commercial | No
214092934 | Central HP <5.4 tons | LUXAIRE | HRCU-A-CB (Split System: Heat Pump with Remote Outdoor Unit-Air-Source) | HMH72B341 | ASPEN |  | D(A,C,E)36A36+TDR | LP9C120D20MP13 | 31200 | 16.8 | 8.5 | 32400 | 44000 | 135.8% | 3.21 | 0 | 9.3 |  |  |  | No | R-410A | 2.6 | Residential & Commercial | No
212621638 | Central HP <5.4 tons | COLEMAN | HRCU-A-CB (Split System: Heat Pump with Remote Outdoor Unit-Air-Source) | HMH72B341 | ASPEN |  | D(A,C,E)42C24+TDR | TPLC120C20MP13 | 29600 | 15.9 | 8.1 | 32400 | 27400 | 84.57% | 2.45 | 0 | 8 |  |  |  | No | R-410A | 2.4667 | Residential & Commercial | No
212621656 | Central HP <5.4 tons | COLEMAN | HRCU-A-CB (Split System: Heat Pump with Remote Outdoor Unit-Air-Source) | HMH72B341 | ASPEN |  | D(A,C,E)42D34+TDR | CPLC100C20MP13 | 32600 | 16.5 | 8.1 | 32400 | 27800 | 85.8% | 2.44 | 0 | 9 |  |  |  | No | R-410A | 2.7167 | Residential & Commercial | No
212621663 | Central HP <5.4 tons | COLEMAN | HRCU-A-CB (Split System: Heat Pump with Remote Outdoor Unit-Air-Source) | HMH72B341 | ASPEN |  | C(A,C,D,E)36B34+TDR | CPLC120C20MP13 | 31400 | 16.5 | 8.1 | 32400 | 27800 | 85.8% | 2.44 | 0 | 8.9 |  |  |  | No | R-410A | 2.6167 | Residential & Commercial | No
212621713 | Central HP <5.4 tons | COLEMAN | HRCU-A-CB (Split System: Heat Pump with Remote Outdoor Unit-Air-Source) | HMH72B341 | ASPEN |  | C(A,C,D,E)42D24+TDR | TM8V120C20MP12 | 30000 | 16 | 8.5 | 32400 | 27800 | 85.8% | 2.7 | 0 | 8.6 |  |  |  | No | R-410A | 2.5 | Residential & Commercial | No
212400415 | Central HP <5.4 tons | COLEMAN | HRCU-A-CB (Split System: Heat Pump with Remote Outdoor Unit-Air-Source) | HMH72B361 | ASPEN |  | C(A,C,D,E)36C44+JMET12BS4N1+TDR |  | 35400 | 18 | 8.1 | 36000 | 26400 | 73.33% | 2.81 | 0 | 9 |  |  |  | No | R-410A | 2.95 | Residential & Commercial | No
212400417 | Central HP <5.4 tons | COLEMAN | HRCU-A-CB (Split System: Heat Pump with Remote Outdoor Unit-Air-Source) | HMH72B361 | ASPEN |  | C(A,C,D,E)36C46+JMET12BS2N1+TDR |  | 34000 | 18 | 8.1 | 36000 | 25400 | 70.56% | 2.64 | 0 | 8.5 |  |  |  | No | R-410A | 2.8333 | Residential & Commercial | No
213273406 | Central HP <5.4 tons | COLEMAN | HRCU-A-CB (Split System: Heat Pump with Remote Outdoor Unit-Air-Source) | HMH72B361 | ASPEN |  | D(A,C,E)36D24+TDR | Z8ES100C20LMPS1 | 32000 | 16 | 8.1 | 36000 | 26800 | 74.44% | 2.83 | 0 | 8.6 |  |  |  | No | R-410A | 2.6667 | Residential & Commercial | No
212621513 | Central HP <5.4 tons | COLEMAN | HRCU-A-CB (Split System: Heat Pump with Remote Outdoor Unit-Air-Source) | HMH72B341 | ASPEN |  | C(A,C,D,E)48A24+TDR | TM9V120D20MP12 | 29400 | 16.3 | 8.4 | 32000 | 28000 | 87.5% | 2.77 | 0 | 9 |  |  |  | No | R-410A | 2.45 | Residential & Commercial | No
212621561 | Central HP <5.4 tons | COLEMAN | HRCU-A-CB (Split System: Heat Pump with Remote Outdoor Unit-Air-Source) | HMH72B341 | ASPEN |  | C(A,C,D,E)48A34+TDR | TPLC100C20MP13 | 31600 | 16.5 | 8.1 | 32200 | 27600 | 85.71% | 2.44 | 0 | 8.9 |  |  |  | No | R-410A | 2.6333 | Residential & Commercial | No
212621530 | Central HP <5.4 tons | COLEMAN | HRCU-A-CB (Split System: Heat Pump with Remote Outdoor Unit-Air-Source) | HMH72B341 | ASPEN |  | D(A,C,E)36A34+TDR | CPLC120C20MP13 | 31000 | 16.3 | 8.1 | 32200 | 27600 | 85.71% | 2.44 | 0 | 8.8 |  |  |  | No | R-410A | 2.5833 | Residential & Commercial | No
212623113 | Central HP <5.4 tons | COLEMAN | HRCU-A-CB (Split System: Heat Pump with Remote Outdoor Unit-Air-Source) | HMH72B341 | ASPEN |  | C(A,C,D,E)42C24+TDR | TM8E060A12MP11 | 30400 | 17.5 | 8.1 | 33800 | 27400 | 81.07% | 2.44 | 0 | 9 |  |  |  | No | R-410A | 2.5333 | Residential & Commercial | No
212623146 | Central HP <5.4 tons | COLEMAN | HRCU-A-CB (Split System: Heat Pump with Remote Outdoor Unit-Air-Source) | HMH72B341 | ASPEN |  | C(A,C,D,E)48D24+TDR | TM8E100B12MP11 | 31200 | 17.8 | 8.5 | 33800 | 27400 | 81.07% | 2.64 | 0 | 9.7 |  |  |  | No | R-410A | 2.6 | Residential & Commercial | No
214810354 | Central HP <5.4 tons | RHEEM | HRCU-A-CB (Split System: Heat Pump with Remote Outdoor Unit-Air-Source) | RD17AZ36AJ3N | ADP |  | H,RE9J936 | R921V0855A21M4S | 32200 | 17 | 8.1 | 32600 | 29200 | 89.57% | 1.9 | 0 | 9.5 |  |  |  | No | R-410A | 2.6833 | Residential & Commercial | No
214810361 | Central HP <5.4 tons | RHEEM | HRCU-A-CB (Split System: Heat Pump with Remote Outdoor Unit-Air-Source) | RD17AZ36AJ3N | ADP |  | H,RE9J936 | R951V0855A21M4S | 32200 | 17 | 8.1 | 32600 | 29200 | 89.57% | 1.9 | 0 | 9.5 |  |  |  | No | R-410A | 2.6833 | Residential & Commercial | No
214320273 | Central HP <5.4 tons | BOREAL | HRCU-A-C (Split System: Heat Pump with Remote Outdoor Unit with No Indoor Fan --Air Source) | ENVBR60HPJ1OA | ASPEN |  | D(A,C,E)60D44+TDR |  | 50500 | 15.2 | 8.5 | 53000 | 37200 | 70.19% | 1.8 | 0 | 9.5 |  |  |  | No | R-410A | 4.2083 | Residential & Commercial | No
213613574 | Central HP <5.4 tons | BRYANT HEATING AND COOLING SYSTEMS | HRCU-A-CB (Split System: Heat Pump with Remote Outdoor Unit-Air-Source) | 38MURAQ18AB3* | ASPEN |  | L(E,G)M36D4 |  | 18000 | 15.2 | 8.5 | 19300 | 18300 | 94.82% | 2.2 | 0 | 9.8 |  |  |  | No | R-410A | 1.5 | Residential & Commercial | No
214394730 | Central HP <5.4 tons | RUUD | HRCU-A-CB (Split System: Heat Pump with Remote Outdoor Unit-Air-Source) | RD17AZ60AJ3N | ASPEN |  | D(A,C,E)60D44+TDR | R921V1155A24M4S | 52000 | 17.9 | 8.1 | 54000 | 49000 | 90.74% | 1.75 | 0 | 9.8 |  |  |  | No | R-410A | 4.3333 | Residential & Commercial | No
214394757 | Central HP <5.4 tons | RUUD | HRCU-A-CB (Split System: Heat Pump with Remote Outdoor Unit-Air-Source) | RD17AZ60AJ3N | ASPEN |  | D(A,C,E)60D34+TDR | R962V1005A21M4S | 51500 | 17.8 | 8.1 | 54000 | 49500 | 91.67% | 1.75 | 0 | 9.8 |  |  |  | No | R-410A | 4.2917 | Residential & Commercial | No
212627894 | Central HP <5.4 tons | COLEMAN | HRCU-A-CB (Split System: Heat Pump with Remote Outdoor Unit-Air-Source) | HMH72B341 | ASPEN |  | D(A,C,E)42A46+TDR | TL9E080C16UH11 | 32400 | 17.5 | 8.5 | 34000 | 28000 | 82.35% | 2.66 | 0 | 9.5 |  |  |  | No | R-410A | 2.7 | Residential & Commercial | No
212627924 | Central HP <5.4 tons | COLEMAN | HRCU-A-CB (Split System: Heat Pump with Remote Outdoor Unit-Air-Source) | HMH72B341 | ASPEN |  | D(A,C,E)42D26+TDR | CP9C100C16MP13 | 30600 | 17.2 | 8.1 | 34000 | 27400 | 80.59% | 2.47 | 0 | 9.6 |  |  |  | No | R-410A | 2.55 | Residential & Commercial | No
212621623 | Central HP <5.4 tons | COLEMAN | HRCU-A-CB (Split System: Heat Pump with Remote Outdoor Unit-Air-Source) | HMH72B341 | ASPEN |  | D(A,C,E)42C24+TDR | TM8V120C20MP12 | 29600 | 15.9 | 8.5 | 32400 | 27400 | 84.57% | 2.7 | 0 | 8 |  |  |  | No | R-410A | 2.4667 | Residential & Commercial | No
212621664 | Central HP <5.4 tons | COLEMAN | HRCU-A-CB (Split System: Heat Pump with Remote Outdoor Unit-Air-Source) | HMH72B341 | ASPEN |  | C(A,C,D,E)36C34+TDR | CPLC120C20MP13 | 31800 | 16.5 | 8.1 | 32400 | 27800 | 85.8% | 2.44 | 0 | 8.9 |  |  |  | No | R-410A | 2.65 | Residential & Commercial | No
212394483 | Central HP <5.4 tons | COLEMAN | HRCU-A-CB (Split System: Heat Pump with Remote Outdoor Unit-Air-Source) | HMH72B341 | ADP |  | H,YE33936 | TM9E040A10MP12 | 32200 | 17 | 8.5 | 32400 | 23000 | 70.99% | 1.98 | 0 | 9.5 |  |  |  | No | R-410A | 2.6833 | Residential & Commercial | No
214810401 | Central HP <5.4 tons | RHEEM | HRCU-A-CB (Split System: Heat Pump with Remote Outdoor Unit-Air-Source) | RD17AZ24AJ3N | ADP |  | H,RE7J924 | R962V0603A17M4S | 21600 | 17 | 8.1 | 21000 | 16600 | 79.05% | 2 | 0 | 9.5 |  |  |  | No | R-410A | 1.8 | Residential & Commercial | No
214810405 | Central HP <5.4 tons | RHEEM | HRCU-A-CB (Split System: Heat Pump with Remote Outdoor Unit-Air-Source) | RD17AZ24AJ3N | ADP |  | H,RE7J924 | R98MV0603A17UPS | 21600 | 18 | 8.1 | 21000 | 16500 | 78.57% | 2 | 0 | 9.5 |  |  |  | No | R-410A | 1.8 | Residential & Commercial | No
214394725 | Central HP <5.4 tons | RUUD | HRCU-A-CB (Split System: Heat Pump with Remote Outdoor Unit-Air-Source) | RD17AZ60AJ3N | ASPEN |  | D(A,C,E)60D34+TDR | R921V1005A21M4S | 51500 | 17.8 | 8.1 | 54000 | 49500 | 91.67% | 1.75 | 0 | 9.8 |  |  |  | No | R-410A | 4.2917 | Residential & Commercial | No
214849231 | Central HP <5.4 tons | RHEEM | HRCU-A-CB (Split System: Heat Pump with Remote Outdoor Unit-Air-Source) | RD17AZ60AJ3N | ADP |  | H,RE49(1,2)60+TXV | R801V1255A24UH | 53000 | 17 | 8.1 | 51500 | 48500 | 94.17% | 1.75 | 0 | 9.5 |  |  |  | No | R-410A | 4.4167 | Residential & Commercial | No
214849247 | Central HP <5.4 tons | RHEEM | HRCU-A-CB (Split System: Heat Pump with Remote Outdoor Unit-Air-Source) | RD17AZ60AJ3N | ADP |  | H,RE49960 | R802V1505A24UHS | 53000 | 17 | 8.1 | 51500 | 48500 | 94.17% | 1.75 | 0 | 9.5 |  |  |  | No | R-410A | 4.4167 | Residential & Commercial | No
215375374 | Central HP <5.4 tons | RUUD | HRCU-A-CB (Split System: Heat Pump with Remote Outdoor Unit-Air-Source) | RD17AZ60AJ3N | ASPEN |  | D(A,C,E)60D36+TDR | R951V1005A21UHU | 51500 | 17.8 | 8.1 | 54000 | 50500 | 93.52% | 1.75 | 0 | 9.8 |  |  |  | No | R-410A | 4.2917 | Residential & Commercial | No
215375355 | Central HP <5.4 tons | RUUD | HRCU-A-CB (Split System: Heat Pump with Remote Outdoor Unit-Air-Source) | RD17AZ60AJ3N | ASPEN |  | D(A,C,E)60D36+TDR | R801V1505A24UH | 52000 | 17.8 | 8.1 | 53500 | 50500 | 94.39% | 1.75 | 0 | 9.8 |  |  |  | No | R-410A | 4.3333 | Residential & Commercial | No
212621689 | Central HP <5.4 tons | COLEMAN | HRCU-A-CB (Split System: Heat Pump with Remote Outdoor Unit-Air-Source) | HMH72B341 | ASPEN |  | C(A,C,D,E)42C24+TDR | TM8V100C20MP12 | 29600 | 15.9 | 8.1 | 32400 | 27800 | 85.8% | 2.44 | 0 | 8 |  |  |  | No | R-410A | 2.4667 | Residential & Commercial | No
212622131 | Central HP <5.4 tons | COLEMAN | HRCU-A-CB (Split System: Heat Pump with Remote Outdoor Unit-Air-Source) | HMH72B341 | ASPEN |  | D(A,C,E)48C24+TDR | TM8Y080B12MP11 | 31000 | 17.7 | 8.5 | 33400 | 27400 | 82.04% | 2.65 | 0 | 9 |  |  |  | No | R-410A | 2.5833 | Residential & Commercial | No
212622288 | Central HP <5.4 tons | COLEMAN | HRCU-A-CB (Split System: Heat Pump with Remote Outdoor Unit-Air-Source) | HMH72B341 | ASPEN |  | C(A,C,D,E)42A24+TDR | TM8E100C16MP11 | 30800 | 17.9 | 8.1 | 33600 | 28200 | 83.93% | 2.64 | 0 | 9.8 |  |  |  | No | R-410A | 2.5667 | Residential & Commercial | No
212621677 | Central HP <5.4 tons | COLEMAN | HRCU-A-CB (Split System: Heat Pump with Remote Outdoor Unit-Air-Source) | HMH72B341 | ASPEN |  | D(A,C,E)42C34+TDR | CPLC120C20MP13 | 32200 | 16.5 | 8.1 | 32400 | 27800 | 85.8% | 2.44 | 0 | 9 |  |  |  | No | R-410A | 2.6833 | Residential & Commercial | No
212621691 | Central HP <5.4 tons | COLEMAN | HRCU-A-CB (Split System: Heat Pump with Remote Outdoor Unit-Air-Source) | HMH72B341 | ASPEN |  | C(A,C,D,E)48C24+TDR | TM8V100C20MP12 | 30000 | 16 | 8.1 | 32400 | 27800 | 85.8% | 2.44 | 0 | 8.6 |  |  |  | No | R-410A | 2.5 | Residential & Commercial | No
212621709 | Central HP <5.4 tons | COLEMAN | HRCU-A-CB (Split System: Heat Pump with Remote Outdoor Unit-Air-Source) | HMH72B341 | ASPEN |  | C(A,C,D,E)36B34+TDR | TM8V120C20MP12 | 31400 | 16.5 | 8.5 | 32400 | 27800 | 85.8% | 2.7 | 0 | 8.9 |  |  |  | No | R-410A | 2.6167 | Residential & Commercial | No
212621742 | Central HP <5.4 tons | COLEMAN | HRCU-A-CB (Split System: Heat Pump with Remote Outdoor Unit-Air-Source) | HMH72B341 | ASPEN |  | D(A,C,E)36C34+TDR | TMLV120C20MP12 | 31800 | 16.5 | 8.1 | 32400 | 27800 | 85.8% | 2.44 | 0 | 8.9 |  |  |  | No | R-410A | 2.65 | Residential & Commercial | No
212621537 | Central HP <5.4 tons | COLEMAN | HRCU-A-CB (Split System: Heat Pump with Remote Outdoor Unit-Air-Source) | HMH72B341 | ASPEN |  | C(A,C,D,E)48A34+TDR | TM8V100C20MP12 | 31600 | 16.5 | 8.1 | 32200 | 27600 | 85.71% | 2.44 | 0 | 8.9 |  |  |  | No | R-410A | 2.6333 | Residential & Commercial | No
212621548 | Central HP <5.4 tons | COLEMAN | HRCU-A-CB (Split System: Heat Pump with Remote Outdoor Unit-Air-Source) | HMH72B341 | ASPEN |  | D(A,C,E)48A34+TDR | TM8V120C20MP12 | 31600 | 16.5 | 8.5 | 32200 | 27600 | 85.71% | 2.7 | 0 | 8.9 |  |  |  | No | R-410A | 2.6333 | Residential & Commercial | No
212621564 | Central HP <5.4 tons | COLEMAN | HRCU-A-CB (Split System: Heat Pump with Remote Outdoor Unit-Air-Source) | HMH72B341 | ASPEN |  | D(A,C,E)48A34+TDR | TPLC100C20MP13 | 31600 | 16.5 | 8.1 | 32200 | 27600 | 85.71% | 2.44 | 0 | 8.9 |  |  |  | No | R-410A | 2.6333 | Residential & Commercial | No
212621573 | Central HP <5.4 tons | COLEMAN | HRCU-A-CB (Split System: Heat Pump with Remote Outdoor Unit-Air-Source) | HMH72B341 | ASPEN |  | D(A,C,E)48B24+TDR | TPLC120C20MP13 | 29600 | 15.9 | 8.1 | 32200 | 27600 | 85.71% | 2.44 | 0 | 8 |  |  |  | No | R-410A | 2.4667 | Residential & Commercial | No
213613384 | Central HP <5.4 tons | CARRIER | HRCU-A-CB (Split System: Heat Pump with Remote Outdoor Unit-Air-Source) | 38MURAQ24AB3* | ASPEN |  | L(E,G)M24G4 |  | 23400 | 15.2 | 8.5 | 26400 | 23400 | 88.64% | 1.92 | 0 | 9.8 |  |  |  | No | R-410A | 1.95 | Residential & Commercial | No
213613385 | Central HP <5.4 tons | CARRIER | HRCU-A-CB (Split System: Heat Pump with Remote Outdoor Unit-Air-Source) | 38MURAQ24AB3* | ASPEN |  | L(E,G)M24H4 |  | 23800 | 15.2 | 8.5 | 26400 | 23400 | 88.64% | 1.92 | 0 | 9.8 |  |  |  | No | R-410A | 1.9833 | Residential & Commercial | No
213739982 | Central HP <5.4 tons | DAY & NIGHT | HRCU-A-CB (Split System: Heat Pump with Remote Outdoor Unit-Air-Source) | DLCURAH24ABK | ADP |  | PL36H***P039 | *96VTN0401410B* | 22400 | 15.2 | 8.5 | 25400 | 24600 | 96.85% | 2.06 | 0 | 9.5 |  |  |  | No | R-410A | 1.8667 | Residential & Commercial | No
212394514 | Central HP <5.4 tons | COLEMAN | HRCU-A-CB (Split System: Heat Pump with Remote Outdoor Unit-Air-Source) | HMH72B341 | ADP |  | H,YE33936 | TM9V080B12MP12 | 32800 | 17 | 8.5 | 32400 | 23200 | 71.6% | 2.02 | 0 | 9.5 |  |  |  | No | R-410A | 2.7333 | Residential & Commercial | No
212621760 | Central HP <5.4 tons | COLEMAN | HRCU-A-CB (Split System: Heat Pump with Remote Outdoor Unit-Air-Source) | HMH72B341 | ASPEN |  | C(A,C,D,E)48C24+TDR | TPLC100C20MP13 | 30000 | 16 | 8.1 | 32400 | 27800 | 85.8% | 2.44 | 0 | 8.6 |  |  |  | No | R-410A | 2.5 | Residential & Commercial | No
212621777 | Central HP <5.4 tons | COLEMAN | HRCU-A-CB (Split System: Heat Pump with Remote Outdoor Unit-Air-Source) | HMH72B341 | ASPEN |  | C(A,C,D,E)36A44+TDR | TPLC120C20MP13 | 31400 | 16.5 | 8.1 | 32400 | 27800 | 85.8% | 2.44 | 0 | 8.9 |  |  |  | No | R-410A | 2.6167 | Residential & Commercial | No
212621791 | Central HP <5.4 tons | COLEMAN | HRCU-A-CB (Split System: Heat Pump with Remote Outdoor Unit-Air-Source) | HMH72B341 | ASPEN |  | D(A,C,E)42B34+TDR | TPLC120C20MP13 | 31800 | 16.5 | 8.1 | 32400 | 27800 | 85.8% | 2.44 | 0 | 8.9 |  |  |  | No | R-410A | 2.65 | Residential & Commercial | No
212621794 | Central HP <5.4 tons | COLEMAN | HRCU-A-CB (Split System: Heat Pump with Remote Outdoor Unit-Air-Source) | HMH72B341 | ASPEN |  | D(A,C,E)42D34+TDR | TPLC120C20MP13 | 32600 | 16.5 | 8.1 | 32400 | 27800 | 85.8% | 2.44 | 0 | 9 |  |  |  | No | R-410A | 2.7167 | Residential & Commercial | No
214092950 | Central HP <5.4 tons | LUXAIRE | HRCU-A-CB (Split System: Heat Pump with Remote Outdoor Unit-Air-Source) | HMH72B341 | ASPEN |  | D(A,C,E)42A46+TDR | LPLC100C20MP13 | 31800 | 16.5 | 8.5 | 32400 | 44000 | 135.8% | 3.14 | 0 | 8.9 |  |  |  | No | R-410A | 2.65 | Residential & Commercial | No
214092966 | Central HP <5.4 tons | LUXAIRE | HRCU-A-CB (Split System: Heat Pump with Remote Outdoor Unit-Air-Source) | HMH72B341 | ASPEN |  | D(A,C,E)48B36+TDR | TL9E060B12UH11 | 32600 | 18 | 8.1 | 32400 | 44500 | 137.3% | 3.05 | 0 | 9.5 |  |  |  | No | R-410A | 2.7167 | Residential & Commercial | No
215375373 | Central HP <5.4 tons | RUUD | HRCU-A-CB (Split System: Heat Pump with Remote Outdoor Unit-Air-Source) | RD17AZ60AJ3N | ASPEN |  | D(A,C,E)60D36+TDR | R951V1005A21M4S | 51500 | 17.8 | 8.1 | 54000 | 51000 | 94.44% | 1.75 | 0 | 9.8 |  |  |  | No | R-410A | 4.2917 | Residential & Commercial | No
214810412 | Central HP <5.4 tons | RHEEM | HRCU-A-CB (Split System: Heat Pump with Remote Outdoor Unit-Air-Source) | RD17AZ60AJ3N | ADP |  | H,RE84960 | R962V0705A21M4S | 53000 | 17 | 8.1 | 52000 | 49000 | 94.23% | 1.75 | 0 | 9.5 |  |  |  | No | R-410A | 4.4167 | Residential & Commercial | No
214810421 | Central HP <5.4 tons | RHEEM | HRCU-A-CB (Split System: Heat Pump with Remote Outdoor Unit-Air-Source) | RD17AZ60AJ3N | ADP |  | H,RE84960 | R98MV1155A24UPS | 53000 | 17 | 8.1 | 52000 | 49000 | 94.23% | 1.75 | 0 | 9.5 |  |  |  | No | R-410A | 4.4167 | Residential & Commercial | No
215375351 | Central HP <5.4 tons | RUUD | HRCU-A-CB (Split System: Heat Pump with Remote Outdoor Unit-Air-Source) | RD17AZ60AJ3N | ASPEN |  | D(A,C,E)60D36+TDR | R801V1005A21UHS | 52000 | 17.8 | 8.1 | 53500 | 50500 | 94.39% | 1.75 | 0 | 9.8 |  |  |  | No | R-410A | 4.3333 | Residential & Commercial | No
215375360 | Central HP <5.4 tons | RUUD | HRCU-A-CB (Split System: Heat Pump with Remote Outdoor Unit-Air-Source) | RD17AZ60AJ3N | ASPEN |  | D(A,C,E)60D36+TDR | R802V1005A21UHN | 52000 | 17.8 | 8.1 | 53500 | 50500 | 94.39% | 1.75 | 0 | 9.8 |  |  |  | No | R-410A | 4.3333 | Residential & Commercial | No
215402626 | Central HP <5.4 tons | DAY & NIGHT | HRCU-A-CB (Split System: Heat Pump with Remote Outdoor Unit-Air-Source) | DLCURAH24AAK | ASPEN |  | L(E,F)W30B4 |  | 22600 | 15.2 | 8.5 | 24400 | 22000 | 90.16% | 2.8 | 0 | 9 |  |  |  | No | R-410A | 1.8833 | Residential & Commercial | No
214810362 | Central HP <5.4 tons | RHEEM | HRCU-A-CB (Split System: Heat Pump with Remote Outdoor Unit-Air-Source) | RD17AZ36AJ3N | ADP |  | H,RE9J936 | R951V1005A21M4S | 32200 | 16 | 8.1 | 32600 | 29200 | 89.57% | 1.9 | 0 | 9.5 |  |  |  | No | R-410A | 2.6833 | Residential & Commercial | No
214810371 | Central HP <5.4 tons | RHEEM | HRCU-A-CB (Split System: Heat Pump with Remote Outdoor Unit-Air-Source) | RD17AZ36AJ3N | ADP |  | H,RE9J936 | R97MV0855A21DHS | 32200 | 17 | 8.1 | 32600 | 29000 | 88.96% | 1.9 | 0 | 9.5 |  |  |  | No | R-410A | 2.6833 | Residential & Commercial | No
213206013 | Central HP <5.4 tons | CARRIER | HRCU-A-CB (Split System: Heat Pump with Remote Outdoor Unit-Air-Source) | 38MURAQ24AA3* | ASPEN |  | D(A,C,E)36B34+TDR | 59SC2D060E17**14 | 23800 | 16 | 8.1 | 25800 | 22800 | 88.37% | 2.9 | 0 | 9.5 |  |  |  | No | R-410A | 1.9833 | Residential & Commercial | No
213206049 | Central HP <5.4 tons | CARRIER | HRCU-A-CB (Split System: Heat Pump with Remote Outdoor Unit-Air-Source) | 38MURAQ24AA3* | ASPEN |  | D(A,C,E)36B34+TDR | 59SC2D100E21**20 | 23800 | 16 | 8.5 | 26000 | 23000 | 88.46% | 2.92 | 0 | 9 |  |  |  | No | R-410A | 1.9833 | Residential & Commercial | No
214608433 | Central HP <5.4 tons | HISENSE | HRCU-A-CB (Split System: Heat Pump with Remote Outdoor Unit-Air-Source) | AUWR-60U3SP2 | ASPEN |  | AE(D,N,U)+DM60B44+TDR |  | 55000 | 16 | 8.1 | 56000 | 40000 | 71.43% | 1.9 | 0 | 8 |  |  |  | No | R-410A | 4.5833 | Residential & Commercial | No
214092968 | Central HP <5.4 tons | LUXAIRE | HRCU-A-CB (Split System: Heat Pump with Remote Outdoor Unit-Air-Source) | HMH72B341 | ASPEN |  | D(A,C,E)42A46+TDR | TL9E080C16UH11 | 32400 | 17.5 | 8.1 | 32400 | 45000 | 138.9% | 3.14 | 0 | 9.5 |  |  |  | No | R-410A | 2.7 | Residential & Commercial | No
214092998 | Central HP <5.4 tons | LUXAIRE | HRCU-A-CB (Split System: Heat Pump with Remote Outdoor Unit-Air-Source) | HMH72B341 | ASPEN |  | D(A,C,E)42A46+TDR | TM8V080B12MP12 | 32400 | 17 | 8.1 | 32400 | 46000 | 142% | 3.03 | 0 | 9.5 |  |  |  | No | R-410A | 2.7 | Residential & Commercial | No
212621844 | Central HP <5.4 tons | COLEMAN | HRCU-A-CB (Split System: Heat Pump with Remote Outdoor Unit-Air-Source) | HMH72B341 | ASPEN |  | C(A,C,D,E)36A44+TDR | CP9C120D20MP13 | 31600 | 17 | 8.1 | 32400 | 28200 | 87.04% | 2.51 | 0 | 9.3 |  |  |  | No | R-410A | 2.6333 | Residential & Commercial | No
212621860 | Central HP <5.4 tons | COLEMAN | HRCU-A-CB (Split System: Heat Pump with Remote Outdoor Unit-Air-Source) | HMH72B341 | ASPEN |  | D(A,C,E)42C34+TDR | CP9C120D20MP13 | 32400 | 17 | 8.1 | 32400 | 28200 | 87.04% | 2.51 | 0 | 9.5 |  |  |  | No | R-410A | 2.7 | Residential & Commercial | No
212621909 | Central HP <5.4 tons | COLEMAN | HRCU-A-CB (Split System: Heat Pump with Remote Outdoor Unit-Air-Source) | HMH72B341 | ASPEN |  | D(A,C,E)42D24+TDR | TP9C120D20MP13 | 30200 | 16.5 | 8.1 | 32400 | 28200 | 87.04% | 2.51 | 0 | 9.1 |  |  |  | No | R-410A | 2.5167 | Residential & Commercial | No
212622092 | Central HP <5.4 tons | COLEMAN | HRCU-A-CB (Split System: Heat Pump with Remote Outdoor Unit-Air-Source) | HMH72B341 | ASPEN |  | C(A,C,D,E)42A24+TDR | TM8Y080B12MP11 | 29600 | 17.3 | 8.4 | 33400 | 27400 | 82.04% | 2.63 | 0 | 9.4 |  |  |  | No | R-410A | 2.4667 | Residential & Commercial | No
212623882 | Central HP <5.4 tons | COLEMAN | HRCU-A-CB (Split System: Heat Pump with Remote Outdoor Unit-Air-Source) | HMH72B341 | ASPEN |  | C(A,C,D,E)42B24+TDR | TP9C060B12MP13 | 29800 | 16.9 | 8.1 | 34000 | 27800 | 81.76% | 2.42 | 0 | 9 |  |  |  | No | R-410A | 2.4833 | Residential & Commercial | No
212623898 | Central HP <5.4 tons | COLEMAN | HRCU-A-CB (Split System: Heat Pump with Remote Outdoor Unit-Air-Source) | HMH72B341 | ASPEN |  | D(A,C,E)42D24+TDR | TP9C060B12MP13 | 30800 | 17.2 | 8.1 | 34000 | 27800 | 81.76% | 2.42 | 0 | 9 |  |  |  | No | R-410A | 2.5667 | Residential & Commercial | No
212623949 | Central HP <5.4 tons | COLEMAN | HRCU-A-CB (Split System: Heat Pump with Remote Outdoor Unit-Air-Source) | HMH72B341 | ASPEN |  | C(A,C,D,E)36A44+TDR | TM8E080B12MP11 | 32000 | 18 | 8.5 | 34000 | 28000 | 82.35% | 2.63 | 0 | 9.4 |  |  |  | No | R-410A | 2.6667 | Residential & Commercial | No
212621587 | Central HP <5.4 tons | COLEMAN | HRCU-A-CB (Split System: Heat Pump with Remote Outdoor Unit-Air-Source) | HMH72B341 | ASPEN |  | C(A,C,D,E)42A24+TDR | TM9V120D20MP12 | 28800 | 16.1 | 8.5 | 32200 | 28000 | 86.96% | 2.79 | 0 | 8.9 |  |  |  | No | R-410A | 2.4 | Residential & Commercial | No
212621596 | Central HP <5.4 tons | COLEMAN | HRCU-A-CB (Split System: Heat Pump with Remote Outdoor Unit-Air-Source) | HMH72B341 | ASPEN |  | C(A,C,D,E)48A34+TDR | CP9C120D20MP13 | 31800 | 17 | 8.1 | 32200 | 28200 | 87.58% | 2.5 | 0 | 9.4 |  |  |  | No | R-410A | 2.65 | Residential & Commercial | No
212621628 | Central HP <5.4 tons | COLEMAN | HRCU-A-CB (Split System: Heat Pump with Remote Outdoor Unit-Air-Source) | HMH72B341 | ASPEN |  | D(A,C,E)42C24+TDR | TMLV120C20MP12 | 29600 | 15.9 | 8.1 | 32400 | 27400 | 84.57% | 2.45 | 0 | 8 |  |  |  | No | R-410A | 2.4667 | Residential & Commercial | No
212621646 | Central HP <5.4 tons | COLEMAN | HRCU-A-CB (Split System: Heat Pump with Remote Outdoor Unit-Air-Source) | HMH72B341 | ASPEN |  | C(A,C,D,E)48D24+TDR | CPLC100C20MP13 | 30400 | 16.1 | 8.1 | 32400 | 27800 | 85.8% | 2.44 | 0 | 8 |  |  |  | No | R-410A | 2.5333 | Residential & Commercial | No
214093000 | Central HP <5.4 tons | LUXAIRE | HRCU-A-CB (Split System: Heat Pump with Remote Outdoor Unit-Air-Source) | HMH72B341 | ASPEN |  | D(A,C,E)36A36+TDR | TM8V080C16MP12 | 31600 | 17.5 | 8.4 | 32400 | 44000 | 135.8% | 3.14 | 0 | 9.8 |  |  |  | No | R-410A | 2.6333 | Residential & Commercial | No
213206908 | Central HP <5.4 tons | CARRIER | HRCU-A-CB (Split System: Heat Pump with Remote Outdoor Unit-Air-Source) | 38MURAQ30AB3* | ASPEN |  | D(A,C,E)30C44+TDR | 59SC2D080E21**20 | 29600 | 15.2 | 8.1 | 33400 | 23800 | 71.26% | 2.49 | 0 | 8.9 |  |  |  | No | R-410A | 2.4667 | Residential & Commercial | No
214810395 | Central HP <5.4 tons | RHEEM | HRCU-A-CB (Split System: Heat Pump with Remote Outdoor Unit-Air-Source) | RD17AZ24AJ3N | ADP |  | H,RE7J924 | R951V0403A17M4S | 21600 | 17 | 8.1 | 21000 | 16500 | 78.57% | 2 | 0 | 9.5 |  |  |  | No | R-410A | 1.8 | Residential & Commercial | No
214810402 | Central HP <5.4 tons | RHEEM | HRCU-A-CB (Split System: Heat Pump with Remote Outdoor Unit-Air-Source) | RD17AZ24AJ3N | ADP |  | H,RE7J924 | R962V0703A17M4S | 21600 | 17 | 8.1 | 21000 | 16500 | 78.57% | 2 | 0 | 9.5 |  |  |  | No | R-410A | 1.8 | Residential & Commercial | No
214810370 | Central HP <5.4 tons | RHEEM | HRCU-A-CB (Split System: Heat Pump with Remote Outdoor Unit-Air-Source) | RD17AZ36AJ3N | ADP |  | H,RE9J936 | R97MV0703A17DHS | 32200 | 17 | 8.1 | 32600 | 29400 | 90.18% | 1.9 | 0 | 9.5 |  |  |  | No | R-410A | 2.6833 | Residential & Commercial | No
214093150 | Central HP <5.4 tons | LUXAIRE | HRCU-A-CB (Split System: Heat Pump with Remote Outdoor Unit-Air-Source) | HMH72B341 | ASPEN |  | D(A,C,E)36A36+TDR | TPLC100C20MP13 | 31000 | 16.3 | 8.5 | 32400 | 43500 | 134.3% | 3.13 | 0 | 8.8 |  |  |  | No | R-410A | 2.5833 | Residential & Commercial | No
212621648 | Central HP <5.4 tons | COLEMAN | HRCU-A-CB (Split System: Heat Pump with Remote Outdoor Unit-Air-Source) | HMH72B341 | ASPEN |  | D(A,C,E)36B34+TDR | CPLC100C20MP13 | 31400 | 16.5 | 8.1 | 32400 | 27800 | 85.8% | 2.44 | 0 | 8.9 |  |  |  | No | R-410A | 2.6167 | Residential & Commercial | No
212621673 | Central HP <5.4 tons | COLEMAN | HRCU-A-CB (Split System: Heat Pump with Remote Outdoor Unit-Air-Source) | HMH72B341 | ASPEN |  | D(A,C,E)36C34+TDR | CPLC120C20MP13 | 31800 | 16.5 | 8.1 | 32400 | 27800 | 85.8% | 2.44 | 0 | 8.9 |  |  |  | No | R-410A | 2.65 | Residential & Commercial | No
212621687 | Central HP <5.4 tons | COLEMAN | HRCU-A-CB (Split System: Heat Pump with Remote Outdoor Unit-Air-Source) | HMH72B341 | ASPEN |  | C(A,C,D,E)36C34+TDR | TM8V100C20MP12 | 31800 | 16.5 | 8.1 | 32400 | 27800 | 85.8% | 2.44 | 0 | 8.9 |  |  |  | No | R-410A | 2.65 | Residential & Commercial | No
214092446 | Central HP <5.4 tons | LUXAIRE | HRCU-A-CB (Split System: Heat Pump with Remote Outdoor Unit-Air-Source) | HMH72B341 | ASPEN |  | D(A,C,E)36A34+TDR | TPLC060A12MP13 | 32800 | 17.5 | 8.1 | 32400 | 45000 | 138.9% | 3.04 | 0 | 9.5 |  |  |  | No | R-410A | 2.7333 | Residential & Commercial | No
216055111 | Central HP <5.4 tons | LUXAIRE | HRCU-A-CB (Split System: Heat Pump with Remote Outdoor Unit-Air-Source) | HH836E2S11 | ASPEN |  | D(A,C,E)36A4K+TDR | TM9V100C20MP12 | 31600 | 18 | 8.5 | 32400 | 26000 | 80.25% | 2 | 0 | 9.8 |  |  |  | No | R-454B | 2.6333 | Residential & Commercial | No
212394510 | Central HP <5.4 tons | COLEMAN | HRCU-A-CB (Split System: Heat Pump with Remote Outdoor Unit-Air-Source) | HMH72B341 | ADP |  | H,YE33936 | TM9V060B12MP12 | 32600 | 17 | 8.5 | 32400 | 23200 | 71.6% | 2.02 | 0 | 9.5 |  |  |  | No | R-410A | 2.7167 | Residential & Commercial | No
212394528 | Central HP <5.4 tons | COLEMAN | HRCU-A-CB (Split System: Heat Pump with Remote Outdoor Unit-Air-Source) | HMH72B341 | ADP |  | H,YE32936 | TM9Y060B12MP11 | 32600 | 17 | 8.5 | 32400 | 23400 | 72.22% | 2 | 0 | 9.5 |  |  |  | No | R-410A | 2.7167 | Residential & Commercial | No
212394494 | Central HP <5.4 tons | COLEMAN | HRCU-A-CB (Split System: Heat Pump with Remote Outdoor Unit-Air-Source) | HMH72B341 | ADP |  | H,YE33936 | TM9E080B12MP12 | 32800 | 17 | 8.5 | 32400 | 23000 | 70.99% | 2.02 | 0 | 9.5 |  |  |  | No | R-410A | 2.7333 | Residential & Commercial | No
212621569 | Central HP <5.4 tons | COLEMAN | HRCU-A-CB (Split System: Heat Pump with Remote Outdoor Unit-Air-Source) | HMH72B341 | ASPEN |  | C(A,C,D,E)48A34+TDR | TPLC120C20MP13 | 31600 | 16.5 | 8.1 | 32200 | 27600 | 85.71% | 2.44 | 0 | 8.9 |  |  |  | No | R-410A | 2.6333 | Residential & Commercial | No
212622112 | Central HP <5.4 tons | COLEMAN | HRCU-A-CB (Split System: Heat Pump with Remote Outdoor Unit-Air-Source) | HMH72B341 | ASPEN |  | C(A,C,D,E)42B24+TDR | TM8Y080B12MP11 | 30000 | 17.4 | 8.5 | 33400 | 27400 | 82.04% | 2.65 | 0 | 9.5 |  |  |  | No | R-410A | 2.5 | Residential & Commercial | No
212622395 | Central HP <5.4 tons | COLEMAN | HRCU-A-CB (Split System: Heat Pump with Remote Outdoor Unit-Air-Source) | HMH72B341 | ASPEN |  | C(A,C,D,E)42B34+TDR | TM8Y100C20MP11 | 33600 | 18 | 8.1 | 33600 | 30000 | 89.29% | 2.72 | 0 | 9.5 |  |  |  | No | R-410A | 2.8 | Residential & Commercial | No
212621747 | Central HP <5.4 tons | COLEMAN | HRCU-A-CB (Split System: Heat Pump with Remote Outdoor Unit-Air-Source) | HMH72B341 | ASPEN |  | D(A,C,E)42D24+TDR | TMLV120C20MP12 | 30000 | 16 | 8.1 | 32400 | 27800 | 85.8% | 2.44 | 0 | 8.6 |  |  |  | No | R-410A | 2.5 | Residential & Commercial | No
212621756 | Central HP <5.4 tons | COLEMAN | HRCU-A-CB (Split System: Heat Pump with Remote Outdoor Unit-Air-Source) | HMH72B341 | ASPEN |  | C(A,C,D,E)36C34+TDR | TPLC100C20MP13 | 31800 | 16.5 | 8.1 | 32400 | 27800 | 85.8% | 2.44 | 0 | 8.9 |  |  |  | No | R-410A | 2.65 | Residential & Commercial | No
212621781 | Central HP <5.4 tons | COLEMAN | HRCU-A-CB (Split System: Heat Pump with Remote Outdoor Unit-Air-Source) | HMH72B341 | ASPEN |  | C(A,C,D,E)42C24+TDR | TPLC120C20MP13 | 29600 | 15.9 | 8.1 | 32400 | 27800 | 85.8% | 2.44 | 0 | 8 |  |  |  | No | R-410A | 2.4667 | Residential & Commercial | No
212621847 | Central HP <5.4 tons | COLEMAN | HRCU-A-CB (Split System: Heat Pump with Remote Outdoor Unit-Air-Source) | HMH72B341 | ASPEN |  | C(A,C,D,E)36C34+TDR | CP9C120D20MP13 | 32000 | 17 | 8.1 | 32400 | 28200 | 87.04% | 2.51 | 0 | 9.4 |  |  |  | No | R-410A | 2.6667 | Residential & Commercial | No
212621867 | Central HP <5.4 tons | COLEMAN | HRCU-A-CB (Split System: Heat Pump with Remote Outdoor Unit-Air-Source) | HMH72B341 | ASPEN |  | D(A,C,E)48D34+TDR | CP9C120D20MP13 | 33000 | 17 | 8.1 | 32400 | 28200 | 87.04% | 2.51 | 0 | 9 |  |  |  | No | R-410A | 2.75 | Residential & Commercial | No
212621869 | Central HP <5.4 tons | COLEMAN | HRCU-A-CB (Split System: Heat Pump with Remote Outdoor Unit-Air-Source) | HMH72B341 | ASPEN |  | C(A,C,D,E)36B34+TDR | TM9V120D20MP12 | 31600 | 17 | 8.5 | 32400 | 28200 | 87.04% | 2.79 | 0 | 9.3 |  |  |  | No | R-410A | 2.6333 | Residential & Commercial | No
212621884 | Central HP <5.4 tons | COLEMAN | HRCU-A-CB (Split System: Heat Pump with Remote Outdoor Unit-Air-Source) | HMH72B341 | ASPEN |  | D(A,C,E)42C34+TDR | TM9V120D20MP12 | 32400 | 17 | 8.5 | 32400 | 28200 | 87.04% | 2.79 | 0 | 9.5 |  |  |  | No | R-410A | 2.7 | Residential & Commercial | No
212621886 | Central HP <5.4 tons | COLEMAN | HRCU-A-CB (Split System: Heat Pump with Remote Outdoor Unit-Air-Source) | HMH72B341 | ASPEN |  | D(A,C,E)42D34+TDR | TM9V120D20MP12 | 32800 | 17 | 8.5 | 32400 | 28200 | 87.04% | 2.79 | 0 | 9.5 |  |  |  | No | R-410A | 2.7333 | Residential & Commercial | No
212621870 | Central HP <5.4 tons | COLEMAN | HRCU-A-CB (Split System: Heat Pump with Remote Outdoor Unit-Air-Source) | HMH72B341 | ASPEN |  | C(A,C,D,E)36C24+TDR | TM9V120D20MP12 | 29400 | 16.3 | 8.5 | 32400 | 28200 | 87.04% | 2.79 | 0 | 9 |  |  |  | No | R-410A | 2.45 | Residential & Commercial | No
212621872 | Central HP <5.4 tons | COLEMAN | HRCU-A-CB (Split System: Heat Pump with Remote Outdoor Unit-Air-Source) | HMH72B341 | ASPEN |  | C(A,C,D,E)36D24+TDR | TM9V120D20MP12 | 29800 | 16.4 | 8.5 | 32400 | 28200 | 87.04% | 2.79 | 0 | 9 |  |  |  | No | R-410A | 2.4833 | Residential & Commercial | No
212621895 | Central HP <5.4 tons | COLEMAN | HRCU-A-CB (Split System: Heat Pump with Remote Outdoor Unit-Air-Source) | HMH72B341 | ASPEN |  | C(A,C,D,E)36C34+TDR | TP9C120D20MP13 | 32000 | 17 | 8.1 | 32400 | 28200 | 87.04% | 2.51 | 0 | 9.4 |  |  |  | No | R-410A | 2.6667 | Residential & Commercial | No
212621913 | Central HP <5.4 tons | COLEMAN | HRCU-A-CB (Split System: Heat Pump with Remote Outdoor Unit-Air-Source) | HMH72B341 | ASPEN |  | D(A,C,E)48C34+TDR | TP9C120D20MP13 | 32800 | 17 | 8.1 | 32400 | 28200 | 87.04% | 2.51 | 0 | 9.5 |  |  |  | No | R-410A | 2.7333 | Residential & Commercial | No
212621705 | Central HP <5.4 tons | COLEMAN | HRCU-A-CB (Split System: Heat Pump with Remote Outdoor Unit-Air-Source) | HMH72B341 | ASPEN |  | D(A,C,E)48C34+TDR | TM8V100C20MP12 | 32600 | 16.5 | 8.1 | 32400 | 27800 | 85.8% | 2.44 | 0 | 9 |  |  |  | No | R-410A | 2.7167 | Residential & Commercial | No
212621723 | Central HP <5.4 tons | COLEMAN | HRCU-A-CB (Split System: Heat Pump with Remote Outdoor Unit-Air-Source) | HMH72B341 | ASPEN |  | D(A,C,E)42C34+TDR | TM8V120C20MP12 | 32200 | 16.5 | 8.5 | 32400 | 27800 | 85.8% | 2.7 | 0 | 9 |  |  |  | No | R-410A | 2.6833 | Residential & Commercial | No
212621516 | Central HP <5.4 tons | COLEMAN | HRCU-A-CB (Split System: Heat Pump with Remote Outdoor Unit-Air-Source) | HMH72B341 | ASPEN |  | C(A,C,D,E)42A34+TDR | TM9Y120D20MP11 | 31400 | 16.4 | 8.4 | 32200 | 28000 | 86.96% | 2.74 | 0 | 9.3 |  |  |  | No | R-410A | 2.6167 | Residential & Commercial | No
212621933 | Central HP <5.4 tons | COLEMAN | HRCU-A-CB (Split System: Heat Pump with Remote Outdoor Unit-Air-Source) | HMH72B341 | ASPEN |  | C(A,C,D,E)36A34+TDR | TM8Y080B12MP11 | 31600 | 17.8 | 8.2 | 33200 | 27000 | 81.33% | 2.57 | 0 | 9.8 |  |  |  | No | R-410A | 2.6333 | Residential & Commercial | No
212621950 | Central HP <5.4 tons | COLEMAN | HRCU-A-CB (Split System: Heat Pump with Remote Outdoor Unit-Air-Source) | HMH72B341 | ASPEN |  | D(A,C,E)36C34+TDR | TM9V040A10MP12 | 32000 | 17 | 8.1 | 33200 | 27400 | 82.53% | 2.41 | 0 | 9.4 |  |  |  | No | R-410A | 2.6667 | Residential & Commercial | No
212621967 | Central HP <5.4 tons | COLEMAN | HRCU-A-CB (Split System: Heat Pump with Remote Outdoor Unit-Air-Source) | HMH72B341 | ASPEN |  | C(A,C,D,E)42A34+TDR | TM8Y080B12MP11 | 32000 | 17.9 | 8.3 | 33200 | 27400 | 82.53% | 2.62 | 0 | 9.9 |  |  |  | No | R-410A | 2.6667 | Residential & Commercial | No
212622068 | Central HP <5.4 tons | COLEMAN | HRCU-A-CB (Split System: Heat Pump with Remote Outdoor Unit-Air-Source) | HMH72B341 | ASPEN |  | C(A,C,D,E)36D24+TDR | TM8Y060A12MP11 | 30400 | 17.6 | 8.1 | 33400 | 27400 | 82.04% | 2.42 | 0 | 9.6 |  |  |  | No | R-410A | 2.5333 | Residential & Commercial | No
212394485 | Central HP <5.4 tons | COLEMAN | HRCU-A-CB (Split System: Heat Pump with Remote Outdoor Unit-Air-Source) | HMH72B341 | ADP |  | H,YE35936 | TM9E040A10MP12 | 32200 | 17 | 8.5 | 32400 | 23000 | 70.99% | 1.98 | 0 | 9.5 |  |  |  | No | R-410A | 2.6833 | Residential & Commercial | No
213925632 | Central HP <5.4 tons | LUXAIRE | HRCU-A-CB (Split System: Heat Pump with Remote Outdoor Unit-Air-Source) | HMH72B361 | ASPEN |  | L(E,G)M48B6 |  | 34400 | 18 | 8.1 | 36000 | 26400 | 73.33% | 2.82 | 0 | 9 |  |  |  | No | R-410A | 2.8667 | Residential & Commercial | No
212394519 | Central HP <5.4 tons | COLEMAN | HRCU-A-CB (Split System: Heat Pump with Remote Outdoor Unit-Air-Source) | HMH72B341 | ADP |  | H,YE34936 | TM9V080C16MP12 | 32800 | 17 | 8.5 | 32400 | 23000 | 70.99% | 2.04 | 0 | 9.5 |  |  |  | No | R-410A | 2.7333 | Residential & Commercial | No
212394537 | Central HP <5.4 tons | COLEMAN | HRCU-A-CB (Split System: Heat Pump with Remote Outdoor Unit-Air-Source) | HMH72B341 | ADP |  | H,YE34936 | TM9Y080C16MP11 | 33200 | 18 | 8.5 | 32400 | 23200 | 71.6% | 2.04 | 0 | 9.5 |  |  |  | No | R-410A | 2.7667 | Residential & Commercial | No
212394538 | Central HP <5.4 tons | COLEMAN | HRCU-A-CB (Split System: Heat Pump with Remote Outdoor Unit-Air-Source) | HMH72B341 | ADP |  | H,YE35936 | TM9Y080C16MP11 | 34000 | 18 | 8.5 | 32400 | 24000 | 74.07% | 2.08 | 0 | 9.5 |  |  |  | No | R-410A | 2.8333 | Residential & Commercial | No
212394495 | Central HP <5.4 tons | COLEMAN | HRCU-A-CB (Split System: Heat Pump with Remote Outdoor Unit-Air-Source) | HMH72B341 | ADP |  | H,YE34936 | TM9E080B12MP12 | 32800 | 17 | 8.5 | 32400 | 23000 | 70.99% | 2.02 | 0 | 9.5 |  |  |  | No | R-410A | 2.7333 | Residential & Commercial | No
212394513 | Central HP <5.4 tons | COLEMAN | HRCU-A-CB (Split System: Heat Pump with Remote Outdoor Unit-Air-Source) | HMH72B341 | ADP |  | H,YE32936 | TM9V080B12MP12 | 32800 | 17 | 8.5 | 32400 | 23200 | 71.6% | 2.02 | 0 | 9.5 |  |  |  | No | R-410A | 2.7333 | Residential & Commercial | No
212394527 | Central HP <5.4 tons | COLEMAN | HRCU-A-CB (Split System: Heat Pump with Remote Outdoor Unit-Air-Source) | HMH72B341 | ADP |  | H,YE35936 | TM9V100C20MP12 | 34000 | 17 | 8.5 | 32400 | 24400 | 75.31% | 2.12 | 0 | 9.5 |  |  |  | No | R-410A | 2.8333 | Residential & Commercial | No
212621517 | Central HP <5.4 tons | COLEMAN | HRCU-A-CB (Split System: Heat Pump with Remote Outdoor Unit-Air-Source) | HMH72B341 | ASPEN |  | D(A,C,E)42A34+TDR | TM9Y120D20MP11 | 31400 | 16.4 | 8.4 | 32200 | 28000 | 86.96% | 2.74 | 0 | 9.3 |  |  |  | No | R-410A | 2.6167 | Residential & Commercial | No
212394506 | Central HP <5.4 tons | COLEMAN | HRCU-A-CB (Split System: Heat Pump with Remote Outdoor Unit-Air-Source) | HMH72B341 | ADP |  | H,YE33936 | TM9V040A10MP12 | 32000 | 16 | 8.5 | 32400 | 23000 | 70.99% | 2 | 0 | 9.5 |  |  |  | No | R-410A | 2.6667 | Residential & Commercial | No
212394515 | Central HP <5.4 tons | COLEMAN | HRCU-A-CB (Split System: Heat Pump with Remote Outdoor Unit-Air-Source) | HMH72B341 | ADP |  | H,YE34936 | TM9V080B12MP12 | 32800 | 17 | 8.5 | 32400 | 23200 | 71.6% | 2.02 | 0 | 9.5 |  |  |  | No | R-410A | 2.7333 | Residential & Commercial | No
212394517 | Central HP <5.4 tons | COLEMAN | HRCU-A-CB (Split System: Heat Pump with Remote Outdoor Unit-Air-Source) | HMH72B341 | ADP |  | H,YE32936 | TM9V080C16MP12 | 32800 | 17 | 8.5 | 32400 | 23000 | 70.99% | 2.04 | 0 | 9.5 |  |  |  | No | R-410A | 2.7333 | Residential & Commercial | No
212622088 | Central HP <5.4 tons | COLEMAN | HRCU-A-CB (Split System: Heat Pump with Remote Outdoor Unit-Air-Source) | HMH72B341 | ASPEN |  | D(A,C,E)48C24+TDR | TM8Y060A12MP11 | 30800 | 17.7 | 8.1 | 33400 | 27400 | 82.04% | 2.42 | 0 | 9 |  |  |  | No | R-410A | 2.5667 | Residential & Commercial | No
212622104 | Central HP <5.4 tons | COLEMAN | HRCU-A-CB (Split System: Heat Pump with Remote Outdoor Unit-Air-Source) | HMH72B341 | ASPEN |  | C(A,C,D,E)42A24+TDR | TM8Y120C20MP11 | 31200 | 17.9 | 8.1 | 33400 | 29800 | 89.22% | 2.75 | 0 | 9.3 |  |  |  | No | R-410A | 2.6 | Residential & Commercial | No
212622106 | Central HP <5.4 tons | COLEMAN | HRCU-A-CB (Split System: Heat Pump with Remote Outdoor Unit-Air-Source) | HMH72B341 | ASPEN |  | C(A,C,D,E)36A44+TDR | TM8Y080B12MP11 | 32200 | 18 | 8.5 | 33400 | 27400 | 82.04% | 2.65 | 0 | 9.9 |  |  |  | No | R-410A | 2.6833 | Residential & Commercial | No
212622113 | Central HP <5.4 tons | COLEMAN | HRCU-A-CB (Split System: Heat Pump with Remote Outdoor Unit-Air-Source) | HMH72B341 | ASPEN |  | C(A,C,D,E)42C24+TDR | TM8Y080B12MP11 | 30600 | 17.6 | 8.5 | 33400 | 27400 | 82.04% | 2.65 | 0 | 9 |  |  |  | No | R-410A | 2.55 | Residential & Commercial | No
214092231 | Central HP <5.4 tons | LUXAIRE | HRCU-A-CB (Split System: Heat Pump with Remote Outdoor Unit-Air-Source) | HMH72B341 | ASPEN |  | D(A,C,E)42A44+TDR | LP9C080B12MP13 | 32800 | 17 | 8.1 | 32400 | 46500 | 143.5% | 3.12 | 0 | 9.5 |  |  |  | No | R-410A | 2.7333 | Residential & Commercial | No
214092329 | Central HP <5.4 tons | LUXAIRE | HRCU-A-CB (Split System: Heat Pump with Remote Outdoor Unit-Air-Source) | HMH72B341 | ASPEN |  | D(A,C,E)36A34+TDR | TM8Y100C16MP11 | 31600 | 18.4 | 8.4 | 32400 | 44000 | 135.8% | 3.14 | 0 | 9.8 |  |  |  | No | R-410A | 2.6333 | Residential & Commercial | No
212622249 | Central HP <5.4 tons | COLEMAN | HRCU-A-CB (Split System: Heat Pump with Remote Outdoor Unit-Air-Source) | HMH72B341 | ASPEN |  | C(A,C,D,E)42B34+TDR | TM9V080B12MP12 | 32800 | 17 | 8.1 | 33600 | 29400 | 87.5% | 2.64 | 0 | 9.5 |  |  |  | No | R-410A | 2.7333 | Residential & Commercial | No
212622281 | Central HP <5.4 tons | COLEMAN | HRCU-A-CB (Split System: Heat Pump with Remote Outdoor Unit-Air-Source) | HMH72B341 | ASPEN |  | D(A,C,E)36A34+TDR | TM9V080B12MP12 | 32800 | 17 | 8.1 | 33600 | 29400 | 87.5% | 2.63 | 0 | 9.5 |  |  |  | No | R-410A | 2.7333 | Residential & Commercial | No
212622356 | Central HP <5.4 tons | COLEMAN | HRCU-A-CB (Split System: Heat Pump with Remote Outdoor Unit-Air-Source) | HMH72B341 | ASPEN |  | C(A,C,D,E)42A34+TDR | TM9E080B12MP12 | 32000 | 17.5 | 8.3 | 33600 | 27600 | 82.14% | 2.62 | 0 | 9.9 |  |  |  | No | R-410A | 2.6667 | Residential & Commercial | No
212394490 | Central HP <5.4 tons | COLEMAN | HRCU-A-CB (Split System: Heat Pump with Remote Outdoor Unit-Air-Source) | HMH72B341 | ADP |  | H,YE33936 | TM9E060B12MP12 | 32600 | 17 | 8.5 | 32400 | 23200 | 71.6% | 2 | 0 | 9.5 |  |  |  | No | R-410A | 2.7167 | Residential & Commercial | No
212394508 | Central HP <5.4 tons | COLEMAN | HRCU-A-CB (Split System: Heat Pump with Remote Outdoor Unit-Air-Source) | HMH72B341 | ADP |  | H,YE35936 | TM9V040A10MP12 | 33200 | 17 | 8.5 | 31600 | 23000 | 72.78% | 2 | 0 | 9.5 |  |  |  | No | R-410A | 2.7667 | Residential & Commercial | No
212394533 | Central HP <5.4 tons | COLEMAN | HRCU-A-CB (Split System: Heat Pump with Remote Outdoor Unit-Air-Source) | HMH72B341 | ADP |  | H,YE33936 | TM9Y080B12MP11 | 32800 | 17 | 8.5 | 32400 | 23400 | 72.22% | 2.02 | 0 | 9.5 |  |  |  | No | R-410A | 2.7333 | Residential & Commercial | No
212623896 | Central HP <5.4 tons | COLEMAN | HRCU-A-CB (Split System: Heat Pump with Remote Outdoor Unit-Air-Source) | HMH72B341 | ASPEN |  | D(A,C,E)42C24+TDR | TP9C060B12MP13 | 30400 | 17 | 8.1 | 34000 | 27800 | 81.76% | 2.42 | 0 | 9.1 |  |  |  | No | R-410A | 2.5333 | Residential & Commercial | No
212623987 | Central HP <5.4 tons | COLEMAN | HRCU-A-CB (Split System: Heat Pump with Remote Outdoor Unit-Air-Source) | HMH72B341 | ASPEN |  | C(A,C,D,E)48C24+TDR | TM9Y080B12MP11 | 30600 | 17.7 | 8.1 | 34000 | 28000 | 82.35% | 2.41 | 0 | 9 |  |  |  | No | R-410A | 2.55 | Residential & Commercial | No
214826419 | Central HP <5.4 tons | LUXAIRE | HRCU-A-CB (Split System: Heat Pump with Remote Outdoor Unit-Air-Source) | HMH72B341 | ASPEN |  | D(A,C,E)42D34+TDR | TM9Y080B12MP11 | 33200 | 18 | 8.1 | 34000 | 28000 | 82.35% | 2.41 | 0 | 9 |  |  |  | No | R-410A | 2.7667 | Residential & Commercial | No
215295747 | Central HP <5.4 tons | AIRQUEST | HRCU-A-CB (Split System: Heat Pump with Remote Outdoor Unit-Air-Source) | DLCURAH36ABK | ADP |  | HG33936 | *96VTN1202422B* | 34200 | 16 | 8.5 | 36200 | 34200 | 94.48% | 2.02 | 0 | 9.5 |  |  |  | No | R-410A | 2.85 | Residential & Commercial | No
214093383 | Central HP <5.4 tons | LUXAIRE | HRCU-A-CB (Split System: Heat Pump with Remote Outdoor Unit-Air-Source) | HMH72B361 | ASPEN |  | D(A,C,E)48B36+TDR | Z8ES100C20SMPS1 | 34600 | 16.5 | 8.1 | 32400 | 44500 | 137.3% | 3.25 | 0 | 9 |  |  |  | No | R-410A | 2.8833 | Residential & Commercial | No
212622483 | Central HP <5.4 tons | COLEMAN | HRCU-A-CB (Split System: Heat Pump with Remote Outdoor Unit-Air-Source) | HMH72B341 | ASPEN |  | D(A,C,E)48B24+TDR | TL9E080C16UH11 | 30000 | 17 | 8.5 | 33600 | 28000 | 83.33% | 2.66 | 0 | 9 |  |  |  | No | R-410A | 2.5 | Residential & Commercial | No
212622622 | Central HP <5.4 tons | COLEMAN | HRCU-A-CB (Split System: Heat Pump with Remote Outdoor Unit-Air-Source) | HMH72B341 | ASPEN |  | D(A,C,E)36B34+TDR | TM9V080B12MP12 | 32800 | 17 | 8.2 | 33800 | 29200 | 86.39% | 2.65 | 0 | 9.5 |  |  |  | No | R-410A | 2.7333 | Residential & Commercial | No
212622426 | Central HP <5.4 tons | COLEMAN | HRCU-A-CB (Split System: Heat Pump with Remote Outdoor Unit-Air-Source) | HMH72B341 | ASPEN |  | C(A,C,D,E)42B34+TDR | TM9E100C16MP12 | 32400 | 18 | 8.4 | 33600 | 27200 | 80.95% | 2.64 | 0 | 9.9 |  |  |  | No | R-410A | 2.7 | Residential & Commercial | No
212622428 | Central HP <5.4 tons | COLEMAN | HRCU-A-CB (Split System: Heat Pump with Remote Outdoor Unit-Air-Source) | HMH72B341 | ASPEN |  | D(A,C,E)36A34+TDR | TM9E100C16MP12 | 31600 | 17.9 | 8.4 | 33600 | 27200 | 80.95% | 2.64 | 0 | 9.8 |  |  |  | No | R-410A | 2.6333 | Residential & Commercial | No
212622477 | Central HP <5.4 tons | COLEMAN | HRCU-A-CB (Split System: Heat Pump with Remote Outdoor Unit-Air-Source) | HMH72B341 | ASPEN |  | D(A,C,E)42C24+TDR | TM8Y100C20MP11 | 32200 | 18 | 8.3 | 33600 | 30000 | 89.29% | 2.81 | 0 | 9.5 |  |  |  | No | R-410A | 2.6833 | Residential & Commercial | No
212622593 | Central HP <5.4 tons | COLEMAN | HRCU-A-CB (Split System: Heat Pump with Remote Outdoor Unit-Air-Source) | HMH72B341 | ASPEN |  | D(A,C,E)48B34+TDR | TM9V080B12MP12 | 32800 | 17 | 8.2 | 33800 | 29200 | 86.39% | 2.65 | 0 | 9.5 |  |  |  | No | R-410A | 2.7333 | Residential & Commercial | No
212621570 | Central HP <5.4 tons | COLEMAN | HRCU-A-CB (Split System: Heat Pump with Remote Outdoor Unit-Air-Source) | HMH72B341 | ASPEN |  | D(A,C,E)36A34+TDR | TPLC120C20MP13 | 31000 | 16.3 | 8.1 | 32200 | 27600 | 85.71% | 2.44 | 0 | 8.8 |  |  |  | No | R-410A | 2.5833 | Residential & Commercial | No
213207092 | Central HP <5.4 tons | CARRIER | HRCU-A-CB (Split System: Heat Pump with Remote Outdoor Unit-Air-Source) | 38MURAQ36AB3* | ASPEN |  | D(A,C,E)36C34+TDR | 58S(B,C)*A090E21**16 | 34600 | 16 | 8.1 | 39000 | 31200 | 80% | 2.74 | 0 | 9.8 |  |  |  | No | R-410A | 2.8833 | Residential & Commercial | No
213207094 | Central HP <5.4 tons | CARRIER | HRCU-A-CB (Split System: Heat Pump with Remote Outdoor Unit-Air-Source) | 38MURAQ36AB3* | ASPEN |  | D(A,C,E)42B34+TDR | 58S(B,C)*A090E21**16 | 34600 | 16 | 8.1 | 39000 | 31200 | 80% | 2.74 | 0 | 9.8 |  |  |  | No | R-410A | 2.8833 | Residential & Commercial | No
212510765 | Central HP <5.4 tons | AMERISTAR | HRCU-A-CB (Split System: Heat Pump with Remote Outdoor Unit-Air-Source) | E4HL5024A1000A |  |  | 4TXCB003DS3 | A952V040BU3SAD | 24000 | 15.2 | 8.5 | 24000 | 21000 | 87.5% | 1.85 | 0 | 9 |  |  |  | No | R-410A | 2 | Residential & Commercial | No
213206097 | Central HP <5.4 tons | CARRIER | HRCU-A-CB (Split System: Heat Pump with Remote Outdoor Unit-Air-Source) | 38MURAQ24AA3* | ASPEN |  | D(A,C,E)24B44+TDR | 59SC5B060E17**14 | 23400 | 15.3 | 8.4 | 25400 | 22600 | 88.98% | 2.89 | 0 | 9.3 |  |  |  | No | R-410A | 1.95 | Residential & Commercial | No
213206197 | Central HP <5.4 tons | CARRIER | HRCU-A-CB (Split System: Heat Pump with Remote Outdoor Unit-Air-Source) | 38MURAQ24AA3* | ASPEN |  | D(A,C,E)36B34+TDR | 59TP6B080V21**20 | 23600 | 16 | 8.1 | 24800 | 22200 | 89.52% | 2.88 | 0 | 9.5 |  |  |  | No | R-410A | 1.9667 | Residential & Commercial | No
215668649 | Central HP <5.4 tons | KEEPRITE | HRCU-A-CB (Split System: Heat Pump with Remote Outdoor Unit-Air-Source) | C5H0V36*K*AAA* |  |  | EA*5X37M21A*+WALLCON | *80CSU1002120A* | 34400 | 17.5 | 9 | 35400 | 25200 | 71.19% | 1.9 | 0 | 9.5 |  |  |  | No | R-454B | 2.8667 | Residential & Commercial | No
212621572 | Central HP <5.4 tons | COLEMAN | HRCU-A-CB (Split System: Heat Pump with Remote Outdoor Unit-Air-Source) | HMH72B341 | ASPEN |  | D(A,C,E)48A34+TDR | TPLC120C20MP13 | 31600 | 16.5 | 8.1 | 32200 | 27600 | 85.71% | 2.44 | 0 | 8.9 |  |  |  | No | R-410A | 2.6333 | Residential & Commercial | No
212621629 | Central HP <5.4 tons | COLEMAN | HRCU-A-CB (Split System: Heat Pump with Remote Outdoor Unit-Air-Source) | HMH72B341 | ASPEN |  | C(A,C,D,E)36B24+TDR | TPLC100C20MP13 | 28600 | 15.6 | 8.1 | 32400 | 27400 | 84.57% | 2.45 | 0 | 8.4 |  |  |  | No | R-410A | 2.3833 | Residential & Commercial | No
212621647 | Central HP <5.4 tons | COLEMAN | HRCU-A-CB (Split System: Heat Pump with Remote Outdoor Unit-Air-Source) | HMH72B341 | ASPEN |  | D(A,C,E)36A44+TDR | CPLC100C20MP13 | 31400 | 16.5 | 8.1 | 32400 | 27800 | 85.8% | 2.44 | 0 | 8.9 |  |  |  | No | R-410A | 2.6167 | Residential & Commercial | No
212622746 | Central HP <5.4 tons | COLEMAN | HRCU-A-CB (Split System: Heat Pump with Remote Outdoor Unit-Air-Source) | HMH72B341 | ASPEN |  | C(A,C,D,E)36C34+TDR | TM9V080B12MP12 | 32800 | 17 | 8.3 | 33800 | 29600 | 87.57% | 2.7 | 0 | 9.5 |  |  |  | No | R-410A | 2.7333 | Residential & Commercial | No
212622762 | Central HP <5.4 tons | COLEMAN | HRCU-A-CB (Split System: Heat Pump with Remote Outdoor Unit-Air-Source) | HMH72B341 | ASPEN |  | C(A,C,D,E)42D24+TDR | TM9E060A10MP12 | 30600 | 17.2 | 8.1 | 33800 | 27400 | 81.07% | 2.4 | 0 | 9 |  |  |  | No | R-410A | 2.55 | Residential & Commercial | No
214392188 | Central HP <5.4 tons | RUUD | HRCU-A-CB (Split System: Heat Pump with Remote Outdoor Unit-Air-Source) | RD17AZ24AJ3N | ASPEN |  | D(A,C,E)30C24+TDR | R801V0504A17UHU | 20200 | 17.7 | 8.1 | 22400 | 17000 | 75.89% | 2 | 0 | 9 |  |  |  | No | R-410A | 1.6833 | Residential & Commercial | No
214392237 | Central HP <5.4 tons | RUUD | HRCU-A-CB (Split System: Heat Pump with Remote Outdoor Unit-Air-Source) | RD17AZ24AJ3N | ASPEN |  | D(A,C,E)30D24+TDR | R801V0754A17UHN | 20800 | 18.8 | 8.1 | 22600 | 16800 | 74.34% | 2.1 | 0 | 9.7 |  |  |  | No | R-410A | 1.7333 | Residential & Commercial | No
214392321 | Central HP <5.4 tons | RUUD | HRCU-A-CB (Split System: Heat Pump with Remote Outdoor Unit-Air-Source) | RD17AZ24AJ3N | ASPEN |  | D(A,C,E)36C24+TDR | R802V0503A14UHS | 20800 | 17.8 | 8.1 | 22600 | 16900 | 74.78% | 2 | 0 | 9.7 |  |  |  | No | R-410A | 1.7333 | Residential & Commercial | No
214392336 | Central HP <5.4 tons | RUUD | HRCU-A-CB (Split System: Heat Pump with Remote Outdoor Unit-Air-Source) | RD17AZ24AJ3N | ASPEN |  | D(A,C,E)36B24+TDR | R802V0504A17UHN | 20400 | 17.7 | 8.1 | 22600 | 16900 | 74.78% | 2 | 0 | 9 |  |  |  | No | R-410A | 1.7 | Residential & Commercial | No
214392354 | Central HP <5.4 tons | RUUD | HRCU-A-CB (Split System: Heat Pump with Remote Outdoor Unit-Air-Source) | RD17AZ24AJ3N | ASPEN |  | D(A,C,E)36D24+TDR | R802V0504A17UHS | 21000 | 17.9 | 8.1 | 22600 | 16900 | 74.78% | 2 | 0 | 9.8 |  |  |  | No | R-410A | 1.75 | Residential & Commercial | No
214092332 | Central HP <5.4 tons | LUXAIRE | HRCU-A-CB (Split System: Heat Pump with Remote Outdoor Unit-Air-Source) | HMH72B341 | ASPEN |  | D(A,C,E)36A34+TDR | TM8Y100C20MP11 | 33600 | 18 | 8.1 | 32400 | 46500 | 143.5% | 3.12 | 0 | 9.5 |  |  |  | No | R-410A | 2.8 | Residential & Commercial | No
214092380 | Central HP <5.4 tons | LUXAIRE | HRCU-A-CB (Split System: Heat Pump with Remote Outdoor Unit-Air-Source) | HMH72B341 | ASPEN |  | D(A,C,E)36A34+TDR | TM9Y060B12MP11 | 32600 | 17.5 | 8.1 | 32400 | 46000 | 142% | 2.98 | 0 | 9.5 |  |  |  | No | R-410A | 2.7167 | Residential & Commercial | No
214092433 | Central HP <5.4 tons | LUXAIRE | HRCU-A-CB (Split System: Heat Pump with Remote Outdoor Unit-Air-Source) | HMH72B341 | ASPEN |  | D(A,C,E)48B34+TDR | TP9C080B12MP13 | 32800 | 17 | 8.1 | 32400 | 46000 | 142% | 3.06 | 0 | 9.5 |  |  |  | No | R-410A | 2.7333 | Residential & Commercial | No
214092448 | Central HP <5.4 tons | LUXAIRE | HRCU-A-CB (Split System: Heat Pump with Remote Outdoor Unit-Air-Source) | HMH72B341 | ASPEN |  | D(A,C,E)48B34+TDR | TPLC060A12MP13 | 32800 | 17.5 | 8.1 | 32400 | 45000 | 138.9% | 3.09 | 0 | 9.5 |  |  |  | No | R-410A | 2.7333 | Residential & Commercial | No
214092449 | Central HP <5.4 tons | LUXAIRE | HRCU-A-CB (Split System: Heat Pump with Remote Outdoor Unit-Air-Source) | HMH72B341 | ASPEN |  | D(A,C,E)36A34+TDR | TPLC080B12MP13 | 32400 | 17 | 8.1 | 32400 | 45500 | 140.4% | 2.97 | 0 | 9.5 |  |  |  | No | R-410A | 2.7 | Residential & Commercial | No
212621549 | Central HP <5.4 tons | COLEMAN | HRCU-A-CB (Split System: Heat Pump with Remote Outdoor Unit-Air-Source) | HMH72B341 | ASPEN |  | D(A,C,E)48B24+TDR | TM8V120C20MP12 | 29600 | 15.9 | 8.5 | 32200 | 27600 | 85.71% | 2.7 | 0 | 8 |  |  |  | No | R-410A | 2.4667 | Residential & Commercial | No
212621551 | Central HP <5.4 tons | COLEMAN | HRCU-A-CB (Split System: Heat Pump with Remote Outdoor Unit-Air-Source) | HMH72B341 | ASPEN |  | C(A,C,D,E)42B24+TDR | TMLV120C20MP12 | 29000 | 15.8 | 8.1 | 32200 | 27600 | 85.71% | 2.44 | 0 | 8.5 |  |  |  | No | R-410A | 2.4167 | Residential & Commercial | No
214392402 | Central HP <5.4 tons | RUUD | HRCU-A-CB (Split System: Heat Pump with Remote Outdoor Unit-Air-Source) | RD17AZ24AJ3N | ASPEN |  | D(A,C,E)36D24+TDR | R802V0754A17UHS | 21000 | 18.9 | 8.1 | 22600 | 16800 | 74.34% | 2.1 | 0 | 9.8 |  |  |  | No | R-410A | 1.75 | Residential & Commercial | No
214392488 | Central HP <5.4 tons | RUUD | HRCU-A-CB (Split System: Heat Pump with Remote Outdoor Unit-Air-Source) | RD17AZ24AJ3N | ASPEN |  | D(A,C,E)24D24+TDR | R951V0403A17M4S | 20400 | 17.7 | 8.1 | 22600 | 16900 | 74.78% | 2 | 0 | 9 |  |  |  | No | R-410A | 1.7 | Residential & Commercial | No
214392552 | Central HP <5.4 tons | RUUD | HRCU-A-CB (Split System: Heat Pump with Remote Outdoor Unit-Air-Source) | RD17AZ24AJ3N | ASPEN |  | D(A,C,E)24D24+TDR | R951V0703A17M4S | 20400 | 17.7 | 8.1 | 22600 | 16900 | 74.78% | 2 | 0 | 9 |  |  |  | No | R-410A | 1.7 | Residential & Commercial | No
214392636 | Central HP <5.4 tons | RUUD | HRCU-A-CB (Split System: Heat Pump with Remote Outdoor Unit-Air-Source) | RD17AZ24AJ3N | ASPEN |  | D(A,C,E)30C24+TDR | U802VA075317M | 20400 | 18.6 | 8.1 | 22600 | 16800 | 74.34% | 2.1 | 0 | 9 |  |  |  | No | R-410A | 1.7 | Residential & Commercial | No
214392652 | Central HP <5.4 tons | RUUD | HRCU-A-CB (Split System: Heat Pump with Remote Outdoor Unit-Air-Source) | RD17AZ24AJ3N | ASPEN |  | D(A,C,E)30C24+TDR | U802VA075317Z | 20400 | 18.6 | 8.1 | 22600 | 16800 | 74.34% | 2.1 | 0 | 9 |  |  |  | No | R-410A | 1.7 | Residential & Commercial | No
212622996 | Central HP <5.4 tons | COLEMAN | HRCU-A-CB (Split System: Heat Pump with Remote Outdoor Unit-Air-Source) | HMH72B341 | ASPEN |  | D(A,C,E)36A34+TDR | TM8E100B12MP11 | 31600 | 17.9 | 8.4 | 33800 | 27400 | 81.07% | 2.62 | 0 | 9.8 |  |  |  | No | R-410A | 2.6333 | Residential & Commercial | No
212623080 | Central HP <5.4 tons | COLEMAN | HRCU-A-CB (Split System: Heat Pump with Remote Outdoor Unit-Air-Source) | HMH72B341 | ASPEN |  | C(A,C,D,E)42A24+TDR | TMLE080B12MP11 | 29200 | 17.2 | 8.1 | 33800 | 27800 | 82.25% | 2.41 | 0 | 8.9 |  |  |  | No | R-410A | 2.4333 | Residential & Commercial | No
212623162 | Central HP <5.4 tons | COLEMAN | HRCU-A-CB (Split System: Heat Pump with Remote Outdoor Unit-Air-Source) | HMH72B341 | ASPEN |  | D(A,C,E)48D24+TDR | TM8E100B12MP11 | 31200 | 17.8 | 8.5 | 33800 | 27400 | 81.07% | 2.64 | 0 | 9.7 |  |  |  | No | R-410A | 2.6 | Residential & Commercial | No
212623196 | Central HP <5.4 tons | COLEMAN | HRCU-A-CB (Split System: Heat Pump with Remote Outdoor Unit-Air-Source) | HMH72B341 | ASPEN |  | C(A,C,D,E)36C24+TDR | TMLE100B12MP11 | 30000 | 17.4 | 8.1 | 33800 | 27400 | 81.07% | 2.44 | 0 | 9.5 |  |  |  | No | R-410A | 2.5 | Residential & Commercial | No
215375369 | Central HP <5.4 tons | RUUD | HRCU-A-CB (Split System: Heat Pump with Remote Outdoor Unit-Air-Source) | RD17AZ60AJ3N | ASPEN |  | D(A,C,E)60D36+TDR | R921V1005A21M4S | 51500 | 17.8 | 8.1 | 54000 | 51000 | 94.44% | 1.75 | 0 | 9.8 |  |  |  | No | R-410A | 4.2917 | Residential & Commercial | No
214810418 | Central HP <5.4 tons | RHEEM | HRCU-A-CB (Split System: Heat Pump with Remote Outdoor Unit-Air-Source) | RD17AZ60AJ3N | ADP |  | H,RE84960 | R97MV1155A24DHS | 53000 | 17 | 8.1 | 52000 | 49000 | 94.23% | 1.75 | 0 | 9.5 |  |  |  | No | R-410A | 4.4167 | Residential & Commercial | No
214810420 | Central HP <5.4 tons | RHEEM | HRCU-A-CB (Split System: Heat Pump with Remote Outdoor Unit-Air-Source) | RD17AZ60AJ3N | ADP |  | H,RE84960 | R98MV1005A21UPS | 53000 | 16 | 8.1 | 52500 | 49000 | 93.33% | 1.75 | 0 | 9.5 |  |  |  | No | R-410A | 4.4167 | Residential & Commercial | No
215375361 | Central HP <5.4 tons | RUUD | HRCU-A-CB (Split System: Heat Pump with Remote Outdoor Unit-Air-Source) | RD17AZ60AJ3N | ASPEN |  | D(A,C,E)60D36+TDR | R802V1005A21UHS | 52000 | 17.8 | 8.1 | 53500 | 50500 | 94.39% | 1.75 | 0 | 9.8 |  |  |  | No | R-410A | 4.3333 | Residential & Commercial | No
215375375 | Central HP <5.4 tons | RUUD | HRCU-A-CB (Split System: Heat Pump with Remote Outdoor Unit-Air-Source) | RD17AZ60AJ3N | ASPEN |  | D(A,C,E)60D36+TDR | R951V1155A24M4S | 52000 | 17.8 | 8.1 | 54000 | 50500 | 93.52% | 1.75 | 0 | 9.8 |  |  |  | No | R-410A | 4.3333 | Residential & Commercial | No
214394643 | Central HP <5.4 tons | RUUD | HRCU-A-CB (Split System: Heat Pump with Remote Outdoor Unit-Air-Source) | RD17AZ60AJ3N | ASPEN |  | D(A,C,E)60D34+TDR | R801V0755A21UHS | 52000 | 17.8 | 8.1 | 54000 | 49500 | 91.67% | 1.75 | 0 | 9.8 |  |  |  | No | R-410A | 4.3333 | Residential & Commercial | No
214394676 | Central HP <5.4 tons | RUUD | HRCU-A-CB (Split System: Heat Pump with Remote Outdoor Unit-Air-Source) | RD17AZ60AJ3N | ASPEN |  | D(A,C,E)60D44+TDR | R802V0755A21DZ | 52000 | 17.9 | 8.1 | 54000 | 49000 | 90.74% | 1.75 | 0 | 9.8 |  |  |  | No | R-410A | 4.3333 | Residential & Commercial | No
212623229 | Central HP <5.4 tons | COLEMAN | HRCU-A-CB (Split System: Heat Pump with Remote Outdoor Unit-Air-Source) | HMH72B341 | ASPEN |  | D(A,C,E)36B34+TDR | TM8Y100C20MP11 | 33600 | 18 | 8.2 | 33800 | 30000 | 88.76% | 2.76 | 0 | 9.5 |  |  |  | No | R-410A | 2.8 | Residential & Commercial | No
212623246 | Central HP <5.4 tons | COLEMAN | HRCU-A-CB (Split System: Heat Pump with Remote Outdoor Unit-Air-Source) | HMH72B341 | ASPEN |  | C(A,C,D,E)42A34+TDR | TM8V100C16MP12 | 31800 | 17.5 | 8.3 | 33800 | 27400 | 81.07% | 2.64 | 0 | 9.9 |  |  |  | No | R-410A | 2.65 | Residential & Commercial | No
212623278 | Central HP <5.4 tons | COLEMAN | HRCU-A-CB (Split System: Heat Pump with Remote Outdoor Unit-Air-Source) | HMH72B341 | ASPEN |  | C(A,C,D,E)42A34+TDR | TM8Y080C16MP11 | 31800 | 18.5 | 8.3 | 33800 | 27400 | 81.07% | 2.63 | 0 | 9.9 |  |  |  | No | R-410A | 2.65 | Residential & Commercial | No
212621670 | Central HP <5.4 tons | COLEMAN | HRCU-A-CB (Split System: Heat Pump with Remote Outdoor Unit-Air-Source) | HMH72B341 | ASPEN |  | D(A,C,E)36A44+TDR | CPLC120C20MP13 | 31400 | 16.5 | 8.1 | 32400 | 27800 | 85.8% | 2.44 | 0 | 8.9 |  |  |  | No | R-410A | 2.6167 | Residential & Commercial | No
212621697 | Central HP <5.4 tons | COLEMAN | HRCU-A-CB (Split System: Heat Pump with Remote Outdoor Unit-Air-Source) | HMH72B341 | ASPEN |  | D(A,C,E)36D34+TDR | TM8V100C20MP12 | 32200 | 16.5 | 8.1 | 32400 | 27800 | 85.8% | 2.44 | 0 | 9 |  |  |  | No | R-410A | 2.6833 | Residential & Commercial | No
212621722 | Central HP <5.4 tons | COLEMAN | HRCU-A-CB (Split System: Heat Pump with Remote Outdoor Unit-Air-Source) | HMH72B341 | ASPEN |  | D(A,C,E)42B34+TDR | TM8V120C20MP12 | 31800 | 16.5 | 8.5 | 32400 | 27800 | 85.8% | 2.7 | 0 | 8.9 |  |  |  | No | R-410A | 2.65 | Residential & Commercial | No
212394484 | Central HP <5.4 tons | COLEMAN | HRCU-A-CB (Split System: Heat Pump with Remote Outdoor Unit-Air-Source) | HMH72B341 | ADP |  | H,YE34936 | TM9E040A10MP12 | 32200 | 17 | 8.5 | 32400 | 23000 | 70.99% | 1.98 | 0 | 9.5 |  |  |  | No | R-410A | 2.6833 | Residential & Commercial | No
214092931 | Central HP <5.4 tons | LUXAIRE | HRCU-A-CB (Split System: Heat Pump with Remote Outdoor Unit-Air-Source) | HMH72B341 | ASPEN |  | D(A,C,E)36A36+TDR | LP9C100C20MP13 | 31600 | 17.5 | 8.1 | 32400 | 45000 | 138.9% | 3.18 | 0 | 9.3 |  |  |  | No | R-410A | 2.6333 | Residential & Commercial | No
214092949 | Central HP <5.4 tons | LUXAIRE | HRCU-A-CB (Split System: Heat Pump with Remote Outdoor Unit-Air-Source) | HMH72B341 | ASPEN |  | D(A,C,E)36A36+TDR | LPLC100C20MP13 | 31000 | 16.3 | 8.5 | 32400 | 43500 | 134.3% | 3.13 | 0 | 8.8 |  |  |  | No | R-410A | 2.5833 | Residential & Commercial | No
214092981 | Central HP <5.4 tons | LUXAIRE | HRCU-A-CB (Split System: Heat Pump with Remote Outdoor Unit-Air-Source) | HMH72B341 | ASPEN |  | D(A,C,E)48B36+TDR | TM8E080B12MP11 | 32600 | 18 | 8.1 | 32400 | 45000 | 138.9% | 3.09 | 0 | 9.5 |  |  |  | No | R-410A | 2.7167 | Residential & Commercial | No
212394509 | Central HP <5.4 tons | COLEMAN | HRCU-A-CB (Split System: Heat Pump with Remote Outdoor Unit-Air-Source) | HMH72B341 | ADP |  | H,YE32936 | TM9V060B12MP12 | 32600 | 17 | 8.5 | 32400 | 23200 | 71.6% | 2 | 0 | 9.5 |  |  |  | No | R-410A | 2.7167 | Residential & Commercial | No
212394516 | Central HP <5.4 tons | COLEMAN | HRCU-A-CB (Split System: Heat Pump with Remote Outdoor Unit-Air-Source) | HMH72B341 | ADP |  | H,YE35936 | TM9V080B12MP12 | 34000 | 17 | 8.5 | 32400 | 24000 | 74.07% | 2.06 | 0 | 9.5 |  |  |  | No | R-410A | 2.8333 | Residential & Commercial | No
212621585 | Central HP <5.4 tons | COLEMAN | HRCU-A-CB (Split System: Heat Pump with Remote Outdoor Unit-Air-Source) | HMH72B341 | ASPEN |  | D(A,C,E)36A34+TDR | CP9C120D20MP13 | 31200 | 16.8 | 8.1 | 32200 | 28000 | 86.96% | 2.51 | 0 | 9.3 |  |  |  | No | R-410A | 2.6 | Residential & Commercial | No
213796805 | Central HP <5.4 tons | CARRIER | HRCU-A-CB (Split System: Heat Pump with Remote Outdoor Unit-Air-Source) | 38MURAQ24AB3* | ADP |  | V,C36H***P039+CBPE3A* |  | 22800 | 16 | 8.6 | 25400 | 25400 | 100% | 2.1 | 0 | 9.5 |  |  |  | No | R-410A | 1.9 | Residential & Commercial | No
213752783 | Central HP <5.4 tons | CARRIER | HRCU-A-CB (Split System: Heat Pump with Remote Outdoor Unit-Air-Source) | 38MURAQ24AB3* | ASPEN |  | D(A,C,E)24B44+TDR | 59SC2E040M17**12 | 23400 | 16 | 8.5 | 26400 | 20400 | 77.27% | 2.84 | 0 | 9.5 |  |  |  | No | R-410A | 1.95 | Residential & Commercial | No
214394691 | Central HP <5.4 tons | RUUD | HRCU-A-CB (Split System: Heat Pump with Remote Outdoor Unit-Air-Source) | RD17AZ60AJ3N | ASPEN |  | D(A,C,E)60D34+TDR | R802V1005A21UHN | 52000 | 17.8 | 8.1 | 53500 | 49000 | 91.59% | 1.75 | 0 | 9.8 |  |  |  | No | R-410A | 4.3333 | Residential & Commercial | No
215375352 | Central HP <5.4 tons | RUUD | HRCU-A-CB (Split System: Heat Pump with Remote Outdoor Unit-Air-Source) | RD17AZ60AJ3N | ASPEN |  | D(A,C,E)60D36+TDR | R801V1005A21UHU | 52000 | 17.8 | 8.1 | 54000 | 50500 | 93.52% | 1.75 | 0 | 9.8 |  |  |  | No | R-410A | 4.3333 | Residential & Commercial | No
215375368 | Central HP <5.4 tons | RUUD | HRCU-A-CB (Split System: Heat Pump with Remote Outdoor Unit-Air-Source) | RD17AZ60AJ3N | ASPEN |  | D(A,C,E)60D36+TDR | R921V0855A21M4S | 51500 | 16.9 | 8.1 | 54000 | 51000 | 94.44% | 1.75 | 0 | 9.8 |  |  |  | No | R-410A | 4.2917 | Residential & Commercial | No
214394711 | Central HP <5.4 tons | RUUD | HRCU-A-CB (Split System: Heat Pump with Remote Outdoor Unit-Air-Source) | RD17AZ60AJ3N | ASPEN |  | D(A,C,E)60D34+TDR | R802V1505A24UHN | 52000 | 17.8 | 8.1 | 53500 | 49000 | 91.59% | 1.75 | 0 | 9.8 |  |  |  | No | R-410A | 4.3333 | Residential & Commercial | No
214394744 | Central HP <5.4 tons | RUUD | HRCU-A-CB (Split System: Heat Pump with Remote Outdoor Unit-Air-Source) | RD17AZ60AJ3N | ASPEN |  | D(A,C,E)60D44+TDR | R951V1005A21UHU | 52000 | 17.9 | 8.1 | 54000 | 49500 | 91.67% | 1.75 | 0 | 9.8 |  |  |  | No | R-410A | 4.3333 | Residential & Commercial | No
214394758 | Central HP <5.4 tons | RUUD | HRCU-A-CB (Split System: Heat Pump with Remote Outdoor Unit-Air-Source) | RD17AZ60AJ3N | ASPEN |  | D(A,C,E)60D44+TDR | R962V1005A21M4S | 52000 | 17.9 | 8.1 | 54000 | 49500 | 91.67% | 1.75 | 0 | 9.8 |  |  |  | No | R-410A | 4.3333 | Residential & Commercial | No
213204112 | Central HP <5.4 tons | TEMPSTAR | HRCU-A-CB (Split System: Heat Pump with Remote Outdoor Unit-Air-Source) | DLCURAH24AAK | ASPEN |  | D(A,C,E)30B34+TDR | *80ES(N,L)1102120A* | 23800 | 15.5 | 8.5 | 26200 | 27600 | 105.3% | 2.7 | 0 | 9.5 |  |  |  | No | R-410A | 1.9833 | Residential & Commercial | No
213204164 | Central HP <5.4 tons | TEMPSTAR | HRCU-A-CB (Split System: Heat Pump with Remote Outdoor Unit-Air-Source) | DLCURAH24AAK | ASPEN |  | D(A,C,E)36B34+TDR | *92ESN0601714A* | 23800 | 16 | 8.1 | 25400 | 28000 | 110.2% | 2.59 | 0 | 9 |  |  |  | No | R-410A | 1.9833 | Residential & Commercial | No
213204180 | Central HP <5.4 tons | TEMPSTAR | HRCU-A-CB (Split System: Heat Pump with Remote Outdoor Unit-Air-Source) | DLCURAH24AAK | ASPEN |  | D(A,C,E)24B44+TDR | *92ESN0802120A* | 23800 | 16 | 8.5 | 26000 | 28000 | 107.7% | 2.62 | 0 | 9 |  |  |  | No | R-410A | 1.9833 | Residential & Commercial | No
213204199 | Central HP <5.4 tons | TEMPSTAR | HRCU-A-CB (Split System: Heat Pump with Remote Outdoor Unit-Air-Source) | DLCURAH24AAK | ASPEN |  | D(A,C,E)36B34+TDR | *92ESN1002120A* | 23800 | 16 | 8.5 | 26000 | 27800 | 106.9% | 2.6 | 0 | 9 |  |  |  | No | R-410A | 1.9833 | Residential & Commercial | No
213204279 | Central HP <5.4 tons | TEMPSTAR | HRCU-A-CB (Split System: Heat Pump with Remote Outdoor Unit-Air-Source) | DLCURAH24AAK | ASPEN |  | D(A,C,E)30C44+TDR | *95ESN0802120A* | 23800 | 15.5 | 8.5 | 26000 | 26000 | 100% | 2.73 | 0 | 9.5 |  |  |  | No | R-410A | 1.9833 | Residential & Commercial | No
213369433 | Central HP <5.4 tons | CARRIER | HRCU-A-CB (Split System: Heat Pump with Remote Outdoor Unit-Air-Source) | 38MURAQ36AB3* | ADP |  | H,PG7J936 | 59TP6C080V21**20 | 35200 | 16 | 8.1 | 36800 | 34800 | 94.57% | 1.9 | 0 | 9.5 |  |  |  | No | R-410A | 2.9333 | Residential & Commercial | No
214320274 | Central HP <5.4 tons | BOREAL | HRCU-A-C (Split System: Heat Pump with Remote Outdoor Unit with No Indoor Fan --Air Source) | ENVBR60HPJ1OA | ASPEN |  | C(A,C,D,E)60A44+TDR |  | 50500 | 15.2 | 8.5 | 53000 | 37200 | 70.19% | 1.8 | 0 | 9.5 |  |  |  | No | R-410A | 4.2083 | Residential & Commercial | No
212621601 | Central HP <5.4 tons | COLEMAN | HRCU-A-CB (Split System: Heat Pump with Remote Outdoor Unit-Air-Source) | HMH72B341 | ASPEN |  | C(A,C,D,E)42B34+TDR | TP9C120D20MP13 | 31800 | 17 | 8.1 | 32200 | 28200 | 87.58% | 2.5 | 0 | 9.4 |  |  |  | No | R-410A | 2.65 | Residential & Commercial | No
212621635 | Central HP <5.4 tons | COLEMAN | HRCU-A-CB (Split System: Heat Pump with Remote Outdoor Unit-Air-Source) | HMH72B341 | ASPEN |  | C(A,C,D,E)36C24+TDR | TPLC120C20MP13 | 29000 | 15.8 | 8.1 | 32400 | 27400 | 84.57% | 2.45 | 0 | 8.5 |  |  |  | No | R-410A | 2.4167 | Residential & Commercial | No
212621667 | Central HP <5.4 tons | COLEMAN | HRCU-A-CB (Split System: Heat Pump with Remote Outdoor Unit-Air-Source) | HMH72B341 | ASPEN |  | C(A,C,D,E)42D24+TDR | CPLC120C20MP13 | 30000 | 16 | 8.1 | 32400 | 27800 | 85.8% | 2.44 | 0 | 8.6 |  |  |  | No | R-410A | 2.5 | Residential & Commercial | No
212623362 | Central HP <5.4 tons | COLEMAN | HRCU-A-CB (Split System: Heat Pump with Remote Outdoor Unit-Air-Source) | HMH72B341 | ASPEN |  | D(A,C,E)48C24+TDR | TM9V080C16MP12 | 30800 | 17.2 | 8.5 | 33800 | 27400 | 81.07% | 2.66 | 0 | 9 |  |  |  | No | R-410A | 2.5667 | Residential & Commercial | No
212623364 | Central HP <5.4 tons | COLEMAN | HRCU-A-CB (Split System: Heat Pump with Remote Outdoor Unit-Air-Source) | HMH72B341 | ASPEN |  | D(A,C,E)48D24+TDR | TM9V080C16MP12 | 31200 | 17.3 | 8.5 | 33800 | 27400 | 81.07% | 2.66 | 0 | 9.7 |  |  |  | No | R-410A | 2.6 | Residential & Commercial | No
213204366 | Central HP <5.4 tons | TEMPSTAR | HRCU-A-CB (Split System: Heat Pump with Remote Outdoor Unit-Air-Source) | DLCURAH24AAK | ASPEN |  | D(A,C,E)36B34+TDR | *96VTN1002120A* | 23800 | 16 | 8.1 | 25000 | 26200 | 104.8% | 2.75 | 0 | 9.5 |  |  |  | No | R-410A | 1.9833 | Residential & Commercial | No
213821071 | Central HP <5.4 tons | TEMPSTAR | HRCU-A-CB (Split System: Heat Pump with Remote Outdoor Unit-Air-Source) | DLCURAH24AAK | ASPEN |  | D(A,C,E)24B44+TDR | *80VTL0902120B* | 23400 | 16 | 8.1 | 24800 | 22400 | 90.32% | 2.9 | 0 | 9 |  |  |  | No | R-410A | 1.95 | Residential & Commercial | No
213821103 | Central HP <5.4 tons | TEMPSTAR | HRCU-A-CB (Split System: Heat Pump with Remote Outdoor Unit-Air-Source) | DLCURAH24AAK | ASPEN |  | D(A,C,E)30C44+TDR | *92MSN0802120A* | 23800 | 16.5 | 8.1 | 24600 | 22200 | 90.24% | 2.88 | 0 | 9 |  |  |  | No | R-410A | 1.9833 | Residential & Commercial | No
213821105 | Central HP <5.4 tons | TEMPSTAR | HRCU-A-CB (Split System: Heat Pump with Remote Outdoor Unit-Air-Source) | DLCURAH24AAK | ASPEN |  | D(A,C,E)36C34+TDR | *92MSN0802120A* | 23800 | 16.5 | 8.1 | 24600 | 22200 | 90.24% | 2.88 | 0 | 9 |  |  |  | No | R-410A | 1.9833 | Residential & Commercial | No
213821119 | Central HP <5.4 tons | TEMPSTAR | HRCU-A-CB (Split System: Heat Pump with Remote Outdoor Unit-Air-Source) | DLCURAH24AAK | ASPEN |  | D(A,C,E)36B34+TDR | *96MSN0401410A* | 22800 | 15.4 | 8.1 | 24400 | 22200 | 90.98% | 2.87 | 0 | 9.3 |  |  |  | No | R-410A | 1.9 | Residential & Commercial | No
213821122 | Central HP <5.4 tons | TEMPSTAR | HRCU-A-CB (Split System: Heat Pump with Remote Outdoor Unit-Air-Source) | DLCURAH24AAK | ASPEN |  | D(A,C,E)30B34+TDR | *96MSN0401712A* | 23200 | 15.2 | 8.1 | 24800 | 22600 | 91.13% | 2.85 | 0 | 9 |  |  |  | No | R-410A | 1.9333 | Residential & Commercial | No
213821139 | Central HP <5.4 tons | TEMPSTAR | HRCU-A-CB (Split System: Heat Pump with Remote Outdoor Unit-Air-Source) | DLCURAH24AAK | ASPEN |  | D(A,C,E)36B34+TDR | *96MSN0802120A* | 23800 | 16 | 8.1 | 25000 | 22200 | 88.8% | 2.9 | 0 | 9.5 |  |  |  | No | R-410A | 1.9833 | Residential & Commercial | No
213821156 | Central HP <5.4 tons | TEMPSTAR | HRCU-A-CB (Split System: Heat Pump with Remote Outdoor Unit-Air-Source) | DLCURAH24AAK | ASPEN |  | D(A,C,E)24B44+TDR | *96VTN0801716B* | 23200 | 16 | 8.1 | 24600 | 22200 | 90.24% | 2.86 | 0 | 9.5 |  |  |  | No | R-410A | 1.9333 | Residential & Commercial | No
213752900 | Central HP <5.4 tons | CARRIER | HRCU-A-CB (Split System: Heat Pump with Remote Outdoor Unit-Air-Source) | 38MURAQ24AB3* | ASPEN |  | D(A,C,E)30C44+TDR | 59SC6A080M21**20 | 23000 | 17.5 | 8.5 | 25200 | 20000 | 79.37% | 2.97 | 0 | 9.8 |  |  |  | No | R-410A | 1.9167 | Residential & Commercial | No
214393874 | Central HP <5.4 tons | RUUD | HRCU-A-CB (Split System: Heat Pump with Remote Outdoor Unit-Air-Source) | RD17AZ36AJ3N | ASPEN |  | D(A,C,E)48D24+TDR | R951V0703A17M4S | 30800 | 17.6 | 8.1 | 34200 | 29600 | 86.55% | 1.9 | 0 | 9.6 |  |  |  | No | R-410A | 2.5667 | Residential & Commercial | No
214392669 | Central HP <5.4 tons | RUUD | HRCU-A-CB (Split System: Heat Pump with Remote Outdoor Unit-Air-Source) | RD17AZ24AJ3N | ASPEN |  | D(A,C,E)30D24+TDR | U97MV0603A17DHS | 20800 | 18.8 | 8.1 | 22600 | 16900 | 74.78% | 2 | 0 | 9.7 |  |  |  | No | R-410A | 1.7333 | Residential & Commercial | No
214392688 | Central HP <5.4 tons | RUUD | HRCU-A-CB (Split System: Heat Pump with Remote Outdoor Unit-Air-Source) | RD17AZ24AJ3N | ASPEN |  | D(A,C,E)36B24+TDR | U97MV0703A17DHS | 20400 | 18.6 | 8.1 | 22600 | 16900 | 74.78% | 2 | 0 | 9 |  |  |  | No | R-410A | 1.7 | Residential & Commercial | No
214392689 | Central HP <5.4 tons | RUUD | HRCU-A-CB (Split System: Heat Pump with Remote Outdoor Unit-Air-Source) | RD17AZ24AJ3N | ASPEN |  | D(A,C,E)36C24+TDR | U97MV0703A17DHS | 20800 | 18.8 | 8.1 | 22600 | 16900 | 74.78% | 2 | 0 | 9.7 |  |  |  | No | R-410A | 1.7333 | Residential & Commercial | No
214392706 | Central HP <5.4 tons | RUUD | HRCU-A-CB (Split System: Heat Pump with Remote Outdoor Unit-Air-Source) | RD17AZ24AJ3N | ASPEN |  | D(A,C,E)36D24+TDR | U98MV0603A17UPS | 21000 | 18.9 | 8.1 | 22600 | 16900 | 74.78% | 2 | 0 | 9.8 |  |  |  | No | R-410A | 1.75 | Residential & Commercial | No
215294477 | Central HP <5.4 tons | AIRQUEST | HRCU-A-CB (Split System: Heat Pump with Remote Outdoor Unit-Air-Source) | DLCURAH30ABK | ADP |  | H,GG80936 | *96VTN1002122B* | 30000 | 15.2 | 8.1 | 32600 | 27200 | 83.44% | 1.8 | 0 | 9 |  |  |  | No | R-410A | 2.5 | Residential & Commercial | No
213821354 | Central HP <5.4 tons | TEMPSTAR | HRCU-A-CB (Split System: Heat Pump with Remote Outdoor Unit-Air-Source) | DLCURAH30ABK | ASPEN |  | D(A,C,E)30D44+TDR | *80MS(N,L)0701412A* | 29600 | 15.2 | 8.1 | 34000 | 23800 | 70% | 2.72 | 0 | 9 |  |  |  | No | R-410A | 2.4667 | Residential & Commercial | No
214092999 | Central HP <5.4 tons | LUXAIRE | HRCU-A-CB (Split System: Heat Pump with Remote Outdoor Unit-Air-Source) | HMH72B341 | ASPEN |  | D(A,C,E)48B36+TDR | TM8V080B12MP12 | 32400 | 17 | 8.1 | 32400 | 45500 | 140.4% | 3 | 0 | 9.5 |  |  |  | No | R-410A | 2.7 | Residential & Commercial | No
214093015 | Central HP <5.4 tons | LUXAIRE | HRCU-A-CB (Split System: Heat Pump with Remote Outdoor Unit-Air-Source) | HMH72B341 | ASPEN |  | D(A,C,E)36A36+TDR | TM8Y080B12MP11 | 31800 | 17.9 | 8.1 | 32400 | 44000 | 135.8% | 3.09 | 0 | 9.8 |  |  |  | No | R-410A | 2.65 | Residential & Commercial | No
214093016 | Central HP <5.4 tons | LUXAIRE | HRCU-A-CB (Split System: Heat Pump with Remote Outdoor Unit-Air-Source) | HMH72B341 | ASPEN |  | D(A,C,E)42A46+TDR | TM8Y080B12MP11 | 32600 | 18 | 8.1 | 32400 | 44000 | 135.8% | 3.11 | 0 | 9.9 |  |  |  | No | R-410A | 2.7167 | Residential & Commercial | No
212621682 | Central HP <5.4 tons | COLEMAN | HRCU-A-CB (Split System: Heat Pump with Remote Outdoor Unit-Air-Source) | HMH72B341 | ASPEN |  | D(A,C,E)48C34+TDR | CPLC120C20MP13 | 32600 | 16.5 | 8.1 | 32400 | 27800 | 85.8% | 2.44 | 0 | 9 |  |  |  | No | R-410A | 2.7167 | Residential & Commercial | No
212621683 | Central HP <5.4 tons | COLEMAN | HRCU-A-CB (Split System: Heat Pump with Remote Outdoor Unit-Air-Source) | HMH72B341 | ASPEN |  | D(A,C,E)48D24+TDR | CPLC120C20MP13 | 30400 | 16.1 | 8.1 | 32400 | 27800 | 85.8% | 2.44 | 0 | 8 |  |  |  | No | R-410A | 2.5333 | Residential & Commercial | No
212621716 | Central HP <5.4 tons | COLEMAN | HRCU-A-CB (Split System: Heat Pump with Remote Outdoor Unit-Air-Source) | HMH72B341 | ASPEN |  | D(A,C,E)36A44+TDR | TM8V120C20MP12 | 31400 | 16.5 | 8.5 | 32400 | 27800 | 85.8% | 2.7 | 0 | 8.9 |  |  |  | No | R-410A | 2.6167 | Residential & Commercial | No
212621736 | Central HP <5.4 tons | COLEMAN | HRCU-A-CB (Split System: Heat Pump with Remote Outdoor Unit-Air-Source) | HMH72B341 | ASPEN |  | C(A,C,D,E)42D24+TDR | TMLV120C20MP12 | 30000 | 16 | 8.1 | 32400 | 27800 | 85.8% | 2.44 | 0 | 8.6 |  |  |  | No | R-410A | 2.5 | Residential & Commercial | No
212622070 | Central HP <5.4 tons | COLEMAN | HRCU-A-CB (Split System: Heat Pump with Remote Outdoor Unit-Air-Source) | HMH72B341 | ASPEN |  | C(A,C,D,E)42C24+TDR | TM8Y060A12MP11 | 30400 | 17.6 | 8.1 | 33400 | 27400 | 82.04% | 2.42 | 0 | 9.6 |  |  |  | No | R-410A | 2.5333 | Residential & Commercial | No
214394390 | Central HP <5.4 tons | RUUD | HRCU-A-CB (Split System: Heat Pump with Remote Outdoor Unit-Air-Source) | RD17AZ36AJ3N | ASPEN |  | D(A,C,E)48D24+TDR | U97MV0603A17DHS | 30800 | 17.6 | 8.1 | 34200 | 29600 | 86.55% | 1.9 | 0 | 9.6 |  |  |  | No | R-410A | 2.5667 | Residential & Commercial | No
212622085 | Central HP <5.4 tons | COLEMAN | HRCU-A-CB (Split System: Heat Pump with Remote Outdoor Unit-Air-Source) | HMH72B341 | ASPEN |  | D(A,C,E)42D24+TDR | TM8Y060A12MP11 | 30800 | 17.7 | 8.1 | 33400 | 27400 | 82.04% | 2.42 | 0 | 9 |  |  |  | No | R-410A | 2.5667 | Residential & Commercial | No
212623430 | Central HP <5.4 tons | COLEMAN | HRCU-A-CB (Split System: Heat Pump with Remote Outdoor Unit-Air-Source) | HMH72B341 | ASPEN |  | C(A,C,D,E)42A34+TDR | TL9E080C16UH11 | 31800 | 17.5 | 8.4 | 33800 | 27800 | 82.25% | 2.63 | 0 | 9.4 |  |  |  | No | R-410A | 2.65 | Residential & Commercial | No
212623446 | Central HP <5.4 tons | COLEMAN | HRCU-A-CB (Split System: Heat Pump with Remote Outdoor Unit-Air-Source) | HMH72B341 | ASPEN |  | C(A,C,D,E)36B24+TDR | TL9E100C20UH11 | 31000 | 17 | 8.4 | 33800 | 28800 | 85.21% | 2.79 | 0 | 9.8 |  |  |  | No | R-410A | 2.5833 | Residential & Commercial | No
212623498 | Central HP <5.4 tons | COLEMAN | HRCU-A-CB (Split System: Heat Pump with Remote Outdoor Unit-Air-Source) | HMH72B341 | ASPEN |  | C(A,C,D,E)42A24+TDR | TM9V100C16MP12 | 29200 | 16.7 | 8.5 | 33800 | 27200 | 80.47% | 2.67 | 0 | 9.4 |  |  |  | No | R-410A | 2.4333 | Residential & Commercial | No
212621749 | Central HP <5.4 tons | COLEMAN | HRCU-A-CB (Split System: Heat Pump with Remote Outdoor Unit-Air-Source) | HMH72B341 | ASPEN |  | D(A,C,E)48B34+TDR | TMLV120C20MP12 | 32000 | 16.5 | 8.1 | 32400 | 27800 | 85.8% | 2.44 | 0 | 8.9 |  |  |  | No | R-410A | 2.6667 | Residential & Commercial | No
212621752 | Central HP <5.4 tons | COLEMAN | HRCU-A-CB (Split System: Heat Pump with Remote Outdoor Unit-Air-Source) | HMH72B341 | ASPEN |  | D(A,C,E)48D24+TDR | TMLV120C20MP12 | 30400 | 16.1 | 8.1 | 32400 | 27800 | 85.8% | 2.44 | 0 | 8 |  |  |  | No | R-410A | 2.5333 | Residential & Commercial | No
212621767 | Central HP <5.4 tons | COLEMAN | HRCU-A-CB (Split System: Heat Pump with Remote Outdoor Unit-Air-Source) | HMH72B341 | ASPEN |  | D(A,C,E)42A44+TDR | TPLC100C20MP13 | 31800 | 16.5 | 8.1 | 32400 | 27800 | 85.8% | 2.44 | 0 | 8.9 |  |  |  | No | R-410A | 2.65 | Residential & Commercial | No
212621801 | Central HP <5.4 tons | COLEMAN | HRCU-A-CB (Split System: Heat Pump with Remote Outdoor Unit-Air-Source) | HMH72B341 | ASPEN |  | C(A,C,D,E)36A44+TDR | TM9Y120D20MP11 | 31600 | 16.5 | 8.5 | 32400 | 28200 | 87.04% | 2.77 | 0 | 9.3 |  |  |  | No | R-410A | 2.6333 | Residential & Commercial | No
214093031 | Central HP <5.4 tons | LUXAIRE | HRCU-A-CB (Split System: Heat Pump with Remote Outdoor Unit-Air-Source) | HMH72B341 | ASPEN |  | D(A,C,E)42A46+TDR | TM9E040A10MP12 | 32200 | 17 | 8.1 | 32400 | 44500 | 137.3% | 2.98 | 0 | 9.5 |  |  |  | No | R-410A | 2.6833 | Residential & Commercial | No
214093368 | Central HP <5.4 tons | LUXAIRE | HRCU-A-CB (Split System: Heat Pump with Remote Outdoor Unit-Air-Source) | HMH72B361 | ASPEN |  | D(A,C,E)48B36+TDR | Z8ES080C20LMPS1 | 34600 | 17 | 8.1 | 32400 | 44000 | 135.8% | 3.24 | 0 | 9 |  |  |  | No | R-410A | 2.8833 | Residential & Commercial | No
214093048 | Central HP <5.4 tons | LUXAIRE | HRCU-A-CB (Split System: Heat Pump with Remote Outdoor Unit-Air-Source) | HMH72B341 | ASPEN |  | D(A,C,E)36A36+TDR | TM9E100C20MP12 | 31600 | 15.4 | 8.1 | 32400 | 43500 | 134.3% | 3.1 | 0 | 9.8 |  |  |  | No | R-410A | 2.6333 | Residential & Commercial | No
212623512 | Central HP <5.4 tons | COLEMAN | HRCU-A-CB (Split System: Heat Pump with Remote Outdoor Unit-Air-Source) | HMH72B341 | ASPEN |  | C(A,C,D,E)42B24+TDR | TL8E100C20UH11 | 29600 | 16.9 | 8.5 | 33800 | 27200 | 80.47% | 2.69 | 0 | 9.5 |  |  |  | No | R-410A | 2.4667 | Residential & Commercial | No
212623599 | Central HP <5.4 tons | COLEMAN | HRCU-A-CB (Split System: Heat Pump with Remote Outdoor Unit-Air-Source) | HMH72B341 | ASPEN |  | C(A,C,D,E)36D24+TDR | TM9Y060B12MP11 | 31400 | 17.5 | 8.1 | 34000 | 29400 | 86.47% | 2.43 | 0 | 9.5 |  |  |  | No | R-410A | 2.6167 | Residential & Commercial | No
212623649 | Central HP <5.4 tons | COLEMAN | HRCU-A-CB (Split System: Heat Pump with Remote Outdoor Unit-Air-Source) | HMH72B341 | ASPEN |  | D(A,C,E)48D34+TDR | TM8V080B12MP12 | 32400 | 17 | 8.1 | 33600 | 29400 | 87.5% | 2.42 | 0 | 9.5 |  |  |  | No | R-410A | 2.7 | Residential & Commercial | No
212623716 | Central HP <5.4 tons | COLEMAN | HRCU-A-CB (Split System: Heat Pump with Remote Outdoor Unit-Air-Source) | HMH72B341 | ASPEN |  | C(A,C,D,E)42C24+TDR | TM9E060B12MP12 | 30400 | 17 | 8.1 | 34000 | 28000 | 82.35% | 2.39 | 0 | 9.1 |  |  |  | No | R-410A | 2.5333 | Residential & Commercial | No
212622767 | Central HP <5.4 tons | COLEMAN | HRCU-A-CB (Split System: Heat Pump with Remote Outdoor Unit-Air-Source) | HMH72B341 | ASPEN |  | D(A,C,E)36B34+TDR | TM9E060A10MP12 | 31800 | 17.5 | 8.1 | 33800 | 27400 | 81.07% | 2.4 | 0 | 9.4 |  |  |  | No | R-410A | 2.65 | Residential & Commercial | No
212623765 | Central HP <5.4 tons | COLEMAN | HRCU-A-CB (Split System: Heat Pump with Remote Outdoor Unit-Air-Source) | HMH72B341 | ASPEN |  | D(A,C,E)48C34+TDR | TM9E060B12MP12 | 33200 | 17.5 | 8.1 | 34000 | 28000 | 82.35% | 2.39 | 0 | 9 |  |  |  | No | R-410A | 2.7667 | Residential & Commercial | No
212623814 | Central HP <5.4 tons | COLEMAN | HRCU-A-CB (Split System: Heat Pump with Remote Outdoor Unit-Air-Source) | HMH72B341 | ASPEN |  | C(A,C,D,E)36A44+TDR | CP9C060B12MP13 | 32000 | 17.5 | 8.1 | 34000 | 27800 | 81.76% | 2.42 | 0 | 9.4 |  |  |  | No | R-410A | 2.6667 | Residential & Commercial | No
212623816 | Central HP <5.4 tons | COLEMAN | HRCU-A-CB (Split System: Heat Pump with Remote Outdoor Unit-Air-Source) | HMH72B341 | ASPEN |  | C(A,C,D,E)36B34+TDR | CP9C060B12MP13 | 32200 | 17.5 | 8.1 | 34000 | 27800 | 81.76% | 2.42 | 0 | 9.4 |  |  |  | No | R-410A | 2.6833 | Residential & Commercial | No
212394518 | Central HP <5.4 tons | COLEMAN | HRCU-A-CB (Split System: Heat Pump with Remote Outdoor Unit-Air-Source) | HMH72B341 | ADP |  | H,YE33936 | TM9V080C16MP12 | 32800 | 17 | 8.5 | 32400 | 23000 | 70.99% | 2.04 | 0 | 9.5 |  |  |  | No | R-410A | 2.7333 | Residential & Commercial | No
212394535 | Central HP <5.4 tons | COLEMAN | HRCU-A-CB (Split System: Heat Pump with Remote Outdoor Unit-Air-Source) | HMH72B341 | ADP |  | H,YE35936 | TM9Y080B12MP11 | 34000 | 18 | 8.5 | 32400 | 24000 | 74.07% | 2.06 | 0 | 9.5 |  |  |  | No | R-410A | 2.8333 | Residential & Commercial | No
213752167 | Central HP <5.4 tons | CARRIER | HRCU-A-CB (Split System: Heat Pump with Remote Outdoor Unit-Air-Source) | 38MURAQ24AA3* | ASPEN |  | D(A,C,E)30B34+TDR | 58S(B,C)*B070M14**12 | 23400 | 16.5 | 8.1 | 24800 | 22400 | 90.32% | 2.9 | 0 | 9.5 |  |  |  | No | R-410A | 1.95 | Residential & Commercial | No
213752251 | Central HP <5.4 tons | CARRIER | HRCU-A-CB (Split System: Heat Pump with Remote Outdoor Unit-Air-Source) | 38MURAQ24AA3* | ASPEN |  | D(A,C,E)30C44+TDR | 58S(B,C)*B090M21**20 | 23800 | 16.5 | 8.1 | 24800 | 22400 | 90.32% | 2.89 | 0 | 9 |  |  |  | No | R-410A | 1.9833 | Residential & Commercial | No
214394761 | Central HP <5.4 tons | RUUD | HRCU-A-CB (Split System: Heat Pump with Remote Outdoor Unit-Air-Source) | RD17AZ60AJ3N | ASPEN |  | D(A,C,E)60D34+TDR | R962V1155A24M4S | 52000 | 17.8 | 8.1 | 54000 | 49000 | 90.74% | 1.75 | 0 | 9.8 |  |  |  | No | R-410A | 4.3333 | Residential & Commercial | No
214810414 | Central HP <5.4 tons | RHEEM | HRCU-A-CB (Split System: Heat Pump with Remote Outdoor Unit-Air-Source) | RD17AZ60AJ3N | ADP |  | H,RE84960 | R962V1005A21M4S | 53000 | 17 | 8.1 | 52000 | 49000 | 94.23% | 1.75 | 0 | 9.5 |  |  |  | No | R-410A | 4.4167 | Residential & Commercial | No
212622319 | Central HP <5.4 tons | COLEMAN | HRCU-A-CB (Split System: Heat Pump with Remote Outdoor Unit-Air-Source) | HMH72B341 | ASPEN |  | C(A,C,D,E)42B24+TDR | TM9Y100C16MP11 | 31200 | 18 | 8.2 | 33600 | 28200 | 83.93% | 2.67 | 0 | 9.9 |  |  |  | No | R-410A | 2.6 | Residential & Commercial | No
214093117 | Central HP <5.4 tons | LUXAIRE | HRCU-A-CB (Split System: Heat Pump with Remote Outdoor Unit-Air-Source) | HMH72B341 | ASPEN |  | D(A,C,E)36A36+TDR | TMLV120C20MP12 | 31000 | 16.3 | 8.5 | 32400 | 43500 | 134.3% | 3.13 | 0 | 8.8 |  |  |  | No | R-410A | 2.5833 | Residential & Commercial | No
214093133 | Central HP <5.4 tons | LUXAIRE | HRCU-A-CB (Split System: Heat Pump with Remote Outdoor Unit-Air-Source) | HMH72B341 | ASPEN |  | D(A,C,E)42A46+TDR | TP9C100C20MP13 | 32400 | 17.5 | 8.1 | 32400 | 45000 | 138.9% | 3.16 | 0 | 9.5 |  |  |  | No | R-410A | 2.7 | Residential & Commercial | No
214092229 | Central HP <5.4 tons | LUXAIRE | HRCU-A-CB (Split System: Heat Pump with Remote Outdoor Unit-Air-Source) | HMH72B341 | ASPEN |  | D(A,C,E)48B34+TDR | LP9C060B12MP13 | 32800 | 17.5 | 8.1 | 32400 | 44500 | 137.3% | 3.07 | 0 | 9.5 |  |  |  | No | R-410A | 2.7333 | Residential & Commercial | No
212622401 | Central HP <5.4 tons | COLEMAN | HRCU-A-CB (Split System: Heat Pump with Remote Outdoor Unit-Air-Source) | HMH72B341 | ASPEN |  | D(A,C,E)36A34+TDR | TM8Y120C20MP11 | 33600 | 18 | 8.1 | 33600 | 30000 | 89.29% | 2.72 | 0 | 9.5 |  |  |  | No | R-410A | 2.8 | Residential & Commercial | No
212622402 | Central HP <5.4 tons | COLEMAN | HRCU-A-CB (Split System: Heat Pump with Remote Outdoor Unit-Air-Source) | HMH72B341 | ASPEN |  | D(A,C,E)48A34+TDR | TM8Y120C20MP11 | 33600 | 18 | 8.1 | 33600 | 30000 | 89.29% | 2.72 | 0 | 9.5 |  |  |  | No | R-410A | 2.8 | Residential & Commercial | No
212622437 | Central HP <5.4 tons | COLEMAN | HRCU-A-CB (Split System: Heat Pump with Remote Outdoor Unit-Air-Source) | HMH72B341 | ASPEN |  | C(A,C,D,E)48A24+TDR | TM9Y080C16MP11 | 29600 | 17.8 | 8.4 | 33600 | 28000 | 83.33% | 2.62 | 0 | 9 |  |  |  | No | R-410A | 2.4667 | Residential & Commercial | No
212622454 | Central HP <5.4 tons | COLEMAN | HRCU-A-CB (Split System: Heat Pump with Remote Outdoor Unit-Air-Source) | HMH72B341 | ASPEN |  | C(A,C,D,E)48C24+TDR | TM9E100C16MP12 | 30800 | 17.7 | 8.5 | 33600 | 27200 | 80.95% | 2.66 | 0 | 9 |  |  |  | No | R-410A | 2.5667 | Residential & Commercial | No
212441642 | Central HP <5.4 tons | CHAMPION HEATING AND COOLING | HRCU-A-CB (Split System: Heat Pump with Remote Outdoor Unit-Air-Source) | HMH72B341 | ADP |  | H,YE8J936 | TM9E100C20MP12 | 33600 | 15.2 | 8.45 | 31600 | 23200 | 73.42% | 2.04 | 0 | 9.5 |  |  |  | No | R-410A | 2.8 | Residential & Commercial | No
212441657 | Central HP <5.4 tons | CHAMPION HEATING AND COOLING | HRCU-A-CB (Split System: Heat Pump with Remote Outdoor Unit-Air-Source) | HMH72B341 | ADP |  | H,YE8J936 | TM9V100C20MP12 | 33400 | 17 | 8.5 | 32400 | 23200 | 71.6% | 2.06 | 0 | 9.5 |  |  |  | No | R-410A | 2.7833 | Residential & Commercial | No
214810364 | Central HP <5.4 tons | RHEEM | HRCU-A-CB (Split System: Heat Pump with Remote Outdoor Unit-Air-Source) | RD17AZ36AJ3N | ADP |  | H,RE9J936 | R962V0403A17M4S | 32200 | 17 | 8.1 | 32600 | 29200 | 89.57% | 1.9 | 0 | 9.5 |  |  |  | No | R-410A | 2.6833 | Residential & Commercial | No
212622892 | Central HP <5.4 tons | COLEMAN | HRCU-A-CB (Split System: Heat Pump with Remote Outdoor Unit-Air-Source) | HMH72B341 | ASPEN |  | C(A,C,D,E)36A34+TDR | TM8V100C16MP12 | 31400 | 17.4 | 8.2 | 33800 | 27200 | 80.47% | 2.62 | 0 | 9.8 |  |  |  | No | R-410A | 2.6167 | Residential & Commercial | No
212623108 | Central HP <5.4 tons | COLEMAN | HRCU-A-CB (Split System: Heat Pump with Remote Outdoor Unit-Air-Source) | HMH72B341 | ASPEN |  | C(A,C,D,E)36B34+TDR | TM8E060A12MP11 | 32200 | 18 | 8.1 | 33800 | 27400 | 81.07% | 2.44 | 0 | 9.9 |  |  |  | No | R-410A | 2.6833 | Residential & Commercial | No
212621818 | Central HP <5.4 tons | COLEMAN | HRCU-A-CB (Split System: Heat Pump with Remote Outdoor Unit-Air-Source) | HMH72B341 | ASPEN |  | D(A,C,E)36D24+TDR | TM9Y120D20MP11 | 29800 | 15.9 | 8.5 | 32400 | 28200 | 87.04% | 2.77 | 0 | 9 |  |  |  | No | R-410A | 2.4833 | Residential & Commercial | No
212621836 | Central HP <5.4 tons | COLEMAN | HRCU-A-CB (Split System: Heat Pump with Remote Outdoor Unit-Air-Source) | HMH72B341 | ASPEN |  | C(A,C,D,E)36B24+TDR | TM9V120D20MP12 | 28800 | 16.1 | 8.5 | 32400 | 27800 | 85.8% | 2.79 | 0 | 8.9 |  |  |  | No | R-410A | 2.4 | Residential & Commercial | No
212621849 | Central HP <5.4 tons | COLEMAN | HRCU-A-CB (Split System: Heat Pump with Remote Outdoor Unit-Air-Source) | HMH72B341 | ASPEN |  | C(A,C,D,E)42C24+TDR | CP9C120D20MP13 | 29800 | 16.4 | 8.1 | 32400 | 28200 | 87.04% | 2.51 | 0 | 9 |  |  |  | No | R-410A | 2.4833 | Residential & Commercial | No
212622469 | Central HP <5.4 tons | COLEMAN | HRCU-A-CB (Split System: Heat Pump with Remote Outdoor Unit-Air-Source) | HMH72B341 | ASPEN |  | D(A,C,E)48C24+TDR | TM9E100C16MP12 | 30800 | 17.7 | 8.5 | 33600 | 27200 | 80.95% | 2.66 | 0 | 9 |  |  |  | No | R-410A | 2.5667 | Residential & Commercial | No
215679250 | Central HP <5.4 tons | KEEPRITE | HRCU-A-CB (Split System: Heat Pump with Remote Outdoor Unit-Air-Source) | C5H0V36*K*AAA* |  |  | EA*5X37M17A*+WALLCON | *80CSU0601716B* | 34000 | 17 | 9 | 35600 | 25400 | 71.35% | 1.86 | 0 | 9.5 |  |  |  | No | R-454B | 2.8333 | Residential & Commercial | No
213752186 | Central HP <5.4 tons | CARRIER | HRCU-A-CB (Split System: Heat Pump with Remote Outdoor Unit-Air-Source) | 38MURAQ24AA3* | ASPEN |  | D(A,C,E)30C44+TDR | 58S(B,C)*B070M17**12 | 23600 | 16.5 | 8.1 | 24600 | 22200 | 90.24% | 2.87 | 0 | 9.5 |  |  |  | No | R-410A | 1.9667 | Residential & Commercial | No
213752218 | Central HP <5.4 tons | CARRIER | HRCU-A-CB (Split System: Heat Pump with Remote Outdoor Unit-Air-Source) | 38MURAQ24AA3* | ASPEN |  | D(A,C,E)36B34+TDR | 58S(B,C)*B070M21**16 | 23800 | 16.5 | 8.5 | 25000 | 22400 | 89.6% | 2.92 | 0 | 9.5 |  |  |  | No | R-410A | 1.9833 | Residential & Commercial | No
213752236 | Central HP <5.4 tons | CARRIER | HRCU-A-CB (Split System: Heat Pump with Remote Outdoor Unit-Air-Source) | 38MURAQ24AA3* | ASPEN |  | D(A,C,E)24B44+TDR | 58S(B,C)*B090M21**16 | 23200 | 16.5 | 8.1 | 24600 | 22000 | 89.43% | 2.86 | 0 | 9.5 |  |  |  | No | R-410A | 1.9333 | Residential & Commercial | No
213752238 | Central HP <5.4 tons | CARRIER | HRCU-A-CB (Split System: Heat Pump with Remote Outdoor Unit-Air-Source) | 38MURAQ24AA3* | ASPEN |  | D(A,C,E)30B34+TDR | 58S(B,C)*B090M21**16 | 23200 | 16.5 | 8.1 | 24600 | 22000 | 89.43% | 2.86 | 0 | 9.5 |  |  |  | No | R-410A | 1.9333 | Residential & Commercial | No
213752304 | Central HP <5.4 tons | CARRIER | HRCU-A-CB (Split System: Heat Pump with Remote Outdoor Unit-Air-Source) | 38MURAQ24AA3* | ASPEN |  | D(A,C,E)30C44+TDR | 58TP*B070V17**16 | 23400 | 16 | 8.1 | 25200 | 22400 | 88.89% | 2.9 | 0 | 9.5 |  |  |  | No | R-410A | 1.95 | Residential & Commercial | No
215588583 | Central HP <5.4 tons | AMERISTAR | HRCU-A-CB (Split System: Heat Pump with Remote Outdoor Unit-Air-Source) | E4HL5030A1000A |  |  | A4AH5V30A1B3 |  | 28000 | 15.2 | 8.5 | 28000 | 21000 | 75% | 1.9 | 0 | 9.8 |  |  |  | No | R-410A | 2.3333 | Residential & Commercial | No
212622485 | Central HP <5.4 tons | COLEMAN | HRCU-A-CB (Split System: Heat Pump with Remote Outdoor Unit-Air-Source) | HMH72B341 | ASPEN |  | C(A,C,D,E)36A34+TDR | TM9V100C20MP12 | 31200 | 17.4 | 8.3 | 33600 | 28200 | 83.93% | 2.66 | 0 | 9.3 |  |  |  | No | R-410A | 2.6 | Residential & Commercial | No
212622488 | Central HP <5.4 tons | COLEMAN | HRCU-A-CB (Split System: Heat Pump with Remote Outdoor Unit-Air-Source) | HMH72B341 | ASPEN |  | C(A,C,D,E)36B24+TDR | TM8Y120C20MP11 | 31200 | 17.9 | 8.4 | 33600 | 30000 | 89.29% | 2.83 | 0 | 9.3 |  |  |  | No | R-410A | 2.6 | Residential & Commercial | No
212622619 | Central HP <5.4 tons | COLEMAN | HRCU-A-CB (Split System: Heat Pump with Remote Outdoor Unit-Air-Source) | HMH72B341 | ASPEN |  | C(A,C,D,E)36A44+TDR | TM9V080B12MP12 | 32800 | 17 | 8.2 | 33800 | 29200 | 86.39% | 2.65 | 0 | 9.5 |  |  |  | No | R-410A | 2.7333 | Residential & Commercial | No
214092248 | Central HP <5.4 tons | LUXAIRE | HRCU-A-CB (Split System: Heat Pump with Remote Outdoor Unit-Air-Source) | HMH72B341 | ASPEN |  | D(A,C,E)36A34+TDR | LPLC080B12MP13 | 32400 | 17 | 8.1 | 32400 | 45500 | 140.4% | 2.97 | 0 | 9.5 |  |  |  | No | R-410A | 2.7 | Residential & Commercial | No
214092262 | Central HP <5.4 tons | LUXAIRE | HRCU-A-CB (Split System: Heat Pump with Remote Outdoor Unit-Air-Source) | HMH72B341 | ASPEN |  | D(A,C,E)48B34+TDR | LPLC120C20MP13 | 32000 | 16.5 | 8.5 | 32400 | 44000 | 135.8% | 3.14 | 0 | 8.9 |  |  |  | No | R-410A | 2.6667 | Residential & Commercial | No
214092263 | Central HP <5.4 tons | LUXAIRE | HRCU-A-CB (Split System: Heat Pump with Remote Outdoor Unit-Air-Source) | HMH72B341 | ASPEN |  | D(A,C,E)36A34+TDR | TL8E060A12UH11 | 32800 | 18 | 8.1 | 32400 | 45000 | 138.9% | 3.01 | 0 | 9.5 |  |  |  | No | R-410A | 2.7333 | Residential & Commercial | No
214092266 | Central HP <5.4 tons | LUXAIRE | HRCU-A-CB (Split System: Heat Pump with Remote Outdoor Unit-Air-Source) | HMH72B341 | ASPEN |  | D(A,C,E)36A34+TDR | TL8E080C16UH11 | 31600 | 17.5 | 8.1 | 32400 | 44500 | 137.3% | 3.15 | 0 | 9.8 |  |  |  | No | R-410A | 2.6333 | Residential & Commercial | No
212622637 | Central HP <5.4 tons | COLEMAN | HRCU-A-CB (Split System: Heat Pump with Remote Outdoor Unit-Air-Source) | HMH72B341 | ASPEN |  | C(A,C,D,E)36A34+TDR | TM8E080B12MP11 | 31400 | 17.8 | 8.2 | 33800 | 27800 | 82.25% | 2.56 | 0 | 9.3 |  |  |  | No | R-410A | 2.6167 | Residential & Commercial | No
213752786 | Central HP <5.4 tons | CARRIER | HRCU-A-CB (Split System: Heat Pump with Remote Outdoor Unit-Air-Source) | 38MURAQ24AB3* | ASPEN |  | D(A,C,E)30B34+TDR | 59SC2E040M17**12 | 23200 | 16 | 8.5 | 26400 | 20400 | 77.27% | 2.84 | 0 | 9.5 |  |  |  | No | R-410A | 1.9333 | Residential & Commercial | No
212622770 | Central HP <5.4 tons | COLEMAN | HRCU-A-CB (Split System: Heat Pump with Remote Outdoor Unit-Air-Source) | HMH72B341 | ASPEN |  | D(A,C,E)36D24+TDR | TM9E060A10MP12 | 30200 | 17.1 | 8.1 | 33800 | 27400 | 81.07% | 2.4 | 0 | 9.1 |  |  |  | No | R-410A | 2.5167 | Residential & Commercial | No
212622771 | Central HP <5.4 tons | COLEMAN | HRCU-A-CB (Split System: Heat Pump with Remote Outdoor Unit-Air-Source) | HMH72B341 | ASPEN |  | D(A,C,E)36D34+TDR | TM9E060A10MP12 | 32600 | 17.5 | 8.1 | 33800 | 27400 | 81.07% | 2.4 | 0 | 9.5 |  |  |  | No | R-410A | 2.7167 | Residential & Commercial | No
212622772 | Central HP <5.4 tons | COLEMAN | HRCU-A-CB (Split System: Heat Pump with Remote Outdoor Unit-Air-Source) | HMH72B341 | ASPEN |  | D(A,C,E)42A44+TDR | TM9E060A10MP12 | 32200 | 17.5 | 8.1 | 33800 | 27400 | 81.07% | 2.4 | 0 | 9.4 |  |  |  | No | R-410A | 2.6833 | Residential & Commercial | No
214092346 | Central HP <5.4 tons | LUXAIRE | HRCU-A-CB (Split System: Heat Pump with Remote Outdoor Unit-Air-Source) | HMH72B341 | ASPEN |  | D(A,C,E)48B34+TDR | TM9E060B12MP12 | 32800 | 17.5 | 8.1 | 32400 | 45000 | 138.9% | 3.06 | 0 | 9.5 |  |  |  | No | R-410A | 2.7333 | Residential & Commercial | No
214092365 | Central HP <5.4 tons | LUXAIRE | HRCU-A-CB (Split System: Heat Pump with Remote Outdoor Unit-Air-Source) | HMH72B341 | ASPEN |  | D(A,C,E)36A34+TDR | TM9V080B12MP12 | 32800 | 17 | 8.1 | 32400 | 46000 | 142% | 3.03 | 0 | 9.5 |  |  |  | No | R-410A | 2.7333 | Residential & Commercial | No
215402628 | Central HP <5.4 tons | DAY & NIGHT | HRCU-A-CB (Split System: Heat Pump with Remote Outdoor Unit-Air-Source) | DLCURAH24ABK | ASPEN |  | L(E,F)W30C4 |  | 23200 | 16 | 8.5 | 25600 | 19900 | 77.73% | 2.9 | 0 | 9.8 |  |  |  | No | R-410A | 1.9333 | Residential & Commercial | No
212348354 | Central HP <5.4 tons | HISENSE | HRCU-A-CB (Split System: Heat Pump with Remote Outdoor Unit-Air-Source) | AUWR-36U3SA2 | ASPEN |  | LEW36C4 |  | 33800 | 17.5 | 8.5 | 33000 | 23600 | 71.52% | 2.47 | 0 | 9.5 |  |  |  | No | R-410A | 2.8167 | Residential & Commercial | No
215385628 | Central HP <5.4 tons | HISENSE | HRCU-A-CB (Split System: Heat Pump with Remote Outdoor Unit-Air-Source) | AUWR-36U3SA2 | ASPEN |  | L(E,F)W36D4 |  | 30800 | 16 | 9 | 34400 | 26000 | 75.58% | 2.05 | 0 | 9.5 |  |  |  | No | R-410A | 2.5667 | Residential & Commercial | No
214394692 | Central HP <5.4 tons | RUUD | HRCU-A-CB (Split System: Heat Pump with Remote Outdoor Unit-Air-Source) | RD17AZ60AJ3N | ASPEN |  | D(A,C,E)60D44+TDR | R802V1005A21UHN | 52000 | 17.9 | 8.1 | 53500 | 49000 | 91.59% | 1.75 | 0 | 9.8 |  |  |  | No | R-410A | 4.3333 | Residential & Commercial | No
215681390 | Central HP <5.4 tons | KEEPRITE | HRCU-A-CB (Split System: Heat Pump with Remote Outdoor Unit-Air-Source) | C5H0V48*K*AAA* |  |  | EA*5X60M24A*+WALLCON | *80CSU0802120B* | 45500 | 18 | 9 | 47000 | 33400 | 71.06% | 2.06 | 0 | 9.5 |  |  |  | No | R-454B | 3.7917 | Residential & Commercial | No
214810415 | Central HP <5.4 tons | RHEEM | HRCU-A-CB (Split System: Heat Pump with Remote Outdoor Unit-Air-Source) | RD17AZ60AJ3N | ADP |  | H,RE84960 | R962V1155A24M4S | 53500 | 17 | 8.1 | 52000 | 48500 | 93.27% | 1.75 | 0 | 9.5 |  |  |  | No | R-410A | 4.4583 | Residential & Commercial | No
214810416 | Central HP <5.4 tons | RHEEM | HRCU-A-CB (Split System: Heat Pump with Remote Outdoor Unit-Air-Source) | RD17AZ60AJ3N | ADP |  | H,RE84960 | R97MV0855A21DHS | 53000 | 17 | 8.1 | 52000 | 49000 | 94.23% | 1.75 | 0 | 9.5 |  |  |  | No | R-410A | 4.4167 | Residential & Commercial | No
214810365 | Central HP <5.4 tons | RHEEM | HRCU-A-CB (Split System: Heat Pump with Remote Outdoor Unit-Air-Source) | RD17AZ36AJ3N | ADP |  | H,RE9J936 | R962V0603A17M4S | 32200 | 17 | 8.1 | 32600 | 29400 | 90.18% | 1.9 | 0 | 9.5 |  |  |  | No | R-410A | 2.6833 | Residential & Commercial | No
215682660 | Central HP <5.4 tons | KEEPRITE | HRCU-A-CB (Split System: Heat Pump with Remote Outdoor Unit-Air-Source) | C5H0V60*K*AAA* |  |  | EA*5X61M24A*+WALLCON | *96CTN0802120B* | 56000 | 18.5 | 9 | 60000 | 42000 | 70% | 2.02 | 0 | 9 |  |  |  | No | R-454B | 4.6667 | Residential & Commercial | No
215682810 | Central HP <5.4 tons | KEEPRITE | HRCU-A-CB (Split System: Heat Pump with Remote Outdoor Unit-Air-Source) | C5H0V60*K*AAA* |  |  | EVM5X60M21A*+WALLCON | *80CSU0401712B* | 56000 | 18 | 8.5 | 60500 | 43500 | 71.9% | 2.12 | 0 | 9.5 |  |  |  | No | R-454B | 4.6667 | Residential & Commercial | No
215682860 | Central HP <5.4 tons | KEEPRITE | HRCU-A-CB (Split System: Heat Pump with Remote Outdoor Unit-Air-Source) | C5H0V60*K*AAA* |  |  | EVM5X60M21A*+WALLCON | *97CTN1002122A* | 56500 | 18.5 | 9 | 64000 | 45000 | 70.31% | 2.08 | 0 | 9 |  |  |  | No | R-454B | 4.7083 | Residential & Commercial | No
213753883 | Central HP <5.4 tons | CARRIER | HRCU-A-CB (Split System: Heat Pump with Remote Outdoor Unit-Air-Source) | 38MURAQ36AB3* | ASPEN |  | D(A,C,E)42B34+TDR | 59TP6C120V24**22 | 34000 | 16.5 | 8.5 | 37800 | 31800 | 84.13% | 2.72 | 0 | 9.9 |  |  |  | No | R-410A | 2.8333 | Residential & Commercial | No
215678170 | Central HP <5.4 tons | KEEPRITE | HRCU-A-CB (Split System: Heat Pump with Remote Outdoor Unit-Air-Source) | C5H0V60*K*AAA* |  |  | ESH5X60M12A*+WALLCON | *96CTN1002122B* | 55500 | 17 | 8.5 | 60000 | 42000 | 70% | 1.9 | 0 | 8.5 |  |  |  | No | R-454B | 4.625 | Residential & Commercial | No
213752322 | Central HP <5.4 tons | CARRIER | HRCU-A-CB (Split System: Heat Pump with Remote Outdoor Unit-Air-Source) | 38MURAQ24AA3* | ASPEN |  | D(A,C,E)36B34+TDR | 58TP*B090V17**16 | 23400 | 16 | 8.1 | 25000 | 22400 | 89.6% | 2.87 | 0 | 9.5 |  |  |  | No | R-410A | 1.95 | Residential & Commercial | No
213752379 | Central HP <5.4 tons | CARRIER | HRCU-A-CB (Split System: Heat Pump with Remote Outdoor Unit-Air-Source) | 38MURAQ24AA3* | ASPEN |  | D(A,C,E)24B44+TDR | 59SC2E060M17**14 | 23600 | 16.5 | 8.1 | 24800 | 22400 | 90.32% | 2.91 | 0 | 9 |  |  |  | No | R-410A | 1.9667 | Residential & Commercial | No
214608432 | Central HP <5.4 tons | HISENSE | HRCU-A-CB (Split System: Heat Pump with Remote Outdoor Unit-Air-Source) | AUWR-48U3SP2 | ASPEN |  | AE(D,N,U)+DM60B44+TDR |  | 47000 | 16.5 | 8.1 | 47000 | 33000 | 70.21% | 1.9 | 0 | 9.8 |  |  |  | No | R-410A | 3.9167 | Residential & Commercial | No
215679740 | Central HP <5.4 tons | KEEPRITE | HRCU-A-CB (Split System: Heat Pump with Remote Outdoor Unit-Air-Source) | C5H0V36*K*AAA* |  |  | ESH5X36M12A*+WALLCON | *97CTN0601716A* | 33400 | 16 | 8.5 | 36000 | 25800 | 71.67% | 1.76 | 0 | 9 |  |  |  | No | R-454B | 2.7833 | Residential & Commercial | No
213752915 | Central HP <5.4 tons | CARRIER | HRCU-A-CB (Split System: Heat Pump with Remote Outdoor Unit-Air-Source) | 38MURAQ24AB3* | ASPEN |  | D(A,C,E)24B44+TDR | 59SP6A040V17**12 | 23200 | 16 | 8.5 | 25800 | 20200 | 78.29% | 2.83 | 0 | 9.5 |  |  |  | No | R-410A | 1.9333 | Residential & Commercial | No
213206513 | Central HP <5.4 tons | CARRIER | HRCU-A-CB (Split System: Heat Pump with Remote Outdoor Unit-Air-Source) | 38MURAQ24AB3* | ASPEN |  | D(A,C,E)36C34+TDR | 59SC5B040E17**12 | 23800 | 15.2 | 8.1 | 26400 | 20400 | 77.27% | 2.73 | 0 | 9.5 |  |  |  | No | R-410A | 1.9833 | Residential & Commercial | No
213752743 | Central HP <5.4 tons | CARRIER | HRCU-A-CB (Split System: Heat Pump with Remote Outdoor Unit-Air-Source) | 38MURAQ24AB3* | ASPEN |  | D(A,C,E)24B44+TDR | 58TP*B070V17**16 | 22400 | 17.3 | 8.4 | 25200 | 20000 | 79.37% | 2.97 | 0 | 9.7 |  |  |  | No | R-410A | 1.8667 | Residential & Commercial | No
213753265 | Central HP <5.4 tons | CARRIER | HRCU-A-CB (Split System: Heat Pump with Remote Outdoor Unit-Air-Source) | 38MURAQ30AB3* | ASPEN |  | D(A,C,E)30D44+TDR | 58TP*B070V14**12 | 29600 | 15.2 | 8.1 | 34000 | 23800 | 70% | 2.7 | 0 | 9 |  |  |  | No | R-410A | 2.4667 | Residential & Commercial | No
214810393 | Central HP <5.4 tons | RHEEM | HRCU-A-CB (Split System: Heat Pump with Remote Outdoor Unit-Air-Source) | RD17AZ24AJ3N | ADP |  | H,RE7J924 | R921V0603A17M4S | 21600 | 17 | 8.1 | 21000 | 16600 | 79.05% | 2 | 0 | 9.5 |  |  |  | No | R-410A | 1.8 | Residential & Commercial | No
212400418 | Central HP <5.4 tons | COLEMAN | HRCU-A-CB (Split System: Heat Pump with Remote Outdoor Unit-Air-Source) | HMH72B361 | ASPEN |  | C(A,C,D,E)36C46+JMET12BS4N1+TDR |  | 35400 | 18 | 8.1 | 36000 | 26400 | 73.33% | 2.81 | 0 | 9 |  |  |  | No | R-410A | 2.95 | Residential & Commercial | No
215675760 | Central HP <5.4 tons | KEEPRITE | HRCU-A-CB (Split System: Heat Pump with Remote Outdoor Unit-Air-Source) | C5H0V48*K*AAA* |  |  | EVM5X60M21A*+WALLCON | *95CSU0601716B* | 47500 | 18 | 9 | 50000 | 37200 | 74.4% | 1.98 | 0 | 9.5 |  |  |  | No | R-454B | 3.9583 | Residential & Commercial | No
212623115 | Central HP <5.4 tons | COLEMAN | HRCU-A-CB (Split System: Heat Pump with Remote Outdoor Unit-Air-Source) | HMH72B341 | ASPEN |  | C(A,C,D,E)48B24+TDR | TM8E060A12MP11 | 30400 | 17.5 | 8.1 | 33800 | 27400 | 81.07% | 2.44 | 0 | 9 |  |  |  | No | R-410A | 2.5333 | Residential & Commercial | No
212623133 | Central HP <5.4 tons | COLEMAN | HRCU-A-CB (Split System: Heat Pump with Remote Outdoor Unit-Air-Source) | HMH72B341 | ASPEN |  | D(A,C,E)48D24+TDR | TM8E060A12MP11 | 31200 | 17.8 | 8.1 | 33800 | 27400 | 81.07% | 2.44 | 0 | 9.7 |  |  |  | No | R-410A | 2.6 | Residential & Commercial | No
212623135 | Central HP <5.4 tons | COLEMAN | HRCU-A-CB (Split System: Heat Pump with Remote Outdoor Unit-Air-Source) | HMH72B341 | ASPEN |  | C(A,C,D,E)36A44+TDR | TM8E100B12MP11 | 32200 | 18 | 8.5 | 33800 | 27400 | 81.07% | 2.64 | 0 | 9.9 |  |  |  | No | R-410A | 2.6833 | Residential & Commercial | No
214608788 | Central HP <5.4 tons | COLEMAN | HRCU-A-CB (Split System: Heat Pump with Remote Outdoor Unit-Air-Source) | HMH72B341 | ASPEN |  | D(A,C,E)48D34+JMET12CS2N1+TDR |  | 33000 | 17.5 | 8.5 | 32600 | 28000 | 85.89% | 2.79 | 0 | 9 |  |  |  | No | R-410A | 2.75 | Residential & Commercial | No
212623144 | Central HP <5.4 tons | COLEMAN | HRCU-A-CB (Split System: Heat Pump with Remote Outdoor Unit-Air-Source) | HMH72B341 | ASPEN |  | C(A,C,D,E)48B24+TDR | TM8E100B12MP11 | 30400 | 17.5 | 8.5 | 33800 | 27400 | 81.07% | 2.64 | 0 | 9 |  |  |  | No | R-410A | 2.5333 | Residential & Commercial | No
212623151 | Central HP <5.4 tons | COLEMAN | HRCU-A-CB (Split System: Heat Pump with Remote Outdoor Unit-Air-Source) | HMH72B341 | ASPEN |  | D(A,C,E)36D24+TDR | TM8E100B12MP11 | 30400 | 17.5 | 8.5 | 33800 | 27400 | 81.07% | 2.64 | 0 | 9 |  |  |  | No | R-410A | 2.5333 | Residential & Commercial | No
212623160 | Central HP <5.4 tons | COLEMAN | HRCU-A-CB (Split System: Heat Pump with Remote Outdoor Unit-Air-Source) | HMH72B341 | ASPEN |  | D(A,C,E)48C24+TDR | TM8E100B12MP11 | 30800 | 17.7 | 8.5 | 33800 | 27400 | 81.07% | 2.64 | 0 | 9 |  |  |  | No | R-410A | 2.5667 | Residential & Commercial | No
212623167 | Central HP <5.4 tons | COLEMAN | HRCU-A-CB (Split System: Heat Pump with Remote Outdoor Unit-Air-Source) | HMH72B341 | ASPEN |  | C(A,C,D,E)36C24+TDR | TMLE060A12MP11 | 30000 | 17.4 | 8.1 | 33800 | 27400 | 81.07% | 2.44 | 0 | 9.5 |  |  |  | No | R-410A | 2.5 | Residential & Commercial | No
212623169 | Central HP <5.4 tons | COLEMAN | HRCU-A-CB (Split System: Heat Pump with Remote Outdoor Unit-Air-Source) | HMH72B341 | ASPEN |  | C(A,C,D,E)36D24+TDR | TMLE060A12MP11 | 30400 | 17.5 | 8.1 | 33800 | 27400 | 81.07% | 2.44 | 0 | 9 |  |  |  | No | R-410A | 2.5333 | Residential & Commercial | No
212623174 | Central HP <5.4 tons | COLEMAN | HRCU-A-CB (Split System: Heat Pump with Remote Outdoor Unit-Air-Source) | HMH72B341 | ASPEN |  | C(A,C,D,E)48C24+TDR | TMLE060A12MP11 | 30800 | 17.7 | 8.1 | 33800 | 27400 | 81.07% | 2.44 | 0 | 9 |  |  |  | No | R-410A | 2.5667 | Residential & Commercial | No
212623201 | Central HP <5.4 tons | COLEMAN | HRCU-A-CB (Split System: Heat Pump with Remote Outdoor Unit-Air-Source) | HMH72B341 | ASPEN |  | C(A,C,D,E)42D24+TDR | TMLE100B12MP11 | 30800 | 17.7 | 8.1 | 33800 | 27400 | 81.07% | 2.44 | 0 | 9 |  |  |  | No | R-410A | 2.5667 | Residential & Commercial | No
214092396 | Central HP <5.4 tons | LUXAIRE | HRCU-A-CB (Split System: Heat Pump with Remote Outdoor Unit-Air-Source) | HMH72B341 | ASPEN |  | D(A,C,E)42A44+TDR | TM9Y120D20MP11 | 32000 | 16.5 | 8.5 | 32400 | 44000 | 135.8% | 3.16 | 0 | 9.4 |  |  |  | No | R-410A | 2.6667 | Residential & Commercial | No
212627927 | Central HP <5.4 tons | COLEMAN | HRCU-A-CB (Split System: Heat Pump with Remote Outdoor Unit-Air-Source) | HMH72B341 | ASPEN |  | D(A,C,E)48C26+TDR | CP9C100C16MP13 | 30600 | 17.2 | 8.1 | 34000 | 27400 | 80.59% | 2.47 | 0 | 9.6 |  |  |  | No | R-410A | 2.55 | Residential & Commercial | No
212628041 | Central HP <5.4 tons | COLEMAN | HRCU-A-CB (Split System: Heat Pump with Remote Outdoor Unit-Air-Source) | HMH72B341 | ASPEN |  | D(A,C,E)48C36+TDR | TM8Y120C20MP11 | 33600 | 18 | 8.5 | 34000 | 30200 | 88.82% | 2.85 | 0 | 9.5 |  |  |  | No | R-410A | 2.8 | Residential & Commercial | No
212622904 | Central HP <5.4 tons | COLEMAN | HRCU-A-CB (Split System: Heat Pump with Remote Outdoor Unit-Air-Source) | HMH72B341 | ASPEN |  | D(A,C,E)36A34+TDR | TM9E080B12MP12 | 31600 | 17.5 | 8.4 | 33800 | 27400 | 81.07% | 2.62 | 0 | 9.8 |  |  |  | No | R-410A | 2.6333 | Residential & Commercial | No
212623056 | Central HP <5.4 tons | COLEMAN | HRCU-A-CB (Split System: Heat Pump with Remote Outdoor Unit-Air-Source) | HMH72B341 | ASPEN |  | D(A,C,E)36D24+TDR | TM9E080B12MP12 | 30400 | 17 | 8.5 | 33800 | 27400 | 81.07% | 2.65 | 0 | 9 |  |  |  | No | R-410A | 2.5333 | Residential & Commercial | No
212623285 | Central HP <5.4 tons | COLEMAN | HRCU-A-CB (Split System: Heat Pump with Remote Outdoor Unit-Air-Source) | HMH72B341 | ASPEN |  | D(A,C,E)42A34+TDR | TM9V100C16MP12 | 31800 | 17.5 | 8.3 | 33800 | 27400 | 81.07% | 2.63 | 0 | 9.9 |  |  |  | No | R-410A | 2.65 | Residential & Commercial | No
212623294 | Central HP <5.4 tons | COLEMAN | HRCU-A-CB (Split System: Heat Pump with Remote Outdoor Unit-Air-Source) | HMH72B341 | ASPEN |  | C(A,C,D,E)36B34+TDR | CP9C080C16MP13 | 32200 | 17.5 | 8.1 | 33800 | 27400 | 81.07% | 2.45 | 0 | 9.9 |  |  |  | No | R-410A | 2.6833 | Residential & Commercial | No
212623301 | Central HP <5.4 tons | COLEMAN | HRCU-A-CB (Split System: Heat Pump with Remote Outdoor Unit-Air-Source) | HMH72B341 | ASPEN |  | C(A,C,D,E)42C24+TDR | CP9C080C16MP13 | 30400 | 17 | 8.1 | 33800 | 27400 | 81.07% | 2.45 | 0 | 9 |  |  |  | No | R-410A | 2.5333 | Residential & Commercial | No
212623122 | Central HP <5.4 tons | COLEMAN | HRCU-A-CB (Split System: Heat Pump with Remote Outdoor Unit-Air-Source) | HMH72B341 | ASPEN |  | D(A,C,E)36D24+TDR | TM8E060A12MP11 | 30400 | 17.5 | 8.1 | 33800 | 27400 | 81.07% | 2.44 | 0 | 9 |  |  |  | No | R-410A | 2.5333 | Residential & Commercial | No
212623171 | Central HP <5.4 tons | COLEMAN | HRCU-A-CB (Split System: Heat Pump with Remote Outdoor Unit-Air-Source) | HMH72B341 | ASPEN |  | C(A,C,D,E)42C24+TDR | TMLE060A12MP11 | 30400 | 17.5 | 8.1 | 33800 | 27400 | 81.07% | 2.44 | 0 | 9 |  |  |  | No | R-410A | 2.5333 | Residential & Commercial | No
212623342 | Central HP <5.4 tons | COLEMAN | HRCU-A-CB (Split System: Heat Pump with Remote Outdoor Unit-Air-Source) | HMH72B341 | ASPEN |  | C(A,C,D,E)42C24+TDR | TM9V080C16MP12 | 30400 | 17 | 8.5 | 33800 | 27400 | 81.07% | 2.66 | 0 | 9 |  |  |  | No | R-410A | 2.5333 | Residential & Commercial | No
212623353 | Central HP <5.4 tons | COLEMAN | HRCU-A-CB (Split System: Heat Pump with Remote Outdoor Unit-Air-Source) | HMH72B341 | ASPEN |  | D(A,C,E)36D24+TDR | TM9V080C16MP12 | 30400 | 17 | 8.5 | 33800 | 27400 | 81.07% | 2.66 | 0 | 9 |  |  |  | No | R-410A | 2.5333 | Residential & Commercial | No
212623376 | Central HP <5.4 tons | COLEMAN | HRCU-A-CB (Split System: Heat Pump with Remote Outdoor Unit-Air-Source) | HMH72B341 | ASPEN |  | C(A,C,D,E)48C24+TDR | TP9C080C16MP13 | 30800 | 17.2 | 8.1 | 33800 | 27400 | 81.07% | 2.45 | 0 | 9 |  |  |  | No | R-410A | 2.5667 | Residential & Commercial | No
212623189 | Central HP <5.4 tons | COLEMAN | HRCU-A-CB (Split System: Heat Pump with Remote Outdoor Unit-Air-Source) | HMH72B341 | ASPEN |  | D(A,C,E)48C24+TDR | TMLE060A12MP11 | 30800 | 17.7 | 8.1 | 33800 | 27400 | 81.07% | 2.44 | 0 | 9 |  |  |  | No | R-410A | 2.5667 | Residential & Commercial | No
212623340 | Central HP <5.4 tons | COLEMAN | HRCU-A-CB (Split System: Heat Pump with Remote Outdoor Unit-Air-Source) | HMH72B341 | ASPEN |  | C(A,C,D,E)42B24+TDR | TM9V080C16MP12 | 29800 | 16.9 | 8.5 | 33800 | 27400 | 81.07% | 2.66 | 0 | 9.5 |  |  |  | No | R-410A | 2.4833 | Residential & Commercial | No
212623408 | Central HP <5.4 tons | COLEMAN | HRCU-A-CB (Split System: Heat Pump with Remote Outdoor Unit-Air-Source) | HMH72B341 | ASPEN |  | D(A,C,E)42A44+TDR | TM8Y120C20MP11 | 33600 | 18 | 8.3 | 33800 | 30200 | 89.35% | 2.82 | 0 | 9.5 |  |  |  | No | R-410A | 2.8 | Residential & Commercial | No
212623492 | Central HP <5.4 tons | COLEMAN | HRCU-A-CB (Split System: Heat Pump with Remote Outdoor Unit-Air-Source) | HMH72B341 | ASPEN |  | D(A,C,E)48C24+TDR | TM8Y120C20MP11 | 32600 | 18 | 8.4 | 33800 | 30000 | 88.76% | 2.83 | 0 | 9 |  |  |  | No | R-410A | 2.7167 | Residential & Commercial | No
212623535 | Central HP <5.4 tons | COLEMAN | HRCU-A-CB (Split System: Heat Pump with Remote Outdoor Unit-Air-Source) | HMH72B341 | ASPEN |  | C(A,C,D,E)42B34+TDR | TM9V100C20MP12 | 32200 | 17.5 | 8.5 | 33800 | 28200 | 83.43% | 2.7 | 0 | 9.4 |  |  |  | No | R-410A | 2.6833 | Residential & Commercial | No
212623567 | Central HP <5.4 tons | COLEMAN | HRCU-A-CB (Split System: Heat Pump with Remote Outdoor Unit-Air-Source) | HMH72B341 | ASPEN |  | C(A,C,D,E)48D24+TDR | TM9E040A10MP12 | 32000 | 17 | 8.1 | 33400 | 28400 | 85.03% | 2.42 | 0 | 9.5 |  |  |  | No | R-410A | 2.6667 | Residential & Commercial | No
214092432 | Central HP <5.4 tons | LUXAIRE | HRCU-A-CB (Split System: Heat Pump with Remote Outdoor Unit-Air-Source) | HMH72B341 | ASPEN |  | D(A,C,E)42A44+TDR | TP9C080B12MP13 | 32800 | 17 | 8.1 | 32400 | 46500 | 143.5% | 3.12 | 0 | 9.5 |  |  |  | No | R-410A | 2.7333 | Residential & Commercial | No
214092447 | Central HP <5.4 tons | LUXAIRE | HRCU-A-CB (Split System: Heat Pump with Remote Outdoor Unit-Air-Source) | HMH72B341 | ASPEN |  | D(A,C,E)42A44+TDR | TPLC060A12MP13 | 32800 | 17.5 | 8.1 | 32400 | 45000 | 138.9% | 3.09 | 0 | 9.5 |  |  |  | No | R-410A | 2.7333 | Residential & Commercial | No
214092463 | Central HP <5.4 tons | LUXAIRE | HRCU-A-CB (Split System: Heat Pump with Remote Outdoor Unit-Air-Source) | HMH72B341 | ASPEN |  | D(A,C,E)48B34+TDR | TPLC120C20MP13 | 32000 | 16.5 | 8.5 | 32400 | 44000 | 135.8% | 3.14 | 0 | 8.9 |  |  |  | No | R-410A | 2.6667 | Residential & Commercial | No
212623601 | Central HP <5.4 tons | COLEMAN | HRCU-A-CB (Split System: Heat Pump with Remote Outdoor Unit-Air-Source) | HMH72B341 | ASPEN |  | C(A,C,D,E)42D24+TDR | TM9Y060B12MP11 | 31800 | 17.5 | 8.1 | 34000 | 29400 | 86.47% | 2.43 | 0 | 9 |  |  |  | No | R-410A | 2.65 | Residential & Commercial | No
212623710 | Central HP <5.4 tons | COLEMAN | HRCU-A-CB (Split System: Heat Pump with Remote Outdoor Unit-Air-Source) | HMH72B341 | ASPEN |  | C(A,C,D,E)36D24+TDR | TM9E060B12MP12 | 30400 | 17 | 8.1 | 34000 | 28000 | 82.35% | 2.39 | 0 | 9.1 |  |  |  | No | R-410A | 2.5333 | Residential & Commercial | No
212623751 | Central HP <5.4 tons | COLEMAN | HRCU-A-CB (Split System: Heat Pump with Remote Outdoor Unit-Air-Source) | HMH72B341 | ASPEN |  | D(A,C,E)42C24+TDR | TM9E060B12MP12 | 30400 | 17 | 8.1 | 34000 | 28000 | 82.35% | 2.39 | 0 | 9.1 |  |  |  | No | R-410A | 2.5333 | Residential & Commercial | No
212394532 | Central HP <5.4 tons | COLEMAN | HRCU-A-CB (Split System: Heat Pump with Remote Outdoor Unit-Air-Source) | HMH72B341 | ADP |  | H,YE32936 | TM9Y080B12MP11 | 32800 | 17 | 8.5 | 32400 | 23400 | 72.22% | 2.02 | 0 | 9.5 |  |  |  | No | R-410A | 2.7333 | Residential & Commercial | No
212623371 | Central HP <5.4 tons | COLEMAN | HRCU-A-CB (Split System: Heat Pump with Remote Outdoor Unit-Air-Source) | HMH72B341 | ASPEN |  | C(A,C,D,E)36D24+TDR | TP9C080C16MP13 | 30400 | 17 | 8.1 | 33800 | 27400 | 81.07% | 2.45 | 0 | 9 |  |  |  | No | R-410A | 2.5333 | Residential & Commercial | No
212623374 | Central HP <5.4 tons | COLEMAN | HRCU-A-CB (Split System: Heat Pump with Remote Outdoor Unit-Air-Source) | HMH72B341 | ASPEN |  | C(A,C,D,E)42D24+TDR | TP9C080C16MP13 | 30800 | 17.2 | 8.1 | 33800 | 27400 | 81.07% | 2.45 | 0 | 9 |  |  |  | No | R-410A | 2.5667 | Residential & Commercial | No
213253601 | Central HP <5.4 tons | LUXAIRE | HRCU-A-CB (Split System: Heat Pump with Remote Outdoor Unit-Air-Source) | HMH72B341 | ASPEN |  | C(A,C,D,E)42A3G+TXV+TDR | TM9Y080C16MP11 | 33600 | 18.5 | 8.3 | 33800 | 28200 | 83.43% | 2.6 | 0 | 9 |  |  |  | No | R-410A | 2.8 | Residential & Commercial | No
212394534 | Central HP <5.4 tons | COLEMAN | HRCU-A-CB (Split System: Heat Pump with Remote Outdoor Unit-Air-Source) | HMH72B341 | ADP |  | H,YE34936 | TM9Y080B12MP11 | 32800 | 17 | 8.5 | 32400 | 23400 | 72.22% | 2.02 | 0 | 9.5 |  |  |  | No | R-410A | 2.7333 | Residential & Commercial | No
212623821 | Central HP <5.4 tons | COLEMAN | HRCU-A-CB (Split System: Heat Pump with Remote Outdoor Unit-Air-Source) | HMH72B341 | ASPEN |  | C(A,C,D,E)42C24+TDR | CP9C060B12MP13 | 30400 | 17 | 8.1 | 34000 | 27800 | 81.76% | 2.42 | 0 | 9.1 |  |  |  | No | R-410A | 2.5333 | Residential & Commercial | No
212394493 | Central HP <5.4 tons | COLEMAN | HRCU-A-CB (Split System: Heat Pump with Remote Outdoor Unit-Air-Source) | HMH72B341 | ADP |  | H,YE32936 | TM9E080B12MP12 | 32800 | 17 | 8.5 | 32400 | 23000 | 70.99% | 2.02 | 0 | 9.5 |  |  |  | No | R-410A | 2.7333 | Residential & Commercial | No
212394529 | Central HP <5.4 tons | COLEMAN | HRCU-A-CB (Split System: Heat Pump with Remote Outdoor Unit-Air-Source) | HMH72B341 | ADP |  | H,YE33936 | TM9Y060B12MP11 | 32600 | 17 | 8.5 | 32400 | 23400 | 72.22% | 2 | 0 | 9.5 |  |  |  | No | R-410A | 2.7167 | Residential & Commercial | No
212394536 | Central HP <5.4 tons | COLEMAN | HRCU-A-CB (Split System: Heat Pump with Remote Outdoor Unit-Air-Source) | HMH72B341 | ADP |  | H,YE33936 | TM9Y080C16MP11 | 33200 | 18 | 8.5 | 32400 | 23200 | 71.6% | 2.04 | 0 | 9.5 |  |  |  | No | R-410A | 2.7667 | Residential & Commercial | No
212628110 | Central HP <5.4 tons | COLEMAN | HRCU-A-CB (Split System: Heat Pump with Remote Outdoor Unit-Air-Source) | HMH72B341 | ASPEN |  | D(A,C,E)42D36+TDR | TM9V100C20MP12 | 33000 | 17.5 | 8.5 | 34000 | 28400 | 83.53% | 2.7 | 0 | 9 |  |  |  | No | R-410A | 2.75 | Residential & Commercial | No
212628125 | Central HP <5.4 tons | COLEMAN | HRCU-A-CB (Split System: Heat Pump with Remote Outdoor Unit-Air-Source) | HMH72B341 | ASPEN |  | D(A,C,E)36D36+TDR | TP9C100C20MP13 | 32800 | 17.5 | 8.1 | 34000 | 28400 | 83.53% | 2.46 | 0 | 9.5 |  |  |  | No | R-410A | 2.7333 | Residential & Commercial | No
212626387 | Central HP <5.4 tons | COLEMAN | HRCU-A-CB (Split System: Heat Pump with Remote Outdoor Unit-Air-Source) | HMH72B341 | ASPEN |  | D(A,C,E)36B36+TDR | TM9E100C16MP12 | 32200 | 18 | 8.5 | 33600 | 27200 | 80.95% | 2.66 | 0 | 9.9 |  |  |  | No | R-410A | 2.6833 | Residential & Commercial | No
212626390 | Central HP <5.4 tons | COLEMAN | HRCU-A-CB (Split System: Heat Pump with Remote Outdoor Unit-Air-Source) | HMH72B341 | ASPEN |  | D(A,C,E)36D26+TDR | TM9E100C16MP12 | 30400 | 17.5 | 8.5 | 33600 | 27200 | 80.95% | 2.66 | 0 | 9 |  |  |  | No | R-410A | 2.5333 | Residential & Commercial | No
212626407 | Central HP <5.4 tons | COLEMAN | HRCU-A-CB (Split System: Heat Pump with Remote Outdoor Unit-Air-Source) | HMH72B341 | ASPEN |  | D(A,C,E)36D26+TDR | TM8Y120C20MP11 | 32200 | 18 | 8.3 | 33600 | 30000 | 89.29% | 2.81 | 0 | 9.5 |  |  |  | No | R-410A | 2.6833 | Residential & Commercial | No
212626420 | Central HP <5.4 tons | COLEMAN | HRCU-A-CB (Split System: Heat Pump with Remote Outdoor Unit-Air-Source) | HMH72B341 | ASPEN |  | C(A,C,D,E)42A26+TDR | CP9C100C20MP13 | 29200 | 16.7 | 8.1 | 33600 | 28200 | 83.93% | 2.46 | 0 | 8.9 |  |  |  | No | R-410A | 2.4333 | Residential & Commercial | No
212626656 | Central HP <5.4 tons | COLEMAN | HRCU-A-CB (Split System: Heat Pump with Remote Outdoor Unit-Air-Source) | HMH72B341 | ASPEN |  | C(A,C,D,E)36A46+TDR | TM9E060A10MP12 | 31800 | 17.5 | 8.1 | 33800 | 27400 | 81.07% | 2.4 | 0 | 9.4 |  |  |  | No | R-410A | 2.65 | Residential & Commercial | No
212626657 | Central HP <5.4 tons | COLEMAN | HRCU-A-CB (Split System: Heat Pump with Remote Outdoor Unit-Air-Source) | HMH72B341 | ASPEN |  | C(A,C,D,E)36B26+TDR | TM9E060A10MP12 | 29200 | 16.8 | 8.1 | 33800 | 27400 | 81.07% | 2.4 | 0 | 9 |  |  |  | No | R-410A | 2.4333 | Residential & Commercial | No
212626838 | Central HP <5.4 tons | COLEMAN | HRCU-A-CB (Split System: Heat Pump with Remote Outdoor Unit-Air-Source) | HMH72B341 | ASPEN |  | D(A,C,E)36A46+TDR | TM9E080B12MP12 | 32200 | 17.5 | 8.5 | 33800 | 27400 | 81.07% | 2.65 | 0 | 9.9 |  |  |  | No | R-410A | 2.6833 | Residential & Commercial | No
212626856 | Central HP <5.4 tons | COLEMAN | HRCU-A-CB (Split System: Heat Pump with Remote Outdoor Unit-Air-Source) | HMH72B341 | ASPEN |  | C(A,C,D,E)42A26+TDR | TM9Y080B12MP11 | 29400 | 17.2 | 8.1 | 33800 | 27800 | 82.25% | 2.41 | 0 | 8.9 |  |  |  | No | R-410A | 2.45 | Residential & Commercial | No
212626857 | Central HP <5.4 tons | COLEMAN | HRCU-A-CB (Split System: Heat Pump with Remote Outdoor Unit-Air-Source) | HMH72B341 | ASPEN |  | C(A,C,D,E)42A26+TDR | TMLE080B12MP11 | 29200 | 17.2 | 8.1 | 33800 | 27800 | 82.25% | 2.41 | 0 | 8.9 |  |  |  | No | R-410A | 2.4333 | Residential & Commercial | No
212626905 | Central HP <5.4 tons | COLEMAN | HRCU-A-CB (Split System: Heat Pump with Remote Outdoor Unit-Air-Source) | HMH72B341 | ASPEN |  | C(A,C,D,E)36A46+TDR | TM8E100B12MP11 | 32200 | 18 | 8.5 | 33800 | 27400 | 81.07% | 2.64 | 0 | 9.9 |  |  |  | No | R-410A | 2.6833 | Residential & Commercial | No
212626907 | Central HP <5.4 tons | COLEMAN | HRCU-A-CB (Split System: Heat Pump with Remote Outdoor Unit-Air-Source) | HMH72B341 | ASPEN |  | C(A,C,D,E)36B36+TDR | TM8E100B12MP11 | 32200 | 18 | 8.5 | 33800 | 27400 | 81.07% | 2.64 | 0 | 9.9 |  |  |  | No | R-410A | 2.6833 | Residential & Commercial | No
212626924 | Central HP <5.4 tons | COLEMAN | HRCU-A-CB (Split System: Heat Pump with Remote Outdoor Unit-Air-Source) | HMH72B341 | ASPEN |  | D(A,C,E)48C26+TDR | TM8E100B12MP11 | 30800 | 17.7 | 8.5 | 33800 | 27400 | 81.07% | 2.64 | 0 | 9 |  |  |  | No | R-410A | 2.5667 | Residential & Commercial | No
213753763 | Central HP <5.4 tons | CARRIER | HRCU-A-CB (Split System: Heat Pump with Remote Outdoor Unit-Air-Source) | 38MURAQ36AB3* | ASPEN |  | D(A,C,E)36B34+TDR | 59SC2E080M21**20 | 35000 | 16.5 | 8.1 | 38500 | 32200 | 83.64% | 2.55 | 0 | 9 |  |  |  | No | R-410A | 2.9167 | Residential & Commercial | No
212626956 | Central HP <5.4 tons | COLEMAN | HRCU-A-CB (Split System: Heat Pump with Remote Outdoor Unit-Air-Source) | HMH72B341 | ASPEN |  | C(A,C,D,E)48C26+TDR | TMLE100B12MP11 | 30800 | 17.7 | 8.1 | 33800 | 27400 | 81.07% | 2.44 | 0 | 9 |  |  |  | No | R-410A | 2.5667 | Residential & Commercial | No
212627139 | Central HP <5.4 tons | COLEMAN | HRCU-A-CB (Split System: Heat Pump with Remote Outdoor Unit-Air-Source) | HMH72B341 | ASPEN |  | C(A,C,D,E)42A26+TDR | TPLC080C16MP13 | 29200 | 16.7 | 8.1 | 33800 | 27200 | 80.47% | 2.48 | 0 | 9.4 |  |  |  | No | R-410A | 2.4333 | Residential & Commercial | No
212627140 | Central HP <5.4 tons | COLEMAN | HRCU-A-CB (Split System: Heat Pump with Remote Outdoor Unit-Air-Source) | HMH72B341 | ASPEN |  | C(A,C,D,E)42A26+TDR | TPLC100C16MP13 | 29200 | 16.7 | 8.1 | 33800 | 27200 | 80.47% | 2.48 | 0 | 9.4 |  |  |  | No | R-410A | 2.4333 | Residential & Commercial | No
212627158 | Central HP <5.4 tons | COLEMAN | HRCU-A-CB (Split System: Heat Pump with Remote Outdoor Unit-Air-Source) | HMH72B341 | ASPEN |  | C(A,C,D,E)36C26+TDR | TM8Y100C20MP11 | 31800 | 18 | 8.5 | 33800 | 30000 | 88.76% | 2.85 | 0 | 9.4 |  |  |  | No | R-410A | 2.65 | Residential & Commercial | No
212627159 | Central HP <5.4 tons | COLEMAN | HRCU-A-CB (Split System: Heat Pump with Remote Outdoor Unit-Air-Source) | HMH72B341 | ASPEN |  | C(A,C,D,E)36C26+TDR | TM8Y120C20MP11 | 31800 | 18 | 8.5 | 33800 | 30000 | 88.76% | 2.85 | 0 | 9.4 |  |  |  | No | R-410A | 2.65 | Residential & Commercial | No
212627173 | Central HP <5.4 tons | COLEMAN | HRCU-A-CB (Split System: Heat Pump with Remote Outdoor Unit-Air-Source) | HMH72B341 | ASPEN |  | C(A,C,D,E)48A36+TDR | TM9V100C20MP12 | 32200 | 17.5 | 8.5 | 33800 | 28200 | 83.43% | 2.7 | 0 | 9.4 |  |  |  | No | R-410A | 2.6833 | Residential & Commercial | No
212627175 | Central HP <5.4 tons | COLEMAN | HRCU-A-CB (Split System: Heat Pump with Remote Outdoor Unit-Air-Source) | HMH72B341 | ASPEN |  | D(A,C,E)48A36+TDR | TM9V100C20MP12 | 32200 | 17.5 | 8.5 | 33800 | 28200 | 83.43% | 2.7 | 0 | 9.4 |  |  |  | No | R-410A | 2.6833 | Residential & Commercial | No
212627176 | Central HP <5.4 tons | COLEMAN | HRCU-A-CB (Split System: Heat Pump with Remote Outdoor Unit-Air-Source) | HMH72B341 | ASPEN |  | C(A,C,D,E)42B36+TDR | TP9C100C20MP13 | 32200 | 17.5 | 8.1 | 33800 | 28200 | 83.43% | 2.46 | 0 | 9.4 |  |  |  | No | R-410A | 2.6833 | Residential & Commercial | No
212627208 | Central HP <5.4 tons | COLEMAN | HRCU-A-CB (Split System: Heat Pump with Remote Outdoor Unit-Air-Source) | HMH72B341 | ASPEN |  | D(A,C,E)42D36+TDR | TM9Y060B12MP11 | 32600 | 17.5 | 8.1 | 34000 | 29400 | 86.47% | 2.43 | 0 | 9.5 |  |  |  | No | R-410A | 2.7167 | Residential & Commercial | No
212627223 | Central HP <5.4 tons | COLEMAN | HRCU-A-CB (Split System: Heat Pump with Remote Outdoor Unit-Air-Source) | HMH72B341 | ASPEN |  | D(A,C,E)42D36+TDR | CPLC080B12MP13 | 32400 | 17 | 8.1 | 33600 | 29400 | 87.5% | 2.42 | 0 | 9.5 |  |  |  | No | R-410A | 2.7 | Residential & Commercial | No
212627226 | Central HP <5.4 tons | COLEMAN | HRCU-A-CB (Split System: Heat Pump with Remote Outdoor Unit-Air-Source) | HMH72B341 | ASPEN |  | C(A,C,D,E)48C26+TDR | TM8V080B12MP12 | 31600 | 17 | 8.1 | 33600 | 29400 | 87.5% | 2.42 | 0 | 9 |  |  |  | No | R-410A | 2.6333 | Residential & Commercial | No
212627256 | Central HP <5.4 tons | COLEMAN | HRCU-A-CB (Split System: Heat Pump with Remote Outdoor Unit-Air-Source) | HMH72B341 | ASPEN |  | D(A,C,E)48B36+TDR | TL9E060B12UH11 | 32600 | 18 | 8.1 | 34000 | 27800 | 81.76% | 2.4 | 0 | 9.5 |  |  |  | No | R-410A | 2.7167 | Residential & Commercial | No
212627259 | Central HP <5.4 tons | COLEMAN | HRCU-A-CB (Split System: Heat Pump with Remote Outdoor Unit-Air-Source) | HMH72B341 | ASPEN |  | D(A,C,E)48D26+TDR | TL9E060B12UH11 | 31000 | 17.8 | 8.1 | 34000 | 27800 | 81.76% | 2.4 | 0 | 9.2 |  |  |  | No | R-410A | 2.5833 | Residential & Commercial | No
212627323 | Central HP <5.4 tons | COLEMAN | HRCU-A-CB (Split System: Heat Pump with Remote Outdoor Unit-Air-Source) | HMH72B341 | ASPEN |  | D(A,C,E)36D36+TDR | CP9C060B12MP13 | 32800 | 17.5 | 8.1 | 34000 | 27800 | 81.76% | 2.42 | 0 | 9.5 |  |  |  | No | R-410A | 2.7333 | Residential & Commercial | No
212627325 | Central HP <5.4 tons | COLEMAN | HRCU-A-CB (Split System: Heat Pump with Remote Outdoor Unit-Air-Source) | HMH72B341 | ASPEN |  | D(A,C,E)42B36+TDR | CP9C060B12MP13 | 32600 | 17.5 | 8.1 | 34000 | 27800 | 81.76% | 2.42 | 0 | 9.5 |  |  |  | No | R-410A | 2.7167 | Residential & Commercial | No
212627341 | Central HP <5.4 tons | COLEMAN | HRCU-A-CB (Split System: Heat Pump with Remote Outdoor Unit-Air-Source) | HMH72B341 | ASPEN |  | D(A,C,E)36A46+TDR | TM9V060B12MP12 | 32000 | 17.5 | 8.1 | 34000 | 27800 | 81.76% | 2.42 | 0 | 9.4 |  |  |  | No | R-410A | 2.6667 | Residential & Commercial | No
212627343 | Central HP <5.4 tons | COLEMAN | HRCU-A-CB (Split System: Heat Pump with Remote Outdoor Unit-Air-Source) | HMH72B341 | ASPEN |  | D(A,C,E)36B46+TDR | TM9V060B12MP12 | 33000 | 17.5 | 8.1 | 34000 | 27800 | 81.76% | 2.42 | 0 | 9.5 |  |  |  | No | R-410A | 2.75 | Residential & Commercial | No
212627356 | Central HP <5.4 tons | COLEMAN | HRCU-A-CB (Split System: Heat Pump with Remote Outdoor Unit-Air-Source) | HMH72B341 | ASPEN |  | D(A,C,E)48D26+TDR | TM9V060B12MP12 | 31200 | 17.3 | 8.1 | 34000 | 27800 | 81.76% | 2.42 | 0 | 9.2 |  |  |  | No | R-410A | 2.6 | Residential & Commercial | No
212627373 | Central HP <5.4 tons | COLEMAN | HRCU-A-CB (Split System: Heat Pump with Remote Outdoor Unit-Air-Source) | HMH72B341 | ASPEN |  | D(A,C,E)42C36+TDR | TP9C060B12MP13 | 32800 | 17.5 | 8.1 | 34000 | 27800 | 81.76% | 2.42 | 0 | 9.5 |  |  |  | No | R-410A | 2.7333 | Residential & Commercial | No
212627423 | Central HP <5.4 tons | COLEMAN | HRCU-A-CB (Split System: Heat Pump with Remote Outdoor Unit-Air-Source) | HMH72B341 | ASPEN |  | D(A,C,E)36A46+TDR | TM8E080B12MP11 | 32000 | 18 | 8.5 | 34000 | 28000 | 82.35% | 2.63 | 0 | 9.4 |  |  |  | No | R-410A | 2.6667 | Residential & Commercial | No
212627424 | Central HP <5.4 tons | COLEMAN | HRCU-A-CB (Split System: Heat Pump with Remote Outdoor Unit-Air-Source) | HMH72B341 | ASPEN |  | D(A,C,E)36B36+TDR | TM8E080B12MP11 | 32000 | 18 | 8.5 | 34000 | 28000 | 82.35% | 2.63 | 0 | 9.4 |  |  |  | No | R-410A | 2.6667 | Residential & Commercial | No
212627443 | Central HP <5.4 tons | COLEMAN | HRCU-A-CB (Split System: Heat Pump with Remote Outdoor Unit-Air-Source) | HMH72B341 | ASPEN |  | C(A,C,D,E)36C26+TDR | TM9Y080B12MP11 | 29800 | 17.4 | 8.1 | 34000 | 28000 | 82.35% | 2.41 | 0 | 9 |  |  |  | No | R-410A | 2.4833 | Residential & Commercial | No
212627457 | Central HP <5.4 tons | COLEMAN | HRCU-A-CB (Split System: Heat Pump with Remote Outdoor Unit-Air-Source) | HMH72B341 | ASPEN |  | D(A,C,E)42D36+TDR | TM9Y080B12MP11 | 33200 | 18 | 8.1 | 34000 | 28000 | 82.35% | 2.41 | 0 | 9 |  |  |  | No | R-410A | 2.7667 | Residential & Commercial | No
212627473 | Central HP <5.4 tons | COLEMAN | HRCU-A-CB (Split System: Heat Pump with Remote Outdoor Unit-Air-Source) | HMH72B341 | ASPEN |  | D(A,C,E)36D26+TDR | TMLE080B12MP11 | 30200 | 17.5 | 8.1 | 34000 | 28000 | 82.35% | 2.41 | 0 | 9 |  |  |  | No | R-410A | 2.5167 | Residential & Commercial | No
212627474 | Central HP <5.4 tons | COLEMAN | HRCU-A-CB (Split System: Heat Pump with Remote Outdoor Unit-Air-Source) | HMH72B341 | ASPEN |  | D(A,C,E)36D36+TDR | TMLE080B12MP11 | 32800 | 18 | 8.1 | 34000 | 28000 | 82.35% | 2.41 | 0 | 9.5 |  |  |  | No | R-410A | 2.7333 | Residential & Commercial | No
212627507 | Central HP <5.4 tons | COLEMAN | HRCU-A-CB (Split System: Heat Pump with Remote Outdoor Unit-Air-Source) | HMH72B341 | ASPEN |  | D(A,C,E)42D36+TDR | TPLC060A12MP13 | 32800 | 17.5 | 8.1 | 33400 | 28800 | 86.23% | 2.49 | 0 | 9.5 |  |  |  | No | R-410A | 2.7333 | Residential & Commercial | No
212627508 | Central HP <5.4 tons | COLEMAN | HRCU-A-CB (Split System: Heat Pump with Remote Outdoor Unit-Air-Source) | HMH72B341 | ASPEN |  | D(A,C,E)48C36+TDR | TPLC060A12MP13 | 32800 | 17.5 | 8.1 | 33400 | 28800 | 86.23% | 2.49 | 0 | 9.5 |  |  |  | No | R-410A | 2.7333 | Residential & Commercial | No
212627509 | Central HP <5.4 tons | COLEMAN | HRCU-A-CB (Split System: Heat Pump with Remote Outdoor Unit-Air-Source) | HMH72B341 | ASPEN |  | D(A,C,E)48D36+TDR | TPLC060A12MP13 | 32800 | 17.5 | 8.1 | 33400 | 28800 | 86.23% | 2.49 | 0 | 9.5 |  |  |  | No | R-410A | 2.7333 | Residential & Commercial | No
212627523 | Central HP <5.4 tons | COLEMAN | HRCU-A-CB (Split System: Heat Pump with Remote Outdoor Unit-Air-Source) | HMH72B341 | ASPEN |  | D(A,C,E)36B46+TDR | TM9V080B12MP12 | 32800 | 17 | 8.5 | 34000 | 29400 | 86.47% | 2.73 | 0 | 9.5 |  |  |  | No | R-410A | 2.7333 | Residential & Commercial | No
212627527 | Central HP <5.4 tons | COLEMAN | HRCU-A-CB (Split System: Heat Pump with Remote Outdoor Unit-Air-Source) | HMH72B341 | ASPEN |  | C(A,C,D,E)48C26+TDR | TP9C080B12MP13 | 31800 | 17 | 8.1 | 33600 | 29600 | 88.1% | 2.45 | 0 | 9 |  |  |  | No | R-410A | 2.65 | Residential & Commercial | No
212627741 | Central HP <5.4 tons | COLEMAN | HRCU-A-CB (Split System: Heat Pump with Remote Outdoor Unit-Air-Source) | HMH72B341 | ASPEN |  | C(A,C,D,E)36B26+TDR | TM8V080C16MP12 | 29200 | 16.7 | 8.5 | 34000 | 27400 | 80.59% | 2.67 | 0 | 9.4 |  |  |  | No | R-410A | 2.4333 | Residential & Commercial | No
212627742 | Central HP <5.4 tons | COLEMAN | HRCU-A-CB (Split System: Heat Pump with Remote Outdoor Unit-Air-Source) | HMH72B341 | ASPEN |  | C(A,C,D,E)36B36+TDR | TM8V080C16MP12 | 32000 | 17.5 | 8.5 | 34000 | 27400 | 80.59% | 2.67 | 0 | 9.9 |  |  |  | No | R-410A | 2.6667 | Residential & Commercial | No
212627761 | Central HP <5.4 tons | COLEMAN | HRCU-A-CB (Split System: Heat Pump with Remote Outdoor Unit-Air-Source) | HMH72B341 | ASPEN |  | D(A,C,E)48D26+TDR | TM8V080C16MP12 | 31000 | 17.3 | 8.5 | 34000 | 27400 | 80.59% | 2.67 | 0 | 9.7 |  |  |  | No | R-410A | 2.5833 | Residential & Commercial | No
212627859 | Central HP <5.4 tons | COLEMAN | HRCU-A-CB (Split System: Heat Pump with Remote Outdoor Unit-Air-Source) | HMH72B341 | ASPEN |  | C(A,C,D,E)36B26+TDR | TL9E080C16UH11 | 29200 | 16.7 | 8.5 | 34000 | 27800 | 81.76% | 2.65 | 0 | 8.9 |  |  |  | No | R-410A | 2.4333 | Residential & Commercial | No
212627860 | Central HP <5.4 tons | COLEMAN | HRCU-A-CB (Split System: Heat Pump with Remote Outdoor Unit-Air-Source) | HMH72B341 | ASPEN |  | D(A,C,E)36D26+TDR | TL9E080C16UH11 | 30000 | 17 | 8.5 | 34000 | 27800 | 81.76% | 2.65 | 0 | 9 |  |  |  | No | R-410A | 2.5 | Residential & Commercial | No
214569312 | Central HP <5.4 tons | RHEEM | HRCU-A-CB (Split System: Heat Pump with Remote Outdoor Unit-Air-Source) | RD17AZ36AJ3N | ADP |  | H,RE9J936 | R98MV1005A21UPS | 32200 | 17 | 8.1 | 32600 | 29200 | 89.57% | 1.9 | 0 | 9.5 |  |  |  | No | R-410A | 2.6833 | Residential & Commercial | No
212624031 | Central HP <5.4 tons | COLEMAN | HRCU-A-CB (Split System: Heat Pump with Remote Outdoor Unit-Air-Source) | HMH72B341 | ASPEN |  | D(A,C,E)36D34+TDR | TMLE080B12MP11 | 32800 | 18 | 8.1 | 34000 | 28000 | 82.35% | 2.41 | 0 | 9.5 |  |  |  | No | R-410A | 2.7333 | Residential & Commercial | No
212624050 | Central HP <5.4 tons | COLEMAN | HRCU-A-CB (Split System: Heat Pump with Remote Outdoor Unit-Air-Source) | HMH72B341 | ASPEN |  | D(A,C,E)48C34+TDR | TMLE080B12MP11 | 33200 | 18 | 8.1 | 34000 | 28000 | 82.35% | 2.41 | 0 | 9 |  |  |  | No | R-410A | 2.7667 | Residential & Commercial | No
212624114 | Central HP <5.4 tons | COLEMAN | HRCU-A-CB (Split System: Heat Pump with Remote Outdoor Unit-Air-Source) | HMH72B341 | ASPEN |  | D(A,C,E)48C34+TDR | TMLV060A12MP12 | 32800 | 17.5 | 8.1 | 33400 | 28800 | 86.23% | 2.49 | 0 | 9.5 |  |  |  | No | R-410A | 2.7333 | Residential & Commercial | No
212624150 | Central HP <5.4 tons | COLEMAN | HRCU-A-CB (Split System: Heat Pump with Remote Outdoor Unit-Air-Source) | HMH72B341 | ASPEN |  | D(A,C,E)42D34+TDR | TM9V080B12MP12 | 32800 | 17 | 8.5 | 34000 | 29400 | 86.47% | 2.73 | 0 | 9.5 |  |  |  | No | R-410A | 2.7333 | Residential & Commercial | No
212624182 | Central HP <5.4 tons | COLEMAN | HRCU-A-CB (Split System: Heat Pump with Remote Outdoor Unit-Air-Source) | HMH72B341 | ASPEN |  | D(A,C,E)42A44+TDR | TM9Y100C20MP11 | 32400 | 15.5 | 8.1 | 34000 | 27800 | 81.76% | 2.38 | 0 | 9.5 |  |  |  | No | R-410A | 2.7 | Residential & Commercial | No
212624184 | Central HP <5.4 tons | COLEMAN | HRCU-A-CB (Split System: Heat Pump with Remote Outdoor Unit-Air-Source) | HMH72B341 | ASPEN |  | D(A,C,E)42C34+TDR | TM9Y100C20MP11 | 32800 | 15.5 | 8.1 | 34000 | 27800 | 81.76% | 2.38 | 0 | 9.5 |  |  |  | No | R-410A | 2.7333 | Residential & Commercial | No
212624351 | Central HP <5.4 tons | COLEMAN | HRCU-A-CB (Split System: Heat Pump with Remote Outdoor Unit-Air-Source) | HMH72B341 | ASPEN |  | D(A,C,E)48A34+TDR | TM8V100C16MP12 | 32200 | 17.5 | 8.4 | 34000 | 27400 | 80.59% | 2.65 | 0 | 9.9 |  |  |  | No | R-410A | 2.6833 | Residential & Commercial | No
212624382 | Central HP <5.4 tons | COLEMAN | HRCU-A-CB (Split System: Heat Pump with Remote Outdoor Unit-Air-Source) | HMH72B341 | ASPEN |  | D(A,C,E)48A34+TDR | TL8E080C16UH11 | 32200 | 17.5 | 8.4 | 34000 | 27800 | 81.76% | 2.66 | 0 | 9.9 |  |  |  | No | R-410A | 2.6833 | Residential & Commercial | No
212624415 | Central HP <5.4 tons | COLEMAN | HRCU-A-CB (Split System: Heat Pump with Remote Outdoor Unit-Air-Source) | HMH72B341 | ASPEN |  | D(A,C,E)42D34+TDR | TM9Y080C16MP11 | 33200 | 18.5 | 8.5 | 34000 | 28000 | 82.35% | 2.66 | 0 | 9 |  |  |  | No | R-410A | 2.7667 | Residential & Commercial | No
212624418 | Central HP <5.4 tons | COLEMAN | HRCU-A-CB (Split System: Heat Pump with Remote Outdoor Unit-Air-Source) | HMH72B341 | ASPEN |  | D(A,C,E)48B34+TDR | TM9Y080C16MP11 | 32600 | 18.5 | 8.5 | 34000 | 28000 | 82.35% | 2.66 | 0 | 9.5 |  |  |  | No | R-410A | 2.7167 | Residential & Commercial | No
214569311 | Central HP <5.4 tons | RHEEM | HRCU-A-CB (Split System: Heat Pump with Remote Outdoor Unit-Air-Source) | RD17AZ36AJ3N | ADP |  | H,RE8J936 | R98MV1005A21UPS | 31800 | 17 | 8.1 | 32600 | 29200 | 89.57% | 1.9 | 0 | 9 |  |  |  | No | R-410A | 2.65 | Residential & Commercial | No
212624500 | Central HP <5.4 tons | COLEMAN | HRCU-A-CB (Split System: Heat Pump with Remote Outdoor Unit-Air-Source) | HMH72B341 | ASPEN |  | D(A,C,E)48D24+TDR | CPLC080C16MP13 | 31000 | 17.3 | 8.1 | 33800 | 27400 | 81.07% | 2.47 | 0 | 9.7 |  |  |  | No | R-410A | 2.5833 | Residential & Commercial | No
212624566 | Central HP <5.4 tons | COLEMAN | HRCU-A-CB (Split System: Heat Pump with Remote Outdoor Unit-Air-Source) | HMH72B341 | ASPEN |  | C(A,C,D,E)36C24+TDR | TM8V080C16MP12 | 29800 | 16.9 | 8.5 | 34000 | 27400 | 80.59% | 2.67 | 0 | 9.5 |  |  |  | No | R-410A | 2.4833 | Residential & Commercial | No
212624650 | Central HP <5.4 tons | COLEMAN | HRCU-A-CB (Split System: Heat Pump with Remote Outdoor Unit-Air-Source) | HMH72B341 | ASPEN |  | C(A,C,D,E)42C24+TDR | TMLV100C16MP12 | 30200 | 17 | 8.1 | 33800 | 27400 | 81.07% | 2.47 | 0 | 9 |  |  |  | No | R-410A | 2.5167 | Residential & Commercial | No
212624684 | Central HP <5.4 tons | COLEMAN | HRCU-A-CB (Split System: Heat Pump with Remote Outdoor Unit-Air-Source) | HMH72B341 | ASPEN |  | C(A,C,D,E)36D24+TDR | TPLC080C16MP13 | 30200 | 17 | 8.1 | 33800 | 27400 | 81.07% | 2.47 | 0 | 9 |  |  |  | No | R-410A | 2.5167 | Residential & Commercial | No
212624719 | Central HP <5.4 tons | COLEMAN | HRCU-A-CB (Split System: Heat Pump with Remote Outdoor Unit-Air-Source) | HMH72B341 | ASPEN |  | C(A,C,D,E)48B24+TDR | TPLC100C16MP13 | 30200 | 17 | 8.1 | 33800 | 27400 | 81.07% | 2.47 | 0 | 9 |  |  |  | No | R-410A | 2.5167 | Residential & Commercial | No
212624867 | Central HP <5.4 tons | COLEMAN | HRCU-A-CB (Split System: Heat Pump with Remote Outdoor Unit-Air-Source) | HMH72B341 | ASPEN |  | C(A,C,D,E)36B24+TDR | CP9C100C16MP13 | 29200 | 16.7 | 8.1 | 34000 | 27400 | 80.59% | 2.47 | 0 | 9.4 |  |  |  | No | R-410A | 2.4333 | Residential & Commercial | No
212624900 | Central HP <5.4 tons | COLEMAN | HRCU-A-CB (Split System: Heat Pump with Remote Outdoor Unit-Air-Source) | HMH72B341 | ASPEN |  | D(A,C,E)48D24+TDR | CP9C100C16MP13 | 31000 | 17.3 | 8.1 | 34000 | 27400 | 80.59% | 2.47 | 0 | 9.7 |  |  |  | No | R-410A | 2.5833 | Residential & Commercial | No
212624916 | Central HP <5.4 tons | COLEMAN | HRCU-A-CB (Split System: Heat Pump with Remote Outdoor Unit-Air-Source) | HMH72B341 | ASPEN |  | C(A,C,D,E)48C24+TDR | TM8Y080C16MP11 | 30600 | 18.1 | 8.5 | 34000 | 27400 | 80.59% | 2.67 | 0 | 9.6 |  |  |  | No | R-410A | 2.55 | Residential & Commercial | No
212624970 | Central HP <5.4 tons | COLEMAN | HRCU-A-CB (Split System: Heat Pump with Remote Outdoor Unit-Air-Source) | HMH72B341 | ASPEN |  | C(A,C,D,E)36C24+TDR | TM8Y100C16MP11 | 29800 | 17.8 | 8.5 | 34000 | 27400 | 80.59% | 2.67 | 0 | 9.5 |  |  |  | No | R-410A | 2.4833 | Residential & Commercial | No
212625033 | Central HP <5.4 tons | COLEMAN | HRCU-A-CB (Split System: Heat Pump with Remote Outdoor Unit-Air-Source) | HMH72B341 | ASPEN |  | C(A,C,D,E)36C24+TDR | TM9V100C16MP12 | 29800 | 16.9 | 8.5 | 34000 | 27400 | 80.59% | 2.67 | 0 | 9.5 |  |  |  | No | R-410A | 2.4833 | Residential & Commercial | No
212625103 | Central HP <5.4 tons | COLEMAN | HRCU-A-CB (Split System: Heat Pump with Remote Outdoor Unit-Air-Source) | HMH72B341 | ASPEN |  | C(A,C,D,E)42D24+TDR | TP9C100C16MP13 | 30600 | 17.2 | 8.1 | 34000 | 27400 | 80.59% | 2.47 | 0 | 9.6 |  |  |  | No | R-410A | 2.55 | Residential & Commercial | No
212394531 | Central HP <5.4 tons | COLEMAN | HRCU-A-CB (Split System: Heat Pump with Remote Outdoor Unit-Air-Source) | HMH72B341 | ADP |  | H,YE35936 | TM9Y060B12MP11 | 34000 | 17 | 8.5 | 32400 | 23800 | 73.46% | 2.04 | 0 | 9.5 |  |  |  | No | R-410A | 2.8333 | Residential & Commercial | No
212625218 | Central HP <5.4 tons | COLEMAN | HRCU-A-CB (Split System: Heat Pump with Remote Outdoor Unit-Air-Source) | HMH72B341 | ASPEN |  | D(A,C,E)42D34+TDR | TM8Y120C20MP11 | 33600 | 18 | 8.5 | 34000 | 30200 | 88.82% | 2.85 | 0 | 9.5 |  |  |  | No | R-410A | 2.8 | Residential & Commercial | No
212625303 | Central HP <5.4 tons | COLEMAN | HRCU-A-CB (Split System: Heat Pump with Remote Outdoor Unit-Air-Source) | HMH72B341 | ASPEN |  | C(A,C,D,E)36B24+TDR | TM9V100C20MP12 | 29200 | 16.7 | 8.5 | 34000 | 28000 | 82.35% | 2.69 | 0 | 8.9 |  |  |  | No | R-410A | 2.4333 | Residential & Commercial | No
212625317 | Central HP <5.4 tons | COLEMAN | HRCU-A-CB (Split System: Heat Pump with Remote Outdoor Unit-Air-Source) | HMH72B341 | ASPEN |  | D(A,C,E)36D24+TDR | TP9C100C20MP13 | 30000 | 17 | 8.1 | 34000 | 28000 | 82.35% | 2.47 | 0 | 9 |  |  |  | No | R-410A | 2.5 | Residential & Commercial | No
212625336 | Central HP <5.4 tons | COLEMAN | HRCU-A-CB (Split System: Heat Pump with Remote Outdoor Unit-Air-Source) | HMH72B341 | ASPEN |  | C(A,C,D,E)42C24+TDR | CP9C100C20MP13 | 30000 | 17 | 8.1 | 34000 | 28400 | 83.53% | 2.46 | 0 | 9 |  |  |  | No | R-410A | 2.5 | Residential & Commercial | No
214394651 | Central HP <5.4 tons | RUUD | HRCU-A-CB (Split System: Heat Pump with Remote Outdoor Unit-Air-Source) | RD17AZ60AJ3N | ASPEN |  | D(A,C,E)60D34+TDR | R801V1005A21UHN | 52000 | 17.8 | 8.1 | 53500 | 49000 | 91.59% | 1.75 | 0 | 9.8 |  |  |  | No | R-410A | 4.3333 | Residential & Commercial | No
215375358 | Central HP <5.4 tons | RUUD | HRCU-A-CB (Split System: Heat Pump with Remote Outdoor Unit-Air-Source) | RD17AZ60AJ3N | ASPEN |  | D(A,C,E)60D36+TDR | R802V0755A21UHS | 52000 | 17.8 | 8.1 | 54000 | 50500 | 93.52% | 1.75 | 0 | 9.8 |  |  |  | No | R-410A | 4.3333 | Residential & Commercial | No
212625367 | Central HP <5.4 tons | COLEMAN | HRCU-A-CB (Split System: Heat Pump with Remote Outdoor Unit-Air-Source) | HMH72B341 | ASPEN |  | D(A,C,E)48D34+TDR | CP9C100C20MP13 | 33400 | 17.5 | 8.1 | 34000 | 28400 | 83.53% | 2.46 | 0 | 9.5 |  |  |  | No | R-410A | 2.7833 | Residential & Commercial | No
212625369 | Central HP <5.4 tons | COLEMAN | HRCU-A-CB (Split System: Heat Pump with Remote Outdoor Unit-Air-Source) | HMH72B341 | ASPEN |  | C(A,C,D,E)36A44+TDR | TM9V100C20MP12 | 32000 | 17.5 | 8.5 | 34000 | 28400 | 83.53% | 2.7 | 0 | 9.4 |  |  |  | No | R-410A | 2.6667 | Residential & Commercial | No
212625435 | Central HP <5.4 tons | COLEMAN | HRCU-A-CB (Split System: Heat Pump with Remote Outdoor Unit-Air-Source) | HMH72B341 | ASPEN |  | C(A,C,D,E)36D24+TDR | TP9C100C20MP13 | 30000 | 17 | 8.1 | 34000 | 28400 | 83.53% | 2.46 | 0 | 9 |  |  |  | No | R-410A | 2.5 | Residential & Commercial | No
212625451 | Central HP <5.4 tons | COLEMAN | HRCU-A-CB (Split System: Heat Pump with Remote Outdoor Unit-Air-Source) | HMH72B341 | ASPEN |  | D(A,C,E)36C34+TDR | TP9C100C20MP13 | 32400 | 17.5 | 8.1 | 34000 | 28400 | 83.53% | 2.46 | 0 | 9.5 |  |  |  | No | R-410A | 2.7 | Residential & Commercial | No
212625521 | Central HP <5.4 tons | COLEMAN | HRCU-A-CB (Split System: Heat Pump with Remote Outdoor Unit-Air-Source) | HMH72B341 | ASPEN |  | C(A,C,D,E)42A26+TDR | TPLC120C20MP13 | 28600 | 15.6 | 8.1 | 32000 | 27600 | 86.25% | 2.44 | 0 | 8.4 |  |  |  | No | R-410A | 2.3833 | Residential & Commercial | No
212625620 | Central HP <5.4 tons | COLEMAN | HRCU-A-CB (Split System: Heat Pump with Remote Outdoor Unit-Air-Source) | HMH72B341 | ASPEN |  | C(A,C,D,E)42A26+TDR | TM9V120D20MP12 | 28800 | 16.1 | 8.5 | 32200 | 28000 | 86.96% | 2.79 | 0 | 8.9 |  |  |  | No | R-410A | 2.4 | Residential & Commercial | No
212625635 | Central HP <5.4 tons | COLEMAN | HRCU-A-CB (Split System: Heat Pump with Remote Outdoor Unit-Air-Source) | HMH72B341 | ASPEN |  | C(A,C,D,E)36B26+TDR | CPLC100C20MP13 | 28600 | 15.6 | 8.1 | 32400 | 27400 | 84.57% | 2.45 | 0 | 8.4 |  |  |  | No | R-410A | 2.3833 | Residential & Commercial | No
212625636 | Central HP <5.4 tons | COLEMAN | HRCU-A-CB (Split System: Heat Pump with Remote Outdoor Unit-Air-Source) | HMH72B341 | ASPEN |  | C(A,C,D,E)36C26+TDR | CPLC100C20MP13 | 29000 | 15.8 | 8.1 | 32400 | 27400 | 84.57% | 2.45 | 0 | 8.5 |  |  |  | No | R-410A | 2.4167 | Residential & Commercial | No
212625638 | Central HP <5.4 tons | COLEMAN | HRCU-A-CB (Split System: Heat Pump with Remote Outdoor Unit-Air-Source) | HMH72B341 | ASPEN |  | D(A,C,E)42C26+TDR | CPLC100C20MP13 | 29600 | 15.9 | 8.1 | 32400 | 27400 | 84.57% | 2.45 | 0 | 8 |  |  |  | No | R-410A | 2.4667 | Residential & Commercial | No
212625669 | Central HP <5.4 tons | COLEMAN | HRCU-A-CB (Split System: Heat Pump with Remote Outdoor Unit-Air-Source) | HMH72B341 | ASPEN |  | D(A,C,E)36B46+TDR | CPLC100C20MP13 | 32400 | 16.5 | 8.1 | 32400 | 27800 | 85.8% | 2.44 | 0 | 9 |  |  |  | No | R-410A | 2.7 | Residential & Commercial | No
212625686 | Central HP <5.4 tons | COLEMAN | HRCU-A-CB (Split System: Heat Pump with Remote Outdoor Unit-Air-Source) | HMH72B341 | ASPEN |  | D(A,C,E)36A46+TDR | CPLC120C20MP13 | 31400 | 16.5 | 8.1 | 32400 | 27800 | 85.8% | 2.44 | 0 | 8.9 |  |  |  | No | R-410A | 2.6167 | Residential & Commercial | No
212625787 | Central HP <5.4 tons | COLEMAN | HRCU-A-CB (Split System: Heat Pump with Remote Outdoor Unit-Air-Source) | HMH72B341 | ASPEN |  | D(A,C,E)42B36+TDR | TPLC120C20MP13 | 31800 | 16.5 | 8.1 | 32400 | 27800 | 85.8% | 2.44 | 0 | 8.9 |  |  |  | No | R-410A | 2.65 | Residential & Commercial | No
212625803 | Central HP <5.4 tons | COLEMAN | HRCU-A-CB (Split System: Heat Pump with Remote Outdoor Unit-Air-Source) | HMH72B341 | ASPEN |  | C(A,C,D,E)48C26+TDR | TM9Y120D20MP11 | 30200 | 16 | 8.5 | 32400 | 28200 | 87.04% | 2.77 | 0 | 9.1 |  |  |  | No | R-410A | 2.5167 | Residential & Commercial | No
212625804 | Central HP <5.4 tons | COLEMAN | HRCU-A-CB (Split System: Heat Pump with Remote Outdoor Unit-Air-Source) | HMH72B341 | ASPEN |  | D(A,C,E)36A36+TDR | TM9Y120D20MP11 | 31200 | 16.3 | 8.5 | 32400 | 28200 | 87.04% | 2.77 | 0 | 9.3 |  |  |  | No | R-410A | 2.6 | Residential & Commercial | No
212625838 | Central HP <5.4 tons | COLEMAN | HRCU-A-CB (Split System: Heat Pump with Remote Outdoor Unit-Air-Source) | HMH72B341 | ASPEN |  | D(A,C,E)36B36+TDR | CP9C120D20MP13 | 31600 | 17 | 8.1 | 32400 | 28200 | 87.04% | 2.51 | 0 | 9.3 |  |  |  | No | R-410A | 2.6333 | Residential & Commercial | No
212625852 | Central HP <5.4 tons | COLEMAN | HRCU-A-CB (Split System: Heat Pump with Remote Outdoor Unit-Air-Source) | HMH72B341 | ASPEN |  | C(A,C,D,E)36A46+TDR | TM9V120D20MP12 | 31600 | 17 | 8.5 | 32400 | 28200 | 87.04% | 2.79 | 0 | 9.3 |  |  |  | No | R-410A | 2.6333 | Residential & Commercial | No
213752307 | Central HP <5.4 tons | CARRIER | HRCU-A-CB (Split System: Heat Pump with Remote Outdoor Unit-Air-Source) | 38MURAQ24AA3* | ASPEN |  | D(A,C,E)36B34+TDR | 58TP*B070V17**16 | 23400 | 16 | 8.1 | 25200 | 22400 | 88.89% | 2.9 | 0 | 9.5 |  |  |  | No | R-410A | 1.95 | Residential & Commercial | No
213752457 | Central HP <5.4 tons | CARRIER | HRCU-A-CB (Split System: Heat Pump with Remote Outdoor Unit-Air-Source) | 38MURAQ24AA3* | ASPEN |  | D(A,C,E)24B44+TDR | 59SC6A060M14**12 | 22600 | 15.8 | 8.1 | 24400 | 22200 | 90.98% | 2.9 | 0 | 9.3 |  |  |  | No | R-410A | 1.8833 | Residential & Commercial | No
216014873 | Central HP <5.4 tons | FRIEDRICH | HRCU-A-C (Split System: Heat Pump with Remote Outdoor Unit with No Indoor Fan --Air Source) | WFPU18Z483C |  |  | RCFZ4821STANM |  | 44500 | 15.8 | 8.3 | 44000 | 33000 | 75% | 1.91 | 0 | 9.5 |  |  |  | No | R-410A | 3.7083 | Residential & Commercial | No
213613579 | Central HP <5.4 tons | BRYANT HEATING AND COOLING SYSTEMS | HRCU-A-CB (Split System: Heat Pump with Remote Outdoor Unit-Air-Source) | 38MURAQ24AA3* | ASPEN |  | L(E,G)M24D4 |  | 23800 | 15.5 | 9 | 25400 | 22600 | 88.98% | 2.89 | 0 | 9.5 |  |  |  | No | R-410A | 1.9833 | Residential & Commercial | No
214447345 | Central HP <5.4 tons | HISENSE | HRCU-A-CB (Split System: Heat Pump with Remote Outdoor Unit-Air-Source) | AUWR-48U3SP2 | ASPEN |  | A(E,F)M494+TDR |  | 45000 | 17.2 | 8.1 | 46500 | 33000 | 70.97% | 1.9 | 0 | 9.8 |  |  |  | No | R-410A | 3.75 | Residential & Commercial | No
215375353 | Central HP <5.4 tons | RUUD | HRCU-A-CB (Split System: Heat Pump with Remote Outdoor Unit-Air-Source) | RD17AZ60AJ3N | ASPEN |  | D(A,C,E)60D36+TDR | R801V1255A24DZ | 52000 | 17.8 | 8.1 | 53500 | 50500 | 94.39% | 1.75 | 0 | 9.8 |  |  |  | No | R-410A | 4.3333 | Residential & Commercial | No
215375376 | Central HP <5.4 tons | RUUD | HRCU-A-CB (Split System: Heat Pump with Remote Outdoor Unit-Air-Source) | RD17AZ60AJ3N | ASPEN |  | D(A,C,E)60D36+TDR | R962V0705A21M4S | 51500 | 17.8 | 8.1 | 54000 | 51000 | 94.44% | 1.75 | 0 | 9.8 |  |  |  | No | R-410A | 4.2917 | Residential & Commercial | No
215375378 | Central HP <5.4 tons | RUUD | HRCU-A-CB (Split System: Heat Pump with Remote Outdoor Unit-Air-Source) | RD17AZ60AJ3N | ASPEN |  | D(A,C,E)60D36+TDR | R962V1005A21M4S | 51500 | 17.8 | 8.1 | 54000 | 51000 | 94.44% | 1.75 | 0 | 9.8 |  |  |  | No | R-410A | 4.2917 | Residential & Commercial | No
214394703 | Central HP <5.4 tons | RUUD | HRCU-A-CB (Split System: Heat Pump with Remote Outdoor Unit-Air-Source) | RD17AZ60AJ3N | ASPEN |  | D(A,C,E)60D34+TDR | R802V1255A24UHN | 52000 | 17.8 | 8.1 | 53500 | 49000 | 91.59% | 1.75 | 0 | 9.8 |  |  |  | No | R-410A | 4.3333 | Residential & Commercial | No
214394720 | Central HP <5.4 tons | RUUD | HRCU-A-CB (Split System: Heat Pump with Remote Outdoor Unit-Air-Source) | RD17AZ60AJ3N | ASPEN |  | D(A,C,E)60D44+TDR | R921V0705A21M4S | 52000 | 17.9 | 8.1 | 54000 | 49500 | 91.67% | 1.75 | 0 | 9.8 |  |  |  | No | R-410A | 4.3333 | Residential & Commercial | No
214394736 | Central HP <5.4 tons | RUUD | HRCU-A-CB (Split System: Heat Pump with Remote Outdoor Unit-Air-Source) | RD17AZ60AJ3N | ASPEN |  | D(A,C,E)60D44+TDR | R951V0855A21M4S | 52000 | 17 | 8.1 | 54000 | 49500 | 91.67% | 1.75 | 0 | 9.8 |  |  |  | No | R-410A | 4.3333 | Residential & Commercial | No
213753824 | Central HP <5.4 tons | CARRIER | HRCU-A-CB (Split System: Heat Pump with Remote Outdoor Unit-Air-Source) | 38MURAQ36AB3* | ASPEN |  | D(A,C,E)36B34+TDR | 59SP6A060V17**14 | 33400 | 15.4 | 8.1 | 38500 | 31400 | 81.56% | 2.71 | 0 | 9.3 |  |  |  | No | R-410A | 2.7833 | Residential & Commercial | No
214320276 | Central HP <5.4 tons | BOREAL | HRCU-A-C (Split System: Heat Pump with Remote Outdoor Unit with No Indoor Fan --Air Source) | ENVBR60HPJ1OA | ASPEN |  | C(A,C,D,E)60C44+TDR |  | 50500 | 15.2 | 8.5 | 53000 | 37200 | 70.19% | 1.8 | 0 | 9.5 |  |  |  | No | R-410A | 4.2083 | Residential & Commercial | No
214394785 | Central HP <5.4 tons | RUUD | HRCU-A-CB (Split System: Heat Pump with Remote Outdoor Unit-Air-Source) | RD17AZ60AJ3N | ASPEN |  | D(A,C,E)60D34+TDR | U97MV1155A24DHS | 51500 | 17.8 | 8.1 | 54000 | 49500 | 91.67% | 1.75 | 0 | 9.8 |  |  |  | No | R-410A | 4.2917 | Residential & Commercial | No
215375354 | Central HP <5.4 tons | RUUD | HRCU-A-CB (Split System: Heat Pump with Remote Outdoor Unit-Air-Source) | RD17AZ60AJ3N | ASPEN |  | D(A,C,E)60D36+TDR | R801V1255A24UH | 52000 | 17.8 | 8.1 | 53500 | 50500 | 94.39% | 1.75 | 0 | 9.8 |  |  |  | No | R-410A | 4.3333 | Residential & Commercial | No
215375357 | Central HP <5.4 tons | RUUD | HRCU-A-CB (Split System: Heat Pump with Remote Outdoor Unit-Air-Source) | RD17AZ60AJ3N | ASPEN |  | D(A,C,E)60D36+TDR | R802V0755A21UHN | 52000 | 17.8 | 8.1 | 54000 | 50500 | 93.52% | 1.75 | 0 | 9.8 |  |  |  | No | R-410A | 4.3333 | Residential & Commercial | No
215375371 | Central HP <5.4 tons | RUUD | HRCU-A-CB (Split System: Heat Pump with Remote Outdoor Unit-Air-Source) | RD17AZ60AJ3N | ASPEN |  | D(A,C,E)60D36+TDR | R951V0705A21M4S | 51500 | 17.8 | 8.1 | 54000 | 51000 | 94.44% | 1.75 | 0 | 9.8 |  |  |  | No | R-410A | 4.2917 | Residential & Commercial | No
212625872 | Central HP <5.4 tons | COLEMAN | HRCU-A-CB (Split System: Heat Pump with Remote Outdoor Unit-Air-Source) | HMH72B341 | ASPEN |  | C(A,C,D,E)36A46+TDR | TP9C120D20MP13 | 31600 | 17 | 8.1 | 32400 | 28200 | 87.04% | 2.51 | 0 | 9.3 |  |  |  | No | R-410A | 2.6333 | Residential & Commercial | No
212625886 | Central HP <5.4 tons | COLEMAN | HRCU-A-CB (Split System: Heat Pump with Remote Outdoor Unit-Air-Source) | HMH72B341 | ASPEN |  | D(A,C,E)42D36+TDR | TP9C120D20MP13 | 32800 | 17 | 8.1 | 32400 | 28200 | 87.04% | 2.51 | 0 | 9.5 |  |  |  | No | R-410A | 2.7333 | Residential & Commercial | No
212394526 | Central HP <5.4 tons | COLEMAN | HRCU-A-CB (Split System: Heat Pump with Remote Outdoor Unit-Air-Source) | HMH72B341 | ADP |  | H,YE34936 | TM9V100C20MP12 | 33400 | 17 | 8.5 | 32400 | 23200 | 71.6% | 2.06 | 0 | 9.5 |  |  |  | No | R-410A | 2.7833 | Residential & Commercial | No
216497243 | Central HP <5.4 tons | YORK | HRCU-A-CB (Split System: Heat Pump with Remote Outdoor Unit-Air-Source) | HMH72B341 | ASPEN |  | D(A,C,E)42D34+TDR | Y91E080C16SMPS1 | 32000 | 17 | 8.5 | 32000 | 27800 | 86.88% | 2.8 | 0 | 9.8 |  |  |  | No | R-410A | 2.6667 | Residential & Commercial | No
213752791 | Central HP <5.4 tons | CARRIER | HRCU-A-CB (Split System: Heat Pump with Remote Outdoor Unit-Air-Source) | 38MURAQ24AB3* | ASPEN |  | D(A,C,E)36B34+TDR | 59SC2E040M17**12 | 23400 | 16 | 8.5 | 26400 | 20400 | 77.27% | 2.84 | 0 | 9 |  |  |  | No | R-410A | 1.95 | Residential & Commercial | No
214320275 | Central HP <5.4 tons | BOREAL | HRCU-A-C (Split System: Heat Pump with Remote Outdoor Unit with No Indoor Fan --Air Source) | ENVBR60HPJ1OA | ASPEN |  | C(A,C,D,E)60B44+TDR |  | 50500 | 15.2 | 8.5 | 53000 | 37200 | 70.19% | 1.8 | 0 | 9.5 |  |  |  | No | R-410A | 4.2083 | Residential & Commercial | No
215375366 | Central HP <5.4 tons | RUUD | HRCU-A-CB (Split System: Heat Pump with Remote Outdoor Unit-Air-Source) | RD17AZ60AJ3N | ASPEN |  | D(A,C,E)60D36+TDR | R802V1505A24UHS | 52000 | 17.8 | 8.1 | 53500 | 50500 | 94.39% | 1.75 | 0 | 9.8 |  |  |  | No | R-410A | 4.3333 | Residential & Commercial | No
215375377 | Central HP <5.4 tons | RUUD | HRCU-A-CB (Split System: Heat Pump with Remote Outdoor Unit-Air-Source) | RD17AZ60AJ3N | ASPEN |  | D(A,C,E)60D36+TDR | R962V0855A21M4S | 51500 | 16.9 | 8.1 | 54000 | 51000 | 94.44% | 1.75 | 0 | 9.8 |  |  |  | No | R-410A | 4.2917 | Residential & Commercial | No
214394778 | Central HP <5.4 tons | RUUD | HRCU-A-CB (Split System: Heat Pump with Remote Outdoor Unit-Air-Source) | RD17AZ60AJ3N | ASPEN |  | D(A,C,E)60D44+TDR | U97MV0855A21DHS | 52000 | 17.9 | 8.1 | 54000 | 49500 | 91.67% | 1.75 | 0 | 9.8 |  |  |  | No | R-410A | 4.3333 | Residential & Commercial | No
215375346 | Central HP <5.4 tons | RUUD | HRCU-A-CB (Split System: Heat Pump with Remote Outdoor Unit-Air-Source) | RD17AZ60AJ3N | ASPEN |  | D(A,C,E)60D36+TDR | R801V0755A21DZ | 52000 | 17.8 | 8.1 | 54000 | 50500 | 93.52% | 1.75 | 0 | 9.8 |  |  |  | No | R-410A | 4.3333 | Residential & Commercial | No
214810352 | Central HP <5.4 tons | RHEEM | HRCU-A-CB (Split System: Heat Pump with Remote Outdoor Unit-Air-Source) | RD17AZ36AJ3N | ADP |  | H,RE9J936 | R921V0703A17M4S | 32200 | 17 | 8.1 | 32600 | 29200 | 89.57% | 1.9 | 0 | 9.5 |  |  |  | No | R-410A | 2.6833 | Residential & Commercial | No
214810350 | Central HP <5.4 tons | RHEEM | HRCU-A-CB (Split System: Heat Pump with Remote Outdoor Unit-Air-Source) | RD17AZ36AJ3N | ADP |  | H,RE9J936 | R921V0403A17M4S | 32200 | 17 | 8.1 | 32600 | 29200 | 89.57% | 1.9 | 0 | 9.5 |  |  |  | No | R-410A | 2.6833 | Residential & Commercial | No
214320268 | Central HP <5.4 tons | BOREAL | HRCU-A-C (Split System: Heat Pump with Remote Outdoor Unit with No Indoor Fan --Air Source) | ENVBR36HPJ1OA | ASPEN |  | D(A,C,E)36B34+TDR |  | 32000 | 15.2 | 8.5 | 34000 | 24000 | 70.59% | 1.8 | 0 | 9.5 |  |  |  | No | R-410A | 2.6667 | Residential & Commercial | No
211755787 | Central HP <5.4 tons | YORK | HRCU-A-CB (Split System: Heat Pump with Remote Outdoor Unit-Air-Source) | HMH72B341 | ASPEN |  | C(A,C,D,E)48D24+TDR | TM8V100C20MP12 | 30400 | 16.1 | 8.1 | 32400 | 27800 | 85.8% | 2.49 | 0 | 8 |  |  |  | No | R-410A | 2.5333 | Residential & Commercial | No
211755818 | Central HP <5.4 tons | YORK | HRCU-A-CB (Split System: Heat Pump with Remote Outdoor Unit-Air-Source) | HMH72B341 | ASPEN |  | D(A,C,E)36A44+TDR | TM9E060B12MP12 | 32000 | 17.5 | 8.1 | 34000 | 28000 | 82.35% | 2.46 | 0 | 9.4 |  |  |  | No | R-410A | 2.6667 | Residential & Commercial | No
211755836 | Central HP <5.4 tons | YORK | HRCU-A-CB (Split System: Heat Pump with Remote Outdoor Unit-Air-Source) | HMH72B341 | ASPEN |  | D(A,C,E)36A44+TDR | TM9V060B12MP12 | 32000 | 17.5 | 8.1 | 34000 | 27800 | 81.76% | 2.49 | 0 | 9.4 |  |  |  | No | R-410A | 2.6667 | Residential & Commercial | No
214810407 | Central HP <5.4 tons | RHEEM | HRCU-A-CB (Split System: Heat Pump with Remote Outdoor Unit-Air-Source) | RD17AZ60AJ3N | ADP |  | H,RE84960 | R951V0705A21M4S | 53000 | 17 | 8.1 | 52000 | 49000 | 94.23% | 1.75 | 0 | 9.5 |  |  |  | No | R-410A | 4.4167 | Residential & Commercial | No
214810409 | Central HP <5.4 tons | RHEEM | HRCU-A-CB (Split System: Heat Pump with Remote Outdoor Unit-Air-Source) | RD17AZ60AJ3N | ADP |  | H,RE84960 | R951V1005A21M4S | 53000 | 17 | 8.1 | 52000 | 49000 | 94.23% | 1.75 | 0 | 9.5 |  |  |  | No | R-410A | 4.4167 | Residential & Commercial | No
215375372 | Central HP <5.4 tons | RUUD | HRCU-A-CB (Split System: Heat Pump with Remote Outdoor Unit-Air-Source) | RD17AZ60AJ3N | ASPEN |  | D(A,C,E)60D36+TDR | R951V0855A21M4S | 51500 | 16.9 | 8.1 | 54000 | 51000 | 94.44% | 1.75 | 0 | 9.8 |  |  |  | No | R-410A | 4.2917 | Residential & Commercial | No
214394635 | Central HP <5.4 tons | RUUD | HRCU-A-CB (Split System: Heat Pump with Remote Outdoor Unit-Air-Source) | RD17AZ60AJ3N | ASPEN |  | D(A,C,E)60D34+TDR | R801V0755A21DZ | 52000 | 17.8 | 8.1 | 54000 | 49000 | 90.74% | 1.75 | 0 | 9.8 |  |  |  | No | R-410A | 4.3333 | Residential & Commercial | No
214394735 | Central HP <5.4 tons | RUUD | HRCU-A-CB (Split System: Heat Pump with Remote Outdoor Unit-Air-Source) | RD17AZ60AJ3N | ASPEN |  | D(A,C,E)60D34+TDR | R951V0855A21M4S | 51500 | 16.9 | 8.1 | 54000 | 49500 | 91.67% | 1.75 | 0 | 9.8 |  |  |  | No | R-410A | 4.2917 | Residential & Commercial | No
214394753 | Central HP <5.4 tons | RUUD | HRCU-A-CB (Split System: Heat Pump with Remote Outdoor Unit-Air-Source) | RD17AZ60AJ3N | ASPEN |  | D(A,C,E)60D34+TDR | R962V0855A21M4S | 51500 | 16.9 | 8.1 | 54000 | 49500 | 91.67% | 1.75 | 0 | 9.8 |  |  |  | No | R-410A | 4.2917 | Residential & Commercial | No
214394769 | Central HP <5.4 tons | RUUD | HRCU-A-CB (Split System: Heat Pump with Remote Outdoor Unit-Air-Source) | RD17AZ60AJ3N | ASPEN |  | D(A,C,E)60D34+TDR | U802VA125524M | 52000 | 18.8 | 8.1 | 53500 | 49000 | 91.59% | 1.75 | 0 | 9.8 |  |  |  | No | R-410A | 4.3333 | Residential & Commercial | No
211755918 | Central HP <5.4 tons | YORK | HRCU-A-CB (Split System: Heat Pump with Remote Outdoor Unit-Air-Source) | HMH72B341 | ASPEN |  | D(A,C,E)36B34+TDR | TP9C120D20MP13 | 31600 | 17 | 8.1 | 32400 | 28200 | 87.04% | 2.57 | 0 | 9.3 |  |  |  | No | R-410A | 2.6333 | Residential & Commercial | No
211755920 | Central HP <5.4 tons | YORK | HRCU-A-CB (Split System: Heat Pump with Remote Outdoor Unit-Air-Source) | HMH72B341 | ASPEN |  | D(A,C,E)36A44+TDR | TPLC060A12MP13 | 32000 | 17.5 | 8.1 | 34000 | 27800 | 81.76% | 2.5 | 0 | 9.4 |  |  |  | No | R-410A | 2.6667 | Residential & Commercial | No
211755937 | Central HP <5.4 tons | YORK | HRCU-A-CB (Split System: Heat Pump with Remote Outdoor Unit-Air-Source) | HMH72B341 | ASPEN |  | C(A,C,D,E)48D24+TDR | YP9C060B12MP13 | 31200 | 17.3 | 8.1 | 34000 | 27800 | 81.76% | 2.49 | 0 | 9.2 |  |  |  | No | R-410A | 2.6 | Residential & Commercial | No
211755953 | Central HP <5.4 tons | YORK | HRCU-A-CB (Split System: Heat Pump with Remote Outdoor Unit-Air-Source) | HMH72B341 | ASPEN |  | D(A,C,E)36A44+TDR | YP9C120D20MP13 | 31600 | 17 | 8.1 | 32400 | 28200 | 87.04% | 2.57 | 0 | 9.3 |  |  |  | No | R-410A | 2.6333 | Residential & Commercial | No
211755987 | Central HP <5.4 tons | YORK | HRCU-A-CB (Split System: Heat Pump with Remote Outdoor Unit-Air-Source) | HMH72B341 | ASPEN |  | D(A,C,E)36A46+TDR | TM8E060A12MP11 | 32200 | 18 | 8.1 | 33800 | 27400 | 81.07% | 2.51 | 0 | 9.9 |  |  |  | No | R-410A | 2.6833 | Residential & Commercial | No
213753829 | Central HP <5.4 tons | CARRIER | HRCU-A-CB (Split System: Heat Pump with Remote Outdoor Unit-Air-Source) | 38MURAQ36AB3* | ASPEN |  | D(A,C,E)36B34+TDR | 59SP6A080V17**16 | 33600 | 15.9 | 8.1 | 38500 | 31400 | 81.56% | 2.71 | 0 | 9.8 |  |  |  | No | R-410A | 2.8 | Residential & Commercial | No
213753880 | Central HP <5.4 tons | CARRIER | HRCU-A-CB (Split System: Heat Pump with Remote Outdoor Unit-Air-Source) | 38MURAQ36AB3* | ASPEN |  | D(A,C,E)36B34+TDR | 59TP6C120V24**22 | 33600 | 16.4 | 8.5 | 37800 | 31800 | 84.13% | 2.72 | 0 | 9.8 |  |  |  | No | R-410A | 2.8 | Residential & Commercial | No
211756036 | Central HP <5.4 tons | YORK | HRCU-A-CB (Split System: Heat Pump with Remote Outdoor Unit-Air-Source) | HMH72B341 | ASPEN |  | D(A,C,E)36B36+TDR | TM9E100C20MP12 | 32000 | 15.5 | 8.1 | 33200 | 27000 | 81.33% | 2.5 | 0 | 9.9 |  |  |  | No | R-410A | 2.6667 | Residential & Commercial | No
211756054 | Central HP <5.4 tons | YORK | HRCU-A-CB (Split System: Heat Pump with Remote Outdoor Unit-Air-Source) | HMH72B341 | ASPEN |  | D(A,C,E)36B36+TDR | TM9Y080B12MP11 | 32000 | 18 | 8.1 | 34000 | 28000 | 82.35% | 2.47 | 0 | 9.4 |  |  |  | No | R-410A | 2.6667 | Residential & Commercial | No
211756071 | Central HP <5.4 tons | YORK | HRCU-A-CB (Split System: Heat Pump with Remote Outdoor Unit-Air-Source) | HMH72B341 | ASPEN |  | D(A,C,E)36A46+TDR | TMLE100B12MP11 | 32200 | 18 | 8.1 | 33800 | 27400 | 81.07% | 2.51 | 0 | 9.9 |  |  |  | No | R-410A | 2.6833 | Residential & Commercial | No
211756120 | Central HP <5.4 tons | YORK | HRCU-A-CB (Split System: Heat Pump with Remote Outdoor Unit-Air-Source) | HMH72B341 | ASPEN |  | D(A,C,E)36B36+TDR | YPLC060A12MP13 | 32000 | 17.5 | 8.1 | 34000 | 27800 | 81.76% | 2.5 | 0 | 9.4 |  |  |  | No | R-410A | 2.6667 | Residential & Commercial | No
211627818 | Central HP <5.4 tons | YORK | HRCU-A-CB (Split System: Heat Pump with Remote Outdoor Unit-Air-Source) | HMH72B341 | ASPEN |  | CM36B36+TDR | TM8Y080C16MP11 | 32000 | 18.5 | 8.5 | 25400 | 31600 | 124.4% | 2.87 | 0 | 9.9 |  |  |  | No | R-410A | 2.6667 | Residential & Commercial | No
215375347 | Central HP <5.4 tons | RUUD | HRCU-A-CB (Split System: Heat Pump with Remote Outdoor Unit-Air-Source) | RD17AZ60AJ3N | ASPEN |  | D(A,C,E)60D36+TDR | R801V0755A21UHN | 52000 | 17.8 | 8.1 | 54000 | 50500 | 93.52% | 1.75 | 0 | 9.8 |  |  |  | No | R-410A | 4.3333 | Residential & Commercial | No
215375362 | Central HP <5.4 tons | RUUD | HRCU-A-CB (Split System: Heat Pump with Remote Outdoor Unit-Air-Source) | RD17AZ60AJ3N | ASPEN |  | D(A,C,E)60D36+TDR | R802V1255A24DZ | 52000 | 17.8 | 8.1 | 53500 | 50500 | 94.39% | 1.75 | 0 | 9.8 |  |  |  | No | R-410A | 4.3333 | Residential & Commercial | No
215375363 | Central HP <5.4 tons | RUUD | HRCU-A-CB (Split System: Heat Pump with Remote Outdoor Unit-Air-Source) | RD17AZ60AJ3N | ASPEN |  | D(A,C,E)60D36+TDR | R802V1255A24UHN | 52000 | 17.8 | 8.1 | 53500 | 50500 | 94.39% | 1.75 | 0 | 9.8 |  |  |  | No | R-410A | 4.3333 | Residential & Commercial | No
211628037 | Central HP <5.4 tons | YORK | HRCU-A-CB (Split System: Heat Pump with Remote Outdoor Unit-Air-Source) | HMH72B341 | ASPEN |  | CM36A36+TDR | TM9V120D20MP12 | 30800 | 16.8 | 8.3 | 25200 | 31800 | 126.2% | 2.91 | 0 | 9.2 |  |  |  | No | R-410A | 2.5667 | Residential & Commercial | No
213753610 | Central HP <5.4 tons | CARRIER | HRCU-A-CB (Split System: Heat Pump with Remote Outdoor Unit-Air-Source) | 38MURAQ30AB3* | ASPEN |  | D(A,C,E)30C44+TDR | 59TP6C100V21**20 | 29600 | 15.2 | 8.5 | 34200 | 24200 | 70.76% | 2.69 | 0 | 9 |  |  |  | No | R-410A | 2.4667 | Residential & Commercial | No
213753627 | Central HP <5.4 tons | CARRIER | HRCU-A-CB (Split System: Heat Pump with Remote Outdoor Unit-Air-Source) | 38MURAQ30AB3* | ASPEN |  | D(A,C,E)36B34+TDR | 59TP6C100V21**22 | 29600 | 15.2 | 8.1 | 34200 | 24200 | 70.76% | 2.65 | 0 | 9 |  |  |  | No | R-410A | 2.4667 | Residential & Commercial | No
214393200 | Central HP <5.4 tons | RUUD | HRCU-A-CB (Split System: Heat Pump with Remote Outdoor Unit-Air-Source) | RD17AZ36AJ3N | ASPEN |  | D(A,C,E)48D24+TDR | R802V0504A17UHN | 30800 | 17.6 | 8.1 | 34200 | 29800 | 87.13% | 1.9 | 0 | 9.6 |  |  |  | No | R-410A | 2.5667 | Residential & Commercial | No
214392193 | Central HP <5.4 tons | RUUD | HRCU-A-CB (Split System: Heat Pump with Remote Outdoor Unit-Air-Source) | RD17AZ24AJ3N | ASPEN |  | D(A,C,E)36C24+TDR | R801V0504A17UHU | 20600 | 17.8 | 8.1 | 22400 | 17000 | 75.89% | 2 | 0 | 9.7 |  |  |  | No | R-410A | 1.7167 | Residential & Commercial | No
214392477 | Central HP <5.4 tons | RUUD | HRCU-A-CB (Split System: Heat Pump with Remote Outdoor Unit-Air-Source) | RD17AZ24AJ3N | ASPEN |  | D(A,C,E)30D24+TDR | R921V0703A17M4S | 20800 | 17.8 | 8.1 | 22600 | 16900 | 74.78% | 2 | 0 | 9.7 |  |  |  | No | R-410A | 1.7333 | Residential & Commercial | No
214392530 | Central HP <5.4 tons | RUUD | HRCU-A-CB (Split System: Heat Pump with Remote Outdoor Unit-Air-Source) | RD17AZ24AJ3N | ASPEN |  | D(A,C,E)36D24+TDR | R951V0603A17M4S | 21000 | 17.9 | 8.1 | 22600 | 17000 | 75.22% | 2 | 0 | 9.8 |  |  |  | No | R-410A | 1.75 | Residential & Commercial | No
214392561 | Central HP <5.4 tons | RUUD | HRCU-A-CB (Split System: Heat Pump with Remote Outdoor Unit-Air-Source) | RD17AZ24AJ3N | ASPEN |  | D(A,C,E)36C24+TDR | R951V0703A17M4S | 20800 | 17.8 | 8.1 | 22600 | 16900 | 74.78% | 2 | 0 | 9.7 |  |  |  | No | R-410A | 1.7333 | Residential & Commercial | No
214392664 | Central HP <5.4 tons | RUUD | HRCU-A-CB (Split System: Heat Pump with Remote Outdoor Unit-Air-Source) | RD17AZ24AJ3N | ASPEN |  | D(A,C,E)24D24+TDR | U97MV0603A17DHS | 20400 | 18.6 | 8.1 | 22600 | 16900 | 74.78% | 2 | 0 | 9 |  |  |  | No | R-410A | 1.7 | Residential & Commercial | No
214392696 | Central HP <5.4 tons | RUUD | HRCU-A-CB (Split System: Heat Pump with Remote Outdoor Unit-Air-Source) | RD17AZ24AJ3N | ASPEN |  | D(A,C,E)24D24+TDR | U98MV0603A17UPS | 20400 | 18.6 | 8.1 | 22600 | 16900 | 74.78% | 2 | 0 | 9 |  |  |  | No | R-410A | 1.7 | Residential & Commercial | No
211627588 | Central HP <5.4 tons | YORK | HRCU-A-CB (Split System: Heat Pump with Remote Outdoor Unit-Air-Source) | HMH72B341 | ASPEN |  | D(A,C,E)36D36+TDR | TL9E060B12UH11 | 32800 | 18 | 8.1 | 34000 | 27800 | 81.76% | 2.46 | 0 | 9.5 |  |  |  | No | R-410A | 2.7333 | Residential & Commercial | No
211627647 | Central HP <5.4 tons | YORK | HRCU-A-CB (Split System: Heat Pump with Remote Outdoor Unit-Air-Source) | HMH72B341 | ASPEN |  | CM36A36+TDR | TM8E080B12MP11 | 31400 | 17.8 | 8.2 | 25600 | 32200 | 125.8% | 2.74 | 0 | 9.3 |  |  |  | No | R-410A | 2.6167 | Residential & Commercial | No
214392200 | Central HP <5.4 tons | RUUD | HRCU-A-CB (Split System: Heat Pump with Remote Outdoor Unit-Air-Source) | RD17AZ24AJ3N | ASPEN |  | D(A,C,E)24D24+TDR | R801V0704A17UHU | 20400 | 17.7 | 8.1 | 22600 | 16900 | 74.78% | 2 | 0 | 9 |  |  |  | No | R-410A | 1.7 | Residential & Commercial | No
214392157 | Central HP <5.4 tons | RUUD | HRCU-A-CB (Split System: Heat Pump with Remote Outdoor Unit-Air-Source) | RD17AZ24AJ3N | ASPEN |  | D(A,C,E)30D24+TDR | R801V0504A17UHN | 20800 | 17.8 | 8.1 | 22600 | 16900 | 74.78% | 2 | 0 | 9.7 |  |  |  | No | R-410A | 1.7333 | Residential & Commercial | No
214392241 | Central HP <5.4 tons | RUUD | HRCU-A-CB (Split System: Heat Pump with Remote Outdoor Unit-Air-Source) | RD17AZ24AJ3N | ASPEN |  | D(A,C,E)36C24+TDR | R801V0754A17UHN | 20800 | 18.8 | 8.1 | 22600 | 16800 | 74.34% | 2.1 | 0 | 9.7 |  |  |  | No | R-410A | 1.7333 | Residential & Commercial | No
214392248 | Central HP <5.4 tons | RUUD | HRCU-A-CB (Split System: Heat Pump with Remote Outdoor Unit-Air-Source) | RD17AZ24AJ3N | ASPEN |  | D(A,C,E)24D24+TDR | R801V0754A17UHS | 20400 | 18.6 | 8.1 | 22600 | 16800 | 74.34% | 2.1 | 0 | 9 |  |  |  | No | R-410A | 1.7 | Residential & Commercial | No
214392316 | Central HP <5.4 tons | RUUD | HRCU-A-CB (Split System: Heat Pump with Remote Outdoor Unit-Air-Source) | RD17AZ24AJ3N | ASPEN |  | D(A,C,E)30C24+TDR | R802V0503A14UHS | 20400 | 17.7 | 8.1 | 22600 | 16900 | 74.78% | 2 | 0 | 9 |  |  |  | No | R-410A | 1.7 | Residential & Commercial | No
214392364 | Central HP <5.4 tons | RUUD | HRCU-A-CB (Split System: Heat Pump with Remote Outdoor Unit-Air-Source) | RD17AZ24AJ3N | ASPEN |  | D(A,C,E)30C24+TDR | R802V0754A17DZ | 20400 | 18.6 | 8.1 | 22600 | 16800 | 74.34% | 2.1 | 0 | 9 |  |  |  | No | R-410A | 1.7 | Residential & Commercial | No
214392384 | Central HP <5.4 tons | RUUD | HRCU-A-CB (Split System: Heat Pump with Remote Outdoor Unit-Air-Source) | RD17AZ24AJ3N | ASPEN |  | D(A,C,E)36B24+TDR | R802V0754A17UHN | 20400 | 18.6 | 8.1 | 22600 | 16800 | 74.34% | 2.1 | 0 | 9 |  |  |  | No | R-410A | 1.7 | Residential & Commercial | No
214392432 | Central HP <5.4 tons | RUUD | HRCU-A-CB (Split System: Heat Pump with Remote Outdoor Unit-Air-Source) | RD17AZ24AJ3N | ASPEN |  | D(A,C,E)36B24+TDR | R802V1004A17UHS | 20400 | 18.6 | 8.1 | 22600 | 16800 | 74.34% | 2.1 | 0 | 9 |  |  |  | No | R-410A | 1.7 | Residential & Commercial | No
214392466 | Central HP <5.4 tons | RUUD | HRCU-A-CB (Split System: Heat Pump with Remote Outdoor Unit-Air-Source) | RD17AZ24AJ3N | ASPEN |  | D(A,C,E)36D24+TDR | R921V0603A17M4S | 21000 | 17.9 | 8.1 | 22600 | 17000 | 75.22% | 2 | 0 | 9.8 |  |  |  | No | R-410A | 1.75 | Residential & Commercial | No
214392609 | Central HP <5.4 tons | RUUD | HRCU-A-CB (Split System: Heat Pump with Remote Outdoor Unit-Air-Source) | RD17AZ24AJ3N | ASPEN |  | D(A,C,E)36C24+TDR | R962V0703A17M4S | 20800 | 17.8 | 8.1 | 22600 | 16900 | 74.78% | 2 | 0 | 9.7 |  |  |  | No | R-410A | 1.7333 | Residential & Commercial | No
214392684 | Central HP <5.4 tons | RUUD | HRCU-A-CB (Split System: Heat Pump with Remote Outdoor Unit-Air-Source) | RD17AZ24AJ3N | ASPEN |  | D(A,C,E)30C24+TDR | U97MV0703A17DHS | 20400 | 18.6 | 8.1 | 22600 | 16900 | 74.78% | 2 | 0 | 9 |  |  |  | No | R-410A | 1.7 | Residential & Commercial | No
211627779 | Central HP <5.4 tons | YORK | HRCU-A-CB (Split System: Heat Pump with Remote Outdoor Unit-Air-Source) | HMH72B341 | ASPEN |  | CM36B36+TDR | TM8V120C20MP12 | 31400 | 16.5 | 8.5 | 25200 | 31400 | 124.6% | 2.85 | 0 | 8.9 |  |  |  | No | R-410A | 2.6167 | Residential & Commercial | No
211627831 | Central HP <5.4 tons | YORK | HRCU-A-CB (Split System: Heat Pump with Remote Outdoor Unit-Air-Source) | HMH72B341 | ASPEN |  | CM36B36+TDR | TM8Y100C16MP11 | 32000 | 18.5 | 8.5 | 25400 | 31600 | 124.4% | 2.87 | 0 | 9.9 |  |  |  | No | R-410A | 2.6667 | Residential & Commercial | No
211755757 | Central HP <5.4 tons | YORK | HRCU-A-CB (Split System: Heat Pump with Remote Outdoor Unit-Air-Source) | HMH72B341 | ASPEN |  | C(A,C,D,E)48D24+TDR | TM8E060A12MP11 | 31200 | 17.8 | 8.1 | 33800 | 27400 | 81.07% | 2.51 | 0 | 9.7 |  |  |  | No | R-410A | 2.6 | Residential & Commercial | No
214810413 | Central HP <5.4 tons | RHEEM | HRCU-A-CB (Split System: Heat Pump with Remote Outdoor Unit-Air-Source) | RD17AZ60AJ3N | ADP |  | H,RE84960 | R962V0855A21M4S | 53000 | 16 | 8.1 | 52000 | 49000 | 94.23% | 1.75 | 0 | 9.5 |  |  |  | No | R-410A | 4.4167 | Residential & Commercial | No
215375348 | Central HP <5.4 tons | RUUD | HRCU-A-CB (Split System: Heat Pump with Remote Outdoor Unit-Air-Source) | RD17AZ60AJ3N | ASPEN |  | D(A,C,E)60D36+TDR | R801V0755A21UHS | 52000 | 17.8 | 8.1 | 54000 | 50500 | 93.52% | 1.75 | 0 | 9.8 |  |  |  | No | R-410A | 4.3333 | Residential & Commercial | No
211755823 | Central HP <5.4 tons | YORK | HRCU-A-CB (Split System: Heat Pump with Remote Outdoor Unit-Air-Source) | HMH72B341 | ASPEN |  | C(A,C,D,E)48D24+TDR | TM9E080C16MP12 | 31200 | 17.8 | 8.1 | 33600 | 27200 | 80.95% | 2.53 | 0 | 9.7 |  |  |  | No | R-410A | 2.6 | Residential & Commercial | No
211755834 | Central HP <5.4 tons | YORK | HRCU-A-CB (Split System: Heat Pump with Remote Outdoor Unit-Air-Source) | HMH72B341 | ASPEN |  | D(A,C,E)36B34+TDR | TM9V040A10MP12 | 31600 | 17 | 8.1 | 33200 | 27400 | 82.53% | 2.49 | 0 | 9.4 |  |  |  | No | R-410A | 2.6333 | Residential & Commercial | No
211755866 | Central HP <5.4 tons | YORK | HRCU-A-CB (Split System: Heat Pump with Remote Outdoor Unit-Air-Source) | HMH72B341 | ASPEN |  | D(A,C,E)36A44+TDR | TM9Y100C20MP11 | 32000 | 15.5 | 8.1 | 34000 | 27800 | 81.76% | 2.44 | 0 | 9.4 |  |  |  | No | R-410A | 2.6667 | Residential & Commercial | No
211755891 | Central HP <5.4 tons | YORK | HRCU-A-CB (Split System: Heat Pump with Remote Outdoor Unit-Air-Source) | HMH72B341 | ASPEN |  | D(A,C,E)36B34+TDR | TMLE120C16MP11 | 32200 | 18 | 8.1 | 33600 | 27200 | 80.95% | 2.55 | 0 | 9.9 |  |  |  | No | R-410A | 2.6833 | Residential & Commercial | No
211755898 | Central HP <5.4 tons | YORK | HRCU-A-CB (Split System: Heat Pump with Remote Outdoor Unit-Air-Source) | HMH72B341 | ASPEN |  | C(A,C,D,E)48D24+TDR | TMLV120C20MP12 | 30400 | 16.1 | 8.1 | 32400 | 27800 | 85.8% | 2.49 | 0 | 8 |  |  |  | No | R-410A | 2.5333 | Residential & Commercial | No
214810396 | Central HP <5.4 tons | RHEEM | HRCU-A-CB (Split System: Heat Pump with Remote Outdoor Unit-Air-Source) | RD17AZ24AJ3N | ADP |  | H,RE7J924 | R951V0403A17UHU | 21400 | 17 | 8.1 | 20800 | 16700 | 80.29% | 2 | 0 | 9.5 |  |  |  | No | R-410A | 1.7833 | Residential & Commercial | No
215375349 | Central HP <5.4 tons | RUUD | HRCU-A-CB (Split System: Heat Pump with Remote Outdoor Unit-Air-Source) | RD17AZ60AJ3N | ASPEN |  | D(A,C,E)60D36+TDR | R801V1005A21DZ | 52000 | 17.8 | 8.1 | 53500 | 50500 | 94.39% | 1.75 | 0 | 9.8 |  |  |  | No | R-410A | 4.3333 | Residential & Commercial | No
214394762 | Central HP <5.4 tons | RUUD | HRCU-A-CB (Split System: Heat Pump with Remote Outdoor Unit-Air-Source) | RD17AZ60AJ3N | ASPEN |  | D(A,C,E)60D44+TDR | R962V1155A24M4S | 52000 | 17.9 | 8.1 | 54000 | 49000 | 90.74% | 1.75 | 0 | 9.8 |  |  |  | No | R-410A | 4.3333 | Residential & Commercial | No
214394791 | Central HP <5.4 tons | RUUD | HRCU-A-CB (Split System: Heat Pump with Remote Outdoor Unit-Air-Source) | RD17AZ60AJ3N | ASPEN |  | D(A,C,E)60D34+TDR | U98MV1005A21UPS | 51500 | 16.9 | 8.1 | 54500 | 49500 | 90.83% | 1.75 | 0 | 9.8 |  |  |  | No | R-410A | 4.2917 | Residential & Commercial | No
215375359 | Central HP <5.4 tons | RUUD | HRCU-A-CB (Split System: Heat Pump with Remote Outdoor Unit-Air-Source) | RD17AZ60AJ3N | ASPEN |  | D(A,C,E)60D36+TDR | R802V1005A21DZ | 52000 | 17.8 | 8.1 | 53500 | 50500 | 94.39% | 1.75 | 0 | 9.8 |  |  |  | No | R-410A | 4.3333 | Residential & Commercial | No
215849886 | Central HP <5.4 tons | COLEMAN | HRCU-A-CB (Split System: Heat Pump with Remote Outdoor Unit-Air-Source) | HH824E2S11 | ASPEN |  | C(A,C,D,E)24A3K+TDR | TM8Y060A12MP11 | 20000 | 17.5 | 8.5 | 22600 | 18400 | 81.42% | 2 | 0 | 9.8 |  |  |  | No | R-454B | 1.6667 | Residential & Commercial | No
212348365 | Central HP <5.4 tons | HISENSE | HRCU-A-CB (Split System: Heat Pump with Remote Outdoor Unit-Air-Source) | AUWR-60U3SP2 | ASPEN |  | LEM60G4 |  | 55000 | 16.5 | 8.2 | 55000 | 40500 | 73.64% | 2.46 | 0 | 8 |  |  |  | No | R-410A | 4.5833 | Residential & Commercial | No
215389772 | Central HP <5.4 tons | CARRIER | HRCU-A-CB (Split System: Heat Pump with Remote Outdoor Unit-Air-Source) | 38MURAQ36AB3* |  |  | CAP**3617AL* | 59TP6C060V17**16 | 34800 | 15.2 | 8.1 | 38500 | 35200 | 91.43% | 1.8 | 0 | 9.5 |  |  |  | No | R-410A | 2.9 | Residential & Commercial | No
213896272 | Central HP <5.4 tons | HISENSE | HRCU-A-CB (Split System: Heat Pump with Remote Outdoor Unit-Air-Source) | AUWR-60U3SP2 | ASPEN |  | L(E,G)M60I4 |  | 56000 | 17 | 8.5 | 56000 | 42000 | 75% | 2.6 | 0 | 8 |  |  |  | No | R-410A | 4.6667 | Residential & Commercial | No
212861174 | Central HP <5.4 tons | GREE | HRCU-A-C (Split System: Heat Pump with Remote Outdoor Unit with No Indoor Fan --Air Source) | FLEXX60HP230V1AO | ASPEN |  | C(A,C,D,E)60C44+TDR |  | 50500 | 15.2 | 8.5 | 53000 | 37200 | 70.19% | 1.8 | 0 | 9.5 |  |  |  | No | R-410A | 4.2083 | Residential & Commercial | No
213896270 | Central HP <5.4 tons | HISENSE | HRCU-A-CB (Split System: Heat Pump with Remote Outdoor Unit-Air-Source) | AUWR-60U3SP2 | ASPEN |  | L(E,G)M60G4 |  | 55000 | 16.5 | 8.2 | 55000 | 40500 | 73.64% | 2.46 | 0 | 8 |  |  |  | No | R-410A | 4.5833 | Residential & Commercial | No
215375367 | Central HP <5.4 tons | RUUD | HRCU-A-CB (Split System: Heat Pump with Remote Outdoor Unit-Air-Source) | RD17AZ60AJ3N | ASPEN |  | D(A,C,E)60D36+TDR | R921V0705A21M4S | 51500 | 17.8 | 8.1 | 54000 | 51000 | 94.44% | 1.75 | 0 | 9.8 |  |  |  | No | R-410A | 4.2917 | Residential & Commercial | No
214810410 | Central HP <5.4 tons | RHEEM | HRCU-A-CB (Split System: Heat Pump with Remote Outdoor Unit-Air-Source) | RD17AZ60AJ3N | ADP |  | H,RE84960 | R951V1005A21UHU | 53000 | 17 | 8.1 | 52000 | 49000 | 94.23% | 1.75 | 0 | 9.5 |  |  |  | No | R-410A | 4.4167 | Residential & Commercial | No
214810419 | Central HP <5.4 tons | RHEEM | HRCU-A-CB (Split System: Heat Pump with Remote Outdoor Unit-Air-Source) | RD17AZ60AJ3N | ADP |  | H,RE84960 | R98MV0855A21UPS | 53000 | 17 | 8.1 | 52000 | 49000 | 94.23% | 1.75 | 0 | 9.5 |  |  |  | No | R-410A | 4.4167 | Residential & Commercial | No
212863956 | Central HP <5.4 tons | GREE | HRCU-A-C (Split System: Heat Pump with Remote Outdoor Unit with No Indoor Fan --Air Source) | FLEXX36HP230V1AO | ASPEN |  | D(A,C,E)36B34+TDR |  | 32000 | 15.2 | 8.5 | 34000 | 24000 | 70.59% | 1.8 | 0 | 9.5 |  |  |  | No | R-410A | 2.6667 | Residential & Commercial | No
212861166 | Central HP <5.4 tons | GREE | HRCU-A-C (Split System: Heat Pump with Remote Outdoor Unit with No Indoor Fan --Air Source) | FLEXX60HP230V1AO | ASPEN |  | D(A,C,E)60D44+TDR |  | 50500 | 15.2 | 8.5 | 53000 | 37200 | 70.19% | 1.8 | 0 | 9.5 |  |  |  | No | R-410A | 4.2083 | Residential & Commercial | No
212861165 | Central HP <5.4 tons | GREE | HRCU-A-C (Split System: Heat Pump with Remote Outdoor Unit with No Indoor Fan --Air Source) | FLEXX60HP230V1AO | ASPEN |  | D(A,C,E)60C44+TDR |  | 50500 | 15.2 | 8.5 | 53000 | 37200 | 70.19% | 1.8 | 0 | 9.5 |  |  |  | No | R-410A | 4.2083 | Residential & Commercial | No
214849163 | Central HP <5.4 tons | YORK | HRCU-A-CB (Split System: Heat Pump with Remote Outdoor Unit-Air-Source) | HMH72B341 | ADP |  | CV365*9 | Y82E080B12LMPS1 | 33200 | 18 | 8.5 | 31400 | 23000 | 73.25% | 2.04 | 0 | 9.5 |  |  |  | No | R-410A | 2.7667 | Residential & Commercial | No
212925908 | Central HP <5.4 tons | GREE | HRCU-A-C (Split System: Heat Pump with Remote Outdoor Unit with No Indoor Fan --Air Source) | GUD60W/A-D(U) | ASPEN |  | C(A,C,D,E)60C44+TDR |  | 50500 | 15.2 | 8.5 | 53000 | 37200 | 70.19% | 1.8 | 0 | 9.5 |  |  |  | No | R-410A | 4.2083 | Residential & Commercial | No
212863957 | Central HP <5.4 tons | GREE | HRCU-A-C (Split System: Heat Pump with Remote Outdoor Unit with No Indoor Fan --Air Source) | FLEXX36HP230V1AO | ASPEN |  | C(A,C,E)37C24+TDR |  | 32000 | 15.2 | 8.5 | 34000 | 24000 | 70.59% | 1.8 | 0 | 9.5 |  |  |  | No | R-410A | 2.6667 | Residential & Commercial | No
211656180 | Central HP <5.4 tons | YORK | HRCU-A-CB (Split System: Heat Pump with Remote Outdoor Unit-Air-Source) | HMH72B361 | ASPEN |  | AFM474+TDR |  | 35200 | 18 | 8.1 | 36000 | 26000 | 72.22% | 2.81 | 0 | 9 |  |  |  | No | R-410A | 2.9333 | Residential & Commercial | No
213367738 | Central HP <5.4 tons | YORK | HRCU-A-CB (Split System: Heat Pump with Remote Outdoor Unit-Air-Source) | HMH72B361 | ASPEN |  | C(A,C,D,E)36C24+TDR | Y81E100C20LMPS1 | 31400 | 15.9 | 8.1 | 36000 | 26800 | 74.44% | 2.83 | 0 | 8.5 |  |  |  | No | R-410A | 2.6167 | Residential & Commercial | No
214810399 | Central HP <5.4 tons | RHEEM | HRCU-A-CB (Split System: Heat Pump with Remote Outdoor Unit-Air-Source) | RD17AZ24AJ3N | ADP |  | H,RE7J924 | R951V0703A17M4S | 21600 | 17 | 8.1 | 21000 | 16500 | 78.57% | 2 | 0 | 9.5 |  |  |  | No | R-410A | 1.8 | Residential & Commercial | No
215402627 | Central HP <5.4 tons | DAY & NIGHT | HRCU-A-CB (Split System: Heat Pump with Remote Outdoor Unit-Air-Source) | DLCURAH24AAK | ASPEN |  | L(E,F)W30D4 |  | 22800 | 15.5 | 9 | 24400 | 22000 | 90.16% | 2.8 | 0 | 9 |  |  |  | No | R-410A | 1.9 | Residential & Commercial | No
213367746 | Central HP <5.4 tons | YORK | HRCU-A-CB (Split System: Heat Pump with Remote Outdoor Unit-Air-Source) | HMH72B361 | ASPEN |  | C(A,C,D,E)36C24+TDR | Y82E120C20LMPS1 | 32000 | 18.5 | 8.1 | 35800 | 25400 | 70.95% | 2.62 | 0 | 8.4 |  |  |  | No | R-410A | 2.6667 | Residential & Commercial | No
214320277 | Central HP <5.4 tons | BOREAL | HRCU-A-C (Split System: Heat Pump with Remote Outdoor Unit with No Indoor Fan --Air Source) | ENVBR60HPJ1OA | ASPEN |  | D(A,C,E)60C44+TDR |  | 50500 | 15.2 | 8.5 | 53000 | 37200 | 70.19% | 1.8 | 0 | 9.5 |  |  |  | No | R-410A | 4.2083 | Residential & Commercial | No
210279124 | Central HP <5.4 tons | MRCOOL | HRCU-A-CB (Split System: Heat Pump with Remote Outdoor Unit-Air-Source) | CENTRAL-60-HP-C-230A00 |  |  | CENTRAL-60-HP-MUAH230A00 |  | 55000 | 15.3 | 9.4 | 59000 | 48500 | 82.2% | 1.91 | 9 | 8.8 |  |  |  | No | R-410A | 4.5833 | Residential & Commercial | No
213925629 | Central HP <5.4 tons | LUXAIRE | HRCU-A-CB (Split System: Heat Pump with Remote Outdoor Unit-Air-Source) | HMH72B361 | ASPEN |  | L(E,G)M36E6 |  | 35000 | 18 | 8.1 | 35400 | 26000 | 73.45% | 2.82 | 0 | 9 |  |  |  | No | R-410A | 2.9167 | Residential & Commercial | No
214671471 | Central HP <5.4 tons | FRASER-JOHNSTON | HRCU-A-CB (Split System: Heat Pump with Remote Outdoor Unit-Air-Source) | HMH72B361 | ASPEN |  | A(E,F)M376+TDR |  | 34400 | 18 | 8.1 | 36000 | 26400 | 73.33% | 2.82 | 0 | 9 |  |  |  | No | R-410A | 2.8667 | Residential & Commercial | No
214392144 | Central HP <5.4 tons | RUUD | HRCU-A-CB (Split System: Heat Pump with Remote Outdoor Unit-Air-Source) | RD17AZ24AJ3N | ASPEN |  | D(A,C,E)36B24+TDR | R801V0503A14UH | 20400 | 17.7 | 8.1 | 22600 | 16900 | 74.78% | 2 | 0 | 9 |  |  |  | No | R-410A | 1.7 | Residential & Commercial | No
214392160 | Central HP <5.4 tons | RUUD | HRCU-A-CB (Split System: Heat Pump with Remote Outdoor Unit-Air-Source) | RD17AZ24AJ3N | ASPEN |  | D(A,C,E)36B24+TDR | R801V0504A17UHN | 20400 | 17.7 | 8.1 | 22600 | 16900 | 74.78% | 2 | 0 | 9 |  |  |  | No | R-410A | 1.7 | Residential & Commercial | No
214392210 | Central HP <5.4 tons | RUUD | HRCU-A-CB (Split System: Heat Pump with Remote Outdoor Unit-Air-Source) | RD17AZ24AJ3N | ASPEN |  | D(A,C,E)36D24+TDR | R801V0704A17UHU | 21000 | 17.9 | 8.1 | 22600 | 16900 | 74.78% | 2 | 0 | 9.8 |  |  |  | No | R-410A | 1.75 | Residential & Commercial | No
214392226 | Central HP <5.4 tons | RUUD | HRCU-A-CB (Split System: Heat Pump with Remote Outdoor Unit-Air-Source) | RD17AZ24AJ3N | ASPEN |  | D(A,C,E)36D24+TDR | R801V0754A17DZ | 21000 | 18.9 | 8.1 | 22600 | 16800 | 74.34% | 2.1 | 0 | 9.8 |  |  |  | No | R-410A | 1.75 | Residential & Commercial | No
214392312 | Central HP <5.4 tons | RUUD | HRCU-A-CB (Split System: Heat Pump with Remote Outdoor Unit-Air-Source) | RD17AZ24AJ3N | ASPEN |  | D(A,C,E)24D24+TDR | R802V0503A14UHS | 20400 | 17.7 | 8.1 | 22600 | 16900 | 74.78% | 2 | 0 | 9 |  |  |  | No | R-410A | 1.7 | Residential & Commercial | No
214392780 | Central HP <5.4 tons | RUUD | HRCU-A-CB (Split System: Heat Pump with Remote Outdoor Unit-Air-Source) | RD17AZ36AJ3N | ASPEN |  | D(A,C,E)48D24+TDR | R801V0504A17UHS | 30800 | 17.6 | 8.1 | 34200 | 29800 | 87.13% | 1.9 | 0 | 9.6 |  |  |  | No | R-410A | 2.5667 | Residential & Commercial | No
214392360 | Central HP <5.4 tons | RUUD | HRCU-A-CB (Split System: Heat Pump with Remote Outdoor Unit-Air-Source) | RD17AZ24AJ3N | ASPEN |  | D(A,C,E)24D24+TDR | R802V0754A17DZ | 20400 | 18.6 | 8.1 | 22600 | 16800 | 74.34% | 2.1 | 0 | 9 |  |  |  | No | R-410A | 1.7 | Residential & Commercial | No
214392412 | Central HP <5.4 tons | RUUD | HRCU-A-CB (Split System: Heat Pump with Remote Outdoor Unit-Air-Source) | RD17AZ24AJ3N | ASPEN |  | D(A,C,E)30C24+TDR | R802V1004A17UHN | 20400 | 18.6 | 8.1 | 22600 | 16800 | 74.34% | 2.1 | 0 | 9 |  |  |  | No | R-410A | 1.7 | Residential & Commercial | No
214392413 | Central HP <5.4 tons | RUUD | HRCU-A-CB (Split System: Heat Pump with Remote Outdoor Unit-Air-Source) | RD17AZ24AJ3N | ASPEN |  | D(A,C,E)30D24+TDR | R802V1004A17UHN | 20800 | 18.8 | 8.1 | 22600 | 16800 | 74.34% | 2.1 | 0 | 9.7 |  |  |  | No | R-410A | 1.7333 | Residential & Commercial | No
214392445 | Central HP <5.4 tons | RUUD | HRCU-A-CB (Split System: Heat Pump with Remote Outdoor Unit-Air-Source) | RD17AZ24AJ3N | ASPEN |  | D(A,C,E)30D24+TDR | R921V0403A17M4S | 20800 | 17.8 | 8.1 | 22600 | 16900 | 74.78% | 2 | 0 | 9.7 |  |  |  | No | R-410A | 1.7333 | Residential & Commercial | No
214392480 | Central HP <5.4 tons | RUUD | HRCU-A-CB (Split System: Heat Pump with Remote Outdoor Unit-Air-Source) | RD17AZ24AJ3N | ASPEN |  | D(A,C,E)36B24+TDR | R921V0703A17M4S | 20400 | 17.7 | 8.1 | 22600 | 16900 | 74.78% | 2 | 0 | 9 |  |  |  | No | R-410A | 1.7 | Residential & Commercial | No
214394636 | Central HP <5.4 tons | RUUD | HRCU-A-CB (Split System: Heat Pump with Remote Outdoor Unit-Air-Source) | RD17AZ60AJ3N | ASPEN |  | D(A,C,E)60D44+TDR | R801V0755A21DZ | 52000 | 17.9 | 8.1 | 54000 | 49000 | 90.74% | 1.75 | 0 | 9.8 |  |  |  | No | R-410A | 4.3333 | Residential & Commercial | No
214394668 | Central HP <5.4 tons | RUUD | HRCU-A-CB (Split System: Heat Pump with Remote Outdoor Unit-Air-Source) | RD17AZ60AJ3N | ASPEN |  | D(A,C,E)60D44+TDR | R801V1255A24UH | 52000 | 17.9 | 8.1 | 53500 | 49000 | 91.59% | 1.75 | 0 | 9.8 |  |  |  | No | R-410A | 4.3333 | Residential & Commercial | No
213367827 | Central HP <5.4 tons | YORK | HRCU-A-CB (Split System: Heat Pump with Remote Outdoor Unit-Air-Source) | HMH72B341 | ASPEN |  | C(A,C,D,E)36A44+TDR | YPLC100C16MP13 | 32000 | 17.5 | 8.5 | 33800 | 27400 | 81.07% | 2.67 | 0 | 9.9 |  |  |  | No | R-410A | 2.6667 | Residential & Commercial | No
212441675 | Central HP <5.4 tons | CHAMPION HEATING AND COOLING | HRCU-A-CB (Split System: Heat Pump with Remote Outdoor Unit-Air-Source) | HMH72B341 | ADP |  | H,YE8J936 | TM9Y120D20MP11 | 33400 | 16 | 8.4 | 30800 | 23400 | 75.97% | 2.06 | 0 | 9 |  |  |  | No | R-410A | 2.7833 | Residential & Commercial | No
212626054 | Central HP <5.4 tons | COLEMAN | HRCU-A-CB (Split System: Heat Pump with Remote Outdoor Unit-Air-Source) | HMH72B341 | ASPEN |  | D(A,C,E)48B26+TDR | TM8Y120C20MP11 | 32200 | 18 | 8.1 | 33400 | 29800 | 89.22% | 2.72 | 0 | 9.5 |  |  |  | No | R-410A | 2.6833 | Residential & Commercial | No
214394751 | Central HP <5.4 tons | RUUD | HRCU-A-CB (Split System: Heat Pump with Remote Outdoor Unit-Air-Source) | RD17AZ60AJ3N | ASPEN |  | D(A,C,E)60D34+TDR | R962V0705A21M4S | 51500 | 17.8 | 8.1 | 54000 | 49500 | 91.67% | 1.75 | 0 | 9.8 |  |  |  | No | R-410A | 4.2917 | Residential & Commercial | No
214394770 | Central HP <5.4 tons | RUUD | HRCU-A-CB (Split System: Heat Pump with Remote Outdoor Unit-Air-Source) | RD17AZ60AJ3N | ASPEN |  | D(A,C,E)60D44+TDR | U802VA125524M | 52000 | 18.9 | 8.1 | 53500 | 49000 | 91.59% | 1.75 | 0 | 9.8 |  |  |  | No | R-410A | 4.3333 | Residential & Commercial | No
214394777 | Central HP <5.4 tons | RUUD | HRCU-A-CB (Split System: Heat Pump with Remote Outdoor Unit-Air-Source) | RD17AZ60AJ3N | ASPEN |  | D(A,C,E)60D34+TDR | U97MV0855A21DHS | 51500 | 17.8 | 8.1 | 54000 | 49500 | 91.67% | 1.75 | 0 | 9.8 |  |  |  | No | R-410A | 4.2917 | Residential & Commercial | No
214394450 | Central HP <5.4 tons | RUUD | HRCU-A-CB (Split System: Heat Pump with Remote Outdoor Unit-Air-Source) | RD17AZ36AJ3N | ASPEN |  | D(A,C,E)48D24+TDR | U97MV0855A21DHS | 30800 | 17.6 | 8.1 | 34200 | 29400 | 85.96% | 1.9 | 0 | 9.6 |  |  |  | No | R-410A | 2.5667 | Residential & Commercial | No
213752431 | Central HP <5.4 tons | CARRIER | HRCU-A-CB (Split System: Heat Pump with Remote Outdoor Unit-Air-Source) | 38MURAQ24AA3* | ASPEN |  | D(A,C,E)30C44+TDR | 59SC6A026M14**10 | 23400 | 15.5 | 8.1 | 25200 | 22600 | 89.68% | 2.86 | 0 | 9 |  |  |  | No | R-410A | 1.95 | Residential & Commercial | No
213752516 | Central HP <5.4 tons | CARRIER | HRCU-A-CB (Split System: Heat Pump with Remote Outdoor Unit-Air-Source) | 38MURAQ24AA3* | ASPEN |  | D(A,C,E)36B34+TDR | 59SP6A060V14**12 | 22800 | 15.9 | 8.1 | 24400 | 22000 | 90.16% | 2.87 | 0 | 9.3 |  |  |  | No | R-410A | 1.9 | Residential & Commercial | No
213752601 | Central HP <5.4 tons | CARRIER | HRCU-A-CB (Split System: Heat Pump with Remote Outdoor Unit-Air-Source) | 38MURAQ24AA3* | ASPEN |  | D(A,C,E)30B34+TDR | 59TP6C080V21**20 | 23800 | 16 | 8.5 | 25000 | 22400 | 89.6% | 2.92 | 0 | 9 |  |  |  | No | R-410A | 1.9833 | Residential & Commercial | No
211618662 | Central HP <5.4 tons | YORK | HRCU-A-CB (Split System: Heat Pump with Remote Outdoor Unit-Air-Source) | HMH72B361 | ASPEN |  | LEM36E4 |  | 35000 | 18 | 8.1 | 36000 | 26400 | 73.33% | 2.82 | 0 | 9 |  |  |  | No | R-410A | 2.9167 | Residential & Commercial | No
214392512 | Central HP <5.4 tons | RUUD | HRCU-A-CB (Split System: Heat Pump with Remote Outdoor Unit-Air-Source) | RD17AZ24AJ3N | ASPEN |  | D(A,C,E)36B24+TDR | R951V0403A17UHU | 20200 | 17.7 | 8.1 | 22400 | 17100 | 76.34% | 2 | 0 | 9 |  |  |  | No | R-410A | 1.6833 | Residential & Commercial | No
214392528 | Central HP <5.4 tons | RUUD | HRCU-A-CB (Split System: Heat Pump with Remote Outdoor Unit-Air-Source) | RD17AZ24AJ3N | ASPEN |  | D(A,C,E)36B24+TDR | R951V0603A17M4S | 20400 | 17.7 | 8.1 | 22600 | 17000 | 75.22% | 2 | 0 | 9 |  |  |  | No | R-410A | 1.7 | Residential & Commercial | No
214392544 | Central HP <5.4 tons | RUUD | HRCU-A-CB (Split System: Heat Pump with Remote Outdoor Unit-Air-Source) | RD17AZ24AJ3N | ASPEN |  | D(A,C,E)36B24+TDR | R951V0603A17UHU | 20200 | 17.7 | 8.1 | 22400 | 17000 | 75.89% | 2 | 0 | 9 |  |  |  | No | R-410A | 1.6833 | Residential & Commercial | No
214392562 | Central HP <5.4 tons | RUUD | HRCU-A-CB (Split System: Heat Pump with Remote Outdoor Unit-Air-Source) | RD17AZ24AJ3N | ASPEN |  | D(A,C,E)36D24+TDR | R951V0703A17M4S | 21000 | 17.9 | 8.1 | 22600 | 16900 | 74.78% | 2 | 0 | 9.8 |  |  |  | No | R-410A | 1.75 | Residential & Commercial | No
213753620 | Central HP <5.4 tons | CARRIER | HRCU-A-CB (Split System: Heat Pump with Remote Outdoor Unit-Air-Source) | 38MURAQ30AB3* | ASPEN |  | D(A,C,E)30B34+TDR | 59TP6C100V21**22 | 29600 | 15.2 | 8.1 | 34200 | 24200 | 70.76% | 2.65 | 0 | 9 |  |  |  | No | R-410A | 2.4667 | Residential & Commercial | No
212626056 | Central HP <5.4 tons | COLEMAN | HRCU-A-CB (Split System: Heat Pump with Remote Outdoor Unit-Air-Source) | HMH72B341 | ASPEN |  | C(A,C,D,E)48A36+TDR | TM8Y080B12MP11 | 32400 | 18 | 8.4 | 33400 | 27400 | 82.04% | 2.63 | 0 | 9.9 |  |  |  | No | R-410A | 2.7 | Residential & Commercial | No
215423356 | Central HP <5.4 tons | YORK | HRCU-A-CB (Split System: Heat Pump with Remote Outdoor Unit-Air-Source) | HH836E2S11 | ADP |  | H,YE34*36+TXV | TM9Y100C20MP11 | 33200 | 16 | 8.35 | 30800 | 25600 | 83.12% | 1.98 | 0 | 9.5 |  |  |  | No | R-454B | 2.7667 | Residential & Commercial | No
213753738 | Central HP <5.4 tons | CARRIER | HRCU-A-CB (Split System: Heat Pump with Remote Outdoor Unit-Air-Source) | 38MURAQ36AB3* | ASPEN |  | D(A,C,E)36B34+TDR | 58TP*B110V21**22 | 34000 | 16.4 | 8.5 | 38000 | 31600 | 83.16% | 2.73 | 0 | 9.8 |  |  |  | No | R-410A | 2.8333 | Residential & Commercial | No
213753771 | Central HP <5.4 tons | CARRIER | HRCU-A-CB (Split System: Heat Pump with Remote Outdoor Unit-Air-Source) | 38MURAQ36AB3* | ASPEN |  | D(A,C,E)42B34+TDR | 59SC2E100M21**20 | 35000 | 16.5 | 8.1 | 38500 | 32200 | 83.64% | 2.54 | 0 | 9.5 |  |  |  | No | R-410A | 2.9167 | Residential & Commercial | No
215375364 | Central HP <5.4 tons | RUUD | HRCU-A-CB (Split System: Heat Pump with Remote Outdoor Unit-Air-Source) | RD17AZ60AJ3N | ASPEN |  | D(A,C,E)60D36+TDR | R802V1255A24UHS | 52000 | 17.8 | 8.1 | 53500 | 50500 | 94.39% | 1.75 | 0 | 9.8 |  |  |  | No | R-410A | 4.3333 | Residential & Commercial | No
215375379 | Central HP <5.4 tons | RUUD | HRCU-A-CB (Split System: Heat Pump with Remote Outdoor Unit-Air-Source) | RD17AZ60AJ3N | ASPEN |  | D(A,C,E)60D36+TDR | R962V1155A24M4S | 52000 | 17.8 | 8.1 | 54000 | 50500 | 93.52% | 1.75 | 0 | 9.8 |  |  |  | No | R-410A | 4.3333 | Residential & Commercial | No
211627558 | Central HP <5.4 tons | YORK | HRCU-A-CB (Split System: Heat Pump with Remote Outdoor Unit-Air-Source) | HMH72B341 | ASPEN |  | CM36B36+TDR | TL8E080C16UH11 | 32000 | 17.5 | 8.5 | 25600 | 32000 | 125% | 2.88 | 0 | 9.9 |  |  |  | No | R-410A | 2.6667 | Residential & Commercial | No
211627762 | Central HP <5.4 tons | YORK | HRCU-A-CB (Split System: Heat Pump with Remote Outdoor Unit-Air-Source) | HMH72B341 | ASPEN |  | C(A,C,D,E)48A36+TDR | TM8V100C20MP12 | 31600 | 16.5 | 8.1 | 32400 | 27400 | 84.57% | 2.49 | 0 | 8.9 |  |  |  | No | R-410A | 2.6333 | Residential & Commercial | No
211628026 | Central HP <5.4 tons | YORK | HRCU-A-CB (Split System: Heat Pump with Remote Outdoor Unit-Air-Source) | HMH72B341 | ASPEN |  | CM36B36+TDR | TM9V100C20MP12 | 32000 | 17.5 | 8.5 | 26000 | 32400 | 124.6% | 2.88 | 0 | 9.4 |  |  |  | No | R-410A | 2.6667 | Residential & Commercial | No
211628078 | Central HP <5.4 tons | YORK | HRCU-A-CB (Split System: Heat Pump with Remote Outdoor Unit-Air-Source) | HMH72B341 | ASPEN |  | CM36B36+TDR | TM9Y080C16MP11 | 32000 | 18.5 | 8.5 | 25800 | 32200 | 124.8% | 2.85 | 0 | 9.4 |  |  |  | No | R-410A | 2.6667 | Residential & Commercial | No
212924881 | Central HP <5.4 tons | GE Appliances | HRCU-A-C (Split System: Heat Pump with Remote Outdoor Unit with No Indoor Fan --Air Source) | AUH4860ZGDA* | ASPEN |  | C(A,C,D,E)60B44+TDR |  | 50500 | 15.2 | 8.5 | 53000 | 37200 | 70.19% | 1.8 | 0 | 9.5 |  |  |  | No | R-410A | 4.2083 | Residential & Commercial | No
213752474 | Central HP <5.4 tons | CARRIER | HRCU-A-CB (Split System: Heat Pump with Remote Outdoor Unit-Air-Source) | 38MURAQ24AA3* | ASPEN |  | D(A,C,E)36B34+TDR | 59SC6A080M17**16 | 23600 | 16 | 8.5 | 25400 | 22600 | 88.98% | 2.88 | 0 | 9.5 |  |  |  | No | R-410A | 1.9667 | Residential & Commercial | No
213752508 | Central HP <5.4 tons | CARRIER | HRCU-A-CB (Split System: Heat Pump with Remote Outdoor Unit-Air-Source) | 38MURAQ24AA3* | ASPEN |  | D(A,C,E)24B44+TDR | 59SP6A060V14**12 | 22600 | 15.8 | 8.1 | 24400 | 22000 | 90.16% | 2.87 | 0 | 9.3 |  |  |  | No | R-410A | 1.8833 | Residential & Commercial | No
214608430 | Central HP <5.4 tons | HISENSE | HRCU-A-CB (Split System: Heat Pump with Remote Outdoor Unit-Air-Source) | AUWR-36U3SA2 | ASPEN |  | AE(D,N,U)+DM42B34+TDR |  | 33000 | 17 | 8.5 | 35000 | 26000 | 74.29% | 2.05 | 0 | 9.8 |  |  |  | No | R-410A | 2.75 | Residential & Commercial | No
212861172 | Central HP <5.4 tons | GREE | HRCU-A-C (Split System: Heat Pump with Remote Outdoor Unit with No Indoor Fan --Air Source) | FLEXX60HP230V1AO | ASPEN |  | C(A,C,D,E)60A44+TDR |  | 50500 | 15.2 | 8.5 | 53000 | 37200 | 70.19% | 1.8 | 0 | 9.5 |  |  |  | No | R-410A | 4.2083 | Residential & Commercial | No
212925911 | Central HP <5.4 tons | GREE | HRCU-A-C (Split System: Heat Pump with Remote Outdoor Unit with No Indoor Fan --Air Source) | GUD36W/A-D(U) | ASPEN |  | C(A,C,E)37C24+TDR |  | 32000 | 15.2 | 8.5 | 34000 | 24000 | 70.59% | 1.8 | 0 | 9.5 |  |  |  | No | R-410A | 2.6667 | Residential & Commercial | No
214624873 | Central HP <5.4 tons | CARRIER | HRCU-A-CB (Split System: Heat Pump with Remote Outdoor Unit-Air-Source) | 38MURAQ36AB3* | ADP |  | PL36H175P149 | 58SU*B040M17**12 | 34600 | 16 | 8.5 | 36200 | 34200 | 94.48% | 2.04 | 0 | 9.5 |  |  |  | No | R-410A | 2.8833 | Residential & Commercial | No
213753766 | Central HP <5.4 tons | CARRIER | HRCU-A-CB (Split System: Heat Pump with Remote Outdoor Unit-Air-Source) | 38MURAQ36AB3* | ASPEN |  | D(A,C,E)42B34+TDR | 59SC2E080M21**20 | 35000 | 16.5 | 8.1 | 38500 | 32200 | 83.64% | 2.55 | 0 | 9.5 |  |  |  | No | R-410A | 2.9167 | Residential & Commercial | No
214377810 | Central HP <5.4 tons | GE Appliances | HRCU-A-CB (Split System: Heat Pump with Remote Outdoor Unit-Air-Source) | AUH2436ZGDA* | ASPEN |  | AE(D,N,U)+DM48E34+TDR |  | 31800 | 15.9 | 8.5 | 34600 | 28000 | 80.92% | 1.8 | 0 | 9.8 |  |  |  | No | R-410A | 2.65 | Residential & Commercial | No
212925910 | Central HP <5.4 tons | GREE | HRCU-A-C (Split System: Heat Pump with Remote Outdoor Unit with No Indoor Fan --Air Source) | GUD36W/A-D(U) | ASPEN |  | D(A,C,E)36B34+TDR |  | 32000 | 15.2 | 8.5 | 34000 | 24000 | 70.59% | 1.8 | 0 | 9.5 |  |  |  | No | R-410A | 2.6667 | Residential & Commercial | No
215295704 | Central HP <5.4 tons | AIRQUEST | HRCU-A-CB (Split System: Heat Pump with Remote Outdoor Unit-Air-Source) | DLCURAH36ABK | ADP |  | H,GG32936 | *96VTN1202422A* | 34800 | 16 | 8.1 | 36800 | 34600 | 94.02% | 1.88 | 0 | 9.5 |  |  |  | No | R-410A | 2.9 | Residential & Commercial | No
215295753 | Central HP <5.4 tons | AIRQUEST | HRCU-A-CB (Split System: Heat Pump with Remote Outdoor Unit-Air-Source) | DLCURAH36ABK | ADP |  | HE34936 | *96VTN1202422B* | 34600 | 16 | 8.5 | 36200 | 34200 | 94.48% | 2.02 | 0 | 9.5 |  |  |  | No | R-410A | 2.8833 | Residential & Commercial | No
211628260 | Central HP <5.4 tons | YORK | HRCU-A-CB (Split System: Heat Pump with Remote Outdoor Unit-Air-Source) | HMH72B341 | ASPEN |  | CM36B36+TDR | TP9C060B12MP13 | 32200 | 17.5 | 8.1 | 25600 | 32000 | 125% | 2.82 | 0 | 9.4 |  |  |  | No | R-410A | 2.6833 | Residential & Commercial | No
211628377 | Central HP <5.4 tons | YORK | HRCU-A-CB (Split System: Heat Pump with Remote Outdoor Unit-Air-Source) | HMH72B341 | ASPEN |  | CM36B36+TDR | TPLC100C16MP13 | 32000 | 17.5 | 8.1 | 25400 | 31600 | 124.4% | 2.87 | 0 | 9.9 |  |  |  | No | R-410A | 2.6667 | Residential & Commercial | No
215291857 | Central HP <5.4 tons | AIRQUEST | HRCU-A-CB (Split System: Heat Pump with Remote Outdoor Unit-Air-Source) | DLCURAH24ABK | ADP |  | H,GG31924 | *92MSN0401712A* | 22600 | 15.2 | 8.5 | 24800 | 23600 | 95.16% | 1.96 | 0 | 9.5 |  |  |  | No | R-410A | 1.8833 | Residential & Commercial | No
215291873 | Central HP <5.4 tons | AIRQUEST | HRCU-A-CB (Split System: Heat Pump with Remote Outdoor Unit-Air-Source) | DLCURAH24ABK | ADP |  | H,GE33936 | *92MSN0401712A* | 23200 | 16 | 8.5 | 24800 | 24400 | 98.39% | 2.04 | 0 | 9.5 |  |  |  | No | R-410A | 1.9333 | Residential & Commercial | No
215291889 | Central HP <5.4 tons | AIRQUEST | HRCU-A-CB (Split System: Heat Pump with Remote Outdoor Unit-Air-Source) | DLCURAH24ABK | ADP |  | HG7J936 | *92MSN0401712A* | 23000 | 16 | 8.5 | 24800 | 23600 | 95.16% | 1.96 | 0 | 9.5 |  |  |  | No | R-410A | 1.9167 | Residential & Commercial | No
216453754 | Central HP <5.4 tons | RUUD | HRCU-A-CB (Split System: Heat Pump with Remote Outdoor Unit-Air-Source) | RD17AZ36AJ3N | ASPEN |  | D(A,C,E)37A44+TDR | R962V0703A17M4 | 33400 | 17 | 8.5 | 34200 | 24400 | 71.35% | 2.76 | 0 | 9.8 |  |  |  | No | R-410A | 2.7833 | Residential & Commercial | No
213896271 | Central HP <5.4 tons | HISENSE | HRCU-A-CB (Split System: Heat Pump with Remote Outdoor Unit-Air-Source) | AUWR-60U3SP2 | ASPEN |  | L(E,G)M60H4 |  | 55500 | 17 | 8.5 | 55500 | 41000 | 73.87% | 2.58 | 0 | 8 |  |  |  | No | R-410A | 4.625 | Residential & Commercial | No
214810398 | Central HP <5.4 tons | RHEEM | HRCU-A-CB (Split System: Heat Pump with Remote Outdoor Unit-Air-Source) | RD17AZ24AJ3N | ADP |  | H,RE7J924 | R951V0603A17UHU | 21400 | 17 | 8.1 | 20800 | 16600 | 79.81% | 2 | 0 | 9.5 |  |  |  | No | R-410A | 1.7833 | Residential & Commercial | No
214569304 | Central HP <5.4 tons | RHEEM | HRCU-A-CB (Split System: Heat Pump with Remote Outdoor Unit-Air-Source) | RD17AZ24AJ3N | ADP |  | H,RE7J936 | R98MV0703A17UPS | 21600 | 18 | 8.1 | 21000 | 16500 | 78.57% | 2 | 0 | 9.5 |  |  |  | No | R-410A | 1.8 | Residential & Commercial | No
213752226 | Central HP <5.4 tons | CARRIER | HRCU-A-CB (Split System: Heat Pump with Remote Outdoor Unit-Air-Source) | 38MURAQ24AA3* | ASPEN |  | D(A,C,E)30B34+TDR | 58S(B,C)*B090M17**14 | 23600 | 16.5 | 8.1 | 24800 | 22400 | 90.32% | 2.91 | 0 | 9 |  |  |  | No | R-410A | 1.9667 | Residential & Commercial | No
213752244 | Central HP <5.4 tons | CARRIER | HRCU-A-CB (Split System: Heat Pump with Remote Outdoor Unit-Air-Source) | 38MURAQ24AA3* | ASPEN |  | D(A,C,E)36B34+TDR | 58S(B,C)*B090M21**16 | 23400 | 16.5 | 8.1 | 24600 | 22000 | 89.43% | 2.86 | 0 | 9.5 |  |  |  | No | R-410A | 1.95 | Residential & Commercial | No
213752246 | Central HP <5.4 tons | CARRIER | HRCU-A-CB (Split System: Heat Pump with Remote Outdoor Unit-Air-Source) | 38MURAQ24AA3* | ASPEN |  | D(A,C,E)24B44+TDR | 58S(B,C)*B090M21**20 | 23400 | 16.5 | 8.1 | 24800 | 22400 | 90.32% | 2.89 | 0 | 9 |  |  |  | No | R-410A | 1.95 | Residential & Commercial | No
213752296 | Central HP <5.4 tons | CARRIER | HRCU-A-CB (Split System: Heat Pump with Remote Outdoor Unit-Air-Source) | 38MURAQ24AA3* | ASPEN |  | D(A,C,E)36B34+TDR | 58TP*B070V14**12 | 23800 | 16.5 | 8.1 | 25000 | 22400 | 89.6% | 2.87 | 0 | 9 |  |  |  | No | R-410A | 1.9833 | Residential & Commercial | No
213752421 | Central HP <5.4 tons | CARRIER | HRCU-A-CB (Split System: Heat Pump with Remote Outdoor Unit-Air-Source) | 38MURAQ24AA3* | ASPEN |  | D(A,C,E)30C44+TDR | 59SC2E100M21**20 | 23800 | 16.5 | 8.1 | 24800 | 22400 | 90.32% | 2.91 | 0 | 9 |  |  |  | No | R-410A | 1.9833 | Residential & Commercial | No
213752233 | Central HP <5.4 tons | CARRIER | HRCU-A-CB (Split System: Heat Pump with Remote Outdoor Unit-Air-Source) | 38MURAQ24AA3* | ASPEN |  | D(A,C,E)36B34+TDR | 58S(B,C)*B090M17**14 | 23800 | 16.5 | 8.1 | 24800 | 22400 | 90.32% | 2.91 | 0 | 9.5 |  |  |  | No | R-410A | 1.9833 | Residential & Commercial | No
213752249 | Central HP <5.4 tons | CARRIER | HRCU-A-CB (Split System: Heat Pump with Remote Outdoor Unit-Air-Source) | 38MURAQ24AA3* | ASPEN |  | D(A,C,E)30B34+TDR | 58S(B,C)*B090M21**20 | 23400 | 16.5 | 8.1 | 24800 | 22400 | 90.32% | 2.89 | 0 | 9.5 |  |  |  | No | R-410A | 1.95 | Residential & Commercial | No
213821554 | Central HP <5.4 tons | TEMPSTAR | HRCU-A-CB (Split System: Heat Pump with Remote Outdoor Unit-Air-Source) | DLCURAH30ABK | ASPEN |  | D(A,C,E)36C34+TDR | *96VTN1002122B* | 29600 | 15.2 | 8.1 | 34200 | 24200 | 70.76% | 2.65 | 0 | 9 |  |  |  | No | R-410A | 2.4667 | Residential & Commercial | No
214624808 | Central HP <5.4 tons | CARRIER | HRCU-A-CB (Split System: Heat Pump with Remote Outdoor Unit-Air-Source) | 38MURAQ30AB3* | ADP |  | C36A***L129 | 58SU*B040M17**12 | 29200 | 15.2 | 8.5 | 32200 | 27400 | 85.09% | 1.76 | 0 | 8.5 |  |  |  | No | R-410A | 2.4333 | Residential & Commercial | No
213753164 | Central HP <5.4 tons | CARRIER | HRCU-A-CB (Split System: Heat Pump with Remote Outdoor Unit-Air-Source) | 38MURAQ30AB3* | ASPEN |  | D(A,C,E)42B34+TDR | 58S(B,C)*B090M21**16 | 29400 | 15.2 | 8.1 | 34000 | 23800 | 70% | 2.63 | 0 | 9 |  |  |  | No | R-410A | 2.45 | Residential & Commercial | No
213753355 | Central HP <5.4 tons | CARRIER | HRCU-A-CB (Split System: Heat Pump with Remote Outdoor Unit-Air-Source) | 38MURAQ30AB3* | ASPEN |  | D(A,C,E)30C44+TDR | 59SC2E060M17**14 | 29000 | 15.2 | 8.1 | 33400 | 23800 | 71.26% | 2.77 | 0 | 8.9 |  |  |  | No | R-410A | 2.4167 | Residential & Commercial | No
213753371 | Central HP <5.4 tons | CARRIER | HRCU-A-CB (Split System: Heat Pump with Remote Outdoor Unit-Air-Source) | 38MURAQ30AB3* | ASPEN |  | D(A,C,E)30D44+TDR | 59SC2E080M17**16 | 29200 | 15.5 | 8.1 | 33200 | 24000 | 72.29% | 2.79 | 0 | 8.9 |  |  |  | No | R-410A | 2.4333 | Residential & Commercial | No
213752877 | Central HP <5.4 tons | CARRIER | HRCU-A-CB (Split System: Heat Pump with Remote Outdoor Unit-Air-Source) | 38MURAQ24AB3* | ASPEN |  | D(A,C,E)30B34+TDR | 59SC6A060M14**12 | 22600 | 16.8 | 8.4 | 25200 | 20000 | 79.37% | 2.92 | 0 | 9.8 |  |  |  | No | R-410A | 1.8833 | Residential & Commercial | No
213367733 | Central HP <5.4 tons | YORK | HRCU-A-CB (Split System: Heat Pump with Remote Outdoor Unit-Air-Source) | HMH72B361 | ASPEN |  | C(A,C,D,E)36C24+TDR | Y81E080C20SMPS1 | 31400 | 16.4 | 8.1 | 36000 | 26400 | 73.33% | 2.83 | 0 | 8.5 |  |  |  | No | R-410A | 2.6167 | Residential & Commercial | No
215294613 | Central HP <5.4 tons | AIRQUEST | HRCU-A-CB (Split System: Heat Pump with Remote Outdoor Unit-Air-Source) | DLCURAH36ABK | ADP |  | H,GG9J936 | *92MSN0601412A* | 35200 | 15.2 | 8.5 | 36800 | 34800 | 94.57% | 2 | 0 | 9.5 |  |  |  | No | R-410A | 2.9333 | Residential & Commercial | No
215291905 | Central HP <5.4 tons | AIRQUEST | HRCU-A-CB (Split System: Heat Pump with Remote Outdoor Unit-Air-Source) | DLCURAH24ABK | ADP |  | H,GE22936 | *92MSN0601412A* | 22800 | 16 | 9 | 25400 | 25000 | 98.43% | 2.12 | 0 | 9.5 |  |  |  | No | R-410A | 1.9 | Residential & Commercial | No
215291957 | Central HP <5.4 tons | AIRQUEST | HRCU-A-CB (Split System: Heat Pump with Remote Outdoor Unit-Air-Source) | DLCURAH24ABK | ADP |  | H,GE22936 | *92MSN0601714A* | 22200 | 17 | 8.45 | 24600 | 23200 | 94.31% | 1.96 | 0 | 9 |  |  |  | No | R-410A | 1.85 | Residential & Commercial | No
215291991 | Central HP <5.4 tons | AIRQUEST | HRCU-A-CB (Split System: Heat Pump with Remote Outdoor Unit-Air-Source) | DLCURAH24ABK | ADP |  | HE30924 | *92MSN0601714A* | 22400 | 17 | 8.5 | 24600 | 23200 | 94.31% | 1.96 | 0 | 9.5 |  |  |  | No | R-410A | 1.8667 | Residential & Commercial | No
215294829 | Central HP <5.4 tons | AIRQUEST | HRCU-A-CB (Split System: Heat Pump with Remote Outdoor Unit-Air-Source) | DLCURAH36ABK | ADP |  | H,GE23936 | *92MSN1002122A* | 33200 | 16 | 8.1 | 36800 | 34600 | 94.02% | 1.9 | 0 | 9 |  |  |  | No | R-410A | 2.7667 | Residential & Commercial | No
215294879 | Central HP <5.4 tons | AIRQUEST | HRCU-A-CB (Split System: Heat Pump with Remote Outdoor Unit-Air-Source) | DLCURAH36ABK | ADP |  | HE32936 | *92MSN1202420A* | 35200 | 16 | 8.1 | 36800 | 34800 | 94.57% | 1.9 | 0 | 9.5 |  |  |  | No | R-410A | 2.9333 | Residential & Commercial | No
215294965 | Central HP <5.4 tons | AIRQUEST | HRCU-A-CB (Split System: Heat Pump with Remote Outdoor Unit-Air-Source) | DLCURAH36ABK | ADP |  | H,GG33936 | *96MSN0601716A* | 35000 | 15.2 | 8.5 | 36800 | 34800 | 94.57% | 1.88 | 0 | 9.5 |  |  |  | No | R-410A | 2.9167 | Residential & Commercial | No
213753728 | Central HP <5.4 tons | CARRIER | HRCU-A-CB (Split System: Heat Pump with Remote Outdoor Unit-Air-Source) | 38MURAQ36AB3* | ASPEN |  | D(A,C,E)36B34+TDR | 58TP*B090V17**16 | 34400 | 16.5 | 8.1 | 38500 | 31800 | 82.6% | 2.67 | 0 | 9.9 |  |  |  | No | R-410A | 2.8667 | Residential & Commercial | No
213753760 | Central HP <5.4 tons | CARRIER | HRCU-A-CB (Split System: Heat Pump with Remote Outdoor Unit-Air-Source) | 38MURAQ36AB3* | ASPEN |  | D(A,C,E)42B34+TDR | 59SC2E080M17**16 | 34200 | 16.5 | 8.5 | 37800 | 31800 | 84.13% | 2.74 | 0 | 9.9 |  |  |  | No | R-410A | 2.85 | Residential & Commercial | No
215292223 | Central HP <5.4 tons | AIRQUEST | HRCU-A-CB (Split System: Heat Pump with Remote Outdoor Unit-Air-Source) | DLCURAH24ABK | ADP |  | HG31930 | *96MSN0401410A* | 22600 | 16 | 8.5 | 25400 | 24800 | 97.64% | 2.1 | 0 | 9.5 |  |  |  | No | R-410A | 1.8833 | Residential & Commercial | No
215292250 | Central HP <5.4 tons | AIRQUEST | HRCU-A-CB (Split System: Heat Pump with Remote Outdoor Unit-Air-Source) | DLCURAH24ABK | ADP |  | H,GE30924 | *96MSN0401410A* | 22400 | 15.2 | 8.5 | 25400 | 24800 | 97.64% | 2.1 | 0 | 9.5 |  |  |  | No | R-410A | 1.8667 | Residential & Commercial | No
213752283 | Central HP <5.4 tons | CARRIER | HRCU-A-CB (Split System: Heat Pump with Remote Outdoor Unit-Air-Source) | 38MURAQ24AA3* | ASPEN |  | D(A,C,E)24B44+TDR | 58TP*B070V14**12 | 23800 | 16.5 | 8.1 | 25000 | 22400 | 89.6% | 2.87 | 0 | 9.5 |  |  |  | No | R-410A | 1.9833 | Residential & Commercial | No
213752392 | Central HP <5.4 tons | CARRIER | HRCU-A-CB (Split System: Heat Pump with Remote Outdoor Unit-Air-Source) | 38MURAQ24AA3* | ASPEN |  | D(A,C,E)24B44+TDR | 59SC2E080M17**16 | 23600 | 16.5 | 8.1 | 24800 | 22200 | 89.52% | 2.87 | 0 | 9.5 |  |  |  | No | R-410A | 1.9667 | Residential & Commercial | No
213752426 | Central HP <5.4 tons | CARRIER | HRCU-A-CB (Split System: Heat Pump with Remote Outdoor Unit-Air-Source) | 38MURAQ24AA3* | ASPEN |  | D(A,C,E)24B44+TDR | 59SC6A026M14**10 | 23400 | 15.5 | 8.1 | 25200 | 22600 | 89.68% | 2.86 | 0 | 9 |  |  |  | No | R-410A | 1.95 | Residential & Commercial | No
213752559 | Central HP <5.4 tons | CARRIER | HRCU-A-CB (Split System: Heat Pump with Remote Outdoor Unit-Air-Source) | 38MURAQ24AA3* | ASPEN |  | D(A,C,E)24B44+TDR | 59TP6C040V14**10 | 22400 | 15.3 | 8.1 | 24400 | 22200 | 90.98% | 2.86 | 0 | 9.3 |  |  |  | No | R-410A | 1.8667 | Residential & Commercial | No
213753119 | Central HP <5.4 tons | CARRIER | HRCU-A-CB (Split System: Heat Pump with Remote Outdoor Unit-Air-Source) | 38MURAQ30AB3* | ASPEN |  | D(A,C,E)30D44+TDR | 58S(B,C)*B070M17**16 | 29400 | 15.2 | 8.5 | 33600 | 23800 | 70.83% | 2.79 | 0 | 8.9 |  |  |  | No | R-410A | 2.45 | Residential & Commercial | No
215294972 | Central HP <5.4 tons | AIRQUEST | HRCU-A-CB (Split System: Heat Pump with Remote Outdoor Unit-Air-Source) | DLCURAH36ABK | ADP |  | HE34936 | *96MSN0601716A* | 35200 | 15.2 | 8.5 | 36800 | 34800 | 94.57% | 1.88 | 0 | 9.5 |  |  |  | No | R-410A | 2.9333 | Residential & Commercial | No
215295008 | Central HP <5.4 tons | AIRQUEST | HRCU-A-CB (Split System: Heat Pump with Remote Outdoor Unit-Air-Source) | DLCURAH36ABK | ADP |  | H,GG33936 | *96MSN0801716A* | 34400 | 15.2 | 8.5 | 36400 | 34400 | 94.51% | 2.02 | 0 | 9.5 |  |  |  | No | R-410A | 2.8667 | Residential & Commercial | No
211628024 | Central HP <5.4 tons | YORK | HRCU-A-CB (Split System: Heat Pump with Remote Outdoor Unit-Air-Source) | HMH72B341 | ASPEN |  | CM36A36+TDR | TM9V100C20MP12 | 31200 | 17.4 | 8.3 | 25800 | 32600 | 126.4% | 2.86 | 0 | 9.3 |  |  |  | No | R-410A | 2.6 | Residential & Commercial | No
211628108 | Central HP <5.4 tons | YORK | HRCU-A-CB (Split System: Heat Pump with Remote Outdoor Unit-Air-Source) | HMH72B341 | ASPEN |  | D(A,C,E)36D36+TDR | TM9Y100C20MP11 | 32800 | 15.5 | 8.1 | 34000 | 27800 | 81.76% | 2.44 | 0 | 9.5 |  |  |  | No | R-410A | 2.7333 | Residential & Commercial | No
212925907 | Central HP <5.4 tons | GREE | HRCU-A-C (Split System: Heat Pump with Remote Outdoor Unit with No Indoor Fan --Air Source) | GUD60W/A-D(U) | ASPEN |  | C(A,C,D,E)60B44+TDR |  | 50500 | 15.2 | 8.5 | 53000 | 37200 | 70.19% | 1.8 | 0 | 9.5 |  |  |  | No | R-410A | 4.2083 | Residential & Commercial | No
215292282 | Central HP <5.4 tons | AIRQUEST | HRCU-A-CB (Split System: Heat Pump with Remote Outdoor Unit-Air-Source) | DLCURAH24ABK | ADP |  | HG32924 | *96MSN0401712A* | 22600 | 16 | 8.5 | 24800 | 24600 | 99.19% | 2.08 | 0 | 9 |  |  |  | No | R-410A | 1.8833 | Residential & Commercial | No
215292289 | Central HP <5.4 tons | AIRQUEST | HRCU-A-CB (Split System: Heat Pump with Remote Outdoor Unit-Air-Source) | DLCURAH24ABK | ADP |  | H,GE33936 | *96MSN0401712A* | 23000 | 16 | 8.5 | 24600 | 24000 | 97.56% | 2 | 0 | 9 |  |  |  | No | R-410A | 1.9167 | Residential & Commercial | No
215292391 | Central HP <5.4 tons | AIRQUEST | HRCU-A-CB (Split System: Heat Pump with Remote Outdoor Unit-Air-Source) | DLCURAH24ABK | ADP |  | H,GG33936 | *96MSN0601716A* | 23200 | 17 | 9 | 24200 | 23200 | 95.87% | 1.96 | 0 | 9.5 |  |  |  | No | R-410A | 1.9333 | Residential & Commercial | No
215293511 | Central HP <5.4 tons | AIRQUEST | HRCU-A-CB (Split System: Heat Pump with Remote Outdoor Unit-Air-Source) | DLCURAH30ABK | ADP |  | HG32936 | *92MSN0801716A* | 29000 | 15.2 | 8.1 | 32400 | 27600 | 85.19% | 1.78 | 0 | 8.5 |  |  |  | No | R-410A | 2.4167 | Residential & Commercial | No
215293518 | Central HP <5.4 tons | AIRQUEST | HRCU-A-CB (Split System: Heat Pump with Remote Outdoor Unit-Air-Source) | DLCURAH30ABK | ADP |  | HE33936 | *92MSN0801716A* | 29400 | 15.2 | 8.1 | 32400 | 27600 | 85.19% | 1.78 | 0 | 9 |  |  |  | No | R-410A | 2.45 | Residential & Commercial | No
215293527 | Central HP <5.4 tons | AIRQUEST | HRCU-A-CB (Split System: Heat Pump with Remote Outdoor Unit-Air-Source) | DLCURAH30ABK | ADP |  | H,GG36936 | *92MSN0801716A* | 29800 | 15.2 | 8.1 | 32400 | 27200 | 83.95% | 1.8 | 0 | 9 |  |  |  | No | R-410A | 2.4833 | Residential & Commercial | No
215293529 | Central HP <5.4 tons | AIRQUEST | HRCU-A-CB (Split System: Heat Pump with Remote Outdoor Unit-Air-Source) | DLCURAH30ABK | ADP |  | HE36936 | *92MSN0801716A* | 29800 | 15.2 | 8.1 | 32400 | 27200 | 83.95% | 1.8 | 0 | 9 |  |  |  | No | R-410A | 2.4833 | Residential & Commercial | No
215293534 | Central HP <5.4 tons | AIRQUEST | HRCU-A-CB (Split System: Heat Pump with Remote Outdoor Unit-Air-Source) | DLCURAH30ABK | ADP |  | H,GE7J936 | *92MSN0801716A* | 29400 | 15.2 | 8.1 | 32400 | 27600 | 85.19% | 1.78 | 0 | 9 |  |  |  | No | R-410A | 2.45 | Residential & Commercial | No
215293552 | Central HP <5.4 tons | AIRQUEST | HRCU-A-CB (Split System: Heat Pump with Remote Outdoor Unit-Air-Source) | DLCURAH30ABK | ADP |  | H,GG24936 | *92MSN0802120A* | 29200 | 15.2 | 8.1 | 32800 | 27600 | 84.15% | 1.78 | 0 | 8.5 |  |  |  | No | R-410A | 2.4333 | Residential & Commercial | No
215293554 | Central HP <5.4 tons | AIRQUEST | HRCU-A-CB (Split System: Heat Pump with Remote Outdoor Unit-Air-Source) | DLCURAH30ABK | ADP |  | H,GG31930 | *92MSN0802120A* | 29000 | 15.2 | 8.1 | 32800 | 27600 | 84.15% | 1.78 | 0 | 8.5 |  |  |  | No | R-410A | 2.4167 | Residential & Commercial | No
215293559 | Central HP <5.4 tons | AIRQUEST | HRCU-A-CB (Split System: Heat Pump with Remote Outdoor Unit-Air-Source) | DLCURAH30ABK | ADP |  | H,GG32936 | *92MSN0802120A* | 29600 | 15.2 | 8.1 | 32800 | 27600 | 84.15% | 1.78 | 0 | 8.5 |  |  |  | No | R-410A | 2.4667 | Residential & Commercial | No
215293579 | Central HP <5.4 tons | AIRQUEST | HRCU-A-CB (Split System: Heat Pump with Remote Outdoor Unit-Air-Source) | DLCURAH30ABK | ADP |  | H,GG37936 | *92MSN0802120A* | 30200 | 15.2 | 8.1 | 32600 | 27000 | 82.82% | 1.8 | 0 | 9 |  |  |  | No | R-410A | 2.5167 | Residential & Commercial | No
215293584 | Central HP <5.4 tons | AIRQUEST | HRCU-A-CB (Split System: Heat Pump with Remote Outdoor Unit-Air-Source) | DLCURAH30ABK | ADP |  | HE7J936 | *92MSN0802120A* | 29800 | 15.2 | 8.1 | 32800 | 27600 | 84.15% | 1.78 | 0 | 9 |  |  |  | No | R-410A | 2.4833 | Residential & Commercial | No
213753748 | Central HP <5.4 tons | CARRIER | HRCU-A-CB (Split System: Heat Pump with Remote Outdoor Unit-Air-Source) | 38MURAQ36AB3* | ASPEN |  | D(A,C,E)36B34+TDR | 59SC2E060M14**12 | 35000 | 15.5 | 8.1 | 38500 | 32400 | 84.16% | 2.51 | 0 | 9 |  |  |  | No | R-410A | 2.9167 | Residential & Commercial | No
213752162 | Central HP <5.4 tons | CARRIER | HRCU-A-CB (Split System: Heat Pump with Remote Outdoor Unit-Air-Source) | 38MURAQ24AA3* | ASPEN |  | D(A,C,E)24B44+TDR | 58S(B,C)*B070M14**12 | 23600 | 16.5 | 8.1 | 24800 | 22400 | 90.32% | 2.9 | 0 | 9.5 |  |  |  | No | R-410A | 1.9667 | Residential & Commercial | No
213752260 | Central HP <5.4 tons | CARRIER | HRCU-A-CB (Split System: Heat Pump with Remote Outdoor Unit-Air-Source) | 38MURAQ24AA3* | ASPEN |  | D(A,C,E)30B34+TDR | 58S(B,C)*B110M21**20 | 23400 | 16.5 | 8.1 | 24800 | 22200 | 89.52% | 2.88 | 0 | 9.5 |  |  |  | No | R-410A | 1.95 | Residential & Commercial | No
213752346 | Central HP <5.4 tons | CARRIER | HRCU-A-CB (Split System: Heat Pump with Remote Outdoor Unit-Air-Source) | 38MURAQ24AA3* | ASPEN |  | D(A,C,E)36B34+TDR | 58TP*B110V21**22 | 23800 | 16 | 8.5 | 25200 | 22400 | 88.89% | 2.92 | 0 | 9.5 |  |  |  | No | R-410A | 1.9833 | Residential & Commercial | No
213752410 | Central HP <5.4 tons | CARRIER | HRCU-A-CB (Split System: Heat Pump with Remote Outdoor Unit-Air-Source) | 38MURAQ24AA3* | ASPEN |  | D(A,C,E)30C44+TDR | 59SC2E080M21**20 | 23800 | 16.5 | 8.1 | 24600 | 22200 | 90.24% | 2.88 | 0 | 9 |  |  |  | No | R-410A | 1.9833 | Residential & Commercial | No
213752446 | Central HP <5.4 tons | CARRIER | HRCU-A-CB (Split System: Heat Pump with Remote Outdoor Unit-Air-Source) | 38MURAQ24AA3* | ASPEN |  | D(A,C,E)24B44+TDR | 59SC6A040M17**12 | 23200 | 15.2 | 8.1 | 24800 | 22600 | 91.13% | 2.85 | 0 | 9 |  |  |  | No | R-410A | 1.9333 | Residential & Commercial | No
213752564 | Central HP <5.4 tons | CARRIER | HRCU-A-CB (Split System: Heat Pump with Remote Outdoor Unit-Air-Source) | 38MURAQ24AA3* | ASPEN |  | D(A,C,E)30C44+TDR | 59TP6C040V14**10 | 23000 | 15.5 | 8.1 | 24400 | 22200 | 90.98% | 2.86 | 0 | 9.4 |  |  |  | No | R-410A | 1.9167 | Residential & Commercial | No
213753839 | Central HP <5.4 tons | CARRIER | HRCU-A-CB (Split System: Heat Pump with Remote Outdoor Unit-Air-Source) | 38MURAQ36AB3* | ASPEN |  | D(A,C,E)36B34+TDR | 59SP6A100V21**20 | 35200 | 16 | 8.1 | 39000 | 31800 | 81.54% | 2.51 | 0 | 9.5 |  |  |  | No | R-410A | 2.9333 | Residential & Commercial | No
212925899 | Central HP <5.4 tons | GREE | HRCU-A-C (Split System: Heat Pump with Remote Outdoor Unit with No Indoor Fan --Air Source) | GUD60W/A-D(U) | ASPEN |  | D(A,C,E)60C44+TDR |  | 50500 | 15.2 | 8.5 | 53000 | 37200 | 70.19% | 1.8 | 0 | 9.5 |  |  |  | No | R-410A | 4.2083 | Residential & Commercial | No
212924880 | Central HP <5.4 tons | GE Appliances | HRCU-A-C (Split System: Heat Pump with Remote Outdoor Unit with No Indoor Fan --Air Source) | AUH4860ZGDA* | ASPEN |  | C(A,C,D,E)60A44+TDR |  | 50500 | 15.2 | 8.5 | 53000 | 37200 | 70.19% | 1.8 | 0 | 9.5 |  |  |  | No | R-410A | 4.2083 | Residential & Commercial | No
213753666 | Central HP <5.4 tons | CARRIER | HRCU-A-CB (Split System: Heat Pump with Remote Outdoor Unit-Air-Source) | 38MURAQ36AB3* | ASPEN |  | D(A,C,E)36B34+TDR | 58S(B,C)*B070M21**16 | 34800 | 16.5 | 8.1 | 38500 | 32200 | 83.64% | 2.6 | 0 | 9.5 |  |  |  | No | R-410A | 2.9 | Residential & Commercial | No
213753684 | Central HP <5.4 tons | CARRIER | HRCU-A-CB (Split System: Heat Pump with Remote Outdoor Unit-Air-Source) | 38MURAQ36AB3* | ASPEN |  | D(A,C,E)42B34+TDR | 58S(B,C)*B090M21**20 | 35200 | 16.5 | 8.1 | 38500 | 32200 | 83.64% | 2.54 | 0 | 9.5 |  |  |  | No | R-410A | 2.9333 | Residential & Commercial | No
213753834 | Central HP <5.4 tons | CARRIER | HRCU-A-CB (Split System: Heat Pump with Remote Outdoor Unit-Air-Source) | 38MURAQ36AB3* | ASPEN |  | D(A,C,E)36B34+TDR | 59SP6A080V21**20 | 35400 | 16 | 8.1 | 39500 | 31600 | 80% | 2.51 | 0 | 9.5 |  |  |  | No | R-410A | 2.95 | Residential & Commercial | No
215292548 | Central HP <5.4 tons | AIRQUEST | HRCU-A-CB (Split System: Heat Pump with Remote Outdoor Unit-Air-Source) | DLCURAH24ABK | ADP |  | H,GE33936 | *96VTN0401410A* | 23000 | 16 | 8.5 | 24000 | 23400 | 97.5% | 1.96 | 0 | 9.5 |  |  |  | No | R-410A | 1.9167 | Residential & Commercial | No
213367808 | Central HP <5.4 tons | YORK | HRCU-A-CB (Split System: Heat Pump with Remote Outdoor Unit-Air-Source) | HMH72B361 | ASPEN |  | C(A,C,D,E)48C24+TDR | Y82E120C20LMPS1 | 32800 | 18.5 | 8.1 | 36000 | 25600 | 71.11% | 2.62 | 0 | 8 |  |  |  | No | R-410A | 2.7333 | Residential & Commercial | No
215292564 | Central HP <5.4 tons | AIRQUEST | HRCU-A-CB (Split System: Heat Pump with Remote Outdoor Unit-Air-Source) | DLCURAH24ABK | ADP |  | H,GE7J936 | *96VTN0401410A* | 22800 | 16 | 8.5 | 24000 | 23400 | 97.5% | 1.96 | 0 | 9.5 |  |  |  | No | R-410A | 1.9 | Residential & Commercial | No
215292589 | Central HP <5.4 tons | AIRQUEST | HRCU-A-CB (Split System: Heat Pump with Remote Outdoor Unit-Air-Source) | DLCURAH24ABK | ADP |  | HG32924 | *96VTN0401410B* | 23000 | 16 | 8.5 | 25400 | 26600 | 104.7% | 2.28 | 0 | 9.5 |  |  |  | No | R-410A | 1.9167 | Residential & Commercial | No
215292591 | Central HP <5.4 tons | AIRQUEST | HRCU-A-CB (Split System: Heat Pump with Remote Outdoor Unit-Air-Source) | DLCURAH24ABK | ADP |  | H,GE32930 | *96VTN0401410B* | 23000 | 16 | 8.5 | 25400 | 26600 | 104.7% | 2.28 | 0 | 9.5 |  |  |  | No | R-410A | 1.9167 | Residential & Commercial | No
215292659 | Central HP <5.4 tons | AIRQUEST | HRCU-A-CB (Split System: Heat Pump with Remote Outdoor Unit-Air-Source) | DLCURAH24ABK | ADP |  | H,GE30924 | *96VTN0401712A* | 22200 | 15.2 | 8.5 | 24800 | 25600 | 103.2% | 2.18 | 0 | 9 |  |  |  | No | R-410A | 1.85 | Residential & Commercial | No
215292682 | Central HP <5.4 tons | AIRQUEST | HRCU-A-CB (Split System: Heat Pump with Remote Outdoor Unit-Air-Source) | DLCURAH24ABK | ADP |  | H,GE31924 | *96VTN0401712B* | 22200 | 16 | 8.5 | 24600 | 23800 | 96.75% | 2 | 0 | 9.5 |  |  |  | No | R-410A | 1.85 | Residential & Commercial | No
215292732 | Central HP <5.4 tons | AIRQUEST | HRCU-A-CB (Split System: Heat Pump with Remote Outdoor Unit-Air-Source) | DLCURAH24ABK | ADP |  | H,GG31930 | *96VTN0601412A* | 22800 | 16 | 8.5 | 24800 | 25200 | 101.6% | 2.14 | 0 | 9.5 |  |  |  | No | R-410A | 1.9 | Residential & Commercial | No
215292793 | Central HP <5.4 tons | AIRQUEST | HRCU-A-CB (Split System: Heat Pump with Remote Outdoor Unit-Air-Source) | DLCURAH24ABK | ADP |  | HG33936 | *96VTN0601412B* | 23200 | 17 | 8.5 | 24600 | 23600 | 95.93% | 2 | 0 | 9.5 |  |  |  | No | R-410A | 1.9333 | Residential & Commercial | No
213367802 | Central HP <5.4 tons | YORK | HRCU-A-CB (Split System: Heat Pump with Remote Outdoor Unit-Air-Source) | HMH72B361 | ASPEN |  | C(A,C,D,E)48C24+TDR | Y81E120C16LMPS1 | 33000 | 17.5 | 8.1 | 36000 | 25400 | 70.56% | 2.65 | 0 | 8 |  |  |  | No | R-410A | 2.75 | Residential & Commercial | No
213752855 | Central HP <5.4 tons | CARRIER | HRCU-A-CB (Split System: Heat Pump with Remote Outdoor Unit-Air-Source) | 38MURAQ24AB3* | ASPEN |  | D(A,C,E)24B44+TDR | 59SC6A040M14**10 | 22400 | 16.3 | 8.5 | 25400 | 20200 | 79.53% | 2.94 | 0 | 9.8 |  |  |  | No | R-410A | 1.8667 | Residential & Commercial | No
213752980 | Central HP <5.4 tons | CARRIER | HRCU-A-CB (Split System: Heat Pump with Remote Outdoor Unit-Air-Source) | 38MURAQ24AB3* | ASPEN |  | D(A,C,E)24B44+TDR | 59TP6C040V14**10 | 23000 | 16 | 8.5 | 27000 | 20600 | 76.3% | 2.85 | 0 | 9.5 |  |  |  | No | R-410A | 1.9167 | Residential & Commercial | No
215289767 | Central HP <5.4 tons | AIRQUEST | HRCU-A-CB (Split System: Heat Pump with Remote Outdoor Unit-Air-Source) | DLCURAH18ABK | ADP |  | H,GE30924 | *96MSN0261410A* | 16300 | 19 | 8.1 | 16700 | 18800 | 112.6% | 2.3 | 0 | 9.5 |  |  |  | No | R-410A | 1.3583 | Residential & Commercial | No
215292977 | Central HP <5.4 tons | AIRQUEST | HRCU-A-CB (Split System: Heat Pump with Remote Outdoor Unit-Air-Source) | DLCURAH24ABK | ADP |  | H,GG31930 | *96VTN0801716B* | 23200 | 16 | 8.5 | 25400 | 25200 | 99.21% | 2.14 | 0 | 9.5 |  |  |  | No | R-410A | 1.9333 | Residential & Commercial | No
215292984 | Central HP <5.4 tons | AIRQUEST | HRCU-A-CB (Split System: Heat Pump with Remote Outdoor Unit-Air-Source) | DLCURAH24ABK | ADP |  | H,GG32936 | *96VTN0801716B* | 22800 | 17 | 8.5 | 24600 | 24600 | 100% | 2.08 | 0 | 9.5 |  |  |  | No | R-410A | 1.9 | Residential & Commercial | No
213367783 | Central HP <5.4 tons | YORK | HRCU-A-CB (Split System: Heat Pump with Remote Outdoor Unit-Air-Source) | HMH72B341 | ASPEN |  | C(A,C,D,E)48C24+TDR | YPLC080B12MP13 | 31600 | 17 | 8.1 | 33600 | 29200 | 86.9% | 2.69 | 0 | 9 |  |  |  | No | R-410A | 2.6333 | Residential & Commercial | No
211627545 | Central HP <5.4 tons | YORK | HRCU-A-CB (Split System: Heat Pump with Remote Outdoor Unit-Air-Source) | HMH72B341 | ASPEN |  | CM36B36+TDR | TL8E060A12UH11 | 32200 | 18 | 8.1 | 25400 | 31600 | 124.4% | 2.84 | 0 | 9.9 |  |  |  | No | R-410A | 2.6833 | Residential & Commercial | No
211627699 | Central HP <5.4 tons | YORK | HRCU-A-CB (Split System: Heat Pump with Remote Outdoor Unit-Air-Source) | HMH72B341 | ASPEN |  | CM36A36+TDR | TM8E120C16MP11 | 31400 | 17.8 | 8.2 | 25000 | 31600 | 126.4% | 2.81 | 0 | 9.8 |  |  |  | No | R-410A | 2.6167 | Residential & Commercial | No
211627922 | Central HP <5.4 tons | YORK | HRCU-A-CB (Split System: Heat Pump with Remote Outdoor Unit-Air-Source) | HMH72B341 | ASPEN |  | CM36B36+TDR | TM9E080C16MP12 | 32200 | 18 | 8.1 | 25200 | 31400 | 124.6% | 2.86 | 0 | 9.9 |  |  |  | No | R-410A | 2.6833 | Residential & Commercial | No
211627974 | Central HP <5.4 tons | YORK | HRCU-A-CB (Split System: Heat Pump with Remote Outdoor Unit-Air-Source) | HMH72B341 | ASPEN |  | CM36B36+TDR | TM9V060B12MP12 | 32200 | 17.5 | 8.1 | 25600 | 32000 | 125% | 2.82 | 0 | 9.4 |  |  |  | No | R-410A | 2.6833 | Residential & Commercial | No
211628013 | Central HP <5.4 tons | YORK | HRCU-A-CB (Split System: Heat Pump with Remote Outdoor Unit-Air-Source) | HMH72B341 | ASPEN |  | CM36B36+TDR | TM9V100C16MP12 | 32000 | 17.5 | 8.5 | 25400 | 31600 | 124.4% | 2.87 | 0 | 9.9 |  |  |  | No | R-410A | 2.6667 | Residential & Commercial | No
211628106 | Central HP <5.4 tons | YORK | HRCU-A-CB (Split System: Heat Pump with Remote Outdoor Unit-Air-Source) | HMH72B341 | ASPEN |  | D(A,C,E)36A36+TDR | TM9Y100C20MP11 | 31600 | 15.4 | 8.1 | 34000 | 27400 | 80.59% | 2.45 | 0 | 9.3 |  |  |  | No | R-410A | 2.6333 | Residential & Commercial | No
211628115 | Central HP <5.4 tons | YORK | HRCU-A-CB (Split System: Heat Pump with Remote Outdoor Unit-Air-Source) | HMH72B341 | ASPEN |  | CM36A36+TDR | TM9Y120D20MP11 | 31000 | 16.2 | 8.3 | 25200 | 31800 | 126.2% | 2.89 | 0 | 9.2 |  |  |  | No | R-410A | 2.5833 | Residential & Commercial | No
211628156 | Central HP <5.4 tons | YORK | HRCU-A-CB (Split System: Heat Pump with Remote Outdoor Unit-Air-Source) | HMH72B341 | ASPEN |  | CM36B36+TDR | TMLE080B12MP11 | 32000 | 18 | 8.1 | 25800 | 32200 | 124.8% | 2.81 | 0 | 9.4 |  |  |  | No | R-410A | 2.6667 | Residential & Commercial | No
211628249 | Central HP <5.4 tons | YORK | HRCU-A-CB (Split System: Heat Pump with Remote Outdoor Unit-Air-Source) | HMH72B341 | ASPEN |  | D(A,C,E)36A36+TDR | TMLV120C20MP12 | 31000 | 16.3 | 8.1 | 32400 | 27400 | 84.57% | 2.49 | 0 | 8.8 |  |  |  | No | R-410A | 2.5833 | Residential & Commercial | No
211628308 | Central HP <5.4 tons | YORK | HRCU-A-CB (Split System: Heat Pump with Remote Outdoor Unit-Air-Source) | HMH72B341 | ASPEN |  | C(A,C,D,E)48A36+TDR | TP9C100C20MP13 | 32200 | 17.5 | 8.1 | 34000 | 28000 | 82.35% | 2.53 | 0 | 9.4 |  |  |  | No | R-410A | 2.6833 | Residential & Commercial | No
211628317 | Central HP <5.4 tons | YORK | HRCU-A-CB (Split System: Heat Pump with Remote Outdoor Unit-Air-Source) | HMH72B341 | ASPEN |  | D(A,C,E)48A36+TDR | TP9C100C20MP13 | 32200 | 17.5 | 8.1 | 34000 | 28000 | 82.35% | 2.53 | 0 | 9.4 |  |  |  | No | R-410A | 2.6833 | Residential & Commercial | No
211628483 | Central HP <5.4 tons | YORK | HRCU-A-CB (Split System: Heat Pump with Remote Outdoor Unit-Air-Source) | HMH72B341 | ASPEN |  | D(A,C,E)36A36+TDR | YP9C120D20MP13 | 31200 | 16.8 | 8.1 | 32400 | 27800 | 85.8% | 2.57 | 0 | 9.3 |  |  |  | No | R-410A | 2.6 | Residential & Commercial | No
211755747 | Central HP <5.4 tons | YORK | HRCU-A-CB (Split System: Heat Pump with Remote Outdoor Unit-Air-Source) | HMH72B341 | ASPEN |  | D(A,C,E)36B34+TDR | TL9E060B12UH11 | 32000 | 18 | 8.1 | 34000 | 27800 | 81.76% | 2.46 | 0 | 9.4 |  |  |  | No | R-410A | 2.6667 | Residential & Commercial | No
211755824 | Central HP <5.4 tons | YORK | HRCU-A-CB (Split System: Heat Pump with Remote Outdoor Unit-Air-Source) | HMH72B341 | ASPEN |  | D(A,C,E)36A44+TDR | TM9E080C16MP12 | 32200 | 18 | 8.1 | 33600 | 27200 | 80.95% | 2.53 | 0 | 9.9 |  |  |  | No | R-410A | 2.6833 | Residential & Commercial | No
211755856 | Central HP <5.4 tons | YORK | HRCU-A-CB (Split System: Heat Pump with Remote Outdoor Unit-Air-Source) | HMH72B341 | ASPEN |  | C(A,C,D,E)48D24+TDR | TM9Y080B12MP11 | 31000 | 17.8 | 8.1 | 34000 | 28000 | 82.35% | 2.47 | 0 | 9.2 |  |  |  | No | R-410A | 2.5833 | Residential & Commercial | No
211755865 | Central HP <5.4 tons | YORK | HRCU-A-CB (Split System: Heat Pump with Remote Outdoor Unit-Air-Source) | HMH72B341 | ASPEN |  | C(A,C,D,E)48D24+TDR | TM9Y100C20MP11 | 30800 | 15.2 | 8.1 | 34000 | 27800 | 81.76% | 2.44 | 0 | 9.2 |  |  |  | No | R-410A | 2.5667 | Residential & Commercial | No
211755883 | Central HP <5.4 tons | YORK | HRCU-A-CB (Split System: Heat Pump with Remote Outdoor Unit-Air-Source) | HMH72B341 | ASPEN |  | C(A,C,D,E)48D24+TDR | TMLE100B12MP11 | 31200 | 17.8 | 8.1 | 33800 | 27400 | 81.07% | 2.51 | 0 | 9.7 |  |  |  | No | R-410A | 2.6 | Residential & Commercial | No
211755897 | Central HP <5.4 tons | YORK | HRCU-A-CB (Split System: Heat Pump with Remote Outdoor Unit-Air-Source) | HMH72B341 | ASPEN |  | D(A,C,E)36B34+TDR | TMLV100C16MP12 | 32000 | 17.5 | 8.1 | 33800 | 27400 | 81.07% | 2.54 | 0 | 9.9 |  |  |  | No | R-410A | 2.6667 | Residential & Commercial | No
211755899 | Central HP <5.4 tons | YORK | HRCU-A-CB (Split System: Heat Pump with Remote Outdoor Unit-Air-Source) | HMH72B341 | ASPEN |  | D(A,C,E)36A44+TDR | TMLV120C20MP12 | 31400 | 16.5 | 8.1 | 32400 | 27800 | 85.8% | 2.49 | 0 | 8.9 |  |  |  | No | R-410A | 2.6167 | Residential & Commercial | No
211755965 | Central HP <5.4 tons | YORK | HRCU-A-CB (Split System: Heat Pump with Remote Outdoor Unit-Air-Source) | HMH72B341 | ASPEN |  | D(A,C,E)36A44+TDR | YPLC100C16MP13 | 32000 | 17.5 | 8.1 | 33800 | 27400 | 81.07% | 2.54 | 0 | 9.9 |  |  |  | No | R-410A | 2.6667 | Residential & Commercial | No
211755972 | Central HP <5.4 tons | YORK | HRCU-A-CB (Split System: Heat Pump with Remote Outdoor Unit-Air-Source) | HMH72B341 | ASPEN |  | D(A,C,E)36B34+TDR | YPLC120C20MP13 | 31400 | 16.5 | 8.1 | 32400 | 27800 | 85.8% | 2.49 | 0 | 8.9 |  |  |  | No | R-410A | 2.6167 | Residential & Commercial | No
211755999 | Central HP <5.4 tons | YORK | HRCU-A-CB (Split System: Heat Pump with Remote Outdoor Unit-Air-Source) | HMH72B341 | ASPEN |  | D(A,C,E)36A46+TDR | TM8V060A12MP12 | 32000 | 17.5 | 8.1 | 34000 | 27800 | 81.76% | 2.5 | 0 | 9.4 |  |  |  | No | R-410A | 2.6667 | Residential & Commercial | No
211756026 | Central HP <5.4 tons | YORK | HRCU-A-CB (Split System: Heat Pump with Remote Outdoor Unit-Air-Source) | HMH72B341 | ASPEN |  | D(A,C,E)36B36+TDR | TM9E060A10MP12 | 31800 | 17.5 | 8.1 | 33800 | 27400 | 81.07% | 2.48 | 0 | 9.4 |  |  |  | No | R-410A | 2.65 | Residential & Commercial | No
215292993 | Central HP <5.4 tons | AIRQUEST | HRCU-A-CB (Split System: Heat Pump with Remote Outdoor Unit-Air-Source) | DLCURAH24ABK | ADP |  | HE33936 | *96VTN0801716B* | 23200 | 17 | 8.5 | 24600 | 23600 | 95.93% | 2 | 0 | 9.5 |  |  |  | No | R-410A | 1.9333 | Residential & Commercial | No
215293007 | Central HP <5.4 tons | AIRQUEST | HRCU-A-CB (Split System: Heat Pump with Remote Outdoor Unit-Air-Source) | DLCURAH24ABK | ADP |  | HG7J924 | *96VTN0801716B* | 23000 | 17 | 8.5 | 24600 | 23600 | 95.93% | 2 | 0 | 9.5 |  |  |  | No | R-410A | 1.9167 | Residential & Commercial | No
215293009 | Central HP <5.4 tons | AIRQUEST | HRCU-A-CB (Split System: Heat Pump with Remote Outdoor Unit-Air-Source) | DLCURAH24ABK | ADP |  | H,GE7J924 | *96VTN0801716B* | 23000 | 17 | 8.5 | 24600 | 23600 | 95.93% | 2 | 0 | 9.5 |  |  |  | No | R-410A | 1.9167 | Residential & Commercial | No
215293134 | Central HP <5.4 tons | AIRQUEST | HRCU-A-CB (Split System: Heat Pump with Remote Outdoor Unit-Air-Source) | DLCURAH24ABK | ADP |  | H,GG32936 | *96VTN1002120A* | 23400 | 17 | 8.5 | 24400 | 22400 | 91.8% | 1.9 | 0 | 9.5 |  |  |  | No | R-410A | 1.95 | Residential & Commercial | No
215293234 | Central HP <5.4 tons | AIRQUEST | HRCU-A-CB (Split System: Heat Pump with Remote Outdoor Unit-Air-Source) | DLCURAH24ABK | ADP |  | HG32924 | *96VTN1002122A* | 23200 | 17 | 8.5 | 24200 | 22800 | 94.21% | 1.92 | 0 | 9.5 |  |  |  | No | R-410A | 1.9333 | Residential & Commercial | No
215293236 | Central HP <5.4 tons | AIRQUEST | HRCU-A-CB (Split System: Heat Pump with Remote Outdoor Unit-Air-Source) | DLCURAH24ABK | ADP |  | H,GE32930 | *96VTN1002122A* | 23200 | 17 | 8.5 | 24200 | 22800 | 94.21% | 1.92 | 0 | 9.5 |  |  |  | No | R-410A | 1.9333 | Residential & Commercial | No
215293252 | Central HP <5.4 tons | AIRQUEST | HRCU-A-CB (Split System: Heat Pump with Remote Outdoor Unit-Air-Source) | DLCURAH24ABK | ADP |  | H,GG30924 | *96VTN1002122A* | 22400 | 16 | 8.5 | 24200 | 22800 | 94.21% | 1.92 | 0 | 9.5 |  |  |  | No | R-410A | 1.8667 | Residential & Commercial | No
215293593 | Central HP <5.4 tons | AIRQUEST | HRCU-A-CB (Split System: Heat Pump with Remote Outdoor Unit-Air-Source) | DLCURAH30ABK | ADP |  | H,GG80936 | *92MSN0802120A* | 30200 | 15.2 | 8.1 | 32600 | 27000 | 82.82% | 1.8 | 0 | 9 |  |  |  | No | R-410A | 2.5167 | Residential & Commercial | No
215293609 | Central HP <5.4 tons | AIRQUEST | HRCU-A-CB (Split System: Heat Pump with Remote Outdoor Unit-Air-Source) | DLCURAH30ABK | ADP |  | H,GE32930 | *92MSN1002120A* | 29600 | 15.2 | 8.1 | 32800 | 27600 | 84.15% | 1.78 | 0 | 8.5 |  |  |  | No | R-410A | 2.4667 | Residential & Commercial | No
215293611 | Central HP <5.4 tons | AIRQUEST | HRCU-A-CB (Split System: Heat Pump with Remote Outdoor Unit-Air-Source) | DLCURAH30ABK | ADP |  | HE32936 | *92MSN1002120A* | 29600 | 15.2 | 8.1 | 32800 | 27600 | 84.15% | 1.78 | 0 | 8.5 |  |  |  | No | R-410A | 2.4667 | Residential & Commercial | No
215293618 | Central HP <5.4 tons | AIRQUEST | HRCU-A-CB (Split System: Heat Pump with Remote Outdoor Unit-Air-Source) | DLCURAH30ABK | ADP |  | H,GE34936 | *92MSN1002120A* | 30200 | 15.2 | 8.1 | 32600 | 27000 | 82.82% | 1.8 | 0 | 9 |  |  |  | No | R-410A | 2.5167 | Residential & Commercial | No
215293643 | Central HP <5.4 tons | AIRQUEST | HRCU-A-CB (Split System: Heat Pump with Remote Outdoor Unit-Air-Source) | DLCURAH30ABK | ADP |  | H,GE80936 | *92MSN1002120A* | 30200 | 15.2 | 8.1 | 32600 | 27000 | 82.82% | 1.8 | 0 | 9 |  |  |  | No | R-410A | 2.5167 | Residential & Commercial | No
215293645 | Central HP <5.4 tons | AIRQUEST | HRCU-A-CB (Split System: Heat Pump with Remote Outdoor Unit-Air-Source) | DLCURAH30ABK | ADP |  | HG81936 | *92MSN1002120A* | 29600 | 16 | 8.5 | 33400 | 26400 | 79.04% | 1.86 | 0 | 8.5 |  |  |  | No | R-410A | 2.4667 | Residential & Commercial | No
215293659 | Central HP <5.4 tons | AIRQUEST | HRCU-A-CB (Split System: Heat Pump with Remote Outdoor Unit-Air-Source) | DLCURAH30ABK | ADP |  | H,GE32936 | *92MSN1202420A* | 29200 | 15.2 | 8.1 | 32600 | 27200 | 83.44% | 1.8 | 0 | 8.5 |  |  |  | No | R-410A | 2.4333 | Residential & Commercial | No
215293879 | Central HP <5.4 tons | AIRQUEST | HRCU-A-CB (Split System: Heat Pump with Remote Outdoor Unit-Air-Source) | DLCURAH30ABK | ADP |  | H,GE33936 | *96MSN0802120A* | 29200 | 15.2 | 8.1 | 32600 | 27200 | 83.44% | 1.8 | 0 | 8.5 |  |  |  | No | R-410A | 2.4333 | Residential & Commercial | No
211755738 | Central HP <5.4 tons | YORK | HRCU-A-CB (Split System: Heat Pump with Remote Outdoor Unit-Air-Source) | HMH72B341 | ASPEN |  | D(A,C,E)36B34+TDR | TL8E060A12UH11 | 32200 | 18 | 8.1 | 33800 | 27400 | 81.07% | 2.51 | 0 | 9.9 |  |  |  | No | R-410A | 2.6833 | Residential & Commercial | No
211755858 | Central HP <5.4 tons | YORK | HRCU-A-CB (Split System: Heat Pump with Remote Outdoor Unit-Air-Source) | HMH72B341 | ASPEN |  | D(A,C,E)36B34+TDR | TM9Y080B12MP11 | 32000 | 18 | 8.1 | 34000 | 28000 | 82.35% | 2.47 | 0 | 9.4 |  |  |  | No | R-410A | 2.6667 | Residential & Commercial | No
211755872 | Central HP <5.4 tons | YORK | HRCU-A-CB (Split System: Heat Pump with Remote Outdoor Unit-Air-Source) | HMH72B341 | ASPEN |  | D(A,C,E)36A44+TDR | TMLE040A12MP11 | 32000 | 18 | 8.1 | 33600 | 27200 | 80.95% | 2.5 | 0 | 9.9 |  |  |  | No | R-410A | 2.6667 | Residential & Commercial | No
211755915 | Central HP <5.4 tons | YORK | HRCU-A-CB (Split System: Heat Pump with Remote Outdoor Unit-Air-Source) | HMH72B341 | ASPEN |  | D(A,C,E)36B34+TDR | TP9C100C20MP13 | 32000 | 17.5 | 8.1 | 34000 | 28400 | 83.53% | 2.52 | 0 | 9.4 |  |  |  | No | R-410A | 2.6667 | Residential & Commercial | No
211755917 | Central HP <5.4 tons | YORK | HRCU-A-CB (Split System: Heat Pump with Remote Outdoor Unit-Air-Source) | HMH72B341 | ASPEN |  | D(A,C,E)36A44+TDR | TP9C120D20MP13 | 31600 | 17 | 8.1 | 32400 | 28200 | 87.04% | 2.57 | 0 | 9.3 |  |  |  | No | R-410A | 2.6333 | Residential & Commercial | No
211755947 | Central HP <5.4 tons | YORK | HRCU-A-CB (Split System: Heat Pump with Remote Outdoor Unit-Air-Source) | HMH72B341 | ASPEN |  | D(A,C,E)36A44+TDR | YP9C100C16MP13 | 32000 | 17.5 | 8.1 | 34000 | 27400 | 80.59% | 2.54 | 0 | 9.9 |  |  |  | No | R-410A | 2.6667 | Residential & Commercial | No
211755949 | Central HP <5.4 tons | YORK | HRCU-A-CB (Split System: Heat Pump with Remote Outdoor Unit-Air-Source) | HMH72B341 | ASPEN |  | C(A,C,D,E)48D24+TDR | YP9C100C20MP13 | 30800 | 17.3 | 8.1 | 34000 | 28400 | 83.53% | 2.52 | 0 | 9.2 |  |  |  | No | R-410A | 2.5667 | Residential & Commercial | No
211756067 | Central HP <5.4 tons | YORK | HRCU-A-CB (Split System: Heat Pump with Remote Outdoor Unit-Air-Source) | HMH72B341 | ASPEN |  | D(A,C,E)36A46+TDR | TMLE080B12MP11 | 32000 | 18 | 8.1 | 34000 | 28000 | 82.35% | 2.47 | 0 | 9.4 |  |  |  | No | R-410A | 2.6667 | Residential & Commercial | No
215295199 | Central HP <5.4 tons | AIRQUEST | HRCU-A-CB (Split System: Heat Pump with Remote Outdoor Unit-Air-Source) | DLCURAH36ABK | ADP |  | H,GE7J936 | *96MSN1202422A* | 34000 | 16 | 8.5 | 36200 | 34200 | 94.48% | 2.02 | 0 | 9.5 |  |  |  | No | R-410A | 2.8333 | Residential & Commercial | No
215295224 | Central HP <5.4 tons | AIRQUEST | HRCU-A-CB (Split System: Heat Pump with Remote Outdoor Unit-Air-Source) | DLCURAH36ABK | ADP |  | HG33936 | *96MSN1402422A* | 34200 | 16 | 8.5 | 36200 | 34200 | 94.48% | 2.02 | 0 | 9.5 |  |  |  | No | R-410A | 2.85 | Residential & Commercial | No
215295233 | Central HP <5.4 tons | AIRQUEST | HRCU-A-CB (Split System: Heat Pump with Remote Outdoor Unit-Air-Source) | DLCURAH36ABK | ADP |  | H,GE35936 | *96MSN1402422A* | 35000 | 16 | 8.5 | 36200 | 34200 | 94.48% | 2.02 | 0 | 9.5 |  |  |  | No | R-410A | 2.9167 | Residential & Commercial | No
215295242 | Central HP <5.4 tons | AIRQUEST | HRCU-A-CB (Split System: Heat Pump with Remote Outdoor Unit-Air-Source) | DLCURAH36ABK | ADP |  | H,GE7J936 | *96MSN1402422A* | 34000 | 16 | 8.5 | 36200 | 34200 | 94.48% | 2.02 | 0 | 9.5 |  |  |  | No | R-410A | 2.8333 | Residential & Commercial | No
211756081 | Central HP <5.4 tons | YORK | HRCU-A-CB (Split System: Heat Pump with Remote Outdoor Unit-Air-Source) | HMH72B341 | ASPEN |  | D(A,C,E)36A46+TDR | TMLV120C20MP12 | 31400 | 16.5 | 8.1 | 32400 | 27800 | 85.8% | 2.49 | 0 | 8.9 |  |  |  | No | R-410A | 2.6167 | Residential & Commercial | No
211756092 | Central HP <5.4 tons | YORK | HRCU-A-CB (Split System: Heat Pump with Remote Outdoor Unit-Air-Source) | HMH72B341 | ASPEN |  | D(A,C,E)36B36+TDR | TP9C100C20MP13 | 32000 | 17.5 | 8.1 | 34000 | 28400 | 83.53% | 2.52 | 0 | 9.4 |  |  |  | No | R-410A | 2.6667 | Residential & Commercial | No
211756101 | Central HP <5.4 tons | YORK | HRCU-A-CB (Split System: Heat Pump with Remote Outdoor Unit-Air-Source) | HMH72B341 | ASPEN |  | D(A,C,E)36A46+TDR | TPLC100C16MP13 | 32000 | 17.5 | 8.1 | 33800 | 27400 | 81.07% | 2.54 | 0 | 9.9 |  |  |  | No | R-410A | 2.6667 | Residential & Commercial | No
211755793 | Central HP <5.4 tons | YORK | HRCU-A-CB (Split System: Heat Pump with Remote Outdoor Unit-Air-Source) | HMH72B341 | ASPEN |  | C(A,C,D,E)48D24+TDR | TM8Y060A12MP11 | 31200 | 17.8 | 8.1 | 33400 | 27400 | 82.04% | 2.5 | 0 | 9.7 |  |  |  | No | R-410A | 2.6 | Residential & Commercial | No
211755811 | Central HP <5.4 tons | YORK | HRCU-A-CB (Split System: Heat Pump with Remote Outdoor Unit-Air-Source) | HMH72B341 | ASPEN |  | C(A,C,D,E)48D24+TDR | TM9E040A10MP12 | 32000 | 17 | 8.1 | 33400 | 28400 | 85.03% | 2.51 | 0 | 9.5 |  |  |  | No | R-410A | 2.6667 | Residential & Commercial | No
215295383 | Central HP <5.4 tons | AIRQUEST | HRCU-A-CB (Split System: Heat Pump with Remote Outdoor Unit-Air-Source) | DLCURAH36ABK | ADP |  | HE32936 | *96VTN0801716A* | 34400 | 15.2 | 8.1 | 36800 | 34600 | 94.02% | 1.86 | 0 | 9 |  |  |  | No | R-410A | 2.8667 | Residential & Commercial | No
215295399 | Central HP <5.4 tons | AIRQUEST | HRCU-A-CB (Split System: Heat Pump with Remote Outdoor Unit-Air-Source) | DLCURAH36ABK | ADP |  | H,GG48936 | *96VTN0801716A* | 35200 | 15.2 | 8.1 | 36800 | 34600 | 94.02% | 1.86 | 0 | 9.5 |  |  |  | No | R-410A | 2.9333 | Residential & Commercial | No
215295433 | Central HP <5.4 tons | AIRQUEST | HRCU-A-CB (Split System: Heat Pump with Remote Outdoor Unit-Air-Source) | DLCURAH36ABK | ADP |  | HE35936 | *96VTN0801716B* | 34800 | 16 | 8.1 | 36200 | 34400 | 95.03% | 2 | 0 | 9.5 |  |  |  | No | R-410A | 2.9 | Residential & Commercial | No
215295474 | Central HP <5.4 tons | AIRQUEST | HRCU-A-CB (Split System: Heat Pump with Remote Outdoor Unit-Air-Source) | DLCURAH36ABK | ADP |  | H,GE35936 | *96VTN0802120A* | 35000 | 16 | 8.1 | 36800 | 34600 | 94.02% | 1.86 | 0 | 9.5 |  |  |  | No | R-410A | 2.9167 | Residential & Commercial | No
215295497 | Central HP <5.4 tons | AIRQUEST | HRCU-A-CB (Split System: Heat Pump with Remote Outdoor Unit-Air-Source) | DLCURAH36ABK | ADP |  | H,GG24936 | *96VTN0802120B* | 33800 | 16 | 8.1 | 36800 | 34800 | 94.57% | 1.82 | 0 | 9 |  |  |  | No | R-410A | 2.8167 | Residential & Commercial | No
215295501 | Central HP <5.4 tons | AIRQUEST | HRCU-A-CB (Split System: Heat Pump with Remote Outdoor Unit-Air-Source) | DLCURAH36ABK | ADP |  | H,GE32936 | *96VTN0802120B* | 35000 | 16 | 8.1 | 36800 | 34800 | 94.57% | 1.9 | 0 | 9.5 |  |  |  | No | R-410A | 2.9167 | Residential & Commercial | No
213205871 | Central HP <5.4 tons | CARRIER | HRCU-A-CB (Split System: Heat Pump with Remote Outdoor Unit-Air-Source) | 38MURAQ24AA3* | ASPEN |  | D(A,C,E)36C34+TDR | 58S(B,C)*A070E21**16 | 23800 | 16 | 8.1 | 25400 | 22600 | 88.98% | 2.97 | 0 | 9.5 |  |  |  | No | R-410A | 1.9833 | Residential & Commercial | No
213752369 | Central HP <5.4 tons | CARRIER | HRCU-A-CB (Split System: Heat Pump with Remote Outdoor Unit-Air-Source) | 38MURAQ24AA3* | ASPEN |  | D(A,C,E)30B34+TDR | 59SC2E060M14**12 | 23600 | 16 | 8.5 | 25400 | 22600 | 88.98% | 2.9 | 0 | 9.5 |  |  |  | No | R-410A | 1.9667 | Residential & Commercial | No
213752394 | Central HP <5.4 tons | CARRIER | HRCU-A-CB (Split System: Heat Pump with Remote Outdoor Unit-Air-Source) | 38MURAQ24AA3* | ASPEN |  | D(A,C,E)30B34+TDR | 59SC2E080M17**16 | 23400 | 16.5 | 8.1 | 24800 | 22200 | 89.52% | 2.87 | 0 | 9.5 |  |  |  | No | R-410A | 1.95 | Residential & Commercial | No
213752405 | Central HP <5.4 tons | CARRIER | HRCU-A-CB (Split System: Heat Pump with Remote Outdoor Unit-Air-Source) | 38MURAQ24AA3* | ASPEN |  | D(A,C,E)24B44+TDR | 59SC2E080M21**20 | 23400 | 16.5 | 8.1 | 24600 | 22200 | 90.24% | 2.88 | 0 | 9 |  |  |  | No | R-410A | 1.95 | Residential & Commercial | No
213752485 | Central HP <5.4 tons | CARRIER | HRCU-A-CB (Split System: Heat Pump with Remote Outdoor Unit-Air-Source) | 38MURAQ24AA3* | ASPEN |  | D(A,C,E)36B34+TDR | 59SC6A080M21**20 | 23800 | 16 | 8.1 | 25000 | 22200 | 88.8% | 2.9 | 0 | 9.5 |  |  |  | No | R-410A | 1.9833 | Residential & Commercial | No
213752596 | Central HP <5.4 tons | CARRIER | HRCU-A-CB (Split System: Heat Pump with Remote Outdoor Unit-Air-Source) | 38MURAQ24AA3* | ASPEN |  | D(A,C,E)36B34+TDR | 59TP6C080V17**16 | 23400 | 16 | 8.1 | 24800 | 22200 | 89.52% | 2.84 | 0 | 9 |  |  |  | No | R-410A | 1.95 | Residential & Commercial | No
213752603 | Central HP <5.4 tons | CARRIER | HRCU-A-CB (Split System: Heat Pump with Remote Outdoor Unit-Air-Source) | 38MURAQ24AA3* | ASPEN |  | D(A,C,E)30C44+TDR | 59TP6C080V21**20 | 23800 | 16 | 8.5 | 25000 | 22400 | 89.6% | 2.92 | 0 | 9.5 |  |  |  | No | R-410A | 1.9833 | Residential & Commercial | No
213752614 | Central HP <5.4 tons | CARRIER | HRCU-A-CB (Split System: Heat Pump with Remote Outdoor Unit-Air-Source) | 38MURAQ24AA3* | ASPEN |  | D(A,C,E)30C44+TDR | 59TP6C100V21**20 | 23800 | 16.5 | 8.1 | 24800 | 22200 | 89.52% | 2.88 | 0 | 9 |  |  |  | No | R-410A | 1.9833 | Residential & Commercial | No
213205864 | Central HP <5.4 tons | CARRIER | HRCU-A-CB (Split System: Heat Pump with Remote Outdoor Unit-Air-Source) | 38MURAQ24AA3* | ASPEN |  | D(A,C,E)30B34+TDR | 58S(B,C)*A070E21**16 | 23800 | 16 | 8.1 | 25400 | 22600 | 88.98% | 2.92 | 0 | 9 |  |  |  | No | R-410A | 1.9833 | Residential & Commercial | No
213205866 | Central HP <5.4 tons | CARRIER | HRCU-A-CB (Split System: Heat Pump with Remote Outdoor Unit-Air-Source) | 38MURAQ24AA3* | ASPEN |  | D(A,C,E)30C44+TDR | 58S(B,C)*A070E21**16 | 23800 | 16 | 8.1 | 25400 | 22600 | 88.98% | 2.97 | 0 | 9.5 |  |  |  | No | R-410A | 1.9833 | Residential & Commercial | No
213205873 | Central HP <5.4 tons | CARRIER | HRCU-A-CB (Split System: Heat Pump with Remote Outdoor Unit-Air-Source) | 38MURAQ24AA3* | ASPEN |  | D(A,C,E)24B44+TDR | 58S(B,C)*A090E17**14 | 23800 | 16 | 8.1 | 25800 | 22800 | 88.37% | 2.97 | 0 | 9 |  |  |  | No | R-410A | 1.9833 | Residential & Commercial | No
213205880 | Central HP <5.4 tons | CARRIER | HRCU-A-CB (Split System: Heat Pump with Remote Outdoor Unit-Air-Source) | 38MURAQ24AA3* | ASPEN |  | D(A,C,E)36B34+TDR | 58S(B,C)*A090E17**14 | 23800 | 16 | 8.1 | 25800 | 22800 | 88.37% | 2.92 | 0 | 9.5 |  |  |  | No | R-410A | 1.9833 | Residential & Commercial | No
213206032 | Central HP <5.4 tons | CARRIER | HRCU-A-CB (Split System: Heat Pump with Remote Outdoor Unit-Air-Source) | 38MURAQ24AA3* | ASPEN |  | D(A,C,E)30B34+TDR | 59SC2D080E21**20 | 23800 | 16 | 8.5 | 26000 | 23000 | 88.46% | 2.95 | 0 | 9.5 |  |  |  | No | R-410A | 1.9833 | Residential & Commercial | No
213206125 | Central HP <5.4 tons | CARRIER | HRCU-A-CB (Split System: Heat Pump with Remote Outdoor Unit-Air-Source) | 38MURAQ24AA3* | ASPEN |  | D(A,C,E)30C44+TDR | 59SC5B080E21**20 | 23800 | 15.5 | 8.5 | 26000 | 22600 | 86.92% | 2.88 | 0 | 9.5 |  |  |  | No | R-410A | 1.9833 | Residential & Commercial | No
213206164 | Central HP <5.4 tons | CARRIER | HRCU-A-CB (Split System: Heat Pump with Remote Outdoor Unit-Air-Source) | 38MURAQ24AA3* | ASPEN |  | D(A,C,E)36C34+TDR | 59TP6B060V14**12 | 23200 | 16 | 8.1 | 24400 | 22000 | 90.16% | 2.89 | 0 | 9.4 |  |  |  | No | R-410A | 1.9333 | Residential & Commercial | No
215289835 | Central HP <5.4 tons | AIRQUEST | HRCU-A-CB (Split System: Heat Pump with Remote Outdoor Unit-Air-Source) | DLCURAH18ABK | ADP |  | H,GE31930 | *96MSN0401712A* | 16600 | 15.2 | 8.5 | 16700 | 19000 | 113.8% | 2.32 | 0 | 9.5 |  |  |  | No | R-410A | 1.3833 | Residential & Commercial | No
211755893 | Central HP <5.4 tons | YORK | HRCU-A-CB (Split System: Heat Pump with Remote Outdoor Unit-Air-Source) | HMH72B341 | ASPEN |  | D(A,C,E)36A44+TDR | TMLV060A12MP12 | 32000 | 17.5 | 8.1 | 34000 | 27800 | 81.76% | 2.5 | 0 | 9.4 |  |  |  | No | R-410A | 2.6667 | Residential & Commercial | No
211755963 | Central HP <5.4 tons | YORK | HRCU-A-CB (Split System: Heat Pump with Remote Outdoor Unit-Air-Source) | HMH72B341 | ASPEN |  | D(A,C,E)36B34+TDR | YPLC080C16MP13 | 32000 | 17.5 | 8.1 | 33800 | 27400 | 81.07% | 2.54 | 0 | 9.9 |  |  |  | No | R-410A | 2.6667 | Residential & Commercial | No
211755951 | Central HP <5.4 tons | YORK | HRCU-A-CB (Split System: Heat Pump with Remote Outdoor Unit-Air-Source) | HMH72B341 | ASPEN |  | D(A,C,E)36B34+TDR | YP9C100C20MP13 | 32000 | 17.5 | 8.1 | 34000 | 28400 | 83.53% | 2.52 | 0 | 9.4 |  |  |  | No | R-410A | 2.6667 | Residential & Commercial | No
213206166 | Central HP <5.4 tons | CARRIER | HRCU-A-CB (Split System: Heat Pump with Remote Outdoor Unit-Air-Source) | 38MURAQ24AA3* | ASPEN |  | D(A,C,E)24B44+TDR | 59TP6B060V17**14 | 23800 | 15.5 | 8.1 | 25600 | 22400 | 87.5% | 2.89 | 0 | 9.5 |  |  |  | No | R-410A | 1.9833 | Residential & Commercial | No
213613358 | Central HP <5.4 tons | CARRIER | HRCU-A-CB (Split System: Heat Pump with Remote Outdoor Unit-Air-Source) | 38MURAQ24AA3* | ASPEN |  | L(E,G)M24A4 |  | 22000 | 15.3 | 9 | 25400 | 22600 | 88.98% | 2.89 | 0 | 9.3 |  |  |  | No | R-410A | 1.8333 | Residential & Commercial | No
215293902 | Central HP <5.4 tons | AIRQUEST | HRCU-A-CB (Split System: Heat Pump with Remote Outdoor Unit-Air-Source) | DLCURAH30ABK | ADP |  | HG9J936 | *96MSN0802120A* | 29800 | 15.2 | 8.1 | 32600 | 27200 | 83.44% | 1.8 | 0 | 9 |  |  |  | No | R-410A | 2.4833 | Residential & Commercial | No
215293945 | Central HP <5.4 tons | AIRQUEST | HRCU-A-CB (Split System: Heat Pump with Remote Outdoor Unit-Air-Source) | DLCURAH30ABK | ADP |  | H,GE7J936 | *96MSN1002120A* | 29600 | 15.2 | 8.5 | 32400 | 27000 | 83.33% | 1.8 | 0 | 8.5 |  |  |  | No | R-410A | 2.4667 | Residential & Commercial | No
215293954 | Central HP <5.4 tons | AIRQUEST | HRCU-A-CB (Split System: Heat Pump with Remote Outdoor Unit-Air-Source) | DLCURAH30ABK | ADP |  | H,GE1K936 | *96MSN1002120A* | 30200 | 15.2 | 8.5 | 32400 | 27000 | 83.33% | 1.8 | 0 | 9 |  |  |  | No | R-410A | 2.5167 | Residential & Commercial | No
215293970 | Central HP <5.4 tons | AIRQUEST | HRCU-A-CB (Split System: Heat Pump with Remote Outdoor Unit-Air-Source) | DLCURAH30ABK | ADP |  | H,GG32936 | *96MSN1202422A* | 29000 | 15.2 | 8.1 | 32600 | 27200 | 83.44% | 1.8 | 0 | 8.5 |  |  |  | No | R-410A | 2.4167 | Residential & Commercial | No
215293979 | Central HP <5.4 tons | AIRQUEST | HRCU-A-CB (Split System: Heat Pump with Remote Outdoor Unit-Air-Source) | DLCURAH30ABK | ADP |  | H,GG34936 | *96MSN1202422A* | 29800 | 15.2 | 8.1 | 32600 | 27200 | 83.44% | 1.8 | 0 | 9 |  |  |  | No | R-410A | 2.4833 | Residential & Commercial | No
215294002 | Central HP <5.4 tons | AIRQUEST | HRCU-A-CB (Split System: Heat Pump with Remote Outdoor Unit-Air-Source) | DLCURAH30ABK | ADP |  | H,GG1K936 | *96MSN1202422A* | 30000 | 15.2 | 8.1 | 32600 | 27200 | 83.44% | 1.8 | 0 | 9 |  |  |  | No | R-410A | 2.5 | Residential & Commercial | No
215294220 | Central HP <5.4 tons | AIRQUEST | HRCU-A-CB (Split System: Heat Pump with Remote Outdoor Unit-Air-Source) | DLCURAH30ABK | ADP |  | HG48936 | *96VTN0802120A* | 29600 | 15.2 | 8.1 | 32000 | 27000 | 84.38% | 1.78 | 0 | 9 |  |  |  | No | R-410A | 2.4667 | Residential & Commercial | No
215294229 | Central HP <5.4 tons | AIRQUEST | HRCU-A-CB (Split System: Heat Pump with Remote Outdoor Unit-Air-Source) | DLCURAH30ABK | ADP |  | H,GE9J936 | *96VTN0802120A* | 29600 | 15.2 | 8.1 | 32000 | 27000 | 84.38% | 1.78 | 0 | 9 |  |  |  | No | R-410A | 2.4667 | Residential & Commercial | No
215294411 | Central HP <5.4 tons | AIRQUEST | HRCU-A-CB (Split System: Heat Pump with Remote Outdoor Unit-Air-Source) | DLCURAH30ABK | ADP |  | H,GG36936 | *96VTN1002122A* | 30000 | 15.2 | 8.1 | 32400 | 26800 | 82.72% | 1.8 | 0 | 9 |  |  |  | No | R-410A | 2.5 | Residential & Commercial | No
215294422 | Central HP <5.4 tons | AIRQUEST | HRCU-A-CB (Split System: Heat Pump with Remote Outdoor Unit-Air-Source) | DLCURAH30ABK | ADP |  | HE8J936 | *96VTN1002122A* | 29600 | 15.2 | 8.1 | 32200 | 27400 | 85.09% | 1.76 | 0 | 9 |  |  |  | No | R-410A | 2.4667 | Residential & Commercial | No
215294431 | Central HP <5.4 tons | AIRQUEST | HRCU-A-CB (Split System: Heat Pump with Remote Outdoor Unit-Air-Source) | DLCURAH30ABK | ADP |  | H,GG81936 | *96VTN1002122A* | 30000 | 15.2 | 8.1 | 32400 | 26800 | 82.72% | 1.8 | 0 | 9 |  |  |  | No | R-410A | 2.5 | Residential & Commercial | No
215294436 | Central HP <5.4 tons | AIRQUEST | HRCU-A-CB (Split System: Heat Pump with Remote Outdoor Unit-Air-Source) | DLCURAH30ABK | ADP |  | H,GG24936 | *96VTN1002122B* | 29000 | 15.2 | 8.1 | 32600 | 27600 | 84.66% | 1.78 | 0 | 8.5 |  |  |  | No | R-410A | 2.4167 | Residential & Commercial | No
213753096 | Central HP <5.4 tons | CARRIER | HRCU-A-CB (Split System: Heat Pump with Remote Outdoor Unit-Air-Source) | 38MURAQ30AB3* | ASPEN |  | D(A,C,E)36B34+TDR | 58S(B,C)*B070M14**12 | 29000 | 15.2 | 8.1 | 34000 | 23800 | 70% | 2.72 | 0 | 9 |  |  |  | No | R-410A | 2.4167 | Residential & Commercial | No
213753162 | Central HP <5.4 tons | CARRIER | HRCU-A-CB (Split System: Heat Pump with Remote Outdoor Unit-Air-Source) | 38MURAQ30AB3* | ASPEN |  | D(A,C,E)36B34+TDR | 58S(B,C)*B090M21**16 | 29400 | 15.2 | 8.1 | 34000 | 23800 | 70% | 2.63 | 0 | 9 |  |  |  | No | R-410A | 2.45 | Residential & Commercial | No
213753389 | Central HP <5.4 tons | CARRIER | HRCU-A-CB (Split System: Heat Pump with Remote Outdoor Unit-Air-Source) | 38MURAQ30AB3* | ASPEN |  | D(A,C,E)42B34+TDR | 59SC2E080M21**20 | 29000 | 15.4 | 8.3 | 33200 | 24000 | 72.29% | 2.76 | 0 | 8.8 |  |  |  | No | R-410A | 2.4167 | Residential & Commercial | No
214392720 | Central HP <5.4 tons | RUUD | HRCU-A-CB (Split System: Heat Pump with Remote Outdoor Unit-Air-Source) | RD17AZ24AJ3N | ASPEN |  | D(A,C,E)36B24+TDR | U98MV0703A17UPS | 20400 | 18.6 | 8.1 | 22600 | 16900 | 74.78% | 2 | 0 | 9 |  |  |  | No | R-410A | 1.7 | Residential & Commercial | No
211756011 | Central HP <5.4 tons | YORK | HRCU-A-CB (Split System: Heat Pump with Remote Outdoor Unit-Air-Source) | HMH72B341 | ASPEN |  | D(A,C,E)36A46+TDR | TM8Y060A12MP11 | 32000 | 18 | 8.1 | 33400 | 27400 | 82.04% | 2.5 | 0 | 9.9 |  |  |  | No | R-410A | 2.6667 | Residential & Commercial | No
211756063 | Central HP <5.4 tons | YORK | HRCU-A-CB (Split System: Heat Pump with Remote Outdoor Unit-Air-Source) | HMH72B341 | ASPEN |  | D(A,C,E)36A46+TDR | TMLE040A12MP11 | 32000 | 18 | 8.1 | 33600 | 27200 | 80.95% | 2.5 | 0 | 9.9 |  |  |  | No | R-410A | 2.6667 | Residential & Commercial | No
211756080 | Central HP <5.4 tons | YORK | HRCU-A-CB (Split System: Heat Pump with Remote Outdoor Unit-Air-Source) | HMH72B341 | ASPEN |  | D(A,C,E)36B36+TDR | TMLV100C16MP12 | 32000 | 17.5 | 8.1 | 33800 | 27400 | 81.07% | 2.54 | 0 | 9.9 |  |  |  | No | R-410A | 2.6667 | Residential & Commercial | No
211756113 | Central HP <5.4 tons | YORK | HRCU-A-CB (Split System: Heat Pump with Remote Outdoor Unit-Air-Source) | HMH72B341 | ASPEN |  | D(A,C,E)36A46+TDR | YP9C100C16MP13 | 32000 | 17.5 | 8.1 | 34000 | 27400 | 80.59% | 2.54 | 0 | 9.9 |  |  |  | No | R-410A | 2.6667 | Residential & Commercial | No
211756127 | Central HP <5.4 tons | YORK | HRCU-A-CB (Split System: Heat Pump with Remote Outdoor Unit-Air-Source) | HMH72B341 | ASPEN |  | D(A,C,E)36A46+TDR | YPLC100C20MP13 | 31400 | 16.5 | 8.1 | 32400 | 27800 | 85.8% | 2.49 | 0 | 8.9 |  |  |  | No | R-410A | 2.6167 | Residential & Commercial | No
211756129 | Central HP <5.4 tons | YORK | HRCU-A-CB (Split System: Heat Pump with Remote Outdoor Unit-Air-Source) | HMH72B341 | ASPEN |  | D(A,C,E)36A46+TDR | YPLC120C20MP13 | 31400 | 16.5 | 8.1 | 32400 | 27800 | 85.8% | 2.49 | 0 | 8.9 |  |  |  | No | R-410A | 2.6167 | Residential & Commercial | No
211627597 | Central HP <5.4 tons | YORK | HRCU-A-CB (Split System: Heat Pump with Remote Outdoor Unit-Air-Source) | HMH72B341 | ASPEN |  | CM36B36+TDR | TL9E080C16UH11 | 32000 | 17.5 | 8.5 | 25800 | 32200 | 124.8% | 2.85 | 0 | 9.4 |  |  |  | No | R-410A | 2.6667 | Residential & Commercial | No
213752332 | Central HP <5.4 tons | CARRIER | HRCU-A-CB (Split System: Heat Pump with Remote Outdoor Unit-Air-Source) | 38MURAQ24AA3* | ASPEN |  | D(A,C,E)30C44+TDR | 58TP*B090V21**20 | 23800 | 16 | 8.1 | 24800 | 22400 | 90.32% | 2.9 | 0 | 9 |  |  |  | No | R-410A | 1.9833 | Residential & Commercial | No
213752350 | Central HP <5.4 tons | CARRIER | HRCU-A-CB (Split System: Heat Pump with Remote Outdoor Unit-Air-Source) | 38MURAQ24AA3* | ASPEN |  | D(A,C,E)24B44+TDR | 59SC2E040M17**12 | 23200 | 15.2 | 8.1 | 24800 | 22600 | 91.13% | 2.84 | 0 | 9 |  |  |  | No | R-410A | 1.9333 | Residential & Commercial | No
213752449 | Central HP <5.4 tons | CARRIER | HRCU-A-CB (Split System: Heat Pump with Remote Outdoor Unit-Air-Source) | 38MURAQ24AA3* | ASPEN |  | D(A,C,E)30B34+TDR | 59SC6A040M17**12 | 23200 | 15.2 | 8.1 | 24800 | 22600 | 91.13% | 2.85 | 0 | 9 |  |  |  | No | R-410A | 1.9333 | Residential & Commercial | No
213205868 | Central HP <5.4 tons | CARRIER | HRCU-A-CB (Split System: Heat Pump with Remote Outdoor Unit-Air-Source) | 38MURAQ24AA3* | ASPEN |  | D(A,C,E)36B34+TDR | 58S(B,C)*A070E21**16 | 23800 | 16 | 8.1 | 25400 | 22600 | 88.98% | 2.97 | 0 | 9 |  |  |  | No | R-410A | 1.9833 | Residential & Commercial | No
213205919 | Central HP <5.4 tons | CARRIER | HRCU-A-CB (Split System: Heat Pump with Remote Outdoor Unit-Air-Source) | 38MURAQ24AA3* | ASPEN |  | D(A,C,E)36C34+TDR | 58TP*A070V14**12 | 23800 | 16 | 8.1 | 25800 | 22800 | 88.37% | 2.85 | 0 | 9.5 |  |  |  | No | R-410A | 1.9833 | Residential & Commercial | No
213205936 | Central HP <5.4 tons | CARRIER | HRCU-A-CB (Split System: Heat Pump with Remote Outdoor Unit-Air-Source) | 38MURAQ24AA3* | ASPEN |  | D(A,C,E)30B34+TDR | 58TP*A090V17**16 | 23600 | 16 | 8.1 | 25200 | 22400 | 88.89% | 2.91 | 0 | 9.5 |  |  |  | No | R-410A | 1.9667 | Residential & Commercial | No
213205967 | Central HP <5.4 tons | CARRIER | HRCU-A-CB (Split System: Heat Pump with Remote Outdoor Unit-Air-Source) | 38MURAQ24AA3* | ASPEN |  | D(A,C,E)36C34+TDR | 58TP*A110V21**22 | 23800 | 16.5 | 8.1 | 25000 | 22200 | 88.8% | 2.94 | 0 | 9 |  |  |  | No | R-410A | 1.9833 | Residential & Commercial | No
213206169 | Central HP <5.4 tons | CARRIER | HRCU-A-CB (Split System: Heat Pump with Remote Outdoor Unit-Air-Source) | 38MURAQ24AA3* | ASPEN |  | D(A,C,E)30B34+TDR | 59TP6B060V17**14 | 23800 | 15.5 | 8.1 | 25600 | 22400 | 87.5% | 2.89 | 0 | 9.5 |  |  |  | No | R-410A | 1.9833 | Residential & Commercial | No
213205815 | Central HP <5.4 tons | CARRIER | HRCU-A-CB (Split System: Heat Pump with Remote Outdoor Unit-Air-Source) | 38MURAQ24AA3* | ASPEN |  | D(A,C,E)30B34+TDR | 58S(B,C)*A045E17**12 | 23800 | 16 | 8.1 | 25400 | 22600 | 88.98% | 2.92 | 0 | 9.5 |  |  |  | No | R-410A | 1.9833 | Residential & Commercial | No
213206015 | Central HP <5.4 tons | CARRIER | HRCU-A-CB (Split System: Heat Pump with Remote Outdoor Unit-Air-Source) | 38MURAQ24AA3* | ASPEN |  | D(A,C,E)36C34+TDR | 59SC2D060E17**14 | 23800 | 16 | 8.1 | 25800 | 22800 | 88.37% | 2.91 | 0 | 9.5 |  |  |  | No | R-410A | 1.9833 | Residential & Commercial | No
213206106 | Central HP <5.4 tons | CARRIER | HRCU-A-CB (Split System: Heat Pump with Remote Outdoor Unit-Air-Source) | 38MURAQ24AA3* | ASPEN |  | D(A,C,E)36C34+TDR | 59SC5B060E17**14 | 23800 | 15.4 | 8.5 | 25400 | 22600 | 88.98% | 2.89 | 0 | 9.3 |  |  |  | No | R-410A | 1.9833 | Residential & Commercial | No
213752569 | Central HP <5.4 tons | CARRIER | HRCU-A-CB (Split System: Heat Pump with Remote Outdoor Unit-Air-Source) | 38MURAQ24AA3* | ASPEN |  | D(A,C,E)24B44+TDR | 59TP6C040V17**12 | 23400 | 15.5 | 8.1 | 24800 | 22400 | 90.32% | 2.82 | 0 | 9 |  |  |  | No | R-410A | 1.95 | Residential & Commercial | No
213752612 | Central HP <5.4 tons | CARRIER | HRCU-A-CB (Split System: Heat Pump with Remote Outdoor Unit-Air-Source) | 38MURAQ24AA3* | ASPEN |  | D(A,C,E)30B34+TDR | 59TP6C100V21**20 | 23400 | 16.5 | 8.1 | 24800 | 22200 | 89.52% | 2.88 | 0 | 9.5 |  |  |  | No | R-410A | 1.95 | Residential & Commercial | No
213752628 | Central HP <5.4 tons | CARRIER | HRCU-A-CB (Split System: Heat Pump with Remote Outdoor Unit-Air-Source) | 38MURAQ24AA3* | ASPEN |  | D(A,C,E)36B34+TDR | 59TP6C100V21**22 | 23800 | 16.5 | 8.5 | 25200 | 22400 | 88.89% | 2.91 | 0 | 9.5 |  |  |  | No | R-410A | 1.9833 | Residential & Commercial | No
213206122 | Central HP <5.4 tons | CARRIER | HRCU-A-CB (Split System: Heat Pump with Remote Outdoor Unit-Air-Source) | 38MURAQ24AA3* | ASPEN |  | D(A,C,E)30B34+TDR | 59SC5B080E21**20 | 23800 | 15.5 | 8.5 | 26000 | 22600 | 86.92% | 2.88 | 0 | 9.5 |  |  |  | No | R-410A | 1.9833 | Residential & Commercial | No
213206206 | Central HP <5.4 tons | CARRIER | HRCU-A-CB (Split System: Heat Pump with Remote Outdoor Unit-Air-Source) | 38MURAQ24AA3* | ASPEN |  | D(A,C,E)30C44+TDR | 59TP6B100V21**20 | 23800 | 16 | 8.1 | 25000 | 22400 | 89.6% | 2.96 | 0 | 9.5 |  |  |  | No | R-410A | 1.9833 | Residential & Commercial | No
211627738 | Central HP <5.4 tons | YORK | HRCU-A-CB (Split System: Heat Pump with Remote Outdoor Unit-Air-Source) | HMH72B341 | ASPEN |  | CM36A36+TDR | TM8V080C16MP12 | 31400 | 17.4 | 8.2 | 25200 | 31800 | 126.2% | 2.82 | 0 | 9.8 |  |  |  | No | R-410A | 2.6167 | Residential & Commercial | No
211627883 | Central HP <5.4 tons | YORK | HRCU-A-CB (Split System: Heat Pump with Remote Outdoor Unit-Air-Source) | HMH72B341 | ASPEN |  | CM36B36+TDR | TM9E060A10MP12 | 31800 | 17.5 | 8.1 | 25400 | 31600 | 124.4% | 2.8 | 0 | 9.4 |  |  |  | No | R-410A | 2.65 | Residential & Commercial | No
213821353 | Central HP <5.4 tons | TEMPSTAR | HRCU-A-CB (Split System: Heat Pump with Remote Outdoor Unit-Air-Source) | DLCURAH30ABK | ASPEN |  | D(A,C,E)30C44+TDR | *80MS(N,L)0701412A* | 29600 | 15.2 | 8.1 | 34000 | 23800 | 70% | 2.72 | 0 | 9 |  |  |  | No | R-410A | 2.4667 | Residential & Commercial | No
213821387 | Central HP <5.4 tons | TEMPSTAR | HRCU-A-CB (Split System: Heat Pump with Remote Outdoor Unit-Air-Source) | DLCURAH30ABK | ASPEN |  | D(A,C,E)42B34+TDR | *80MS(N,L)0902116A* | 29400 | 15.2 | 8.1 | 34000 | 23800 | 70% | 2.63 | 0 | 9 |  |  |  | No | R-410A | 2.45 | Residential & Commercial | No
213613391 | Central HP <5.4 tons | CARRIER | HRCU-A-CB (Split System: Heat Pump with Remote Outdoor Unit-Air-Source) | 38MURAQ24AB3* | ASPEN |  | L(E,G)M36C4 |  | 23800 | 15.2 | 8.5 | 26400 | 23400 | 88.64% | 1.92 | 0 | 9.8 |  |  |  | No | R-410A | 1.9833 | Residential & Commercial | No
215295706 | Central HP <5.4 tons | AIRQUEST | HRCU-A-CB (Split System: Heat Pump with Remote Outdoor Unit-Air-Source) | DLCURAH36ABK | ADP |  | H,GE32936 | *96VTN1202422A* | 34800 | 16 | 8.1 | 36800 | 34600 | 94.02% | 1.88 | 0 | 9.5 |  |  |  | No | R-410A | 2.9 | Residential & Commercial | No
215295724 | Central HP <5.4 tons | AIRQUEST | HRCU-A-CB (Split System: Heat Pump with Remote Outdoor Unit-Air-Source) | DLCURAH36ABK | ADP |  | H,GE7J936 | *96VTN1202422A* | 35200 | 16 | 8.1 | 36800 | 34600 | 94.02% | 1.88 | 0 | 9.5 |  |  |  | No | R-410A | 2.9333 | Residential & Commercial | No
215295740 | Central HP <5.4 tons | AIRQUEST | HRCU-A-CB (Split System: Heat Pump with Remote Outdoor Unit-Air-Source) | DLCURAH36ABK | ADP |  | H,GG24936 | *96VTN1202422B* | 33000 | 16 | 8.45 | 36200 | 34200 | 94.48% | 2 | 0 | 9 |  |  |  | No | R-410A | 2.75 | Residential & Commercial | No
215295774 | Central HP <5.4 tons | AIRQUEST | HRCU-A-CB (Split System: Heat Pump with Remote Outdoor Unit-Air-Source) | DLCURAH36ABK | ADP |  | H,GE1K936 | *96VTN1202422B* | 35200 | 16 | 8.5 | 36200 | 34200 | 94.48% | 2.02 | 0 | 9.5 |  |  |  | No | R-410A | 2.9333 | Residential & Commercial | No
211628208 | Central HP <5.4 tons | YORK | HRCU-A-CB (Split System: Heat Pump with Remote Outdoor Unit-Air-Source) | HMH72B341 | ASPEN |  | CM36B36+TDR | TMLE120C16MP11 | 32200 | 18 | 8.1 | 25200 | 31400 | 124.6% | 2.88 | 0 | 9.9 |  |  |  | No | R-410A | 2.6833 | Residential & Commercial | No
211628299 | Central HP <5.4 tons | YORK | HRCU-A-CB (Split System: Heat Pump with Remote Outdoor Unit-Air-Source) | HMH72B341 | ASPEN |  | CM36B36+TDR | TP9C100C16MP13 | 32000 | 17.5 | 8.1 | 25400 | 31600 | 124.4% | 2.87 | 0 | 9.9 |  |  |  | No | R-410A | 2.6667 | Residential & Commercial | No
211628342 | Central HP <5.4 tons | YORK | HRCU-A-CB (Split System: Heat Pump with Remote Outdoor Unit-Air-Source) | HMH72B341 | ASPEN |  | D(A,C,E)36D36+TDR | TPLC060A12MP13 | 32800 | 17.5 | 8.1 | 34000 | 27800 | 81.76% | 2.5 | 0 | 9.5 |  |  |  | No | R-410A | 2.7333 | Residential & Commercial | No
211628390 | Central HP <5.4 tons | YORK | HRCU-A-CB (Split System: Heat Pump with Remote Outdoor Unit-Air-Source) | HMH72B341 | ASPEN |  | CM36B36+TDR | TPLC100C20MP13 | 31400 | 16.5 | 8.1 | 25200 | 31400 | 124.6% | 2.85 | 0 | 8.9 |  |  |  | No | R-410A | 2.6167 | Residential & Commercial | No
211628408 | Central HP <5.4 tons | YORK | HRCU-A-CB (Split System: Heat Pump with Remote Outdoor Unit-Air-Source) | HMH72B341 | ASPEN |  | D(A,C,E)48A36+TDR | TPLC120C20MP13 | 31600 | 16.5 | 8.1 | 32400 | 27400 | 84.57% | 2.49 | 0 | 8.9 |  |  |  | No | R-410A | 2.6333 | Residential & Commercial | No
211755909 | Central HP <5.4 tons | YORK | HRCU-A-CB (Split System: Heat Pump with Remote Outdoor Unit-Air-Source) | HMH72B341 | ASPEN |  | D(A,C,E)36B34+TDR | TP9C080C16MP13 | 32200 | 17.5 | 8.1 | 33800 | 27400 | 81.07% | 2.53 | 0 | 9.9 |  |  |  | No | R-410A | 2.6833 | Residential & Commercial | No
213821470 | Central HP <5.4 tons | TEMPSTAR | HRCU-A-CB (Split System: Heat Pump with Remote Outdoor Unit-Air-Source) | DLCURAH30ABK | ASPEN |  | D(A,C,E)36C34+TDR | *92MSN0802120A* | 29000 | 15.4 | 8.5 | 33400 | 23800 | 71.26% | 2.79 | 0 | 8.8 |  |  |  | No | R-410A | 2.4167 | Residential & Commercial | No
214392416 | Central HP <5.4 tons | RUUD | HRCU-A-CB (Split System: Heat Pump with Remote Outdoor Unit-Air-Source) | RD17AZ24AJ3N | ASPEN |  | D(A,C,E)36B24+TDR | R802V1004A17UHN | 20400 | 18.6 | 8.1 | 22600 | 16800 | 74.34% | 2.1 | 0 | 9 |  |  |  | No | R-410A | 1.7 | Residential & Commercial | No
214392434 | Central HP <5.4 tons | RUUD | HRCU-A-CB (Split System: Heat Pump with Remote Outdoor Unit-Air-Source) | RD17AZ24AJ3N | ASPEN |  | D(A,C,E)36D24+TDR | R802V1004A17UHS | 21000 | 18.9 | 8.1 | 22600 | 16800 | 74.34% | 2.1 | 0 | 9.8 |  |  |  | No | R-410A | 1.75 | Residential & Commercial | No
213821607 | Central HP <5.4 tons | TEMPSTAR | HRCU-A-CB (Split System: Heat Pump with Remote Outdoor Unit-Air-Source) | DLCURAH36ABK | ASPEN |  | D(A,C,E)36B34+TDR | *80VTL0902120B* | 33600 | 16.4 | 8.5 | 37800 | 31800 | 84.13% | 2.72 | 0 | 9.8 |  |  |  | No | R-410A | 2.8 | Residential & Commercial | No
215427938 | Central HP <5.4 tons | FRIEDRICH | HRCU-A-CB (Split System: Heat Pump with Remote Outdoor Unit-Air-Source) | WFPU17Z243C | ASPEN |  | AE*S+DM36A34+TDR |  | 20200 | 15.2 | 8.5 | 21600 | 15800 | 73.15% | 2.2 | 0 | 9.8 |  |  |  | No | R-410A | 1.6833 | Residential & Commercial | No
212924884 | Central HP <5.4 tons | GE Appliances | HRCU-A-C (Split System: Heat Pump with Remote Outdoor Unit with No Indoor Fan --Air Source) | AUH4860ZGDA* | ASPEN |  | D(A,C,E)60D44+TDR |  | 50500 | 15.2 | 8.5 | 53000 | 37200 | 70.19% | 1.8 | 0 | 9.5 |  |  |  | No | R-410A | 4.2083 | Residential & Commercial | No
213821540 | Central HP <5.4 tons | TEMPSTAR | HRCU-A-CB (Split System: Heat Pump with Remote Outdoor Unit-Air-Source) | DLCURAH30ABK | ASPEN |  | D(A,C,E)30D44+TDR | *96VTN0802120B* | 29400 | 15.2 | 8.1 | 33400 | 23800 | 71.26% | 2.8 | 0 | 8.9 |  |  |  | No | R-410A | 2.45 | Residential & Commercial | No
213753368 | Central HP <5.4 tons | CARRIER | HRCU-A-CB (Split System: Heat Pump with Remote Outdoor Unit-Air-Source) | 38MURAQ30AB3* | ASPEN |  | D(A,C,E)30C44+TDR | 59SC2E080M17**16 | 29000 | 15.5 | 8.1 | 33200 | 24000 | 72.29% | 2.79 | 0 | 8.9 |  |  |  | No | R-410A | 2.4167 | Residential & Commercial | No
211755948 | Central HP <5.4 tons | YORK | HRCU-A-CB (Split System: Heat Pump with Remote Outdoor Unit-Air-Source) | HMH72B341 | ASPEN |  | D(A,C,E)36B34+TDR | YP9C100C16MP13 | 32000 | 17.5 | 8.1 | 34000 | 27400 | 80.59% | 2.54 | 0 | 9.9 |  |  |  | No | R-410A | 2.6667 | Residential & Commercial | No
213367715 | Central HP <5.4 tons | YORK | HRCU-A-CB (Split System: Heat Pump with Remote Outdoor Unit-Air-Source) | HMH72B341 | ASPEN |  | C(A,C,D,E)36C24+TDR | YP9C080B12MP13 | 31000 | 17 | 8.1 | 33600 | 29600 | 88.1% | 2.74 | 0 | 9.4 |  |  |  | No | R-410A | 2.5833 | Residential & Commercial | No
211627965 | Central HP <5.4 tons | YORK | HRCU-A-CB (Split System: Heat Pump with Remote Outdoor Unit-Air-Source) | HMH72B341 | ASPEN |  | D(A,C,E)36D36+TDR | TM9V040A10MP12 | 32200 | 17 | 8.1 | 33200 | 27400 | 82.53% | 2.49 | 0 | 9.5 |  |  |  | No | R-410A | 2.6833 | Residential & Commercial | No
211628065 | Central HP <5.4 tons | YORK | HRCU-A-CB (Split System: Heat Pump with Remote Outdoor Unit-Air-Source) | HMH72B341 | ASPEN |  | CM36B36+TDR | TM9Y080B12MP11 | 32000 | 18 | 8.1 | 25800 | 32200 | 124.8% | 2.82 | 0 | 9.4 |  |  |  | No | R-410A | 2.6667 | Residential & Commercial | No
211628117 | Central HP <5.4 tons | YORK | HRCU-A-CB (Split System: Heat Pump with Remote Outdoor Unit-Air-Source) | HMH72B341 | ASPEN |  | CM36B36+TDR | TM9Y120D20MP11 | 31600 | 16.5 | 8.5 | 25400 | 31600 | 124.4% | 2.92 | 0 | 9.3 |  |  |  | No | R-410A | 2.6333 | Residential & Commercial | No
213206201 | Central HP <5.4 tons | CARRIER | HRCU-A-CB (Split System: Heat Pump with Remote Outdoor Unit-Air-Source) | 38MURAQ24AA3* | ASPEN |  | D(A,C,E)24B44+TDR | 59TP6B100V21**20 | 23600 | 16 | 8.1 | 25000 | 22400 | 89.6% | 2.9 | 0 | 9 |  |  |  | No | R-410A | 1.9667 | Residential & Commercial | No
212925906 | Central HP <5.4 tons | GREE | HRCU-A-C (Split System: Heat Pump with Remote Outdoor Unit with No Indoor Fan --Air Source) | GUD60W/A-D(U) | ASPEN |  | C(A,C,D,E)60A44+TDR |  | 50500 | 15.2 | 8.5 | 53000 | 37200 | 70.19% | 1.8 | 0 | 9.5 |  |  |  | No | R-410A | 4.2083 | Residential & Commercial | No
211627909 | Central HP <5.4 tons | YORK | HRCU-A-CB (Split System: Heat Pump with Remote Outdoor Unit-Air-Source) | HMH72B341 | ASPEN |  | CM36B36+TDR | TM9E080B12MP12 | 32200 | 17.5 | 8.5 | 25400 | 31600 | 124.4% | 2.84 | 0 | 9.9 |  |  |  | No | R-410A | 2.6833 | Residential & Commercial | No
212552623 | Central HP <5.4 tons | DAY & NIGHT | HRCU-A-CB (Split System: Heat Pump with Remote Outdoor Unit-Air-Source) | CVH848GKA** | ADP |  | FG36948 | *80CTL1102120A* | 45000 | 17 | 8.5 | 44000 | 34600 | 78.64% | 2 | 0 | 9.5 |  |  |  | No | R-410A | 3.75 | Residential & Commercial | No
215294445 | Central HP <5.4 tons | AIRQUEST | HRCU-A-CB (Split System: Heat Pump with Remote Outdoor Unit-Air-Source) | DLCURAH30ABK | ADP |  | H,GE32930 | *96VTN1002122B* | 29400 | 15.2 | 8.1 | 32600 | 27600 | 84.66% | 1.78 | 0 | 8.5 |  |  |  | No | R-410A | 2.45 | Residential & Commercial | No
215294456 | Central HP <5.4 tons | AIRQUEST | HRCU-A-CB (Split System: Heat Pump with Remote Outdoor Unit-Air-Source) | DLCURAH30ABK | ADP |  | H,GG35936 | *96VTN1002122B* | 30000 | 15.2 | 8.1 | 32600 | 27200 | 83.44% | 1.8 | 0 | 9 |  |  |  | No | R-410A | 2.5 | Residential & Commercial | No
215294472 | Central HP <5.4 tons | AIRQUEST | HRCU-A-CB (Split System: Heat Pump with Remote Outdoor Unit-Air-Source) | DLCURAH30ABK | ADP |  | H,GG9J936 | *96VTN1002122B* | 30000 | 15.2 | 8.1 | 32600 | 27200 | 83.44% | 1.8 | 0 | 9 |  |  |  | No | R-410A | 2.5 | Residential & Commercial | No
213752862 | Central HP <5.4 tons | CARRIER | HRCU-A-CB (Split System: Heat Pump with Remote Outdoor Unit-Air-Source) | 38MURAQ24AB3* | ASPEN |  | D(A,C,E)36B34+TDR | 59SC6A040M14**10 | 22600 | 16.4 | 8.5 | 25400 | 20200 | 79.53% | 2.94 | 0 | 9.8 |  |  |  | No | R-410A | 1.8833 | Residential & Commercial | No
212924876 | Central HP <5.4 tons | GE Appliances | HRCU-A-C (Split System: Heat Pump with Remote Outdoor Unit with No Indoor Fan --Air Source) | AUH2436ZGDA* | ASPEN |  | D(A,C,E)36B34+TDR |  | 32000 | 15.2 | 8.5 | 34000 | 24000 | 70.59% | 1.8 | 0 | 9.5 |  |  |  | No | R-410A | 2.6667 | Residential & Commercial | No
213258899 | Central HP <5.4 tons | YORK | HRCU-A-CB (Split System: Heat Pump with Remote Outdoor Unit-Air-Source) | HMH72B361 | ASPEN |  | D(A,C,E)36D3G+TXV+JMVT12BC2N1+TDR |  | 34800 | 18 | 8.1 | 36000 | 26400 | 73.33% | 2.81 | 0 | 9 |  |  |  | No | R-410A | 2.9 | Residential & Commercial | No
213927888 | Central HP <5.4 tons | YORK | HRCU-A-CB (Split System: Heat Pump with Remote Outdoor Unit-Air-Source) | HMH72B341 | ASPEN |  | D(A,C,E)36B3G+TXV+TDR | TM9Y080B12MP11 | 32000 | 18 | 8.1 | 34000 | 28000 | 82.35% | 2.47 | 0 | 9.4 |  |  |  | No | R-410A | 2.6667 | Residential & Commercial | No
211627673 | Central HP <5.4 tons | YORK | HRCU-A-CB (Split System: Heat Pump with Remote Outdoor Unit-Air-Source) | HMH72B341 | ASPEN |  | CM36A36+TDR | TM8E100B12MP11 | 31400 | 17.8 | 8.2 | 25200 | 31800 | 126.2% | 2.75 | 0 | 9.8 |  |  |  | No | R-410A | 2.6167 | Residential & Commercial | No
211627714 | Central HP <5.4 tons | YORK | HRCU-A-CB (Split System: Heat Pump with Remote Outdoor Unit-Air-Source) | HMH72B341 | ASPEN |  | CM36B36+TDR | TM8V060A12MP12 | 32000 | 17.5 | 8.1 | 25600 | 32000 | 125% | 2.84 | 0 | 9.4 |  |  |  | No | R-410A | 2.6667 | Residential & Commercial | No
211627933 | Central HP <5.4 tons | YORK | HRCU-A-CB (Split System: Heat Pump with Remote Outdoor Unit-Air-Source) | HMH72B341 | ASPEN |  | CM36A36+TDR | TM9E100C16MP12 | 31400 | 17.8 | 8.2 | 25000 | 31600 | 126.4% | 2.78 | 0 | 9.8 |  |  |  | No | R-410A | 2.6167 | Residential & Commercial | No
211628247 | Central HP <5.4 tons | YORK | HRCU-A-CB (Split System: Heat Pump with Remote Outdoor Unit-Air-Source) | HMH72B341 | ASPEN |  | CM36B36+TDR | TMLV120C20MP12 | 31400 | 16.5 | 8.1 | 25200 | 31400 | 124.6% | 2.85 | 0 | 8.9 |  |  |  | No | R-410A | 2.6167 | Residential & Commercial | No
211628251 | Central HP <5.4 tons | YORK | HRCU-A-CB (Split System: Heat Pump with Remote Outdoor Unit-Air-Source) | HMH72B341 | ASPEN |  | D(A,C,E)36D36+TDR | TMLV120C20MP12 | 32200 | 16.5 | 8.1 | 32400 | 27800 | 85.8% | 2.49 | 0 | 9 |  |  |  | No | R-410A | 2.6833 | Residential & Commercial | No
211628392 | Central HP <5.4 tons | YORK | HRCU-A-CB (Split System: Heat Pump with Remote Outdoor Unit-Air-Source) | HMH72B341 | ASPEN |  | D(A,C,E)36A36+TDR | TPLC100C20MP13 | 31000 | 16.3 | 8.1 | 32400 | 27400 | 84.57% | 2.49 | 0 | 8.8 |  |  |  | No | R-410A | 2.5833 | Residential & Commercial | No
211628399 | Central HP <5.4 tons | YORK | HRCU-A-CB (Split System: Heat Pump with Remote Outdoor Unit-Air-Source) | HMH72B341 | ASPEN |  | C(A,C,D,E)48A36+TDR | TPLC120C20MP13 | 31600 | 16.5 | 8.1 | 32400 | 27400 | 84.57% | 2.49 | 0 | 8.9 |  |  |  | No | R-410A | 2.6333 | Residential & Commercial | No
212517493 | Central HP <5.4 tons | YORK | HRCU-A-CB (Split System: Heat Pump with Remote Outdoor Unit-Air-Source) | HMH72B341 | ADP |  | CH367C9 | TM9V100C20MP12 | 33400 | 17 | 8.5 | 32400 | 23200 | 71.6% | 2.06 | 0 | 9.5 |  |  |  | No | R-410A | 2.7833 | Residential & Commercial | No
211628221 | Central HP <5.4 tons | YORK | HRCU-A-CB (Split System: Heat Pump with Remote Outdoor Unit-Air-Source) | HMH72B341 | ASPEN |  | CM36B36+TDR | TMLV060A12MP12 | 32000 | 17.5 | 8.1 | 25600 | 32000 | 125% | 2.84 | 0 | 9.4 |  |  |  | No | R-410A | 2.6667 | Residential & Commercial | No
211628321 | Central HP <5.4 tons | YORK | HRCU-A-CB (Split System: Heat Pump with Remote Outdoor Unit-Air-Source) | HMH72B341 | ASPEN |  | C(A,C,D,E)48A36+TDR | TP9C120D20MP13 | 31800 | 17 | 8.1 | 32400 | 28200 | 87.04% | 2.57 | 0 | 9.4 |  |  |  | No | R-410A | 2.65 | Residential & Commercial | No
213367785 | Central HP <5.4 tons | YORK | HRCU-A-CB (Split System: Heat Pump with Remote Outdoor Unit-Air-Source) | HMH72B341 | ASPEN |  | C(A,C,D,E)48C24+TDR | YPLC100C16MP13 | 30600 | 17.2 | 8.5 | 33800 | 27400 | 81.07% | 2.67 | 0 | 9.6 |  |  |  | No | R-410A | 2.55 | Residential & Commercial | No
213367820 | Central HP <5.4 tons | YORK | HRCU-A-CB (Split System: Heat Pump with Remote Outdoor Unit-Air-Source) | HMH72B341 | ASPEN |  | C(A,C,D,E)36A44+TDR | YP9C080C16MP13 | 32000 | 17.5 | 8.1 | 33800 | 27400 | 81.07% | 2.65 | 0 | 9.9 |  |  |  | No | R-410A | 2.6667 | Residential & Commercial | No
213205824 | Central HP <5.4 tons | CARRIER | HRCU-A-CB (Split System: Heat Pump with Remote Outdoor Unit-Air-Source) | 38MURAQ24AA3* | ASPEN |  | D(A,C,E)24B44+TDR | 58S(B,C)*A070E14**12 | 23800 | 16 | 8.1 | 25600 | 22400 | 87.5% | 2.86 | 0 | 9 |  |  |  | No | R-410A | 1.9833 | Residential & Commercial | No
213205899 | Central HP <5.4 tons | CARRIER | HRCU-A-CB (Split System: Heat Pump with Remote Outdoor Unit-Air-Source) | 38MURAQ24AA3* | ASPEN |  | D(A,C,E)30B34+TDR | 58S(B,C)*A110E21**20 | 23800 | 15.5 | 8.5 | 26200 | 22800 | 87.02% | 2.86 | 0 | 9.5 |  |  |  | No | R-410A | 1.9833 | Residential & Commercial | No
213206008 | Central HP <5.4 tons | CARRIER | HRCU-A-CB (Split System: Heat Pump with Remote Outdoor Unit-Air-Source) | 38MURAQ24AA3* | ASPEN |  | D(A,C,E)30B34+TDR | 59SC2D060E17**14 | 23800 | 16 | 8.1 | 25800 | 22800 | 88.37% | 2.87 | 0 | 9.5 |  |  |  | No | R-410A | 1.9833 | Residential & Commercial | No
213206022 | Central HP <5.4 tons | CARRIER | HRCU-A-CB (Split System: Heat Pump with Remote Outdoor Unit-Air-Source) | 38MURAQ24AA3* | ASPEN |  | D(A,C,E)30C44+TDR | 59SC2D080E17**16 | 23800 | 16.5 | 8.1 | 25400 | 22600 | 88.98% | 2.93 | 0 | 9.5 |  |  |  | No | R-410A | 1.9833 | Residential & Commercial | No
213206183 | Central HP <5.4 tons | CARRIER | HRCU-A-CB (Split System: Heat Pump with Remote Outdoor Unit-Air-Source) | 38MURAQ24AA3* | ASPEN |  | D(A,C,E)30C44+TDR | 59TP6B080V17**16 | 23800 | 16 | 8.1 | 25400 | 22600 | 88.98% | 2.92 | 0 | 9.5 |  |  |  | No | R-410A | 1.9833 | Residential & Commercial | No
213752464 | Central HP <5.4 tons | CARRIER | HRCU-A-CB (Split System: Heat Pump with Remote Outdoor Unit-Air-Source) | 38MURAQ24AA3* | ASPEN |  | D(A,C,E)36B34+TDR | 59SC6A060M14**12 | 22800 | 15.9 | 8.1 | 24400 | 22200 | 90.98% | 2.9 | 0 | 9.3 |  |  |  | No | R-410A | 1.9 | Residential & Commercial | No
213752528 | Central HP <5.4 tons | CARRIER | HRCU-A-CB (Split System: Heat Pump with Remote Outdoor Unit-Air-Source) | 38MURAQ24AA3* | ASPEN |  | D(A,C,E)24B44+TDR | 59SP6A080V17**16 | 23800 | 16 | 8.1 | 25400 | 22600 | 88.98% | 2.89 | 0 | 9.5 |  |  |  | No | R-410A | 1.9833 | Residential & Commercial | No
213752571 | Central HP <5.4 tons | CARRIER | HRCU-A-CB (Split System: Heat Pump with Remote Outdoor Unit-Air-Source) | 38MURAQ24AA3* | ASPEN |  | D(A,C,E)30B34+TDR | 59TP6C040V17**12 | 23200 | 15.5 | 8.1 | 24800 | 22400 | 90.32% | 2.82 | 0 | 9 |  |  |  | No | R-410A | 1.9333 | Residential & Commercial | No
213753600 | Central HP <5.4 tons | CARRIER | HRCU-A-CB (Split System: Heat Pump with Remote Outdoor Unit-Air-Source) | 38MURAQ30AB3* | ASPEN |  | D(A,C,E)30D44+TDR | 59TP6C080V21**20 | 29400 | 15.2 | 8.1 | 33400 | 23800 | 71.26% | 2.8 | 0 | 8.9 |  |  |  | No | R-410A | 2.45 | Residential & Commercial | No
212361368 | Central HP <5.4 tons | TOSOT | HRCU-A-C (Split System: Heat Pump with Remote Outdoor Unit with No Indoor Fan --Air Source) | TU60-48WADU |  |  | TCAT60H/NAA |  | 50500 | 15.2 | 8.5 | 53000 | 37200 | 70.19% | 1.8 | 0 | 9.5 |  |  |  | No | R-410A | 4.2083 | Residential & Commercial | No
213753630 | Central HP <5.4 tons | CARRIER | HRCU-A-CB (Split System: Heat Pump with Remote Outdoor Unit-Air-Source) | 38MURAQ30AB3* | ASPEN |  | D(A,C,E)42B34+TDR | 59TP6C100V21**22 | 29600 | 15.2 | 8.1 | 34200 | 24200 | 70.76% | 2.65 | 0 | 9 |  |  |  | No | R-410A | 2.4667 | Residential & Commercial | No
212925900 | Central HP <5.4 tons | GREE | HRCU-A-C (Split System: Heat Pump with Remote Outdoor Unit with No Indoor Fan --Air Source) | GUD60W/A-D(U) | ASPEN |  | D(A,C,E)60D44+TDR |  | 50500 | 15.2 | 8.5 | 53000 | 37200 | 70.19% | 1.8 | 0 | 9.5 |  |  |  | No | R-410A | 4.2083 | Residential & Commercial | No
214377813 | Central HP <5.4 tons | GE Appliances | HRCU-A-C (Split System: Heat Pump with Remote Outdoor Unit with No Indoor Fan --Air Source) | AUH4860ZGDA* | ASPEN |  | CM48C44+TDR |  | 45000 | 15.2 | 8.3 | 48000 | 33600 | 70% | 1.8 | 0 | 9.9 |  |  |  | No | R-410A | 3.75 | Residential & Commercial | No
213753768 | Central HP <5.4 tons | CARRIER | HRCU-A-CB (Split System: Heat Pump with Remote Outdoor Unit-Air-Source) | 38MURAQ36AB3* | ASPEN |  | D(A,C,E)36B34+TDR | 59SC2E100M21**20 | 35000 | 16.5 | 8.1 | 38500 | 32200 | 83.64% | 2.54 | 0 | 9 |  |  |  | No | R-410A | 2.9167 | Residential & Commercial | No
213821019 | Central HP <5.4 tons | TEMPSTAR | HRCU-A-CB (Split System: Heat Pump with Remote Outdoor Unit-Air-Source) | DLCURAH24AAK | ASPEN |  | D(A,C,E)36B34+TDR | *80MS(N,L)0451412A* | 23000 | 16.4 | 8.1 | 24400 | 22200 | 90.98% | 2.92 | 0 | 9.3 |  |  |  | No | R-410A | 1.9167 | Residential & Commercial | No
213821021 | Central HP <5.4 tons | TEMPSTAR | HRCU-A-CB (Split System: Heat Pump with Remote Outdoor Unit-Air-Source) | DLCURAH24AAK | ASPEN |  | D(A,C,E)24B44+TDR | *80MS(N,L)0701412A* | 23400 | 16.5 | 8.1 | 24800 | 22200 | 89.52% | 2.88 | 0 | 9 |  |  |  | No | R-410A | 1.95 | Residential & Commercial | No
213821087 | Central HP <5.4 tons | TEMPSTAR | HRCU-A-CB (Split System: Heat Pump with Remote Outdoor Unit-Air-Source) | DLCURAH24AAK | ASPEN |  | D(A,C,E)30B34+TDR | *92MSN0601412A* | 23600 | 16 | 8.5 | 25000 | 22400 | 89.6% | 2.88 | 0 | 9 |  |  |  | No | R-410A | 1.9667 | Residential & Commercial | No
213821137 | Central HP <5.4 tons | TEMPSTAR | HRCU-A-CB (Split System: Heat Pump with Remote Outdoor Unit-Air-Source) | DLCURAH24AAK | ASPEN |  | D(A,C,E)30B34+TDR | *96MSN0802120A* | 23600 | 16 | 8.1 | 25000 | 22200 | 88.8% | 2.9 | 0 | 9 |  |  |  | No | R-410A | 1.9667 | Residential & Commercial | No
213821153 | Central HP <5.4 tons | TEMPSTAR | HRCU-A-CB (Split System: Heat Pump with Remote Outdoor Unit-Air-Source) | DLCURAH24AAK | ASPEN |  | D(A,C,E)30C44+TDR | *96VTN0601412B* | 23600 | 16 | 8.1 | 24800 | 22400 | 90.32% | 2.87 | 0 | 9 |  |  |  | No | R-410A | 1.9667 | Residential & Commercial | No
211628442 | Central HP <5.4 tons | YORK | HRCU-A-CB (Split System: Heat Pump with Remote Outdoor Unit-Air-Source) | HMH72B341 | ASPEN |  | CM36B36+TDR | YP9C080C16MP13 | 32200 | 17.5 | 8.1 | 25400 | 31600 | 124.4% | 2.85 | 0 | 9.9 |  |  |  | No | R-410A | 2.6833 | Residential & Commercial | No
211628481 | Central HP <5.4 tons | YORK | HRCU-A-CB (Split System: Heat Pump with Remote Outdoor Unit-Air-Source) | HMH72B341 | ASPEN |  | CM36B36+TDR | YP9C120D20MP13 | 31600 | 17 | 8.1 | 25400 | 31600 | 124.4% | 2.94 | 0 | 9.3 |  |  |  | No | R-410A | 2.6333 | Residential & Commercial | No
213205834 | Central HP <5.4 tons | CARRIER | HRCU-A-CB (Split System: Heat Pump with Remote Outdoor Unit-Air-Source) | 38MURAQ24AA3* | ASPEN |  | D(A,C,E)36C34+TDR | 58S(B,C)*A070E14**12 | 23800 | 16 | 8.1 | 25600 | 22400 | 87.5% | 2.94 | 0 | 9.5 |  |  |  | No | R-410A | 1.9833 | Residential & Commercial | No
213205851 | Central HP <5.4 tons | CARRIER | HRCU-A-CB (Split System: Heat Pump with Remote Outdoor Unit-Air-Source) | 38MURAQ24AA3* | ASPEN |  | D(A,C,E)30B34+TDR | 58S(B,C)*A070E17**16 | 23800 | 15.5 | 8.5 | 26200 | 22800 | 87.02% | 2.92 | 0 | 9.5 |  |  |  | No | R-410A | 1.9833 | Residential & Commercial | No
213205883 | Central HP <5.4 tons | CARRIER | HRCU-A-CB (Split System: Heat Pump with Remote Outdoor Unit-Air-Source) | 38MURAQ24AA3* | ASPEN |  | D(A,C,E)36C34+TDR | 58S(B,C)*A090E17**14 | 23800 | 16 | 8.1 | 25800 | 22800 | 88.37% | 2.92 | 0 | 9.5 |  |  |  | No | R-410A | 1.9833 | Residential & Commercial | No
213205885 | Central HP <5.4 tons | CARRIER | HRCU-A-CB (Split System: Heat Pump with Remote Outdoor Unit-Air-Source) | 38MURAQ24AA3* | ASPEN |  | D(A,C,E)24B44+TDR | 58S(B,C)*A090E21**20 | 23800 | 16 | 8.5 | 25800 | 22800 | 88.37% | 2.92 | 0 | 9 |  |  |  | No | R-410A | 1.9833 | Residential & Commercial | No
213367803 | Central HP <5.4 tons | YORK | HRCU-A-CB (Split System: Heat Pump with Remote Outdoor Unit-Air-Source) | HMH72B361 | ASPEN |  | C(A,C,D,E)48C24+TDR | Y81E120C16SMPS1 | 33000 | 17.5 | 8.1 | 36000 | 25400 | 70.56% | 2.65 | 0 | 8 |  |  |  | No | R-410A | 2.75 | Residential & Commercial | No
213367836 | Central HP <5.4 tons | YORK | HRCU-A-CB (Split System: Heat Pump with Remote Outdoor Unit-Air-Source) | HMH72B361 | ASPEN |  | C(A,C,D,E)36A44+TDR | Y81E080C20LMPS1 | 34000 | 17 | 8.1 | 36000 | 26400 | 73.33% | 2.83 | 0 | 8.9 |  |  |  | No | R-410A | 2.8333 | Residential & Commercial | No
211627816 | Central HP <5.4 tons | YORK | HRCU-A-CB (Split System: Heat Pump with Remote Outdoor Unit-Air-Source) | HMH72B341 | ASPEN |  | CM36A36+TDR | TM8Y080C16MP11 | 31400 | 18.3 | 8.2 | 25200 | 31800 | 126.2% | 2.82 | 0 | 9.8 |  |  |  | No | R-410A | 2.6167 | Residential & Commercial | No
214301870 | Central HP <5.4 tons | CHAMPION HEATING AND COOLING | HRCU-A-CB (Split System: Heat Pump with Remote Outdoor Unit-Air-Source) | HMH72B341 | ADP |  | H,YE9J(1,2)36+TXV | TM9Y080C16MP11 | 34000 | 18 | 8.1 | 32400 | 24000 | 74.07% | 2.08 | 0 | 9.5 |  |  |  | No | R-410A | 2.8333 | Residential & Commercial | No
211755758 | Central HP <5.4 tons | YORK | HRCU-A-CB (Split System: Heat Pump with Remote Outdoor Unit-Air-Source) | HMH72B341 | ASPEN |  | D(A,C,E)36A44+TDR | TM8E060A12MP11 | 32200 | 18 | 8.1 | 33800 | 27400 | 81.07% | 2.51 | 0 | 9.9 |  |  |  | No | R-410A | 2.6833 | Residential & Commercial | No
211755755 | Central HP <5.4 tons | YORK | HRCU-A-CB (Split System: Heat Pump with Remote Outdoor Unit-Air-Source) | HMH72B341 | ASPEN |  | D(A,C,E)36A44+TDR | TM8E040A12MP11 | 32000 | 18 | 8.1 | 33600 | 27200 | 80.95% | 2.5 | 0 | 9.9 |  |  |  | No | R-410A | 2.6667 | Residential & Commercial | No
211755825 | Central HP <5.4 tons | YORK | HRCU-A-CB (Split System: Heat Pump with Remote Outdoor Unit-Air-Source) | HMH72B341 | ASPEN |  | D(A,C,E)36B34+TDR | TM9E080C16MP12 | 32200 | 18 | 8.1 | 33600 | 27200 | 80.95% | 2.53 | 0 | 9.9 |  |  |  | No | R-410A | 2.6833 | Residential & Commercial | No
211755871 | Central HP <5.4 tons | YORK | HRCU-A-CB (Split System: Heat Pump with Remote Outdoor Unit-Air-Source) | HMH72B341 | ASPEN |  | C(A,C,D,E)48D24+TDR | TMLE040A12MP11 | 31200 | 17.8 | 8.1 | 33600 | 27200 | 80.95% | 2.5 | 0 | 9.7 |  |  |  | No | R-410A | 2.6 | Residential & Commercial | No
211755885 | Central HP <5.4 tons | YORK | HRCU-A-CB (Split System: Heat Pump with Remote Outdoor Unit-Air-Source) | HMH72B341 | ASPEN |  | D(A,C,E)36B34+TDR | TMLE100B12MP11 | 32200 | 18 | 8.1 | 33800 | 27400 | 81.07% | 2.51 | 0 | 9.9 |  |  |  | No | R-410A | 2.6833 | Residential & Commercial | No
211755935 | Central HP <5.4 tons | YORK | HRCU-A-CB (Split System: Heat Pump with Remote Outdoor Unit-Air-Source) | HMH72B341 | ASPEN |  | D(A,C,E)36A44+TDR | TPLC120C20MP13 | 31400 | 16.5 | 8.1 | 32400 | 27800 | 85.8% | 2.49 | 0 | 8.9 |  |  |  | No | R-410A | 2.6167 | Residential & Commercial | No
211755952 | Central HP <5.4 tons | YORK | HRCU-A-CB (Split System: Heat Pump with Remote Outdoor Unit-Air-Source) | HMH72B341 | ASPEN |  | C(A,C,D,E)48D24+TDR | YP9C120D20MP13 | 30600 | 16.6 | 8.1 | 32400 | 28200 | 87.04% | 2.57 | 0 | 9 |  |  |  | No | R-410A | 2.55 | Residential & Commercial | No
213613457 | Central HP <5.4 tons | PAYNE HEATING AND COOLING | HRCU-A-CB (Split System: Heat Pump with Remote Outdoor Unit-Air-Source) | 38MURAQ18AB3* | ASPEN |  | L(E,G)M24G4 |  | 17900 | 15.2 | 8.5 | 19300 | 18300 | 94.82% | 2.2 | 0 | 9.8 |  |  |  | No | R-410A | 1.4917 | Residential & Commercial | No
211755873 | Central HP <5.4 tons | YORK | HRCU-A-CB (Split System: Heat Pump with Remote Outdoor Unit-Air-Source) | HMH72B341 | ASPEN |  | D(A,C,E)36B34+TDR | TMLE040A12MP11 | 32000 | 18 | 8.1 | 33600 | 27200 | 80.95% | 2.5 | 0 | 9.9 |  |  |  | No | R-410A | 2.6667 | Residential & Commercial | No
211755889 | Central HP <5.4 tons | YORK | HRCU-A-CB (Split System: Heat Pump with Remote Outdoor Unit-Air-Source) | HMH72B341 | ASPEN |  | C(A,C,D,E)48D24+TDR | TMLE120C16MP11 | 31200 | 17.8 | 8.1 | 33600 | 27200 | 80.95% | 2.55 | 0 | 9.7 |  |  |  | No | R-410A | 2.6 | Residential & Commercial | No
211628551 | Central HP <5.4 tons | YORK | HRCU-A-CB (Split System: Heat Pump with Remote Outdoor Unit-Air-Source) | HMH72B341 | ASPEN |  | D(A,C,E)48A36+TDR | YPLC100C20MP13 | 31600 | 16.5 | 8.1 | 32400 | 27400 | 84.57% | 2.49 | 0 | 8.9 |  |  |  | No | R-410A | 2.6333 | Residential & Commercial | No
215289766 | Central HP <5.4 tons | AIRQUEST | HRCU-A-CB (Split System: Heat Pump with Remote Outdoor Unit-Air-Source) | DLCURAH18ABK | ADP |  | H,GG30924 | *96MSN0261410A* | 16300 | 19 | 8.1 | 16700 | 18800 | 112.6% | 2.3 | 0 | 9.5 |  |  |  | No | R-410A | 1.3583 | Residential & Commercial | No
215289768 | Central HP <5.4 tons | AIRQUEST | HRCU-A-CB (Split System: Heat Pump with Remote Outdoor Unit-Air-Source) | DLCURAH18ABK | ADP |  | HE30924 | *96MSN0261410A* | 16300 | 19 | 8.1 | 16700 | 18800 | 112.6% | 2.3 | 0 | 9.5 |  |  |  | No | R-410A | 1.3583 | Residential & Commercial | No
213205902 | Central HP <5.4 tons | CARRIER | HRCU-A-CB (Split System: Heat Pump with Remote Outdoor Unit-Air-Source) | 38MURAQ24AA3* | ASPEN |  | D(A,C,E)30C44+TDR | 58S(B,C)*A110E21**20 | 23800 | 15.5 | 8.5 | 26200 | 22800 | 87.02% | 2.85 | 0 | 9.5 |  |  |  | No | R-410A | 1.9833 | Residential & Commercial | No
213205953 | Central HP <5.4 tons | CARRIER | HRCU-A-CB (Split System: Heat Pump with Remote Outdoor Unit-Air-Source) | 38MURAQ24AA3* | ASPEN |  | D(A,C,E)36B34+TDR | 58TP*A090V21**20 | 23800 | 16 | 8.1 | 25200 | 22400 | 88.89% | 2.98 | 0 | 9.5 |  |  |  | No | R-410A | 1.9833 | Residential & Commercial | No
213206020 | Central HP <5.4 tons | CARRIER | HRCU-A-CB (Split System: Heat Pump with Remote Outdoor Unit-Air-Source) | 38MURAQ24AA3* | ASPEN |  | D(A,C,E)30B34+TDR | 59SC2D080E17**16 | 23800 | 16.5 | 8.1 | 25400 | 22600 | 88.98% | 2.91 | 0 | 9 |  |  |  | No | R-410A | 1.9833 | Residential & Commercial | No
213206120 | Central HP <5.4 tons | CARRIER | HRCU-A-CB (Split System: Heat Pump with Remote Outdoor Unit-Air-Source) | 38MURAQ24AA3* | ASPEN |  | D(A,C,E)24B44+TDR | 59SC5B080E21**20 | 23800 | 15.5 | 8.5 | 26000 | 22600 | 86.92% | 2.88 | 0 | 9 |  |  |  | No | R-410A | 1.9833 | Residential & Commercial | No
213355417 | Central HP <5.4 tons | YORK | HRCU-A-CB (Split System: Heat Pump with Remote Outdoor Unit-Air-Source) | HMH72B341 | ASPEN |  | L(E,G)M36F6 |  | 33000 | 17 | 8.1 | 31800 | 27000 | 84.91% | 2.73 | 0 | 9.5 |  |  |  | No | R-410A | 2.75 | Residential & Commercial | No
215065621 | Central HP <5.4 tons | YORK | HRCU-A-CB (Split System: Heat Pump with Remote Outdoor Unit-Air-Source) | HMH72B341 | ASPEN |  | CH36A34+TDR | Y81E080C20SMPS1 | 30800 | 17.8 | 8.1 | 32800 | 24400 | 74.39% | 2.12 | 0 | 9 |  |  |  | No | R-410A | 2.5667 | Residential & Commercial | No
211755892 | Central HP <5.4 tons | YORK | HRCU-A-CB (Split System: Heat Pump with Remote Outdoor Unit-Air-Source) | HMH72B341 | ASPEN |  | C(A,C,D,E)48D24+TDR | TMLV060A12MP12 | 31000 | 17.3 | 8.1 | 34000 | 27800 | 81.76% | 2.5 | 0 | 9.2 |  |  |  | No | R-410A | 2.5833 | Residential & Commercial | No
211628225 | Central HP <5.4 tons | YORK | HRCU-A-CB (Split System: Heat Pump with Remote Outdoor Unit-Air-Source) | HMH72B341 | ASPEN |  | D(A,C,E)36D36+TDR | TMLV060A12MP12 | 32800 | 17.5 | 8.1 | 34000 | 27800 | 81.76% | 2.5 | 0 | 9.5 |  |  |  | No | R-410A | 2.7333 | Residential & Commercial | No
211627805 | Central HP <5.4 tons | YORK | HRCU-A-CB (Split System: Heat Pump with Remote Outdoor Unit-Air-Source) | HMH72B341 | ASPEN |  | CM36B36+TDR | TM8Y080B12MP11 | 32200 | 18 | 8.5 | 25200 | 31400 | 124.6% | 2.85 | 0 | 9.9 |  |  |  | No | R-410A | 2.6833 | Residential & Commercial | No
211627896 | Central HP <5.4 tons | YORK | HRCU-A-CB (Split System: Heat Pump with Remote Outdoor Unit-Air-Source) | HMH72B341 | ASPEN |  | CM36B36+TDR | TM9E060B12MP12 | 32200 | 17.5 | 8.1 | 25800 | 32200 | 124.8% | 2.8 | 0 | 9.4 |  |  |  | No | R-410A | 2.6833 | Residential & Commercial | No
211628316 | Central HP <5.4 tons | YORK | HRCU-A-CB (Split System: Heat Pump with Remote Outdoor Unit-Air-Source) | HMH72B341 | ASPEN |  | D(A,C,E)36D36+TDR | TP9C100C20MP13 | 32800 | 17.5 | 8.1 | 34000 | 28400 | 83.53% | 2.52 | 0 | 9.5 |  |  |  | No | R-410A | 2.7333 | Residential & Commercial | No
215289832 | Central HP <5.4 tons | AIRQUEST | HRCU-A-CB (Split System: Heat Pump with Remote Outdoor Unit-Air-Source) | DLCURAH18ABK | ADP |  | H,GG31930 | *96MSN0401712A* | 16600 | 15.2 | 8.5 | 16700 | 19000 | 113.8% | 2.32 | 0 | 9.5 |  |  |  | No | R-410A | 1.3833 | Residential & Commercial | No
215289857 | Central HP <5.4 tons | AIRQUEST | HRCU-A-CB (Split System: Heat Pump with Remote Outdoor Unit-Air-Source) | DLCURAH18ABK | ADP |  | H,GE30924 | *96MSN0401712A* | 16300 | 15.2 | 8.5 | 16700 | 19000 | 113.8% | 2.32 | 0 | 9.5 |  |  |  | No | R-410A | 1.3583 | Residential & Commercial | No
211628364 | Central HP <5.4 tons | YORK | HRCU-A-CB (Split System: Heat Pump with Remote Outdoor Unit-Air-Source) | HMH72B341 | ASPEN |  | CM36B36+TDR | TPLC080C16MP13 | 32000 | 17.5 | 8.1 | 25400 | 31600 | 124.4% | 2.87 | 0 | 9.9 |  |  |  | No | R-410A | 2.6667 | Residential & Commercial | No
211628416 | Central HP <5.4 tons | YORK | HRCU-A-CB (Split System: Heat Pump with Remote Outdoor Unit-Air-Source) | HMH72B341 | ASPEN |  | CM36B36+TDR | YP9C060B12MP13 | 32200 | 17.5 | 8.1 | 25600 | 32000 | 125% | 2.82 | 0 | 9.4 |  |  |  | No | R-410A | 2.6833 | Residential & Commercial | No
211755954 | Central HP <5.4 tons | YORK | HRCU-A-CB (Split System: Heat Pump with Remote Outdoor Unit-Air-Source) | HMH72B341 | ASPEN |  | D(A,C,E)36B34+TDR | YP9C120D20MP13 | 31600 | 17 | 8.1 | 32400 | 28200 | 87.04% | 2.57 | 0 | 9.3 |  |  |  | No | R-410A | 2.6333 | Residential & Commercial | No
211755970 | Central HP <5.4 tons | YORK | HRCU-A-CB (Split System: Heat Pump with Remote Outdoor Unit-Air-Source) | HMH72B341 | ASPEN |  | C(A,C,D,E)48D24+TDR | YPLC120C20MP13 | 30400 | 16.1 | 8.1 | 32400 | 27800 | 85.8% | 2.49 | 0 | 8 |  |  |  | No | R-410A | 2.5333 | Residential & Commercial | No
211755985 | Central HP <5.4 tons | YORK | HRCU-A-CB (Split System: Heat Pump with Remote Outdoor Unit-Air-Source) | HMH72B341 | ASPEN |  | D(A,C,E)36A46+TDR | TM8E040A12MP11 | 32000 | 18 | 8.1 | 33600 | 27200 | 80.95% | 2.5 | 0 | 9.9 |  |  |  | No | R-410A | 2.6667 | Residential & Commercial | No
213206404 | Central HP <5.4 tons | CARRIER | HRCU-A-CB (Split System: Heat Pump with Remote Outdoor Unit-Air-Source) | 38MURAQ24AB3* | ASPEN |  | D(A,C,E)30C44+TDR | 59SC2D040E14**10 | 23600 | 15.5 | 8.1 | 26000 | 20400 | 78.46% | 2.92 | 0 | 9.9 |  |  |  | No | R-410A | 1.9667 | Residential & Commercial | No
213206399 | Central HP <5.4 tons | CARRIER | HRCU-A-CB (Split System: Heat Pump with Remote Outdoor Unit-Air-Source) | 38MURAQ24AB3* | ASPEN |  | D(A,C,E)24B44+TDR | 59SC2D040E14**10 | 23200 | 15.4 | 8.1 | 26000 | 20400 | 78.46% | 2.89 | 0 | 9.8 |  |  |  | No | R-410A | 1.9333 | Residential & Commercial | No
213206406 | Central HP <5.4 tons | CARRIER | HRCU-A-CB (Split System: Heat Pump with Remote Outdoor Unit-Air-Source) | 38MURAQ24AB3* | ASPEN |  | D(A,C,E)36B34+TDR | 59SC2D040E14**10 | 23200 | 15.4 | 8.1 | 26000 | 20400 | 78.46% | 2.94 | 0 | 9.8 |  |  |  | No | R-410A | 1.9333 | Residential & Commercial | No
213355363 | Central HP <5.4 tons | YORK | HRCU-A-CB (Split System: Heat Pump with Remote Outdoor Unit-Air-Source) | HMH72B361 | ASPEN |  | L(E,G)M48C6 |  | 34800 | 18 | 8.1 | 36000 | 26400 | 73.33% | 2.82 | 0 | 9 |  |  |  | No | R-410A | 2.9 | Residential & Commercial | No
211628252 | Central HP <5.4 tons | YORK | HRCU-A-CB (Split System: Heat Pump with Remote Outdoor Unit-Air-Source) | HMH72B341 | ASPEN |  | D(A,C,E)48A36+TDR | TMLV120C20MP12 | 31600 | 16.5 | 8.1 | 32400 | 27400 | 84.57% | 2.49 | 0 | 8.9 |  |  |  | No | R-410A | 2.6333 | Residential & Commercial | No
211628286 | Central HP <5.4 tons | YORK | HRCU-A-CB (Split System: Heat Pump with Remote Outdoor Unit-Air-Source) | HMH72B341 | ASPEN |  | CM36B36+TDR | TP9C080C16MP13 | 32200 | 17.5 | 8.1 | 25400 | 31600 | 124.4% | 2.85 | 0 | 9.9 |  |  |  | No | R-410A | 2.6833 | Residential & Commercial | No
211756025 | Central HP <5.4 tons | YORK | HRCU-A-CB (Split System: Heat Pump with Remote Outdoor Unit-Air-Source) | HMH72B341 | ASPEN |  | D(A,C,E)36A46+TDR | TM9E060A10MP12 | 31800 | 17.5 | 8.1 | 33800 | 27400 | 81.07% | 2.48 | 0 | 9.4 |  |  |  | No | R-410A | 2.65 | Residential & Commercial | No
211756032 | Central HP <5.4 tons | YORK | HRCU-A-CB (Split System: Heat Pump with Remote Outdoor Unit-Air-Source) | HMH72B341 | ASPEN |  | D(A,C,E)36B36+TDR | TM9E080C16MP12 | 32200 | 18 | 8.1 | 33600 | 27200 | 80.95% | 2.53 | 0 | 9.9 |  |  |  | No | R-410A | 2.6833 | Residential & Commercial | No
211756066 | Central HP <5.4 tons | YORK | HRCU-A-CB (Split System: Heat Pump with Remote Outdoor Unit-Air-Source) | HMH72B341 | ASPEN |  | D(A,C,E)36B36+TDR | TMLE060A12MP11 | 32200 | 18 | 8.1 | 33800 | 27400 | 81.07% | 2.51 | 0 | 9.9 |  |  |  | No | R-410A | 2.6833 | Residential & Commercial | No
213207257 | Central HP <5.4 tons | CARRIER | HRCU-A-CB (Split System: Heat Pump with Remote Outdoor Unit-Air-Source) | 38MURAQ36AB3* | ASPEN |  | D(A,C,E)42B34+TDR | 59SC5B080E21**20 | 34800 | 15.5 | 8.1 | 39000 | 31600 | 81.03% | 2.8 | 0 | 9.9 |  |  |  | No | R-410A | 2.9 | Residential & Commercial | No
213206910 | Central HP <5.4 tons | CARRIER | HRCU-A-CB (Split System: Heat Pump with Remote Outdoor Unit-Air-Source) | 38MURAQ30AB3* | ASPEN |  | D(A,C,E)30D44+TDR | 59SC2D080E21**20 | 29600 | 15.2 | 8.1 | 33400 | 23800 | 71.26% | 2.49 | 0 | 8.9 |  |  |  | No | R-410A | 2.4667 | Residential & Commercial | No
211628076 | Central HP <5.4 tons | YORK | HRCU-A-CB (Split System: Heat Pump with Remote Outdoor Unit-Air-Source) | HMH72B341 | ASPEN |  | CM36A36+TDR | TM9Y080C16MP11 | 31200 | 18.3 | 8.3 | 25600 | 32200 | 125.8% | 2.78 | 0 | 9.3 |  |  |  | No | R-410A | 2.6 | Residential & Commercial | No
211628143 | Central HP <5.4 tons | YORK | HRCU-A-CB (Split System: Heat Pump with Remote Outdoor Unit-Air-Source) | HMH72B341 | ASPEN |  | CM36B36+TDR | TMLE060A12MP11 | 32200 | 18 | 8.1 | 25400 | 31600 | 124.4% | 2.84 | 0 | 9.9 |  |  |  | No | R-410A | 2.6833 | Residential & Commercial | No
211628386 | Central HP <5.4 tons | YORK | HRCU-A-CB (Split System: Heat Pump with Remote Outdoor Unit-Air-Source) | HMH72B341 | ASPEN |  | C(A,C,D,E)48A36+TDR | TPLC100C20MP13 | 31600 | 16.5 | 8.1 | 32400 | 27400 | 84.57% | 2.49 | 0 | 8.9 |  |  |  | No | R-410A | 2.6333 | Residential & Commercial | No
211628420 | Central HP <5.4 tons | YORK | HRCU-A-CB (Split System: Heat Pump with Remote Outdoor Unit-Air-Source) | HMH72B341 | ASPEN |  | D(A,C,E)36D36+TDR | YP9C060B12MP13 | 32800 | 17.5 | 8.1 | 34000 | 27800 | 81.76% | 2.49 | 0 | 9.5 |  |  |  | No | R-410A | 2.7333 | Residential & Commercial | No
211628455 | Central HP <5.4 tons | YORK | HRCU-A-CB (Split System: Heat Pump with Remote Outdoor Unit-Air-Source) | HMH72B341 | ASPEN |  | CM36B36+TDR | YP9C100C16MP13 | 32000 | 17.5 | 8.1 | 25400 | 31600 | 124.4% | 2.87 | 0 | 9.9 |  |  |  | No | R-410A | 2.6667 | Residential & Commercial | No
211628472 | Central HP <5.4 tons | YORK | HRCU-A-CB (Split System: Heat Pump with Remote Outdoor Unit-Air-Source) | HMH72B341 | ASPEN |  | D(A,C,E)36D36+TDR | YP9C100C20MP13 | 32800 | 17.5 | 8.1 | 34000 | 28400 | 83.53% | 2.52 | 0 | 9.5 |  |  |  | No | R-410A | 2.7333 | Residential & Commercial | No
211627998 | Central HP <5.4 tons | YORK | HRCU-A-CB (Split System: Heat Pump with Remote Outdoor Unit-Air-Source) | HMH72B341 | ASPEN |  | CM36A36+TDR | TM9V080C16MP12 | 31400 | 17.4 | 8.2 | 25200 | 31800 | 126.2% | 2.78 | 0 | 9.8 |  |  |  | No | R-410A | 2.6167 | Residential & Commercial | No
215289586 | Central HP <5.4 tons | AIRQUEST | HRCU-A-CB (Split System: Heat Pump with Remote Outdoor Unit-Air-Source) | DLCURAH18ABK | ADP |  | H,GG30924 | *92MSN0401712A* | 16300 | 15.2 | 8.5 | 16700 | 19000 | 113.8% | 2.32 | 0 | 9.5 |  |  |  | No | R-410A | 1.3583 | Residential & Commercial | No
211628000 | Central HP <5.4 tons | YORK | HRCU-A-CB (Split System: Heat Pump with Remote Outdoor Unit-Air-Source) | HMH72B341 | ASPEN |  | CM36B36+TDR | TM9V080C16MP12 | 32200 | 17.5 | 8.5 | 25400 | 31600 | 124.4% | 2.85 | 0 | 9.9 |  |  |  | No | R-410A | 2.6833 | Residential & Commercial | No
211628039 | Central HP <5.4 tons | YORK | HRCU-A-CB (Split System: Heat Pump with Remote Outdoor Unit-Air-Source) | HMH72B341 | ASPEN |  | CM36B36+TDR | TM9V120D20MP12 | 31600 | 17 | 8.5 | 25400 | 31600 | 124.4% | 2.94 | 0 | 9.3 |  |  |  | No | R-410A | 2.6333 | Residential & Commercial | No
211756065 | Central HP <5.4 tons | YORK | HRCU-A-CB (Split System: Heat Pump with Remote Outdoor Unit-Air-Source) | HMH72B341 | ASPEN |  | D(A,C,E)36A46+TDR | TMLE060A12MP11 | 32200 | 18 | 8.1 | 33800 | 27400 | 81.07% | 2.51 | 0 | 9.9 |  |  |  | No | R-410A | 2.6833 | Residential & Commercial | No
213206504 | Central HP <5.4 tons | CARRIER | HRCU-A-CB (Split System: Heat Pump with Remote Outdoor Unit-Air-Source) | 38MURAQ24AB3* | ASPEN |  | D(A,C,E)24B44+TDR | 59SC5B040E17**12 | 23800 | 15.2 | 8.1 | 26400 | 20400 | 77.27% | 2.85 | 0 | 9.5 |  |  |  | No | R-410A | 1.9833 | Residential & Commercial | No
211628011 | Central HP <5.4 tons | YORK | HRCU-A-CB (Split System: Heat Pump with Remote Outdoor Unit-Air-Source) | HMH72B341 | ASPEN |  | CM36A36+TDR | TM9V100C16MP12 | 31400 | 17.4 | 8.2 | 25200 | 31800 | 126.2% | 2.82 | 0 | 9.8 |  |  |  | No | R-410A | 2.6167 | Residential & Commercial | No
211628100 | Central HP <5.4 tons | YORK | HRCU-A-CB (Split System: Heat Pump with Remote Outdoor Unit-Air-Source) | HMH72B341 | ASPEN |  | C(A,C,D,E)48A36+TDR | TM9Y100C20MP11 | 32200 | 15.5 | 8.1 | 34000 | 27400 | 80.59% | 2.45 | 0 | 9.4 |  |  |  | No | R-410A | 2.6833 | Residential & Commercial | No
211628130 | Central HP <5.4 tons | YORK | HRCU-A-CB (Split System: Heat Pump with Remote Outdoor Unit-Air-Source) | HMH72B341 | ASPEN |  | CM36B36+TDR | TMLE040A12MP11 | 32000 | 18 | 8.1 | 25200 | 31400 | 124.6% | 2.83 | 0 | 9.9 |  |  |  | No | R-410A | 2.6667 | Residential & Commercial | No
211628314 | Central HP <5.4 tons | YORK | HRCU-A-CB (Split System: Heat Pump with Remote Outdoor Unit-Air-Source) | HMH72B341 | ASPEN |  | D(A,C,E)36A36+TDR | TP9C100C20MP13 | 31600 | 17.5 | 8.1 | 34000 | 28000 | 82.35% | 2.53 | 0 | 9.3 |  |  |  | No | R-410A | 2.6333 | Residential & Commercial | No
211628325 | Central HP <5.4 tons | YORK | HRCU-A-CB (Split System: Heat Pump with Remote Outdoor Unit-Air-Source) | HMH72B341 | ASPEN |  | CM36B36+TDR | TP9C120D20MP13 | 31600 | 17 | 8.1 | 25400 | 31600 | 124.4% | 2.94 | 0 | 9.3 |  |  |  | No | R-410A | 2.6333 | Residential & Commercial | No
211628243 | Central HP <5.4 tons | YORK | HRCU-A-CB (Split System: Heat Pump with Remote Outdoor Unit-Air-Source) | HMH72B341 | ASPEN |  | C(A,C,D,E)48A36+TDR | TMLV120C20MP12 | 31600 | 16.5 | 8.1 | 32400 | 27400 | 84.57% | 2.49 | 0 | 8.9 |  |  |  | No | R-410A | 2.6333 | Residential & Commercial | No
211628312 | Central HP <5.4 tons | YORK | HRCU-A-CB (Split System: Heat Pump with Remote Outdoor Unit-Air-Source) | HMH72B341 | ASPEN |  | CM36B36+TDR | TP9C100C20MP13 | 32000 | 17.5 | 8.1 | 26000 | 32400 | 124.6% | 2.88 | 0 | 9.4 |  |  |  | No | R-410A | 2.6667 | Residential & Commercial | No
211628330 | Central HP <5.4 tons | YORK | HRCU-A-CB (Split System: Heat Pump with Remote Outdoor Unit-Air-Source) | HMH72B341 | ASPEN |  | D(A,C,E)48A36+TDR | TP9C120D20MP13 | 31800 | 17 | 8.1 | 32400 | 28200 | 87.04% | 2.57 | 0 | 9.4 |  |  |  | No | R-410A | 2.65 | Residential & Commercial | No
211628464 | Central HP <5.4 tons | YORK | HRCU-A-CB (Split System: Heat Pump with Remote Outdoor Unit-Air-Source) | HMH72B341 | ASPEN |  | C(A,C,D,E)48A36+TDR | YP9C100C20MP13 | 32200 | 17.5 | 8.1 | 34000 | 28000 | 82.35% | 2.53 | 0 | 9.4 |  |  |  | No | R-410A | 2.6833 | Residential & Commercial | No
211628563 | Central HP <5.4 tons | YORK | HRCU-A-CB (Split System: Heat Pump with Remote Outdoor Unit-Air-Source) | HMH72B341 | ASPEN |  | D(A,C,E)36D36+TDR | YPLC120C20MP13 | 32200 | 16.5 | 8.1 | 32400 | 27800 | 85.8% | 2.49 | 0 | 9 |  |  |  | No | R-410A | 2.6833 | Residential & Commercial | No
215290059 | Central HP <5.4 tons | AIRQUEST | HRCU-A-CB (Split System: Heat Pump with Remote Outdoor Unit-Air-Source) | DLCURAH18ABK | ADP |  | H,GG32930 | *96VTN0401410B* | 16800 | 16 | 8.5 | 16600 | 19000 | 114.5% | 2.34 | 0 | 9.5 |  |  |  | No | R-410A | 1.4 | Residential & Commercial | No
215290061 | Central HP <5.4 tons | AIRQUEST | HRCU-A-CB (Split System: Heat Pump with Remote Outdoor Unit-Air-Source) | DLCURAH18ABK | ADP |  | HG32924 | *96VTN0401410B* | 16800 | 16 | 8.5 | 16600 | 19000 | 114.5% | 2.34 | 0 | 9.5 |  |  |  | No | R-410A | 1.4 | Residential & Commercial | No
211627792 | Central HP <5.4 tons | YORK | HRCU-A-CB (Split System: Heat Pump with Remote Outdoor Unit-Air-Source) | HMH72B341 | ASPEN |  | CM36B36+TDR | TM8Y060A12MP11 | 32000 | 18 | 8.1 | 25200 | 31400 | 124.6% | 2.83 | 0 | 9.9 |  |  |  | No | R-410A | 2.6667 | Residential & Commercial | No
211628327 | Central HP <5.4 tons | YORK | HRCU-A-CB (Split System: Heat Pump with Remote Outdoor Unit-Air-Source) | HMH72B341 | ASPEN |  | D(A,C,E)36A36+TDR | TP9C120D20MP13 | 31200 | 16.8 | 8.1 | 32400 | 27800 | 85.8% | 2.57 | 0 | 9.3 |  |  |  | No | R-410A | 2.6 | Residential & Commercial | No
211628477 | Central HP <5.4 tons | YORK | HRCU-A-CB (Split System: Heat Pump with Remote Outdoor Unit-Air-Source) | HMH72B341 | ASPEN |  | C(A,C,D,E)48A36+TDR | YP9C120D20MP13 | 31800 | 17 | 8.1 | 32400 | 28200 | 87.04% | 2.57 | 0 | 9.4 |  |  |  | No | R-410A | 2.65 | Residential & Commercial | No
211628561 | Central HP <5.4 tons | YORK | HRCU-A-CB (Split System: Heat Pump with Remote Outdoor Unit-Air-Source) | HMH72B341 | ASPEN |  | D(A,C,E)36A36+TDR | YPLC120C20MP13 | 31000 | 16.3 | 8.1 | 32400 | 27400 | 84.57% | 2.49 | 0 | 8.8 |  |  |  | No | R-410A | 2.5833 | Residential & Commercial | No
211628407 | Central HP <5.4 tons | YORK | HRCU-A-CB (Split System: Heat Pump with Remote Outdoor Unit-Air-Source) | HMH72B341 | ASPEN |  | D(A,C,E)36D36+TDR | TPLC120C20MP13 | 32200 | 16.5 | 8.1 | 32400 | 27800 | 85.8% | 2.49 | 0 | 9 |  |  |  | No | R-410A | 2.6833 | Residential & Commercial | No
211628468 | Central HP <5.4 tons | YORK | HRCU-A-CB (Split System: Heat Pump with Remote Outdoor Unit-Air-Source) | HMH72B341 | ASPEN |  | CM36B36+TDR | YP9C100C20MP13 | 32000 | 17.5 | 8.1 | 26000 | 32400 | 124.6% | 2.88 | 0 | 9.4 |  |  |  | No | R-410A | 2.6667 | Residential & Commercial | No
211755816 | Central HP <5.4 tons | YORK | HRCU-A-CB (Split System: Heat Pump with Remote Outdoor Unit-Air-Source) | HMH72B341 | ASPEN |  | D(A,C,E)36B34+TDR | TM9E060A10MP12 | 31800 | 17.5 | 8.1 | 33800 | 27400 | 81.07% | 2.48 | 0 | 9.4 |  |  |  | No | R-410A | 2.65 | Residential & Commercial | No
211755914 | Central HP <5.4 tons | YORK | HRCU-A-CB (Split System: Heat Pump with Remote Outdoor Unit-Air-Source) | HMH72B341 | ASPEN |  | D(A,C,E)36A44+TDR | TP9C100C20MP13 | 32000 | 17.5 | 8.1 | 34000 | 28400 | 83.53% | 2.52 | 0 | 9.4 |  |  |  | No | R-410A | 2.6667 | Residential & Commercial | No
211755916 | Central HP <5.4 tons | YORK | HRCU-A-CB (Split System: Heat Pump with Remote Outdoor Unit-Air-Source) | HMH72B341 | ASPEN |  | C(A,C,D,E)48D24+TDR | TP9C120D20MP13 | 30600 | 16.6 | 8.1 | 32400 | 28200 | 87.04% | 2.57 | 0 | 9 |  |  |  | No | R-410A | 2.55 | Residential & Commercial | No
211755934 | Central HP <5.4 tons | YORK | HRCU-A-CB (Split System: Heat Pump with Remote Outdoor Unit-Air-Source) | HMH72B341 | ASPEN |  | C(A,C,D,E)48D24+TDR | TPLC120C20MP13 | 30400 | 16.1 | 8.1 | 32400 | 27800 | 85.8% | 2.49 | 0 | 8 |  |  |  | No | R-410A | 2.5333 | Residential & Commercial | No
211755939 | Central HP <5.4 tons | YORK | HRCU-A-CB (Split System: Heat Pump with Remote Outdoor Unit-Air-Source) | HMH72B341 | ASPEN |  | D(A,C,E)36B34+TDR | YP9C060B12MP13 | 32200 | 17.5 | 8.1 | 34000 | 27800 | 81.76% | 2.49 | 0 | 9.4 |  |  |  | No | R-410A | 2.6833 | Residential & Commercial | No
211755973 | Central HP <5.4 tons | YORK | HRCU-A-CB (Split System: Heat Pump with Remote Outdoor Unit-Air-Source) | HMH72B341 | ASPEN |  | D(A,C,E)36A46+TDR | TL8E060A12UH11 | 32200 | 18 | 8.1 | 33800 | 27400 | 81.07% | 2.51 | 0 | 9.9 |  |  |  | No | R-410A | 2.6833 | Residential & Commercial | No
211756007 | Central HP <5.4 tons | YORK | HRCU-A-CB (Split System: Heat Pump with Remote Outdoor Unit-Air-Source) | HMH72B341 | ASPEN |  | D(A,C,E)36A46+TDR | TM8V100C20MP12 | 31400 | 16.5 | 8.1 | 32400 | 27800 | 85.8% | 2.49 | 0 | 8.9 |  |  |  | No | R-410A | 2.6167 | Residential & Commercial | No
211756039 | Central HP <5.4 tons | YORK | HRCU-A-CB (Split System: Heat Pump with Remote Outdoor Unit-Air-Source) | HMH72B341 | ASPEN |  | D(A,C,E)36A46+TDR | TM9V060B12MP12 | 32000 | 17.5 | 8.1 | 34000 | 27800 | 81.76% | 2.49 | 0 | 9.4 |  |  |  | No | R-410A | 2.6667 | Residential & Commercial | No
211756084 | Central HP <5.4 tons | YORK | HRCU-A-CB (Split System: Heat Pump with Remote Outdoor Unit-Air-Source) | HMH72B341 | ASPEN |  | D(A,C,E)36B36+TDR | TP9C060B12MP13 | 32200 | 17.5 | 8.1 | 34000 | 27800 | 81.76% | 2.49 | 0 | 9.4 |  |  |  | No | R-410A | 2.6833 | Residential & Commercial | No
211756089 | Central HP <5.4 tons | YORK | HRCU-A-CB (Split System: Heat Pump with Remote Outdoor Unit-Air-Source) | HMH72B341 | ASPEN |  | D(A,C,E)36A46+TDR | TP9C100C16MP13 | 32000 | 17.5 | 8.1 | 34000 | 27400 | 80.59% | 2.54 | 0 | 9.9 |  |  |  | No | R-410A | 2.6667 | Residential & Commercial | No
211756091 | Central HP <5.4 tons | YORK | HRCU-A-CB (Split System: Heat Pump with Remote Outdoor Unit-Air-Source) | HMH72B341 | ASPEN |  | D(A,C,E)36A46+TDR | TP9C100C20MP13 | 32000 | 17.5 | 8.1 | 34000 | 28400 | 83.53% | 2.52 | 0 | 9.4 |  |  |  | No | R-410A | 2.6667 | Residential & Commercial | No
215290077 | Central HP <5.4 tons | AIRQUEST | HRCU-A-CB (Split System: Heat Pump with Remote Outdoor Unit-Air-Source) | DLCURAH18ABK | ADP |  | H,GG30924 | *96VTN0401410B* | 16300 | 16 | 8.5 | 16600 | 19000 | 114.5% | 2.34 | 0 | 9.5 |  |  |  | No | R-410A | 1.3583 | Residential & Commercial | No
215289856 | Central HP <5.4 tons | AIRQUEST | HRCU-A-CB (Split System: Heat Pump with Remote Outdoor Unit-Air-Source) | DLCURAH18ABK | ADP |  | H,GG30924 | *96MSN0401712A* | 16300 | 15.2 | 8.5 | 16700 | 19000 | 113.8% | 2.32 | 0 | 9.5 |  |  |  | No | R-410A | 1.3583 | Residential & Commercial | No
214336760 | Central HP <5.4 tons | HISENSE | HRCU-A-CB (Split System: Heat Pump with Remote Outdoor Unit-Air-Source) | AUWR-60U3SP2 | ASPEN |  | L(E,G)M60B4 |  | 55000 | 16.5 | 8.5 | 55500 | 41000 | 73.87% | 1.9 | 0 | 8 |  |  |  | No | R-410A | 4.5833 | Residential & Commercial | No
213613379 | Central HP <5.4 tons | CARRIER | HRCU-A-CB (Split System: Heat Pump with Remote Outdoor Unit-Air-Source) | 38MURAQ24AB3* | ASPEN |  | L(E,G)M24B4 |  | 22800 | 16 | 8.8 | 26400 | 20400 | 77.27% | 2.84 | 0 | 9.9 |  |  |  | No | R-410A | 1.9 | Residential & Commercial | No
211618663 | Central HP <5.4 tons | YORK | HRCU-A-CB (Split System: Heat Pump with Remote Outdoor Unit-Air-Source) | HMH72B361 | ASPEN |  | LEM48A4 |  | 35000 | 18 | 8.1 | 36000 | 26400 | 73.33% | 2.82 | 0 | 9 |  |  |  | No | R-410A | 2.9167 | Residential & Commercial | No
213752593 | Central HP <5.4 tons | CARRIER | HRCU-A-CB (Split System: Heat Pump with Remote Outdoor Unit-Air-Source) | 38MURAQ24AA3* | ASPEN |  | D(A,C,E)30C44+TDR | 59TP6C080V17**16 | 23400 | 16 | 8.1 | 24800 | 22200 | 89.52% | 2.84 | 0 | 9.5 |  |  |  | No | R-410A | 1.95 | Residential & Commercial | No
213613361 | Central HP <5.4 tons | CARRIER | HRCU-A-CB (Split System: Heat Pump with Remote Outdoor Unit-Air-Source) | 38MURAQ24AA3* | ASPEN |  | L(E,G)M24D4 |  | 23800 | 15.5 | 9 | 25400 | 22600 | 88.98% | 2.89 | 0 | 9.5 |  |  |  | No | R-410A | 1.9833 | Residential & Commercial | No
213613362 | Central HP <5.4 tons | CARRIER | HRCU-A-CB (Split System: Heat Pump with Remote Outdoor Unit-Air-Source) | 38MURAQ24AA3* | ASPEN |  | L(E,G)M24E4 |  | 23200 | 15.5 | 9 | 25400 | 22600 | 88.98% | 2.89 | 0 | 9.5 |  |  |  | No | R-410A | 1.9333 | Residential & Commercial | No
213613382 | Central HP <5.4 tons | CARRIER | HRCU-A-CB (Split System: Heat Pump with Remote Outdoor Unit-Air-Source) | 38MURAQ24AB3* | ASPEN |  | L(E,G)M24E4 |  | 22600 | 15.2 | 8.1 | 26200 | 23400 | 89.31% | 1.92 | 0 | 9.5 |  |  |  | No | R-410A | 1.8833 | Residential & Commercial | No
213613389 | Central HP <5.4 tons | CARRIER | HRCU-A-CB (Split System: Heat Pump with Remote Outdoor Unit-Air-Source) | 38MURAQ24AB3* | ASPEN |  | L(E,G)M36A4 |  | 22800 | 15.2 | 8.5 | 26400 | 23400 | 88.64% | 1.92 | 0 | 9.8 |  |  |  | No | R-410A | 1.9 | Residential & Commercial | No
213355364 | Central HP <5.4 tons | YORK | HRCU-A-CB (Split System: Heat Pump with Remote Outdoor Unit-Air-Source) | HMH72B361 | ASPEN |  | L(E,G)M48D6 |  | 35200 | 18 | 8.1 | 36000 | 26400 | 73.33% | 2.82 | 0 | 9 |  |  |  | No | R-410A | 2.9333 | Residential & Commercial | No
212924875 | Central HP <5.4 tons | GE Appliances | HRCU-A-C (Split System: Heat Pump with Remote Outdoor Unit with No Indoor Fan --Air Source) | AUH2436ZGDA* | ASPEN |  | C(A,C,E)37C24+TDR |  | 32000 | 15.2 | 8.5 | 34000 | 24000 | 70.59% | 1.8 | 0 | 9.5 |  |  |  | No | R-410A | 2.6667 | Residential & Commercial | No
211756093 | Central HP <5.4 tons | YORK | HRCU-A-CB (Split System: Heat Pump with Remote Outdoor Unit-Air-Source) | HMH72B341 | ASPEN |  | D(A,C,E)36A46+TDR | TP9C120D20MP13 | 31600 | 17 | 8.1 | 32400 | 28200 | 87.04% | 2.57 | 0 | 9.3 |  |  |  | No | R-410A | 2.6333 | Residential & Commercial | No
215285706 | Central HP <5.4 tons | YORK | HRCU-A-CB (Split System: Heat Pump with Remote Outdoor Unit-Air-Source) | HMH72B341 | ASPEN |  | D(A,C,E)36A44+TDR | Y91E060B12SMPS1 | 31200 | 16.5 | 8.5 | 32000 | 22400 | 70% | 1.8 | 0 | 9.9 |  |  |  | No | R-410A | 2.6 | Residential & Commercial | No
211756107 | Central HP <5.4 tons | YORK | HRCU-A-CB (Split System: Heat Pump with Remote Outdoor Unit-Air-Source) | HMH72B341 | ASPEN |  | D(A,C,E)36A46+TDR | YP9C060B12MP13 | 32000 | 17.5 | 8.1 | 34000 | 27800 | 81.76% | 2.49 | 0 | 9.4 |  |  |  | No | R-410A | 2.6667 | Residential & Commercial | No
211756118 | Central HP <5.4 tons | YORK | HRCU-A-CB (Split System: Heat Pump with Remote Outdoor Unit-Air-Source) | HMH72B341 | ASPEN |  | D(A,C,E)36B36+TDR | YP9C120D20MP13 | 31600 | 17 | 8.1 | 32400 | 28200 | 87.04% | 2.57 | 0 | 9.3 |  |  |  | No | R-410A | 2.6333 | Residential & Commercial | No
211627571 | Central HP <5.4 tons | YORK | HRCU-A-CB (Split System: Heat Pump with Remote Outdoor Unit-Air-Source) | HMH72B341 | ASPEN |  | CM36B36+TDR | TL8E100C20UH11 | 32000 | 17.5 | 8.5 | 25400 | 31600 | 124.4% | 2.89 | 0 | 9.9 |  |  |  | No | R-410A | 2.6667 | Residential & Commercial | No
211627766 | Central HP <5.4 tons | YORK | HRCU-A-CB (Split System: Heat Pump with Remote Outdoor Unit-Air-Source) | HMH72B341 | ASPEN |  | CM36B36+TDR | TM8V100C20MP12 | 31400 | 16.5 | 8.1 | 25200 | 31400 | 124.6% | 2.85 | 0 | 8.9 |  |  |  | No | R-410A | 2.6167 | Residential & Commercial | No
215427940 | Central HP <5.4 tons | FRIEDRICH | HRCU-A-CB (Split System: Heat Pump with Remote Outdoor Unit-Air-Source) | WFPU18Z363C | ASPEN |  | AE*S+DM42B34+TDR |  | 31800 | 17 | 9 | 33400 | 23800 | 71.26% | 2.3 | 0 | 9.8 |  |  |  | No | R-410A | 2.65 | Residential & Commercial | No
213206520 | Central HP <5.4 tons | CARRIER | HRCU-A-CB (Split System: Heat Pump with Remote Outdoor Unit-Air-Source) | 38MURAQ24AB3* | ASPEN |  | D(A,C,E)30C44+TDR | 59SC5B060E14**12 | 23800 | 16 | 8.1 | 26000 | 20400 | 78.46% | 2.72 | 0 | 9.9 |  |  |  | No | R-410A | 1.9833 | Residential & Commercial | No
211628109 | Central HP <5.4 tons | YORK | HRCU-A-CB (Split System: Heat Pump with Remote Outdoor Unit-Air-Source) | HMH72B341 | ASPEN |  | D(A,C,E)48A36+TDR | TM9Y100C20MP11 | 32200 | 15.5 | 8.1 | 34000 | 27400 | 80.59% | 2.45 | 0 | 9.4 |  |  |  | No | R-410A | 2.6833 | Residential & Commercial | No
211628234 | Central HP <5.4 tons | YORK | HRCU-A-CB (Split System: Heat Pump with Remote Outdoor Unit-Air-Source) | HMH72B341 | ASPEN |  | CM36B36+TDR | TMLV100C16MP12 | 32000 | 17.5 | 8.1 | 25400 | 31600 | 124.4% | 2.87 | 0 | 9.9 |  |  |  | No | R-410A | 2.6667 | Residential & Commercial | No
211756035 | Central HP <5.4 tons | YORK | HRCU-A-CB (Split System: Heat Pump with Remote Outdoor Unit-Air-Source) | HMH72B341 | ASPEN |  | D(A,C,E)36A46+TDR | TM9E100C20MP12 | 32000 | 15.5 | 8.1 | 33200 | 27000 | 81.33% | 2.5 | 0 | 9.9 |  |  |  | No | R-410A | 2.6667 | Residential & Commercial | No
211756105 | Central HP <5.4 tons | YORK | HRCU-A-CB (Split System: Heat Pump with Remote Outdoor Unit-Air-Source) | HMH72B341 | ASPEN |  | D(A,C,E)36A46+TDR | TPLC120C20MP13 | 31400 | 16.5 | 8.1 | 32400 | 27800 | 85.8% | 2.49 | 0 | 8.9 |  |  |  | No | R-410A | 2.6167 | Residential & Commercial | No
211628264 | Central HP <5.4 tons | YORK | HRCU-A-CB (Split System: Heat Pump with Remote Outdoor Unit-Air-Source) | HMH72B341 | ASPEN |  | D(A,C,E)36D36+TDR | TP9C060B12MP13 | 32800 | 17.5 | 8.1 | 34000 | 27800 | 81.76% | 2.49 | 0 | 9.5 |  |  |  | No | R-410A | 2.7333 | Residential & Commercial | No
215290084 | Central HP <5.4 tons | AIRQUEST | HRCU-A-CB (Split System: Heat Pump with Remote Outdoor Unit-Air-Source) | DLCURAH18ABK | ADP |  | HE7J936 | *96VTN0401410B* | 16900 | 16 | 8.5 | 16600 | 19000 | 114.5% | 2.34 | 0 | 9.5 |  |  |  | No | R-410A | 1.4083 | Residential & Commercial | No
213613395 | Central HP <5.4 tons | CARRIER | HRCU-A-CB (Split System: Heat Pump with Remote Outdoor Unit-Air-Source) | 38MURAQ24AB3* | ASPEN |  | L(E,G)M36L4 |  | 24000 | 15.2 | 8.5 | 26400 | 23400 | 88.64% | 1.92 | 0 | 9.8 |  |  |  | No | R-410A | 2 | Residential & Commercial | No
211628473 | Central HP <5.4 tons | YORK | HRCU-A-CB (Split System: Heat Pump with Remote Outdoor Unit-Air-Source) | HMH72B341 | ASPEN |  | D(A,C,E)48A36+TDR | YP9C100C20MP13 | 32200 | 17.5 | 8.1 | 34000 | 28000 | 82.35% | 2.53 | 0 | 9.4 |  |  |  | No | R-410A | 2.6833 | Residential & Commercial | No
211628498 | Central HP <5.4 tons | YORK | HRCU-A-CB (Split System: Heat Pump with Remote Outdoor Unit-Air-Source) | HMH72B341 | ASPEN |  | D(A,C,E)36D36+TDR | YPLC060A12MP13 | 32800 | 17.5 | 8.1 | 34000 | 27800 | 81.76% | 2.5 | 0 | 9.5 |  |  |  | No | R-410A | 2.7333 | Residential & Commercial | No
212517495 | Central HP <5.4 tons | YORK | HRCU-A-CB (Split System: Heat Pump with Remote Outdoor Unit-Air-Source) | HMH72B341 | ADP |  | CH367C9 | TM9Y100C20MP11 | 33600 | 15.2 | 8.4 | 32400 | 24000 | 74.07% | 2.04 | 0 | 9 |  |  |  | No | R-410A | 2.8 | Residential & Commercial | No
211756075 | Central HP <5.4 tons | YORK | HRCU-A-CB (Split System: Heat Pump with Remote Outdoor Unit-Air-Source) | HMH72B341 | ASPEN |  | D(A,C,E)36A46+TDR | TMLE120C16MP11 | 32000 | 18 | 8.1 | 33600 | 27200 | 80.95% | 2.55 | 0 | 9.9 |  |  |  | No | R-410A | 2.6667 | Residential & Commercial | No
211756116 | Central HP <5.4 tons | YORK | HRCU-A-CB (Split System: Heat Pump with Remote Outdoor Unit-Air-Source) | HMH72B341 | ASPEN |  | D(A,C,E)36B36+TDR | YP9C100C20MP13 | 32000 | 17.5 | 8.1 | 34000 | 28400 | 83.53% | 2.52 | 0 | 9.4 |  |  |  | No | R-410A | 2.6667 | Residential & Commercial | No
211755964 | Central HP <5.4 tons | YORK | HRCU-A-CB (Split System: Heat Pump with Remote Outdoor Unit-Air-Source) | HMH72B341 | ASPEN |  | C(A,C,D,E)48D24+TDR | YPLC100C16MP13 | 31000 | 17.3 | 8.1 | 33800 | 27400 | 81.07% | 2.54 | 0 | 9.7 |  |  |  | No | R-410A | 2.5833 | Residential & Commercial | No
211628486 | Central HP <5.4 tons | YORK | HRCU-A-CB (Split System: Heat Pump with Remote Outdoor Unit-Air-Source) | HMH72B341 | ASPEN |  | D(A,C,E)48A36+TDR | YP9C120D20MP13 | 31800 | 17 | 8.1 | 32400 | 28200 | 87.04% | 2.57 | 0 | 9.4 |  |  |  | No | R-410A | 2.65 | Residential & Commercial | No
211628555 | Central HP <5.4 tons | YORK | HRCU-A-CB (Split System: Heat Pump with Remote Outdoor Unit-Air-Source) | HMH72B341 | ASPEN |  | C(A,C,D,E)48A36+TDR | YPLC120C20MP13 | 31600 | 16.5 | 8.1 | 32400 | 27400 | 84.57% | 2.49 | 0 | 8.9 |  |  |  | No | R-410A | 2.6333 | Residential & Commercial | No
211627718 | Central HP <5.4 tons | YORK | HRCU-A-CB (Split System: Heat Pump with Remote Outdoor Unit-Air-Source) | HMH72B341 | ASPEN |  | D(A,C,E)36D36+TDR | TM8V060A12MP12 | 32800 | 17.5 | 8.1 | 34000 | 27800 | 81.76% | 2.5 | 0 | 9.5 |  |  |  | No | R-410A | 2.7333 | Residential & Commercial | No
211627770 | Central HP <5.4 tons | YORK | HRCU-A-CB (Split System: Heat Pump with Remote Outdoor Unit-Air-Source) | HMH72B341 | ASPEN |  | D(A,C,E)36D36+TDR | TM8V100C20MP12 | 32200 | 16.5 | 8.1 | 32400 | 27800 | 85.8% | 2.49 | 0 | 9 |  |  |  | No | R-410A | 2.6833 | Residential & Commercial | No
211756000 | Central HP <5.4 tons | YORK | HRCU-A-CB (Split System: Heat Pump with Remote Outdoor Unit-Air-Source) | HMH72B341 | ASPEN |  | D(A,C,E)36B36+TDR | TM8V060A12MP12 | 32000 | 17.5 | 8.1 | 34000 | 27800 | 81.76% | 2.5 | 0 | 9.4 |  |  |  | No | R-410A | 2.6667 | Residential & Commercial | No
212861173 | Central HP <5.4 tons | GREE | HRCU-A-C (Split System: Heat Pump with Remote Outdoor Unit with No Indoor Fan --Air Source) | FLEXX60HP230V1AO | ASPEN |  | C(A,C,D,E)60B44+TDR |  | 50500 | 15.2 | 8.5 | 53000 | 37200 | 70.19% | 1.8 | 0 | 9.5 |  |  |  | No | R-410A | 4.2083 | Residential & Commercial | No
215402226 | Central HP <5.4 tons | AMERISTAR | HRCU-A-CB (Split System: Heat Pump with Remote Outdoor Unit-Air-Source) | E4HL5042A1000A |  |  | 4TXCC009DS3 | A801X080CM5SD | 48000 | 15.2 | 8.1 | 45000 | 33400 | 74.22% | 1.75 | 0 | 9.5 |  |  |  | No | R-410A | 4 | Residential & Commercial | No
213752156 | Central HP <5.4 tons | CARRIER | HRCU-A-CB (Split System: Heat Pump with Remote Outdoor Unit-Air-Source) | 38MURAQ24AA3* | ASPEN |  | D(A,C,E)30C44+TDR | 58S(B,C)*B045M14**12 | 23400 | 16.5 | 8.1 | 24400 | 22200 | 90.98% | 2.92 | 0 | 9.4 |  |  |  | No | R-410A | 1.95 | Residential & Commercial | No
213752207 | Central HP <5.4 tons | CARRIER | HRCU-A-CB (Split System: Heat Pump with Remote Outdoor Unit-Air-Source) | 38MURAQ24AA3* | ASPEN |  | D(A,C,E)24B44+TDR | 58S(B,C)*B070M21**16 | 23600 | 16.5 | 8.5 | 25000 | 22400 | 89.6% | 2.92 | 0 | 9 |  |  |  | No | R-410A | 1.9667 | Residential & Commercial | No
213752222 | Central HP <5.4 tons | CARRIER | HRCU-A-CB (Split System: Heat Pump with Remote Outdoor Unit-Air-Source) | 38MURAQ24AA3* | ASPEN |  | D(A,C,E)24B44+TDR | 58S(B,C)*B090M17**14 | 23600 | 16.5 | 8.1 | 24800 | 22400 | 90.32% | 2.91 | 0 | 9 |  |  |  | No | R-410A | 1.9667 | Residential & Commercial | No
213752326 | Central HP <5.4 tons | CARRIER | HRCU-A-CB (Split System: Heat Pump with Remote Outdoor Unit-Air-Source) | 38MURAQ24AA3* | ASPEN |  | D(A,C,E)24B44+TDR | 58TP*B090V21**20 | 23400 | 16 | 8.1 | 24800 | 22400 | 90.32% | 2.9 | 0 | 9 |  |  |  | No | R-410A | 1.95 | Residential & Commercial | No
213752758 | Central HP <5.4 tons | CARRIER | HRCU-A-CB (Split System: Heat Pump with Remote Outdoor Unit-Air-Source) | 38MURAQ24AB3* | ASPEN |  | D(A,C,E)30C44+TDR | 58TP*B090V17**16 | 22800 | 17.5 | 8.5 | 25200 | 19900 | 78.97% | 2.97 | 0 | 9.8 |  |  |  | No | R-410A | 1.9 | Residential & Commercial | No
213752857 | Central HP <5.4 tons | CARRIER | HRCU-A-CB (Split System: Heat Pump with Remote Outdoor Unit-Air-Source) | 38MURAQ24AB3* | ASPEN |  | D(A,C,E)30B34+TDR | 59SC6A040M14**10 | 22400 | 16.3 | 8.4 | 25400 | 20200 | 79.53% | 2.95 | 0 | 9.8 |  |  |  | No | R-410A | 1.8667 | Residential & Commercial | No
213752341 | Central HP <5.4 tons | CARRIER | HRCU-A-CB (Split System: Heat Pump with Remote Outdoor Unit-Air-Source) | 38MURAQ24AA3* | ASPEN |  | D(A,C,E)30B34+TDR | 58TP*B110V21**22 | 23800 | 16 | 8.5 | 25200 | 22400 | 88.89% | 2.92 | 0 | 9 |  |  |  | No | R-410A | 1.9833 | Residential & Commercial | No
213752358 | Central HP <5.4 tons | CARRIER | HRCU-A-CB (Split System: Heat Pump with Remote Outdoor Unit-Air-Source) | 38MURAQ24AA3* | ASPEN |  | D(A,C,E)30C44+TDR | 59SC2E040M17**12 | 23600 | 15.2 | 8.1 | 24800 | 22600 | 91.13% | 2.84 | 0 | 9 |  |  |  | No | R-410A | 1.9667 | Residential & Commercial | No
213613359 | Central HP <5.4 tons | CARRIER | HRCU-A-CB (Split System: Heat Pump with Remote Outdoor Unit-Air-Source) | 38MURAQ24AA3* | ASPEN |  | L(E,G)M24B4 |  | 22800 | 15.5 | 8.8 | 25400 | 22600 | 88.98% | 2.84 | 0 | 9.4 |  |  |  | No | R-410A | 1.9 | Residential & Commercial | No
213613360 | Central HP <5.4 tons | CARRIER | HRCU-A-CB (Split System: Heat Pump with Remote Outdoor Unit-Air-Source) | 38MURAQ24AA3* | ASPEN |  | L(E,G)M24C4 |  | 23400 | 15.5 | 9 | 25400 | 22600 | 88.98% | 2.89 | 0 | 9.5 |  |  |  | No | R-410A | 1.95 | Residential & Commercial | No
213205810 | Central HP <5.4 tons | CARRIER | HRCU-A-CB (Split System: Heat Pump with Remote Outdoor Unit-Air-Source) | 38MURAQ24AA3* | ASPEN |  | D(A,C,E)36C34+TDR | 58S(B,C)*A045E14**12 | 23800 | 15.5 | 8.5 | 25600 | 22400 | 87.5% | 2.92 | 0 | 9.4 |  |  |  | No | R-410A | 1.9833 | Residential & Commercial | No
213205960 | Central HP <5.4 tons | CARRIER | HRCU-A-CB (Split System: Heat Pump with Remote Outdoor Unit-Air-Source) | 38MURAQ24AA3* | ASPEN |  | D(A,C,E)30B34+TDR | 58TP*A110V21**22 | 23600 | 16.5 | 8.1 | 25000 | 22200 | 88.8% | 2.98 | 0 | 9 |  |  |  | No | R-410A | 1.9667 | Residential & Commercial | No
213206025 | Central HP <5.4 tons | CARRIER | HRCU-A-CB (Split System: Heat Pump with Remote Outdoor Unit-Air-Source) | 38MURAQ24AA3* | ASPEN |  | D(A,C,E)36B34+TDR | 59SC2D080E17**16 | 23800 | 16.5 | 8.1 | 25400 | 22600 | 88.98% | 2.86 | 0 | 9 |  |  |  | No | R-410A | 1.9833 | Residential & Commercial | No
211756068 | Central HP <5.4 tons | YORK | HRCU-A-CB (Split System: Heat Pump with Remote Outdoor Unit-Air-Source) | HMH72B341 | ASPEN |  | D(A,C,E)36B36+TDR | TMLE080B12MP11 | 32000 | 18 | 8.1 | 34000 | 28000 | 82.35% | 2.47 | 0 | 9.4 |  |  |  | No | R-410A | 2.6667 | Residential & Commercial | No
211627987 | Central HP <5.4 tons | YORK | HRCU-A-CB (Split System: Heat Pump with Remote Outdoor Unit-Air-Source) | HMH72B341 | ASPEN |  | CM36B36+TDR | TM9V080B12MP12 | 32800 | 17 | 8.2 | 26400 | 33200 | 125.8% | 2.81 | 0 | 9.5 |  |  |  | No | R-410A | 2.7333 | Residential & Commercial | No
213206027 | Central HP <5.4 tons | CARRIER | HRCU-A-CB (Split System: Heat Pump with Remote Outdoor Unit-Air-Source) | 38MURAQ24AA3* | ASPEN |  | D(A,C,E)36C34+TDR | 59SC2D080E17**16 | 23800 | 16.5 | 8.1 | 25400 | 22600 | 88.98% | 2.95 | 0 | 9.5 |  |  |  | No | R-410A | 1.9833 | Residential & Commercial | No
213613378 | Central HP <5.4 tons | CARRIER | HRCU-A-CB (Split System: Heat Pump with Remote Outdoor Unit-Air-Source) | 38MURAQ24AB3* | ASPEN |  | L(E,G)M24A4 |  | 22000 | 15.8 | 9 | 26400 | 20400 | 77.27% | 2.88 | 0 | 9.7 |  |  |  | No | R-410A | 1.8333 | Residential & Commercial | No
213753676 | Central HP <5.4 tons | CARRIER | HRCU-A-CB (Split System: Heat Pump with Remote Outdoor Unit-Air-Source) | 38MURAQ36AB3* | ASPEN |  | D(A,C,E)36B34+TDR | 58S(B,C)*B090M21**16 | 34800 | 16.5 | 8.1 | 38500 | 32200 | 83.64% | 2.52 | 0 | 9 |  |  |  | No | R-410A | 2.9 | Residential & Commercial | No
213164369 | Central HP <5.4 tons | YORK | HRCU-A-CB (Split System: Heat Pump with Remote Outdoor Unit-Air-Source) | HMH72B341 | ADP |  | CX360A935+AEF36AXP* |  | 32600 | 18 | 8.1 | 31800 | 23400 | 73.58% | 2.04 | 0 | 9.5 |  |  |  | No | R-410A | 2.7167 | Residential & Commercial | No
215550851 | Central HP <5.4 tons | FRIEDRICH | HRCU-A-CB (Split System: Heat Pump with Remote Outdoor Unit-Air-Source) | WFPU17Z603C | ASPEN |  | L(E,G)M60B4 |  | 55000 | 16.5 | 8.5 | 55500 | 39000 | 70.27% | 1.9 | 0 | 8 |  |  |  | No | R-410A | 4.5833 | Residential & Commercial | No
213753159 | Central HP <5.4 tons | CARRIER | HRCU-A-CB (Split System: Heat Pump with Remote Outdoor Unit-Air-Source) | 38MURAQ30AB3* | ASPEN |  | D(A,C,E)30D44+TDR | 58S(B,C)*B090M21**16 | 29400 | 15.2 | 8.1 | 34000 | 23800 | 70% | 2.63 | 0 | 9 |  |  |  | No | R-410A | 2.45 | Residential & Commercial | No
213753379 | Central HP <5.4 tons | CARRIER | HRCU-A-CB (Split System: Heat Pump with Remote Outdoor Unit-Air-Source) | 38MURAQ30AB3* | ASPEN |  | D(A,C,E)30B34+TDR | 59SC2E080M21**20 | 28200 | 15.2 | 8.3 | 33200 | 24000 | 72.29% | 2.76 | 0 | 8.7 |  |  |  | No | R-410A | 2.35 | Residential & Commercial | No
213613491 | Central HP <5.4 tons | PAYNE HEATING AND COOLING | HRCU-A-CB (Split System: Heat Pump with Remote Outdoor Unit-Air-Source) | 38MURAQ24AB3* | ASPEN |  | L(E,G)M24E4 |  | 22600 | 15.2 | 8.1 | 26200 | 23400 | 89.31% | 1.92 | 0 | 9.5 |  |  |  | No | R-410A | 1.8833 | Residential & Commercial | No
212361366 | Central HP <5.4 tons | TOSOT | HRCU-A-C (Split System: Heat Pump with Remote Outdoor Unit with No Indoor Fan --Air Source) | TU36-24WADU |  |  | TCAT36F/NAA |  | 32000 | 15.2 | 8.5 | 34000 | 24000 | 70.59% | 1.8 | 0 | 9.5 |  |  |  | No | R-410A | 2.6667 | Residential & Commercial | No
213206127 | Central HP <5.4 tons | CARRIER | HRCU-A-CB (Split System: Heat Pump with Remote Outdoor Unit-Air-Source) | 38MURAQ24AA3* | ASPEN |  | D(A,C,E)36B34+TDR | 59SC5B080E21**20 | 23800 | 15.5 | 8.5 | 26000 | 22600 | 86.92% | 2.88 | 0 | 9 |  |  |  | No | R-410A | 1.9833 | Residential & Commercial | No
213206176 | Central HP <5.4 tons | CARRIER | HRCU-A-CB (Split System: Heat Pump with Remote Outdoor Unit-Air-Source) | 38MURAQ24AA3* | ASPEN |  | D(A,C,E)36C34+TDR | 59TP6B060V17**14 | 23800 | 15.5 | 8.1 | 25600 | 22400 | 87.5% | 2.92 | 0 | 9.5 |  |  |  | No | R-410A | 1.9833 | Residential & Commercial | No
213613498 | Central HP <5.4 tons | PAYNE HEATING AND COOLING | HRCU-A-CB (Split System: Heat Pump with Remote Outdoor Unit-Air-Source) | 38MURAQ24AB3* | ASPEN |  | L(E,G)M36A4 |  | 22800 | 15.2 | 8.5 | 26400 | 23400 | 88.64% | 1.92 | 0 | 9.8 |  |  |  | No | R-410A | 1.9 | Residential & Commercial | No
213352703 | Central HP <5.4 tons | CARRIER | HRCU-A-CB (Split System: Heat Pump with Remote Outdoor Unit-Air-Source) | 38MURAQ24AB3* | ADP |  | C24A***L039 | 59TP6C060V14**12 | 22800 | 16 | 8.5 | 25200 | 25000 | 99.21% | 2.12 | 0 | 9.5 |  |  |  | No | R-410A | 1.9 | Residential & Commercial | No
211627829 | Central HP <5.4 tons | YORK | HRCU-A-CB (Split System: Heat Pump with Remote Outdoor Unit-Air-Source) | HMH72B341 | ASPEN |  | CM36A36+TDR | TM8Y100C16MP11 | 31400 | 18.3 | 8.2 | 25200 | 31800 | 126.2% | 2.82 | 0 | 9.8 |  |  |  | No | R-410A | 2.6167 | Residential & Commercial | No
213367734 | Central HP <5.4 tons | YORK | HRCU-A-CB (Split System: Heat Pump with Remote Outdoor Unit-Air-Source) | HMH72B361 | ASPEN |  | C(A,C,D,E)36C24+TDR | Y81E100B12LMPS1 | 31800 | 17.5 | 8.1 | 35800 | 25400 | 70.95% | 2.61 | 0 | 8.4 |  |  |  | No | R-410A | 2.65 | Residential & Commercial | No
216369251 | Central HP <5.4 tons | Star Air Kontrol | HRCU-A-CB (Split System: Heat Pump with Remote Outdoor Unit-Air-Source) | SAK-60FDN2-M18M |  |  | SAK-60FDN1-M18M |  | 54000 | 15.2 | 8.4 | 54000 | 38000 | 70.37% | 1.8 | 0 | 8.6 |  |  |  | No | R-454B | 4.5 | Residential & Commercial | No
216497961 | Central HP <5.4 tons | AC PRO | HRCU-A-CB (Split System: Heat Pump with Remote Outdoor Unit-Air-Source) | SPHP-Y-V060BB |  |  | AIRH-Y-V06020CB |  | 54000 | 15.2 | 8.4 | 54000 | 38000 | 70.37% | 1.8 | 0 | 8.6 |  |  |  | No | R-454B | 4.5 | Residential & Commercial | No
215289587 | Central HP <5.4 tons | AIRQUEST | HRCU-A-CB (Split System: Heat Pump with Remote Outdoor Unit-Air-Source) | DLCURAH18ABK | ADP |  | H,GE30924 | *92MSN0401712A* | 16300 | 15.2 | 8.5 | 16700 | 19000 | 113.8% | 2.32 | 0 | 9.5 |  |  |  | No | R-410A | 1.3583 | Residential & Commercial | No
214588331 | Central HP <5.4 tons | BRYANT HEATING AND COOLING SYSTEMS | HRCU-A-CB (Split System: Heat Pump with Remote Outdoor Unit-Air-Source) | 38MURAQ36AB3* | ADP |  | PL36H175P149 | 926TC48080V17*** | 34400 | 16 | 8.1 | 36200 | 34400 | 95.03% | 2 | 0 | 9.5 |  |  |  | No | R-410A | 2.8667 | Residential & Commercial | No
215289903 | Central HP <5.4 tons | AIRQUEST | HRCU-A-CB (Split System: Heat Pump with Remote Outdoor Unit-Air-Source) | DLCURAH18ABK | ADP |  | HE30924 | *96MSN0601412A* | 16200 | 16 | 8.5 | 16500 | 18300 | 110.9% | 2.26 | 0 | 9.5 |  |  |  | No | R-410A | 1.35 | Residential & Commercial | No
215065624 | Central HP <5.4 tons | YORK | HRCU-A-CB (Split System: Heat Pump with Remote Outdoor Unit-Air-Source) | HMH72B341 | ASPEN |  | CH36A34+TDR | TM8V080C16MP12 | 31000 | 17.3 | 8.1 | 33400 | 23800 | 71.26% | 2.08 | 0 | 9.7 |  |  |  | No | R-410A | 2.5833 | Residential & Commercial | No
215065658 | Central HP <5.4 tons | YORK | HRCU-A-CB (Split System: Heat Pump with Remote Outdoor Unit-Air-Source) | HMH72B341 | ASPEN |  | CH36A34+TDR | Y81E100C20LMPS1 | 30800 | 17.2 | 8.1 | 32800 | 24200 | 73.78% | 2.14 | 0 | 9.2 |  |  |  | No | R-410A | 2.5667 | Residential & Commercial | No
215828264 | Central HP <5.4 tons | TOSOT | HRCU-A-CB (Split System: Heat Pump with Remote Outdoor Unit-Air-Source) | TU36-24WADU |  |  | TCAT36F/NAA | EL297UH070XV36B | 31400 | 15.2 | 8.5 | 34000 | 23800 | 70% | 1.75 | 0 | 9 |  |  |  | No | R-410A | 2.6167 | Residential & Commercial | No
213613471 | Central HP <5.4 tons | PAYNE HEATING AND COOLING | HRCU-A-CB (Split System: Heat Pump with Remote Outdoor Unit-Air-Source) | 38MURAQ24AA3* | ASPEN |  | L(E,G)M24E4 |  | 23200 | 15.5 | 9 | 25400 | 22600 | 88.98% | 2.89 | 0 | 9.5 |  |  |  | No | R-410A | 1.9333 | Residential & Commercial | No
214392712 | Central HP <5.4 tons | RUUD | HRCU-A-CB (Split System: Heat Pump with Remote Outdoor Unit-Air-Source) | RD17AZ24AJ3N | ASPEN |  | D(A,C,E)24D24+TDR | U98MV0703A17UPS | 20400 | 18.6 | 8.1 | 22600 | 16900 | 74.78% | 2 | 0 | 9 |  |  |  | No | R-410A | 1.7 | Residential & Commercial | No
215290054 | Central HP <5.4 tons | AIRQUEST | HRCU-A-CB (Split System: Heat Pump with Remote Outdoor Unit-Air-Source) | DLCURAH18ABK | ADP |  | HG31930 | *96VTN0401410B* | 16600 | 16 | 8.5 | 16600 | 19000 | 114.5% | 2.34 | 0 | 9.5 |  |  |  | No | R-410A | 1.3833 | Residential & Commercial | No
215290057 | Central HP <5.4 tons | AIRQUEST | HRCU-A-CB (Split System: Heat Pump with Remote Outdoor Unit-Air-Source) | DLCURAH18ABK | ADP |  | HE31924 | *96VTN0401410B* | 16600 | 16 | 8.5 | 16600 | 19000 | 114.5% | 2.34 | 0 | 9.5 |  |  |  | No | R-410A | 1.3833 | Residential & Commercial | No
213821154 | Central HP <5.4 tons | TEMPSTAR | HRCU-A-CB (Split System: Heat Pump with Remote Outdoor Unit-Air-Source) | DLCURAH24AAK | ASPEN |  | D(A,C,E)36B34+TDR | *96VTN0601412B* | 23400 | 16 | 8.1 | 24800 | 22400 | 90.32% | 2.87 | 0 | 9.5 |  |  |  | No | R-410A | 1.95 | Residential & Commercial | No
212394299 | Central HP <5.4 tons | TOSOT | HRCU-A-CB (Split System: Heat Pump with Remote Outdoor Unit-Air-Source) | TU36-24WADU |  |  | TCAT36F/NAA | ML296UH070XV36B-* | 31800 | 15.2 | 8.5 | 34000 | 23800 | 70% | 1.75 | 0 | 9 |  |  |  | No | R-410A | 2.65 | Residential & Commercial | No
214391042 | Central HP <5.4 tons | DAY & NIGHT | HRCU-A-CB (Split System: Heat Pump with Remote Outdoor Unit-Air-Source) | DLCURAH24ABK | ADP |  | H,GE32936 | *96VTN0401712B* | 23400 | 16 | 8.5 | 25400 | 25800 | 101.6% | 2.18 | 0 | 9.5 |  |  |  | No | R-410A | 1.95 | Residential & Commercial | No
210295923 | Central HP <5.4 tons | MOOVAIR | HRCU-A-CB (Split System: Heat Pump with Remote Outdoor Unit-Air-Source) | DMA60HOS20230E7 |  |  | FMA60HIAHUU230X7 |  | 55000 | 15.3 | 9.4 | 59000 | 48500 | 82.2% | 1.91 | 9 | 8.8 |  |  |  | No | R-410A | 4.5833 | Residential & Commercial | No
213206190 | Central HP <5.4 tons | CARRIER | HRCU-A-CB (Split System: Heat Pump with Remote Outdoor Unit-Air-Source) | 38MURAQ24AA3* | ASPEN |  | D(A,C,E)24B44+TDR | 59TP6B080V21**20 | 23400 | 16 | 8.1 | 24800 | 22200 | 89.52% | 2.88 | 0 | 9 |  |  |  | No | R-410A | 1.95 | Residential & Commercial | No
213206192 | Central HP <5.4 tons | CARRIER | HRCU-A-CB (Split System: Heat Pump with Remote Outdoor Unit-Air-Source) | 38MURAQ24AA3* | ASPEN |  | D(A,C,E)30B34+TDR | 59TP6B080V21**20 | 23400 | 16 | 8.1 | 24800 | 22200 | 89.52% | 2.88 | 0 | 9.5 |  |  |  | No | R-410A | 1.95 | Residential & Commercial | No
213613467 | Central HP <5.4 tons | PAYNE HEATING AND COOLING | HRCU-A-CB (Split System: Heat Pump with Remote Outdoor Unit-Air-Source) | 38MURAQ24AA3* | ASPEN |  | L(E,G)M24A4 |  | 22000 | 15.3 | 9 | 25400 | 22600 | 88.98% | 2.89 | 0 | 9.3 |  |  |  | No | R-410A | 1.8333 | Residential & Commercial | No
213613469 | Central HP <5.4 tons | PAYNE HEATING AND COOLING | HRCU-A-CB (Split System: Heat Pump with Remote Outdoor Unit-Air-Source) | 38MURAQ24AA3* | ASPEN |  | L(E,G)M24C4 |  | 23400 | 15.5 | 9 | 25400 | 22600 | 88.98% | 2.89 | 0 | 9.5 |  |  |  | No | R-410A | 1.95 | Residential & Commercial | No
215866277 | Central HP <5.4 tons | PAYNE HEATING AND COOLING | HRCU-A-CB (Split System: Heat Pump with Remote Outdoor Unit-Air-Source) | 38MURAQ24AB3* | ASPEN |  | D(A,C,E)24B44+TDR | PG96VTAB30040A** | 23000 | 16 | 8.5 | 27000 | 20600 | 76.3% | 2.97 | 0 | 9 |  |  |  | No | R-410A | 1.9167 | Residential & Commercial | No
215866291 | Central HP <5.4 tons | PAYNE HEATING AND COOLING | HRCU-A-CB (Split System: Heat Pump with Remote Outdoor Unit-Air-Source) | 38MURAQ24AB3* | ASPEN |  | D(A,C,E)30B34+TDR | PG96VTAB30040A** | 23000 | 16 | 8.5 | 27000 | 20600 | 76.3% | 2.98 | 0 | 9 |  |  |  | No | R-410A | 1.9167 | Residential & Commercial | No
213613500 | Central HP <5.4 tons | PAYNE HEATING AND COOLING | HRCU-A-CB (Split System: Heat Pump with Remote Outdoor Unit-Air-Source) | 38MURAQ24AB3* | ASPEN |  | L(E,G)M36C4 |  | 23800 | 15.2 | 8.5 | 26400 | 23400 | 88.64% | 1.92 | 0 | 9.8 |  |  |  | No | R-410A | 1.9833 | Residential & Commercial | No
214628165 | Central HP <5.4 tons | CARRIER | HRCU-A-CB (Split System: Heat Pump with Remote Outdoor Unit-Air-Source) | 38MURAQ24AB3* | ADP |  | V,C36H***P039 | 58S(B,C)*B070M14**12 | 22200 | 17 | 8.5 | 24600 | 24200 | 98.37% | 2.06 | 0 | 9.5 |  |  |  | No | R-410A | 1.85 | Residential & Commercial | No
215866309 | Central HP <5.4 tons | PAYNE HEATING AND COOLING | HRCU-A-CB (Split System: Heat Pump with Remote Outdoor Unit-Air-Source) | 38MURAQ36AB3* | ASPEN |  | D(A,C,E)36A34+TDR | PG96MSAA48080B** | 34200 | 15.2 | 8.1 | 39000 | 32200 | 82.56% | 2.56 | 0 | 9 |  |  |  | No | R-410A | 2.85 | Residential & Commercial | No
215866311 | Central HP <5.4 tons | PAYNE HEATING AND COOLING | HRCU-A-CB (Split System: Heat Pump with Remote Outdoor Unit-Air-Source) | 38MURAQ36AB3* | ASPEN |  | D(A,C,E)36A34+TDR | PG96MSAA60100C** | 34400 | 16 | 8.1 | 38500 | 32200 | 83.64% | 2.58 | 0 | 9 |  |  |  | No | R-410A | 2.8667 | Residential & Commercial | No
214628967 | Central HP <5.4 tons | CARRIER | HRCU-A-CB (Split System: Heat Pump with Remote Outdoor Unit-Air-Source) | 38MURAQ36AB3* | ADP |  | PL36H175P149 | 58S(B,C)*B045M14**12 | 34800 | 15.2 | 8.5 | 36800 | 34800 | 94.57% | 2 | 0 | 9.5 |  |  |  | No | R-410A | 2.9 | Residential & Commercial | No
214629000 | Central HP <5.4 tons | CARRIER | HRCU-A-CB (Split System: Heat Pump with Remote Outdoor Unit-Air-Source) | 38MURAQ36AB3* | ADP |  | PL36H***P449 | 58S(B,C)*B070M14**12 | 35000 | 16 | 8.1 | 36800 | 34600 | 94.02% | 1.94 | 0 | 9.5 |  |  |  | No | R-410A | 2.9167 | Residential & Commercial | No
214629151 | Central HP <5.4 tons | CARRIER | HRCU-A-CB (Split System: Heat Pump with Remote Outdoor Unit-Air-Source) | 38MURAQ36AB3* | ADP |  | V,C36H***P219 | 58TP*B045V14**12 | 34600 | 16 | 8.1 | 36800 | 34600 | 94.02% | 1.94 | 0 | 9.5 |  |  |  | No | R-410A | 2.8833 | Residential & Commercial | No
214061413 | Central HP <5.4 tons | YORK | HRCU-A-CB (Split System: Heat Pump with Remote Outdoor Unit-Air-Source) | HMH72B341 | ADP |  | AD-35(P,U)*****9 | Y82E080B12LMPS1 | 33200 | 18 | 8.5 | 31400 | 23000 | 73.25% | 2.04 | 0 | 9.5 |  |  |  | No | R-410A | 2.7667 | Residential & Commercial | No
213286697 | Central HP <5.4 tons | DAY & NIGHT | HRCU-A-CB (Split System: Heat Pump with Remote Outdoor Unit-Air-Source) | DLCURAH24ABK | ADP |  | CE2301A+TXV |  | 23400 | 17 | 8.75 | 25600 | 25400 | 99.22% | 2.12 | 0 | 9.5 |  |  |  | No | R-410A | 1.95 | Residential & Commercial | No
216030656 | Central HP <5.4 tons | YORK | HRCU-A-CB (Split System: Heat Pump with Remote Outdoor Unit-Air-Source) | HMH72B341 | ADP |  | H,YE32(1,2)36+TXV | TM9Y060B12MP11 | 32600 | 17 | 8.1 | 32400 | 23400 | 72.22% | 2 | 0 | 9.5 |  |  |  | No | R-410A | 2.7167 | Residential & Commercial | No
211628485 | Central HP <5.4 tons | YORK | HRCU-A-CB (Split System: Heat Pump with Remote Outdoor Unit-Air-Source) | HMH72B341 | ASPEN |  | D(A,C,E)36D36+TDR | YP9C120D20MP13 | 32400 | 17 | 8.1 | 32400 | 28200 | 87.04% | 2.57 | 0 | 9.5 |  |  |  | No | R-410A | 2.7 | Residential & Commercial | No
211628533 | Central HP <5.4 tons | YORK | HRCU-A-CB (Split System: Heat Pump with Remote Outdoor Unit-Air-Source) | HMH72B341 | ASPEN |  | CM36B36+TDR | YPLC100C16MP13 | 32000 | 17.5 | 8.1 | 25400 | 31600 | 124.4% | 2.87 | 0 | 9.9 |  |  |  | No | R-410A | 2.6667 | Residential & Commercial | No
212361356 | Central HP <5.4 tons | TRANE | HRCU-A-C (Split System: Heat Pump with Remote Outdoor Unit with No Indoor Fan --Air Source) | 4TXD2060A10NU** |  |  | 4RXCD060AS3HC** |  | 50500 | 15.2 | 8.5 | 53000 | 37200 | 70.19% | 1.8 | 0 | 9.5 |  |  |  | No | R-410A | 4.2083 | Residential & Commercial | No
213206506 | Central HP <5.4 tons | CARRIER | HRCU-A-CB (Split System: Heat Pump with Remote Outdoor Unit-Air-Source) | 38MURAQ24AB3* | ASPEN |  | D(A,C,E)30B34+TDR | 59SC5B040E17**12 | 23800 | 15.2 | 8.1 | 26400 | 20400 | 77.27% | 2.85 | 0 | 9.5 |  |  |  | No | R-410A | 1.9833 | Residential & Commercial | No
213206508 | Central HP <5.4 tons | CARRIER | HRCU-A-CB (Split System: Heat Pump with Remote Outdoor Unit-Air-Source) | 38MURAQ24AB3* | ASPEN |  | D(A,C,E)30C44+TDR | 59SC5B040E17**12 | 23800 | 15.2 | 8.1 | 26400 | 20400 | 77.27% | 2.85 | 0 | 9.5 |  |  |  | No | R-410A | 1.9833 | Residential & Commercial | No
213206524 | Central HP <5.4 tons | CARRIER | HRCU-A-CB (Split System: Heat Pump with Remote Outdoor Unit-Air-Source) | 38MURAQ24AB3* | ASPEN |  | D(A,C,E)36C34+TDR | 59SC5B060E14**12 | 23800 | 16 | 8.1 | 26000 | 20400 | 78.46% | 2.7 | 0 | 9.9 |  |  |  | No | R-410A | 1.9833 | Residential & Commercial | No
215550853 | Central HP <5.4 tons | FRIEDRICH | HRCU-A-CB (Split System: Heat Pump with Remote Outdoor Unit-Air-Source) | WFPU17Z603C | ASPEN |  | L(E,G)M60H4 |  | 55500 | 17 | 8.5 | 55500 | 39500 | 71.17% | 2.58 | 0 | 8 |  |  |  | No | R-410A | 4.625 | Residential & Commercial | No
213821170 | Central HP <5.4 tons | TEMPSTAR | HRCU-A-CB (Split System: Heat Pump with Remote Outdoor Unit-Air-Source) | DLCURAH24AAK | ASPEN |  | D(A,C,E)36C34+TDR | *96VTN1002120B* | 23800 | 16.5 | 8.1 | 24800 | 22200 | 89.52% | 2.88 | 0 | 9 |  |  |  | No | R-410A | 1.9833 | Residential & Commercial | No
211628542 | Central HP <5.4 tons | YORK | HRCU-A-CB (Split System: Heat Pump with Remote Outdoor Unit-Air-Source) | HMH72B341 | ASPEN |  | C(A,C,D,E)48A36+TDR | YPLC100C20MP13 | 31600 | 16.5 | 8.1 | 32400 | 27400 | 84.57% | 2.49 | 0 | 8.9 |  |  |  | No | R-410A | 2.6333 | Residential & Commercial | No
212394543 | Central HP <5.4 tons | YORK | HRCU-A-CB (Split System: Heat Pump with Remote Outdoor Unit-Air-Source) | HMH72B341 | ADP |  | H,YE34936 | TM9E040A10MP12 | 32200 | 17 | 8.5 | 32400 | 23000 | 70.99% | 1.98 | 0 | 9.5 |  |  |  | No | R-410A | 2.6833 | Residential & Commercial | No
214849155 | Central HP <5.4 tons | YORK | HRCU-A-CB (Split System: Heat Pump with Remote Outdoor Unit-Air-Source) | HMH72B341 | ADP |  | CX360B935 | Y82E080B12LMPS1 | 33200 | 18 | 8.5 | 31400 | 23000 | 73.25% | 2.04 | 0 | 9.5 |  |  |  | No | R-410A | 2.7667 | Residential & Commercial | No
214849157 | Central HP <5.4 tons | YORK | HRCU-A-CB (Split System: Heat Pump with Remote Outdoor Unit-Air-Source) | HMH72B341 | ADP |  | CV361*9 | Y82E080B12LMPS1 | 33200 | 18 | 8.5 | 31400 | 23000 | 73.25% | 2.04 | 0 | 9.5 |  |  |  | No | R-410A | 2.7667 | Residential & Commercial | No
215065673 | Central HP <5.4 tons | YORK | HRCU-A-CB (Split System: Heat Pump with Remote Outdoor Unit-Air-Source) | HMH72B341 | ASPEN |  | CH36A34+TDR | Y81E120C20SMPS1 | 30800 | 17.2 | 8.1 | 33400 | 24600 | 73.65% | 2.12 | 0 | 9.2 |  |  |  | No | R-410A | 2.5667 | Residential & Commercial | No
211712579 | Central HP <5.4 tons | KEEPRITE | HRCU-A-CB (Split System: Heat Pump with Remote Outdoor Unit-Air-Source) | DLCURAH30ABK |  |  | EA*4X42L21A* | *80ESU0802120A | 29800 | 15.2 | 8.1 | 33800 | 27200 | 80.47% | 1.78 | 0 | 9 |  |  |  | No | R-410A | 2.4833 | Residential & Commercial | No
212361354 | Central HP <5.4 tons | TRANE | HRCU-A-C (Split System: Heat Pump with Remote Outdoor Unit with No Indoor Fan --Air Source) | 4TXD2036A10NU** |  |  | 4RXCB036AS3HC** |  | 32000 | 15.2 | 8.5 | 34000 | 24000 | 70.59% | 1.8 | 0 | 9.5 |  |  |  | No | R-410A | 2.6667 | Residential & Commercial | No
211227707 | Central HP <5.4 tons | KEEPRITE | HRCU-A-CB (Split System: Heat Pump with Remote Outdoor Unit-Air-Source) | DLCURAH36ABK |  |  | EA*4X42L21A* | *96VTN1002120A* | 35800 | 15.5 | 8.1 | 39500 | 35200 | 89.11% | 1.9 | 0 | 9.5 |  |  |  | No | R-410A | 2.9833 | Residential & Commercial | No
210365436 | Central HP <5.4 tons | Dettson | HRCU-A-CB (Split System: Heat Pump with Remote Outdoor Unit-Air-Source) | EVD-60-O |  |  | EVD-60-I |  | 55000 | 15.3 | 9.4 | 59000 | 48500 | 82.2% | 1.91 | 9 | 8.8 |  |  |  | No | R-410A | 4.5833 | Residential & Commercial | No
213353814 | Central HP <5.4 tons | KEEPRITE | HRCU-A-CB (Split System: Heat Pump with Remote Outdoor Unit-Air-Source) | DLCURAH30ABK |  |  | F5MA4*30L*B* |  | 30000 | 15.2 | 8.5 | 33600 | 27200 | 80.95% | 1.8 | 0 | 9 |  |  |  | No | R-410A | 2.5 | Residential & Commercial | No
215408660 | Central HP <5.4 tons | INNOVAIR | HRCU-A-CB (Split System: Heat Pump with Remote Outdoor Unit-Air-Source) | SOV60H2BA |  |  | SAV60BDA |  | 54000 | 15.2 | 8.4 | 54000 | 38000 | 70.37% | 1.8 | 0 | 8.6 |  |  |  | No | R-454B | 4.5 | Residential & Commercial | No
215828262 | Central HP <5.4 tons | TOSOT | HRCU-A-CB (Split System: Heat Pump with Remote Outdoor Unit-Air-Source) | TU36-24WADU |  |  | TCAT36F/NAA | A952V080BU4S** | 32000 | 15.2 | 8.5 | 34000 | 23800 | 70% | 1.75 | 0 | 9 |  |  |  | No | R-410A | 2.6667 | Residential & Commercial | No
207706562 | Central HP <5.4 tons | MOOVAIR | HRCU-A-CB (Split System: Heat Pump with Remote Outdoor Unit-Air-Source) | DMA48HOS20230E7 |  |  | FMA48HIAHUU230X7 |  | 47000 | 15.6 | 9.4 | 50000 | 46000 | 92% | 1.9 | 8.5 | 8.2 |  |  |  | No | R-410A | 3.9167 | Residential & Commercial | No
216494106 | Central HP <5.4 tons | BRYANT HEATING AND COOLING SYSTEMS | HRCU-A-CB (Split System: Heat Pump with Remote Outdoor Unit-Air-Source) | 290VAN024**AA* | ADP |  | CE(P,V)3621G34*+TXV | 88*TB60110C21*** | 22600 | 17 | 9 | 22000 | 15900 | 72.27% | 2.02 | 0 | 9.5 |  |  |  | No | R-454B | 1.8833 | Residential & Commercial | No
216487335 | Central HP <5.4 tons | BRYANT HEATING AND COOLING SYSTEMS | HRCU-A-CB (Split System: Heat Pump with Remote Outdoor Unit-Air-Source) | 290VAN024**AA* | ADP |  | CE(P,V)3614G34*+TXV | 88*TB60070C21*** | 22600 | 17 | 9 | 22000 | 15900 | 72.27% | 2.02 | 0 | 9.5 |  |  |  | No | R-454B | 1.8833 | Residential & Commercial | No
216487552 | Central HP <5.4 tons | BRYANT HEATING AND COOLING SYSTEMS | HRCU-A-CB (Split System: Heat Pump with Remote Outdoor Unit-Air-Source) | 290VAN060**AA* | ADP |  | CE(P,V)6024G48*+TXV | 88*TB48070C17*** | 53000 | 17 | 8.5 | 56500 | 41000 | 72.57% | 1.92 | 0 | 8.5 |  |  |  | No | R-454B | 4.4167 | Residential & Commercial | No
216494123 | Central HP <5.4 tons | BRYANT HEATING AND COOLING SYSTEMS | HRCU-A-CB (Split System: Heat Pump with Remote Outdoor Unit-Air-Source) | 290VAN036**AA* | ADP |  | CE(P,V)3621G34*+TXV | 987MC60080C21*** | 33200 | 18 | 9 | 33400 | 24600 | 73.65% | 1.88 | 0 | 9.5 |  |  |  | No | R-454B | 2.7667 | Residential & Commercial | No
216494173 | Central HP <5.4 tons | BRYANT HEATING AND COOLING SYSTEMS | HRCU-A-CB (Split System: Heat Pump with Remote Outdoor Unit-Air-Source) | 290VAN036**AA* | ADP |  | CE(P,V)3621G34*+TXV | 986TD30040C14*** | 31600 | 16 | 8.5 | 34600 | 25200 | 72.83% | 1.76 | 0 | 9 |  |  |  | No | R-454B | 2.6333 | Residential & Commercial | No
215877110 | Central HP <5.4 tons | DAY & NIGHT | HRCU-A-CB (Split System: Heat Pump with Remote Outdoor Unit-Air-Source) | DLCURAH24ABK | ASPEN |  | L(E,F)W30B4 |  | 22600 | 15.2 | 8.1 | 25400 | 19800 | 77.95% | 2.8 | 0 | 9.5 |  |  |  | No | R-410A | 1.8833 | Residential & Commercial | No
216487353 | Central HP <5.4 tons | BRYANT HEATING AND COOLING SYSTEMS | HRCU-A-CB (Split System: Heat Pump with Remote Outdoor Unit-Air-Source) | 290VAN024**AA* | ADP |  | CE(P,V)2414G31*+TXV | 88*TB66135C24*** | 23000 | 15.2 | 8.5 | 23000 | 16400 | 71.3% | 1.86 | 0 | 9.5 |  |  |  | No | R-454B | 1.9167 | Residential & Commercial | No
216487385 | Central HP <5.4 tons | BRYANT HEATING AND COOLING SYSTEMS | HRCU-A-CB (Split System: Heat Pump with Remote Outdoor Unit-Air-Source) | 290VAN024**AA* | ADP |  | CE(P,V)2417G31*+TXV | 987MC66100C21*** | 21800 | 16 | 8.7 | 22000 | 15900 | 72.27% | 1.96 | 0 | 9.5 |  |  |  | No | R-454B | 1.8167 | Residential & Commercial | No
211227743 | Central HP <5.4 tons | KEEPRITE | HRCU-A-CB (Split System: Heat Pump with Remote Outdoor Unit-Air-Source) | DLCURAH36ABK |  |  | EA*4X42L21A* | OMV112K14A | 35200 | 15.5 | 8.1 | 38500 | 35200 | 91.43% | 1.86 | 0 | 9.5 |  |  |  | No | R-410A | 2.9333 | Residential & Commercial | No
214629301 | Central HP <5.4 tons | CARRIER | HRCU-A-CB (Split System: Heat Pump with Remote Outdoor Unit-Air-Source) | 38MURAQ36AB3* | ADP |  | A36VCA+TXV | 59SU5B060M17**16 | 35000 | 16 | 8.1 | 36800 | 34600 | 94.02% | 1.86 | 0 | 9.5 |  |  |  | No | R-410A | 2.9167 | Residential & Commercial | No
214629304 | Central HP <5.4 tons | CARRIER | HRCU-A-CB (Split System: Heat Pump with Remote Outdoor Unit-Air-Source) | 38MURAQ36AB3* | ADP |  | C36A***L129 | 59SU5B060M17**16 | 34200 | 16 | 8.1 | 36800 | 34600 | 94.02% | 1.86 | 0 | 9 |  |  |  | No | R-410A | 2.85 | Residential & Commercial | No
211227325 | Central HP <5.4 tons | KEEPRITE | HRCU-A-CB (Split System: Heat Pump with Remote Outdoor Unit-Air-Source) | DLCURAH36ABK |  |  | EA*4X42L21A* | *80ES(N,L)0702116A* | 35200 | 16 | 8.1 | 38500 | 35000 | 90.91% | 1.88 | 0 | 9.5 |  |  |  | No | R-410A | 2.9333 | Residential & Commercial | No
211227477 | Central HP <5.4 tons | KEEPRITE | HRCU-A-CB (Split System: Heat Pump with Remote Outdoor Unit-Air-Source) | DLCURAH36ABK |  |  | EA*4X42L21A* | *80VTL0902120A* | 35000 | 16 | 8.1 | 38500 | 35000 | 90.91% | 1.86 | 0 | 9.5 |  |  |  | No | R-410A | 2.9167 | Residential & Commercial | No
215677597 | Central HP <5.4 tons | ARCOAIRE | HRCU-A-CB (Split System: Heat Pump with Remote Outdoor Unit-Air-Source) | H5H0V60*K*AAA* |  |  | EVD5X61M21A*+WALLCON | *95CSU0802120B* | 57000 | 18 | 9 | 64000 | 45000 | 70.31% | 2.08 | 0 | 9 |  |  |  | No | R-454B | 4.75 | Residential & Commercial | No
210365435 | Central HP <5.4 tons | Dettson | HRCU-A-CB (Split System: Heat Pump with Remote Outdoor Unit-Air-Source) | EVD-48-O |  |  | EVD-48-I |  | 47000 | 15.6 | 9.4 | 50000 | 46000 | 92% | 1.9 | 8.5 | 8.2 |  |  |  | No | R-410A | 3.9167 | Residential & Commercial | No
216494127 | Central HP <5.4 tons | BRYANT HEATING AND COOLING SYSTEMS | HRCU-A-CB (Split System: Heat Pump with Remote Outdoor Unit-Air-Source) | 290VAN048**AA* | ADP |  | CE(P,V)4824G1K*+TXV | 88*TB36070C14*** | 44500 | 16 | 8.5 | 47500 | 33800 | 71.16% | 1.94 | 0 | 9 |  |  |  | No | R-454B | 3.7083 | Residential & Commercial | No
216494134 | Central HP <5.4 tons | BRYANT HEATING AND COOLING SYSTEMS | HRCU-A-CB (Split System: Heat Pump with Remote Outdoor Unit-Air-Source) | 290VAN048**AA* | ADP |  | CE(P,V)4824G1K*+TXV | 987MC42080C17*** | 44000 | 17 | 9 | 47000 | 34200 | 72.77% | 2.04 | 0 | 9 |  |  |  | No | R-454B | 3.6667 | Residential & Commercial | No
216487439 | Central HP <5.4 tons | BRYANT HEATING AND COOLING SYSTEMS | HRCU-A-CB (Split System: Heat Pump with Remote Outdoor Unit-Air-Source) | 290VAN036**AA* | ADP |  | CE(P,V)3617G34*+TXV | 987MC66100C21*** | 33200 | 18 | 9 | 33400 | 24600 | 73.65% | 1.9 | 0 | 9.5 |  |  |  | No | R-454B | 2.7667 | Residential & Commercial | No
215679977 | Central HP <5.4 tons | ARCOAIRE | HRCU-A-CB (Split System: Heat Pump with Remote Outdoor Unit-Air-Source) | H5H0V36*K*AAA* |  |  | ESH5X60M12A*+WALLCON | *97CTN0801716A* | 34400 | 16 | 8.5 | 34800 | 25000 | 71.84% | 1.78 | 0 | 9.5 |  |  |  | No | R-454B | 2.8667 | Residential & Commercial | No
215550854 | Central HP <5.4 tons | FRIEDRICH | HRCU-A-CB (Split System: Heat Pump with Remote Outdoor Unit-Air-Source) | WFPU17Z603C | ASPEN |  | L(E,G)M60I4 |  | 56000 | 17 | 8.5 | 56000 | 40000 | 71.43% | 2.6 | 0 | 8 |  |  |  | No | R-410A | 4.6667 | Residential & Commercial | No
216487466 | Central HP <5.4 tons | BRYANT HEATING AND COOLING SYSTEMS | HRCU-A-CB (Split System: Heat Pump with Remote Outdoor Unit-Air-Source) | 290VAN048**AA* | ADP |  | CE(P,V)4817G1K*+TXV | 88*TB48070C17*** | 44000 | 17 | 9 | 47000 | 34000 | 72.34% | 2.04 | 0 | 9.5 |  |  |  | No | R-454B | 3.6667 | Residential & Commercial | No
216487523 | Central HP <5.4 tons | BRYANT HEATING AND COOLING SYSTEMS | HRCU-A-CB (Split System: Heat Pump with Remote Outdoor Unit-Air-Source) | 290VAN048**AA* | ADP |  | CE(P,V)4817G1K*+TXV | 987MC60060C21*** | 44000 | 17 | 9 | 47000 | 34200 | 72.77% | 2.04 | 0 | 9.5 |  |  |  | No | R-454B | 3.6667 | Residential & Commercial | No
216011838 | Central HP <5.4 tons | COLEMAN | HRCU-A-CB (Split System: Heat Pump with Remote Outdoor Unit-Air-Source) | HMH72B341 | ADP |  | H,YE34936 | CP9C060B12MP13 | 32600 | 17 | 8.1 | 32000 | 23200 | 72.5% | 2.02 | 0 | 9.5 |  |  |  | No | R-410A | 2.7167 | Residential & Commercial | No
216011845 | Central HP <5.4 tons | COLEMAN | HRCU-A-CB (Split System: Heat Pump with Remote Outdoor Unit-Air-Source) | HMH72B341 | ADP |  | H,YE33936 | CP9C080C16MP13 | 32800 | 17 | 8.1 | 31800 | 23000 | 72.33% | 2.04 | 0 | 9.5 |  |  |  | No | R-410A | 2.7333 | Residential & Commercial | No
215792882 | Central HP <5.4 tons | CARRIER | HRCU-A-CB (Split System: Heat Pump with Remote Outdoor Unit-Air-Source) | 38MURAQ36AB3* | ADP |  | H,PE34936 | 59TP6C060V17**16 | 34600 | 15.2 | 8.5 | 36800 | 34600 | 94.02% | 1.94 | 0 | 9.5 |  |  |  | No | R-410A | 2.8833 | Residential & Commercial | No
215550852 | Central HP <5.4 tons | FRIEDRICH | HRCU-A-CB (Split System: Heat Pump with Remote Outdoor Unit-Air-Source) | WFPU17Z603C | ASPEN |  | L(E,G)M60G4 |  | 55000 | 16.5 | 8.2 | 55000 | 39000 | 70.91% | 2.46 | 0 | 8 |  |  |  | No | R-410A | 4.5833 | Residential & Commercial | No
213367822 | Central HP <5.4 tons | YORK | HRCU-A-CB (Split System: Heat Pump with Remote Outdoor Unit-Air-Source) | HMH72B341 | ASPEN |  | C(A,C,D,E)36A44+TDR | YP9C100C20MP13 | 32000 | 17.5 | 8.1 | 34000 | 28400 | 83.53% | 2.69 | 0 | 9.4 |  |  |  | No | R-410A | 2.6667 | Residential & Commercial | No
214501159 | Central HP <5.4 tons | COLEMAN | HRCU-A-CB (Split System: Heat Pump with Remote Outdoor Unit-Air-Source) | HMH72B341 | ADP |  | F,PE*G34936 |  | 33600 | 18 | 8.4 | 32200 | 23400 | 72.67% | 2.1 | 0 | 9.5 |  |  |  | No | R-410A | 2.8 | Residential & Commercial | No
216487565 | Central HP <5.4 tons | BRYANT HEATING AND COOLING SYSTEMS | HRCU-A-CB (Split System: Heat Pump with Remote Outdoor Unit-Air-Source) | 290VAN060**AA* | ADP |  | CE(P,V)6024G48*+TXV | 88*TB66135C24*** | 55500 | 19 | 9 | 57500 | 41000 | 71.3% | 2.02 | 0 | 8.5 |  |  |  | No | R-454B | 4.625 | Residential & Commercial | No
215679927 | Central HP <5.4 tons | ARCOAIRE | HRCU-A-CB (Split System: Heat Pump with Remote Outdoor Unit-Air-Source) | H5H0V36*K*AAA* |  |  | ESH5X48M12A*+WALLCON | *97CTN1202422A* | 34200 | 17 | 8.5 | 35400 | 25200 | 71.19% | 1.9 | 0 | 9.5 |  |  |  | No | R-454B | 2.85 | Residential & Commercial | No
215679727 | Central HP <5.4 tons | ARCOAIRE | HRCU-A-CB (Split System: Heat Pump with Remote Outdoor Unit-Air-Source) | H5H0V36*K*AAA* |  |  | ESH5X36M12A*+WALLCON | *80CSU0601716B* | 33800 | 16.5 | 8.5 | 35600 | 25400 | 71.35% | 1.76 | 0 | 9.5 |  |  |  | No | R-454B | 2.8167 | Residential & Commercial | No
215682777 | Central HP <5.4 tons | ARCOAIRE | HRCU-A-CB (Split System: Heat Pump with Remote Outdoor Unit-Air-Source) | H5H0V60*K*AAA* |  |  | ESH5X60M12A*+WALLCON | *97CTN1002122A* | 55500 | 17 | 8.5 | 60000 | 42000 | 70% | 1.9 | 0 | 9 |  |  |  | No | R-454B | 4.625 | Residential & Commercial | No
215682877 | Central HP <5.4 tons | ARCOAIRE | HRCU-A-CB (Split System: Heat Pump with Remote Outdoor Unit-Air-Source) | H5H0V60*K*AAA* |  |  | EVM5X60M24A*+WALLCON | *80CSU0802120B* | 57000 | 18 | 9 | 62500 | 44000 | 70.4% | 2.1 | 0 | 9.5 |  |  |  | No | R-454B | 4.75 | Residential & Commercial | No
215683027 | Central HP <5.4 tons | ARCOAIRE | HRCU-A-CB (Split System: Heat Pump with Remote Outdoor Unit-Air-Source) | H5H0V60*K*AAA* |  |  | EVD5X60M21A*+WALLCON | *80CSU1002120B* | 57000 | 18 | 9 | 63500 | 44500 | 70.08% | 2.08 | 0 | 9 |  |  |  | No | R-454B | 4.75 | Residential & Commercial | No
215681297 | Central HP <5.4 tons | ARCOAIRE | HRCU-A-CB (Split System: Heat Pump with Remote Outdoor Unit-Air-Source) | H5H0V48*K*AAA* |  |  | EA*5X48M21A*+WALLCON | *96CTN0802120B* | 44000 | 17.5 | 9 | 48500 | 34200 | 70.52% | 2.06 | 0 | 9.5 |  |  |  | No | R-454B | 3.6667 | Residential & Commercial | No
215681757 | Central HP <5.4 tons | ARCOAIRE | HRCU-A-CB (Split System: Heat Pump with Remote Outdoor Unit-Air-Source) | H5H0V48*K*AAA* |  |  | EVM5X48M21A*+WALLCON | *80CSU0401712B* | 47000 | 18 | 9 | 50000 | 36400 | 72.8% | 2 | 0 | 9.5 |  |  |  | No | R-454B | 3.9167 | Residential & Commercial | No
215792878 | Central HP <5.4 tons | CARRIER | HRCU-A-CB (Split System: Heat Pump with Remote Outdoor Unit-Air-Source) | 38MURAQ36AB3* | ADP |  | CDP36B15P | 59TP6C060V17**16 | 34200 | 15.2 | 8.5 | 36800 | 34600 | 94.02% | 1.94 | 0 | 9.5 |  |  |  | No | R-410A | 2.85 | Residential & Commercial | No
215679717 | Central HP <5.4 tons | ARCOAIRE | HRCU-A-CB (Split System: Heat Pump with Remote Outdoor Unit-Air-Source) | H5H0V36*K*AAA* |  |  | ESH5X36M12A*+WALLCON | *80CSU0401712B* | 33800 | 16 | 8.5 | 35600 | 25400 | 71.35% | 1.78 | 0 | 9.5 |  |  |  | No | R-454B | 2.8167 | Residential & Commercial | No
215679887 | Central HP <5.4 tons | ARCOAIRE | HRCU-A-CB (Split System: Heat Pump with Remote Outdoor Unit-Air-Source) | H5H0V36*K*AAA* |  |  | ESH5X48M12A*+WALLCON | *80CSU0601716B* | 34200 | 17 | 8.5 | 35400 | 25200 | 71.19% | 1.9 | 0 | 9.5 |  |  |  | No | R-454B | 2.85 | Residential & Commercial | No
215679257 | Central HP <5.4 tons | ARCOAIRE | HRCU-A-CB (Split System: Heat Pump with Remote Outdoor Unit-Air-Source) | H5H0V36*K*AAA* |  |  | EA*5X37M17A*+WALLCON | *97CTN0601716A* | 33600 | 17 | 9 | 36000 | 25800 | 71.67% | 1.88 | 0 | 9 |  |  |  | No | R-454B | 2.8 | Residential & Commercial | No
215679317 | Central HP <5.4 tons | ARCOAIRE | HRCU-A-CB (Split System: Heat Pump with Remote Outdoor Unit-Air-Source) | H5H0V36*K*AAA* |  |  | EA*5X37M21A*+WALLCON | *97CTN0801716A* | 34200 | 17.5 | 9 | 35400 | 25400 | 71.75% | 1.88 | 0 | 9.5 |  |  |  | No | R-454B | 2.85 | Residential & Commercial | No
216487300 | Central HP <5.4 tons | BRYANT HEATING AND COOLING SYSTEMS | HRCU-A-CB (Split System: Heat Pump with Remote Outdoor Unit-Air-Source) | 290VAN024**AA* | ADP |  | CE(P,V)2414G31*+TXV | 88*TB36045C17*** | 22600 | 16 | 9 | 23200 | 16600 | 71.55% | 1.94 | 0 | 9.5 |  |  |  | No | R-454B | 1.8833 | Residential & Commercial | No
216487333 | Central HP <5.4 tons | BRYANT HEATING AND COOLING SYSTEMS | HRCU-A-CB (Split System: Heat Pump with Remote Outdoor Unit-Air-Source) | 290VAN024**AA* | ADP |  | CE(P,V)2417G31*+TXV | 88*TB60070C21*** | 21800 | 16 | 8.7 | 22000 | 15900 | 72.27% | 1.96 | 0 | 9.5 |  |  |  | No | R-454B | 1.8167 | Residential & Commercial | No
216487550 | Central HP <5.4 tons | BRYANT HEATING AND COOLING SYSTEMS | HRCU-A-CB (Split System: Heat Pump with Remote Outdoor Unit-Air-Source) | 290VAN060**AA* | ADP |  | CE(P,V)6021G48*+TXV | 88*TB48070C17*** | 53000 | 17 | 8.5 | 56500 | 41000 | 72.57% | 1.92 | 0 | 8.5 |  |  |  | No | R-454B | 4.4167 | Residential & Commercial | No
215682917 | Central HP <5.4 tons | ARCOAIRE | HRCU-A-CB (Split System: Heat Pump with Remote Outdoor Unit-Air-Source) | H5H0V60*K*AAA* |  |  | EVM5X60M24A*+WALLCON | *97CTN1202422A* | 56500 | 18.5 | 9 | 63000 | 44500 | 70.63% | 2.1 | 0 | 9 |  |  |  | No | R-454B | 4.7083 | Residential & Commercial | No
215682837 | Central HP <5.4 tons | ARCOAIRE | HRCU-A-CB (Split System: Heat Pump with Remote Outdoor Unit-Air-Source) | H5H0V60*K*AAA* |  |  | EVM5X60M21A*+WALLCON | *80CSU1002120B* | 57000 | 18 | 9 | 63500 | 44500 | 70.08% | 2.08 | 0 | 9 |  |  |  | No | R-454B | 4.75 | Residential & Commercial | No
216487464 | Central HP <5.4 tons | BRYANT HEATING AND COOLING SYSTEMS | HRCU-A-CB (Split System: Heat Pump with Remote Outdoor Unit-Air-Source) | 290VAN048**AA* | ADP |  | CE(P,V)6024G48*+TXV | 88*TB48070C17*** | 44000 | 17 | 9 | 47000 | 34000 | 72.34% | 2.04 | 0 | 9.5 |  |  |  | No | R-454B | 3.6667 | Residential & Commercial | No
216487525 | Central HP <5.4 tons | BRYANT HEATING AND COOLING SYSTEMS | HRCU-A-CB (Split System: Heat Pump with Remote Outdoor Unit-Air-Source) | 290VAN048**AA* | ADP |  | CE(P,V)4821G1K*+TXV | 987MC60060C21*** | 44000 | 17 | 9 | 47000 | 34200 | 72.77% | 2.04 | 0 | 9.5 |  |  |  | No | R-454B | 3.6667 | Residential & Commercial | No
211756099 | Central HP <5.4 tons | YORK | HRCU-A-CB (Split System: Heat Pump with Remote Outdoor Unit-Air-Source) | HMH72B341 | ASPEN |  | D(A,C,E)36A46+TDR | TPLC080C16MP13 | 32000 | 17.5 | 8.1 | 33800 | 27400 | 81.07% | 2.54 | 0 | 9.9 |  |  |  | No | R-410A | 2.6667 | Residential & Commercial | No
216487407 | Central HP <5.4 tons | BRYANT HEATING AND COOLING SYSTEMS | HRCU-A-CB (Split System: Heat Pump with Remote Outdoor Unit-Air-Source) | 290VAN036**AA* | ADP |  | CE(P,V)3614G34*+TXV | 88*TB60070C21*** | 33200 | 18 | 9 | 33400 | 24600 | 73.65% | 1.88 | 0 | 9.5 |  |  |  | No | R-454B | 2.7667 | Residential & Commercial | No
216487441 | Central HP <5.4 tons | BRYANT HEATING AND COOLING SYSTEMS | HRCU-A-CB (Split System: Heat Pump with Remote Outdoor Unit-Air-Source) | 290VAN036**AA* | ADP |  | CE(P,V)3614G34*+TXV | 987MC66120C24*** | 32600 | 18 | 9 | 32600 | 24400 | 74.85% | 1.9 | 0 | 9.5 |  |  |  | No | R-454B | 2.7167 | Residential & Commercial | No
213738455 | Central HP <5.4 tons | DAY & NIGHT | HRCU-A-CB (Split System: Heat Pump with Remote Outdoor Unit-Air-Source) | DLCURAH36ABK | ADP |  | FG35936 | *80MS(N,L)0451412A* | 35200 | 15.2 | 8.5 | 36800 | 34800 | 94.57% | 2 | 0 | 9.5 |  |  |  | No | R-410A | 2.9333 | Residential & Commercial | No
215682867 | Central HP <5.4 tons | ARCOAIRE | HRCU-A-CB (Split System: Heat Pump with Remote Outdoor Unit-Air-Source) | H5H0V60*K*AAA* |  |  | EVM5X60M24A*+WALLCON | *96CTN0802120B* | 56500 | 18 | 9 | 63500 | 44500 | 70.08% | 2.08 | 0 | 9 |  |  |  | No | R-454B | 4.7083 | Residential & Commercial | No
212986135 | Central HP <5.4 tons | KEEPRITE | HRCU-A-CB (Split System: Heat Pump with Remote Outdoor Unit-Air-Source) | DLCURAH24ABK |  |  | EA*4X24L14A* | *96MSN0401410A* | 23200 | 16 | 8.5 | 27000 | 26600 | 98.52% | 2.22 | 0 | 9.5 |  |  |  | No | R-410A | 1.9333 | Residential & Commercial | No
215677997 | Central HP <5.4 tons | ARCOAIRE | HRCU-A-CB (Split System: Heat Pump with Remote Outdoor Unit-Air-Source) | H5H0V60*K*AAA* |  |  | EA*5X61M24A*+WALLCON | *97CMN1002122B* | 56000 | 18.5 | 9 | 60000 | 42000 | 70% | 2.02 | 0 | 9 |  |  |  | No | R-454B | 4.6667 | Residential & Commercial | No
215676967 | Central HP <5.4 tons | ARCOAIRE | HRCU-A-CB (Split System: Heat Pump with Remote Outdoor Unit-Air-Source) | H5H0V60*K*AAA* |  |  | EVM5X60M21A*+WALLCON | *80CSU0802120A* | 57000 | 18 | 9 | 63500 | 44500 | 70.08% | 2.08 | 0 | 9 |  |  |  | No | R-454B | 4.75 | Residential & Commercial | No
215677067 | Central HP <5.4 tons | ARCOAIRE | HRCU-A-CB (Split System: Heat Pump with Remote Outdoor Unit-Air-Source) | H5H0V60*K*AAA* |  |  | EVM5X60M21A*+WALLCON | *97CMN1002122B* | 56500 | 18.5 | 9 | 64000 | 45000 | 70.31% | 2.08 | 0 | 9 |  |  |  | No | R-454B | 4.7083 | Residential & Commercial | No
212984501 | Central HP <5.4 tons | KEEPRITE | HRCU-A-CB (Split System: Heat Pump with Remote Outdoor Unit-Air-Source) | DLCURAH30ABK |  |  | EA*4X43L21A* | *92MSN0801716A* | 30400 | 15.5 | 8.1 | 33200 | 26400 | 79.52% | 1.84 | 0 | 9 |  |  |  | No | R-410A | 2.5333 | Residential & Commercial | No
215677517 | Central HP <5.4 tons | ARCOAIRE | HRCU-A-CB (Split System: Heat Pump with Remote Outdoor Unit-Air-Source) | H5H0V60*K*AAA* |  |  | EVD5X60M24A*+WALLCON | *97CMN0802120B* | 56500 | 18 | 9 | 63500 | 44500 | 70.08% | 2.08 | 0 | 9 |  |  |  | No | R-454B | 4.7083 | Residential & Commercial | No
215679197 | Central HP <5.4 tons | ARCOAIRE | HRCU-A-CB (Split System: Heat Pump with Remote Outdoor Unit-Air-Source) | H5H0V36*K*AAA* |  |  | EA*5X36M17A*+WALLCON | *80CSU0401712B* | 32800 | 17 | 8.5 | 36000 | 25800 | 71.67% | 1.76 | 0 | 9.5 |  |  |  | No | R-454B | 2.7333 | Residential & Commercial | No
215679917 | Central HP <5.4 tons | ARCOAIRE | HRCU-A-CB (Split System: Heat Pump with Remote Outdoor Unit-Air-Source) | H5H0V36*K*AAA* |  |  | ESH5X48M12A*+WALLCON | *97CTN1002122A* | 34200 | 16.5 | 8.5 | 35400 | 25200 | 71.19% | 1.9 | 0 | 9.5 |  |  |  | No | R-454B | 2.85 | Residential & Commercial | No
215792876 | Central HP <5.4 tons | CARRIER | HRCU-A-CB (Split System: Heat Pump with Remote Outdoor Unit-Air-Source) | 38MURAQ36AB3* | ADP |  | CDP36A15P | 59TP6C060V17**16 | 33600 | 15.2 | 8.5 | 36800 | 34600 | 94.02% | 1.94 | 0 | 9.5 |  |  |  | No | R-410A | 2.8 | Residential & Commercial | No
215792881 | Central HP <5.4 tons | CARRIER | HRCU-A-CB (Split System: Heat Pump with Remote Outdoor Unit-Air-Source) | 38MURAQ36AB3* | ADP |  | CDP36C15P | 59TP6C060V17**16 | 34600 | 15.2 | 8.5 | 36800 | 34600 | 94.02% | 1.94 | 0 | 9.5 |  |  |  | No | R-410A | 2.8833 | Residential & Commercial | No
213369413 | Central HP <5.4 tons | CARRIER | HRCU-A-CB (Split System: Heat Pump with Remote Outdoor Unit-Air-Source) | 38MURAQ24AB3* | ADP |  | H,PG7J936 | 59TP6C080V17**16 | 23000 | 17 | 8.5 | 24600 | 23600 | 95.93% | 2 | 0 | 9.5 |  |  |  | No | R-410A | 1.9167 | Residential & Commercial | No
215677917 | Central HP <5.4 tons | ARCOAIRE | HRCU-A-CB (Split System: Heat Pump with Remote Outdoor Unit-Air-Source) | H5H0V60*K*AAA* |  |  | EA*5X61M24A*+WALLCON | *80CTL0702120B* | 55500 | 18.5 | 9 | 60000 | 42000 | 70% | 2 | 0 | 8.5 |  |  |  | No | R-454B | 4.625 | Residential & Commercial | No
212984549 | Central HP <5.4 tons | KEEPRITE | HRCU-A-CB (Split System: Heat Pump with Remote Outdoor Unit-Air-Source) | DLCURAH30ABK |  |  | END4X42L17** | *92MSN0801716A* | 30000 | 15.2 | 8.1 | 34000 | 27200 | 80% | 1.82 | 0 | 9 |  |  |  | No | R-410A | 2.5 | Residential & Commercial | No
211756108 | Central HP <5.4 tons | YORK | HRCU-A-CB (Split System: Heat Pump with Remote Outdoor Unit-Air-Source) | HMH72B341 | ASPEN |  | D(A,C,E)36B36+TDR | YP9C060B12MP13 | 32200 | 17.5 | 8.1 | 34000 | 27800 | 81.76% | 2.49 | 0 | 9.4 |  |  |  | No | R-410A | 2.6833 | Residential & Commercial | No
216487866 | Central HP <5.4 tons | BRYANT HEATING AND COOLING SYSTEMS | HRCU-A-CB (Split System: Heat Pump with Remote Outdoor Unit-Air-Source) | 290VAN048**AA* | ADP |  | CE(P,V)4821G1K*+TXV | 986TD42080C17*** | 44000 | 17 | 9 | 47000 | 33600 | 71.49% | 2.04 | 0 | 9.5 |  |  |  | No | R-454B | 3.6667 | Residential & Commercial | No
216011839 | Central HP <5.4 tons | COLEMAN | HRCU-A-CB (Split System: Heat Pump with Remote Outdoor Unit-Air-Source) | HMH72B341 | ADP |  | H,YE35936 | CP9C060B12MP13 | 33800 | 17 | 8.5 | 31800 | 23400 | 73.58% | 2.04 | 0 | 9.5 |  |  |  | No | R-410A | 2.8167 | Residential & Commercial | No
216494105 | Central HP <5.4 tons | BRYANT HEATING AND COOLING SYSTEMS | HRCU-A-CB (Split System: Heat Pump with Remote Outdoor Unit-Air-Source) | 290VAN024**AA* | ADP |  | CE(P,V)3621G34*+TXV | 88*TB60090C21*** | 22600 | 17 | 9 | 22000 | 15900 | 72.27% | 2.02 | 0 | 9.5 |  |  |  | No | R-454B | 1.8833 | Residential & Commercial | No
216487319 | Central HP <5.4 tons | BRYANT HEATING AND COOLING SYSTEMS | HRCU-A-CB (Split System: Heat Pump with Remote Outdoor Unit-Air-Source) | 290VAN024**AA* | ADP |  | CE(P,V)2417G31*+TXV | 88*TB48070C17*** | 22800 | 17 | 9 | 22600 | 16200 | 71.68% | 1.98 | 0 | 9.5 |  |  |  | No | R-454B | 1.9 | Residential & Commercial | No
216487555 | Central HP <5.4 tons | BRYANT HEATING AND COOLING SYSTEMS | HRCU-A-CB (Split System: Heat Pump with Remote Outdoor Unit-Air-Source) | 290VAN060**AA* | ADP |  | CE(P,V)6024G48*+TXV | 88*TB60070C21*** | 54500 | 18 | 8.5 | 57500 | 41500 | 72.17% | 1.88 | 0 | 8.5 |  |  |  | No | R-454B | 4.5417 | Residential & Commercial | No
216487889 | Central HP <5.4 tons | BRYANT HEATING AND COOLING SYSTEMS | HRCU-A-CB (Split System: Heat Pump with Remote Outdoor Unit-Air-Source) | 290VAN060**AA* | ADP |  | CE(P,V)6021G48*+TXV | 986TD60080C21*** | 55000 | 18 | 9 | 58000 | 41500 | 71.55% | 2.02 | 0 | 8.5 |  |  |  | No | R-454B | 4.5833 | Residential & Commercial | No
216487336 | Central HP <5.4 tons | BRYANT HEATING AND COOLING SYSTEMS | HRCU-A-CB (Split System: Heat Pump with Remote Outdoor Unit-Air-Source) | 290VAN024**AA* | ADP |  | CE(P,V)3617G34*+TXV | 88*TB60070C21*** | 22600 | 17 | 9 | 22000 | 15900 | 72.27% | 2.02 | 0 | 9.5 |  |  |  | No | R-454B | 1.8833 | Residential & Commercial | No
213738494 | Central HP <5.4 tons | DAY & NIGHT | HRCU-A-CB (Split System: Heat Pump with Remote Outdoor Unit-Air-Source) | DLCURAH36ABK | ADP |  | FG32936 | *80MSU0401712A* | 33600 | 16 | 8.5 | 36200 | 34200 | 94.48% | 2.02 | 0 | 9.5 |  |  |  | No | R-410A | 2.8 | Residential & Commercial | No
213738528 | Central HP <5.4 tons | DAY & NIGHT | HRCU-A-CB (Split System: Heat Pump with Remote Outdoor Unit-Air-Source) | DLCURAH36ABK | ADP |  | V,G36H***P449 | *92MSN0601412A* | 35400 | 15.2 | 8.5 | 36800 | 34800 | 94.57% | 2 | 0 | 9.5 |  |  |  | No | R-410A | 2.95 | Residential & Commercial | No
216494136 | Central HP <5.4 tons | BRYANT HEATING AND COOLING SYSTEMS | HRCU-A-CB (Split System: Heat Pump with Remote Outdoor Unit-Air-Source) | 290VAN048**AA* | ADP |  | CE(P,V)4824G1K*+TXV | 987MC60080C21*** | 44000 | 17 | 9 | 45500 | 33200 | 72.97% | 2.06 | 0 | 9.5 |  |  |  | No | R-454B | 3.6667 | Residential & Commercial | No
216494137 | Central HP <5.4 tons | BRYANT HEATING AND COOLING SYSTEMS | HRCU-A-CB (Split System: Heat Pump with Remote Outdoor Unit-Air-Source) | 290VAN048**AA* | ADP |  | CE(P,V)4824G1K*+TXV | 987MC66100C21*** | 43500 | 18 | 9 | 45500 | 33200 | 72.97% | 2.06 | 0 | 9.5 |  |  |  | No | R-454B | 3.625 | Residential & Commercial | No
216011841 | Central HP <5.4 tons | COLEMAN | HRCU-A-CB (Split System: Heat Pump with Remote Outdoor Unit-Air-Source) | HMH72B341 | ADP |  | H,YE33936 | CP9C080B12MP13 | 32800 | 17 | 8.3 | 31600 | 23000 | 72.78% | 2 | 0 | 9.5 |  |  |  | No | R-410A | 2.7333 | Residential & Commercial | No
213738545 | Central HP <5.4 tons | DAY & NIGHT | HRCU-A-CB (Split System: Heat Pump with Remote Outdoor Unit-Air-Source) | DLCURAH36ABK | ADP |  | FG32936 | *95MSU0401712A* | 34800 | 15.2 | 8.1 | 37400 | 35000 | 93.58% | 1.82 | 0 | 9.5 |  |  |  | No | R-410A | 2.9 | Residential & Commercial | No
216487410 | Central HP <5.4 tons | BRYANT HEATING AND COOLING SYSTEMS | HRCU-A-CB (Split System: Heat Pump with Remote Outdoor Unit-Air-Source) | 290VAN036**AA* | ADP |  | CE(P,V)3617G34*+TXV | 88*TB60070C21*** | 33200 | 18 | 9 | 33400 | 24600 | 73.65% | 1.88 | 0 | 9.5 |  |  |  | No | R-454B | 2.7667 | Residential & Commercial | No
215683087 | Central HP <5.4 tons | ARCOAIRE | HRCU-A-CB (Split System: Heat Pump with Remote Outdoor Unit-Air-Source) | H5H0V60*K*AAA* |  |  | EVD5X60M24A*+WALLCON | *97CTN0802120A* | 56500 | 18 | 9 | 63500 | 44500 | 70.08% | 2.08 | 0 | 9 |  |  |  | No | R-454B | 4.7083 | Residential & Commercial | No
215682737 | Central HP <5.4 tons | ARCOAIRE | HRCU-A-CB (Split System: Heat Pump with Remote Outdoor Unit-Air-Source) | H5H0V60*K*AAA* |  |  | ESH5X60M12A*+WALLCON | *80CSU0601716B* | 54500 | 17 | 8.5 | 58500 | 41000 | 70.09% | 1.92 | 0 | 9 |  |  |  | No | R-454B | 4.5417 | Residential & Commercial | No
212520205 | Central HP <5.4 tons | CARRIER | HRCU-A-CB (Split System: Heat Pump with Remote Outdoor Unit-Air-Source) | 38MURAQ24AB3* | ADP |  | H,PG32936 | 58S(B,C)*A045E17**12 | 23600 | 17 | 8.5 | 24600 | 22200 | 90.24% | 1.86 | 0 | 9.5 |  |  |  | No | R-410A | 1.9667 | Residential & Commercial | No
215682637 | Central HP <5.4 tons | ARCOAIRE | HRCU-A-CB (Split System: Heat Pump with Remote Outdoor Unit-Air-Source) | H5H0V60*K*AAA* |  |  | EA*5X61M21A*+WALLCON | *80CSU0401712B* | 55500 | 18 | 8.5 | 58500 | 41000 | 70.09% | 2.04 | 0 | 9 |  |  |  | No | R-454B | 4.625 | Residential & Commercial | No
216011842 | Central HP <5.4 tons | COLEMAN | HRCU-A-CB (Split System: Heat Pump with Remote Outdoor Unit-Air-Source) | HMH72B341 | ADP |  | H,YE34936 | CP9C080B12MP13 | 33200 | 17 | 8.4 | 31800 | 23000 | 72.33% | 2.02 | 0 | 9.5 |  |  |  | No | R-410A | 2.7667 | Residential & Commercial | No
216494129 | Central HP <5.4 tons | BRYANT HEATING AND COOLING SYSTEMS | HRCU-A-CB (Split System: Heat Pump with Remote Outdoor Unit-Air-Source) | 290VAN048**AA* | ADP |  | CE(P,V)4824G1K*+TXV | 88*TB48090C17*** | 44000 | 17 | 9 | 46500 | 33800 | 72.69% | 2.06 | 0 | 9.5 |  |  |  | No | R-454B | 3.6667 | Residential & Commercial | No
216487454 | Central HP <5.4 tons | BRYANT HEATING AND COOLING SYSTEMS | HRCU-A-CB (Split System: Heat Pump with Remote Outdoor Unit-Air-Source) | 290VAN048**AA* | ADP |  | CE(P,V)6021G48*+TXV | 88*TB36070C14*** | 45000 | 16 | 8.5 | 46500 | 33200 | 71.4% | 1.96 | 0 | 9 |  |  |  | No | R-454B | 3.75 | Residential & Commercial | No
216487470 | Central HP <5.4 tons | BRYANT HEATING AND COOLING SYSTEMS | HRCU-A-CB (Split System: Heat Pump with Remote Outdoor Unit-Air-Source) | 290VAN048**AA* | ADP |  | CE(P,V)6021G48*+TXV | 88*TB48090C17*** | 44500 | 17 | 9 | 46000 | 33400 | 72.61% | 2.06 | 0 | 9.5 |  |  |  | No | R-454B | 3.7083 | Residential & Commercial | No
216487302 | Central HP <5.4 tons | BRYANT HEATING AND COOLING SYSTEMS | HRCU-A-CB (Split System: Heat Pump with Remote Outdoor Unit-Air-Source) | 290VAN024**AA* | ADP |  | CE(P,V)2417G31*+TXV | 88*TB36045C17*** | 22600 | 16 | 9 | 23200 | 16600 | 71.55% | 1.94 | 0 | 9.5 |  |  |  | No | R-454B | 1.8833 | Residential & Commercial | No
216487879 | Central HP <5.4 tons | BRYANT HEATING AND COOLING SYSTEMS | HRCU-A-CB (Split System: Heat Pump with Remote Outdoor Unit-Air-Source) | 290VAN048**AA* | ADP |  | CE(P,V)4817G1K*+TXV | 986TD66100C21*** | 43500 | 18 | 9 | 45500 | 33200 | 72.97% | 2.06 | 0 | 9.5 |  |  |  | No | R-454B | 3.625 | Residential & Commercial | No
215677527 | Central HP <5.4 tons | ARCOAIRE | HRCU-A-CB (Split System: Heat Pump with Remote Outdoor Unit-Air-Source) | H5H0V60*K*AAA* |  |  | EVD5X60M24A*+WALLCON | *97CMN1002122B* | 56500 | 18.5 | 9 | 63000 | 44500 | 70.63% | 2.08 | 0 | 9 |  |  |  | No | R-454B | 4.7083 | Residential & Commercial | No
215677377 | Central HP <5.4 tons | ARCOAIRE | HRCU-A-CB (Split System: Heat Pump with Remote Outdoor Unit-Air-Source) | H5H0V60*K*AAA* |  |  | EVD5X60M21A*+WALLCON | *95CSU0802120B* | 56500 | 18 | 9 | 64000 | 45000 | 70.31% | 2.08 | 0 | 9 |  |  |  | No | R-454B | 4.7083 | Residential & Commercial | No
216487563 | Central HP <5.4 tons | BRYANT HEATING AND COOLING SYSTEMS | HRCU-A-CB (Split System: Heat Pump with Remote Outdoor Unit-Air-Source) | 290VAN060**AA* | ADP |  | CE(P,V)6021G48*+TXV | 88*TB66135C24*** | 55500 | 19 | 9 | 57500 | 41000 | 71.3% | 2.02 | 0 | 8.5 |  |  |  | No | R-454B | 4.625 | Residential & Commercial | No
215668822 | Central HP <5.4 tons | ARCOAIRE | HRCU-A-CB (Split System: Heat Pump with Remote Outdoor Unit-Air-Source) | H5H0V36*K*AAA* |  |  | EA*5X42M21A*+WALLCON | *80CTL0701716B* | 33000 | 17.5 | 9 | 36000 | 25800 | 71.67% | 1.86 | 0 | 9.5 |  |  |  | No | R-454B | 2.75 | Residential & Commercial | No
216487351 | Central HP <5.4 tons | BRYANT HEATING AND COOLING SYSTEMS | HRCU-A-CB (Split System: Heat Pump with Remote Outdoor Unit-Air-Source) | 290VAN024**AA* | ADP |  | CE(P,V)3617G34*+TXV | 88*TB60110C21*** | 22600 | 17 | 9 | 22000 | 15900 | 72.27% | 2.02 | 0 | 9.5 |  |  |  | No | R-454B | 1.8833 | Residential & Commercial | No
215677247 | Central HP <5.4 tons | ARCOAIRE | HRCU-A-CB (Split System: Heat Pump with Remote Outdoor Unit-Air-Source) | H5H0V60*K*AAA* |  |  | EVM5X61M24A*+WALLCON | *95CSU0802120B* | 57500 | 18 | 9 | 64000 | 45000 | 70.31% | 2.08 | 0 | 9 |  |  |  | No | R-454B | 4.7917 | Residential & Commercial | No
216494168 | Central HP <5.4 tons | BRYANT HEATING AND COOLING SYSTEMS | HRCU-A-CB (Split System: Heat Pump with Remote Outdoor Unit-Air-Source) | 290VAN024**AA* | ADP |  | CE(P,V)3621G34*+TXV | 986TD30040C14*** | 22600 | 16 | 8.5 | 23000 | 16600 | 72.17% | 1.84 | 0 | 9.5 |  |  |  | No | R-454B | 1.8833 | Residential & Commercial | No
215792883 | Central HP <5.4 tons | BRYANT HEATING AND COOLING SYSTEMS | HRCU-A-CB (Split System: Heat Pump with Remote Outdoor Unit-Air-Source) | 38MURAQ36AB3* | ADP |  | CDP36A15P | 926TC48060V17*** | 33600 | 15.2 | 8.5 | 36800 | 34600 | 94.02% | 1.94 | 0 | 9.5 |  |  |  | No | R-410A | 2.8 | Residential & Commercial | No
216494182 | Central HP <5.4 tons | BRYANT HEATING AND COOLING SYSTEMS | HRCU-A-CB (Split System: Heat Pump with Remote Outdoor Unit-Air-Source) | 290VAN048**AA* | ADP |  | CE(P,V)4824G1K*+TXV | 986TD66120C24*** | 43500 | 18 | 9 | 45500 | 33200 | 72.97% | 2.06 | 0 | 9.5 |  |  |  | No | R-454B | 3.625 | Residential & Commercial | No
216487484 | Central HP <5.4 tons | BRYANT HEATING AND COOLING SYSTEMS | HRCU-A-CB (Split System: Heat Pump with Remote Outdoor Unit-Air-Source) | 290VAN048**AA* | ADP |  | CE(P,V)4821G1K*+TXV | 88*TB60070C21*** | 44000 | 17 | 9 | 46500 | 33800 | 72.69% | 2.06 | 0 | 9.5 |  |  |  | No | R-454B | 3.6667 | Residential & Commercial | No
216487507 | Central HP <5.4 tons | BRYANT HEATING AND COOLING SYSTEMS | HRCU-A-CB (Split System: Heat Pump with Remote Outdoor Unit-Air-Source) | 290VAN048**AA* | ADP |  | CE(P,V)4817G1K*+TXV | 88*TB66135C24*** | 43500 | 18 | 9 | 45500 | 33200 | 72.97% | 2.08 | 0 | 9.5 |  |  |  | No | R-454B | 3.625 | Residential & Commercial | No
216487509 | Central HP <5.4 tons | BRYANT HEATING AND COOLING SYSTEMS | HRCU-A-CB (Split System: Heat Pump with Remote Outdoor Unit-Air-Source) | 290VAN048**AA* | ADP |  | CE(P,V)4821G1K*+TXV | 88*TB66135C24*** | 43500 | 18 | 9 | 45500 | 33200 | 72.97% | 2.08 | 0 | 9.5 |  |  |  | No | R-454B | 3.625 | Residential & Commercial | No
211628548 | Central HP <5.4 tons | YORK | HRCU-A-CB (Split System: Heat Pump with Remote Outdoor Unit-Air-Source) | HMH72B341 | ASPEN |  | D(A,C,E)36A36+TDR | YPLC100C20MP13 | 31000 | 16.3 | 8.1 | 32400 | 27400 | 84.57% | 2.49 | 0 | 8.8 |  |  |  | No | R-410A | 2.5833 | Residential & Commercial | No
215679757 | Central HP <5.4 tons | ARCOAIRE | HRCU-A-CB (Split System: Heat Pump with Remote Outdoor Unit-Air-Source) | H5H0V36*K*AAA* |  |  | ESH5X36M12A*+WALLCON | *97CTN0802120A* | 33600 | 16 | 8.5 | 35800 | 25400 | 70.95% | 1.76 | 0 | 9.5 |  |  |  | No | R-454B | 2.8 | Residential & Commercial | No
215679807 | Central HP <5.4 tons | ARCOAIRE | HRCU-A-CB (Split System: Heat Pump with Remote Outdoor Unit-Air-Source) | H5H0V36*K*AAA* |  |  | ESH5X42M12A*+WALLCON | *80CSU0601716B* | 34000 | 16.5 | 8.5 | 35600 | 25200 | 70.79% | 1.78 | 0 | 9.5 |  |  |  | No | R-454B | 2.8333 | Residential & Commercial | No
216487401 | Central HP <5.4 tons | BRYANT HEATING AND COOLING SYSTEMS | HRCU-A-CB (Split System: Heat Pump with Remote Outdoor Unit-Air-Source) | 290VAN036**AA* | ADP |  | CE(P,V)3617G34*+TXV | 88*TB48070C17*** | 33000 | 18 | 9 | 33600 | 24800 | 73.81% | 1.88 | 0 | 9.5 |  |  |  | No | R-454B | 2.75 | Residential & Commercial | No
216487553 | Central HP <5.4 tons | BRYANT HEATING AND COOLING SYSTEMS | HRCU-A-CB (Split System: Heat Pump with Remote Outdoor Unit-Air-Source) | 290VAN060**AA* | ADP |  | CE(P,V)6021G48*+TXV | 88*TB60070C21*** | 54500 | 18 | 8.5 | 57500 | 41500 | 72.17% | 1.88 | 0 | 8.5 |  |  |  | No | R-454B | 4.5417 | Residential & Commercial | No
216487569 | Central HP <5.4 tons | BRYANT HEATING AND COOLING SYSTEMS | HRCU-A-CB (Split System: Heat Pump with Remote Outdoor Unit-Air-Source) | 290VAN060**AA* | ADP |  | CE(P,V)6021G48*+TXV | 987MC60080C21*** | 55000 | 18 | 9 | 58000 | 41500 | 71.55% | 2.02 | 0 | 8.5 |  |  |  | No | R-454B | 4.5833 | Residential & Commercial | No
216487571 | Central HP <5.4 tons | BRYANT HEATING AND COOLING SYSTEMS | HRCU-A-CB (Split System: Heat Pump with Remote Outdoor Unit-Air-Source) | 290VAN060**AA* | ADP |  | CE(P,V)6024G48*+TXV | 987MC60080C21*** | 55000 | 18 | 9 | 58000 | 41500 | 71.55% | 2.02 | 0 | 8.5 |  |  |  | No | R-454B | 4.5833 | Residential & Commercial | No
216487382 | Central HP <5.4 tons | BRYANT HEATING AND COOLING SYSTEMS | HRCU-A-CB (Split System: Heat Pump with Remote Outdoor Unit-Air-Source) | 290VAN024**AA* | ADP |  | CE(P,V)3617G34*+TXV | 987MC60060C21*** | 22600 | 16 | 9 | 22200 | 16000 | 72.07% | 2.02 | 0 | 9.5 |  |  |  | No | R-454B | 1.8833 | Residential & Commercial | No
216487387 | Central HP <5.4 tons | BRYANT HEATING AND COOLING SYSTEMS | HRCU-A-CB (Split System: Heat Pump with Remote Outdoor Unit-Air-Source) | 290VAN024**AA* | ADP |  | CE(P,V)3614G34*+TXV | 987MC66100C21*** | 22600 | 17 | 9 | 22000 | 15900 | 72.27% | 2.02 | 0 | 9.5 |  |  |  | No | R-454B | 1.8833 | Residential & Commercial | No
216487787 | Central HP <5.4 tons | BRYANT HEATING AND COOLING SYSTEMS | HRCU-A-CB (Split System: Heat Pump with Remote Outdoor Unit-Air-Source) | 290VAN024**AA* | ADP |  | CE(P,V)3614G34*+TXV | 986TD30040C14*** | 22600 | 16 | 8.5 | 23000 | 16600 | 72.17% | 1.84 | 0 | 9.5 |  |  |  | No | R-454B | 1.8833 | Residential & Commercial | No
216487436 | Central HP <5.4 tons | BRYANT HEATING AND COOLING SYSTEMS | HRCU-A-CB (Split System: Heat Pump with Remote Outdoor Unit-Air-Source) | 290VAN036**AA* | ADP |  | CE(P,V)3617G34*+TXV | 987MC60080C21*** | 33200 | 18 | 9 | 33400 | 24600 | 73.65% | 1.88 | 0 | 9.5 |  |  |  | No | R-454B | 2.7667 | Residential & Commercial | No
216494116 | Central HP <5.4 tons | BRYANT HEATING AND COOLING SYSTEMS | HRCU-A-CB (Split System: Heat Pump with Remote Outdoor Unit-Air-Source) | 290VAN036**AA* | ADP |  | CE(P,V)3621G34*+TXV | 88*TB60070C21*** | 33200 | 18 | 9 | 33400 | 24600 | 73.65% | 1.88 | 0 | 9.5 |  |  |  | No | R-454B | 2.7667 | Residential & Commercial | No
216494125 | Central HP <5.4 tons | BRYANT HEATING AND COOLING SYSTEMS | HRCU-A-CB (Split System: Heat Pump with Remote Outdoor Unit-Air-Source) | 290VAN036**AA* | ADP |  | CE(P,V)3621G34*+TXV | 987MC66120C24*** | 32600 | 18 | 9 | 32600 | 24400 | 74.85% | 1.9 | 0 | 9.5 |  |  |  | No | R-454B | 2.7167 | Residential & Commercial | No
216487839 | Central HP <5.4 tons | BRYANT HEATING AND COOLING SYSTEMS | HRCU-A-CB (Split System: Heat Pump with Remote Outdoor Unit-Air-Source) | 290VAN036**AA* | ADP |  | CE(P,V)3617G34*+TXV | 986TD42080C17*** | 33000 | 18 | 9 | 33600 | 24800 | 73.81% | 1.88 | 0 | 9 |  |  |  | No | R-454B | 2.75 | Residential & Commercial | No
216494177 | Central HP <5.4 tons | BRYANT HEATING AND COOLING SYSTEMS | HRCU-A-CB (Split System: Heat Pump with Remote Outdoor Unit-Air-Source) | 290VAN036**AA* | ADP |  | CE(P,V)3621G34*+TXV | 986TD66100C21*** | 33200 | 18 | 9 | 33400 | 24600 | 73.65% | 1.9 | 0 | 9.5 |  |  |  | No | R-454B | 2.7667 | Residential & Commercial | No
216487432 | Central HP <5.4 tons | BRYANT HEATING AND COOLING SYSTEMS | HRCU-A-CB (Split System: Heat Pump with Remote Outdoor Unit-Air-Source) | 290VAN036**AA* | ADP |  | CE(P,V)3617G34*+TXV | 987MC60060C21*** | 32400 | 17 | 9 | 32800 | 24600 | 75% | 1.9 | 0 | 9.5 |  |  |  | No | R-454B | 2.7 | Residential & Commercial | No
216487347 | Central HP <5.4 tons | BRYANT HEATING AND COOLING SYSTEMS | HRCU-A-CB (Split System: Heat Pump with Remote Outdoor Unit-Air-Source) | 290VAN024**AA* | ADP |  | CE(P,V)2417G31*+TXV | 88*TB60110C21*** | 21800 | 16 | 8.7 | 22000 | 15900 | 72.27% | 1.96 | 0 | 9.5 |  |  |  | No | R-454B | 1.8167 | Residential & Commercial | No
215679987 | Central HP <5.4 tons | ARCOAIRE | HRCU-A-CB (Split System: Heat Pump with Remote Outdoor Unit-Air-Source) | H5H0V36*K*AAA* |  |  | ESH5X60M12A*+WALLCON | *97CTN0802120A* | 34600 | 16.5 | 8.5 | 34600 | 24800 | 71.68% | 1.8 | 0 | 9.5 |  |  |  | No | R-454B | 2.8833 | Residential & Commercial | No
215679817 | Central HP <5.4 tons | ARCOAIRE | HRCU-A-CB (Split System: Heat Pump with Remote Outdoor Unit-Air-Source) | H5H0V36*K*AAA* |  |  | ESH5X42M12A*+WALLCON | *97CTN0601716A* | 33600 | 16 | 8.5 | 35800 | 25600 | 71.51% | 1.76 | 0 | 9 |  |  |  | No | R-454B | 2.8 | Residential & Commercial | No
213738492 | Central HP <5.4 tons | DAY & NIGHT | HRCU-A-CB (Split System: Heat Pump with Remote Outdoor Unit-Air-Source) | DLCURAH36ABK | ADP |  | PL36H175P069 | *80MSU0401712A* | 34000 | 16 | 8.5 | 36200 | 34200 | 94.48% | 2.02 | 0 | 9.5 |  |  |  | No | R-410A | 2.8333 | Residential & Commercial | No
215683067 | Central HP <5.4 tons | ARCOAIRE | HRCU-A-CB (Split System: Heat Pump with Remote Outdoor Unit-Air-Source) | H5H0V60*K*AAA* |  |  | EVD5X60M24A*+WALLCON | *80CSU0802120B* | 57000 | 18 | 9 | 62500 | 44000 | 70.4% | 2.1 | 0 | 9.5 |  |  |  | No | R-454B | 4.75 | Residential & Commercial | No
213738465 | Central HP <5.4 tons | DAY & NIGHT | HRCU-A-CB (Split System: Heat Pump with Remote Outdoor Unit-Air-Source) | DLCURAH36ABK | ADP |  | V,G36H***P449 | *80MS(N,L)0701412A* | 35000 | 16 | 8.1 | 36800 | 34600 | 94.02% | 1.94 | 0 | 9.5 |  |  |  | No | R-410A | 2.9167 | Residential & Commercial | No
216487380 | Central HP <5.4 tons | BRYANT HEATING AND COOLING SYSTEMS | HRCU-A-CB (Split System: Heat Pump with Remote Outdoor Unit-Air-Source) | 290VAN024**AA* | ADP |  | CE(P,V)3614G34*+TXV | 987MC60060C21*** | 22600 | 16 | 9 | 22200 | 16000 | 72.07% | 2.02 | 0 | 9.5 |  |  |  | No | R-454B | 1.8833 | Residential & Commercial | No
216487793 | Central HP <5.4 tons | BRYANT HEATING AND COOLING SYSTEMS | HRCU-A-CB (Split System: Heat Pump with Remote Outdoor Unit-Air-Source) | 290VAN024**AA* | ADP |  | CE(P,V)2417G31*+TXV | 986TD42060C17*** | 22600 | 17 | 9 | 22400 | 16300 | 72.77% | 1.96 | 0 | 9.5 |  |  |  | No | R-454B | 1.8833 | Residential & Commercial | No
216487800 | Central HP <5.4 tons | BRYANT HEATING AND COOLING SYSTEMS | HRCU-A-CB (Split System: Heat Pump with Remote Outdoor Unit-Air-Source) | 290VAN024**AA* | ADP |  | CE(P,V)2414G31*+TXV | 986TD42080C17*** | 22800 | 17 | 9 | 22600 | 16200 | 71.68% | 1.98 | 0 | 9.5 |  |  |  | No | R-454B | 1.9 | Residential & Commercial | No
216494124 | Central HP <5.4 tons | BRYANT HEATING AND COOLING SYSTEMS | HRCU-A-CB (Split System: Heat Pump with Remote Outdoor Unit-Air-Source) | 290VAN036**AA* | ADP |  | CE(P,V)3621G34*+TXV | 987MC66100C21*** | 33200 | 18 | 9 | 33400 | 24600 | 73.65% | 1.9 | 0 | 9.5 |  |  |  | No | R-454B | 2.7667 | Residential & Commercial | No
216494176 | Central HP <5.4 tons | BRYANT HEATING AND COOLING SYSTEMS | HRCU-A-CB (Split System: Heat Pump with Remote Outdoor Unit-Air-Source) | 290VAN036**AA* | ADP |  | CE(P,V)3621G34*+TXV | 986TD60080C21*** | 33200 | 18 | 9 | 33400 | 24600 | 73.65% | 1.88 | 0 | 9.5 |  |  |  | No | R-454B | 2.7667 | Residential & Commercial | No
216487399 | Central HP <5.4 tons | BRYANT HEATING AND COOLING SYSTEMS | HRCU-A-CB (Split System: Heat Pump with Remote Outdoor Unit-Air-Source) | 290VAN036**AA* | ADP |  | CE(P,V)3614G34*+TXV | 88*TB48070C17*** | 33000 | 18 | 9 | 33600 | 24800 | 73.81% | 1.88 | 0 | 9.5 |  |  |  | No | R-454B | 2.75 | Residential & Commercial | No
212479915 | Central HP <5.4 tons | CARRIER | HRCU-A-CB (Split System: Heat Pump with Remote Outdoor Unit-Air-Source) | 38MURAQ24AB3* | ADP |  | V,C36H175P139 | 58SP*A045V17**16 | 23000 | 17 | 8.5 | 24000 | 23200 | 96.67% | 1.96 | 0 | 9.5 |  |  |  | No | R-410A | 1.9167 | Residential & Commercial | No
212480017 | Central HP <5.4 tons | CARRIER | HRCU-A-CB (Split System: Heat Pump with Remote Outdoor Unit-Air-Source) | 38MURAQ24AB3* | ADP |  | A24VBA+TXV | 59SC2D060E14**12 | 23000 | 17 | 8.5 | 24000 | 23200 | 96.67% | 1.96 | 0 | 9.5 |  |  |  | No | R-410A | 1.9167 | Residential & Commercial | No
212479900 | Central HP <5.4 tons | CARRIER | HRCU-A-CB (Split System: Heat Pump with Remote Outdoor Unit-Air-Source) | 38MURAQ24AB3* | ADP |  | C36A***L139 | 58SP*A045V17**16 | 23000 | 17 | 8.5 | 24000 | 23200 | 96.67% | 1.96 | 0 | 9.5 |  |  |  | No | R-410A | 1.9167 | Residential & Commercial | No
212480050 | Central HP <5.4 tons | CARRIER | HRCU-A-CB (Split System: Heat Pump with Remote Outdoor Unit-Air-Source) | 38MURAQ24AB3* | ADP |  | A36VCA+TXV | 59SC5B040E17**12 | 24200 | 15.2 | 8.5 | 24800 | 22200 | 89.52% | 1.84 | 0 | 9.5 |  |  |  | No | R-410A | 2.0167 | Residential & Commercial | No
216487431 | Central HP <5.4 tons | BRYANT HEATING AND COOLING SYSTEMS | HRCU-A-CB (Split System: Heat Pump with Remote Outdoor Unit-Air-Source) | 290VAN036**AA* | ADP |  | CE(P,V)3614G34*+TXV | 987MC60060C21*** | 32400 | 17 | 9 | 32800 | 24600 | 75% | 1.9 | 0 | 9.5 |  |  |  | No | R-454B | 2.7 | Residential & Commercial | No
216494114 | Central HP <5.4 tons | BRYANT HEATING AND COOLING SYSTEMS | HRCU-A-CB (Split System: Heat Pump with Remote Outdoor Unit-Air-Source) | 290VAN036**AA* | ADP |  | CE(P,V)3621G34*+TXV | 88*TB48070C17*** | 33000 | 18 | 9 | 33600 | 24800 | 73.81% | 1.88 | 0 | 9.5 |  |  |  | No | R-454B | 2.75 | Residential & Commercial | No
213738534 | Central HP <5.4 tons | DAY & NIGHT | HRCU-A-CB (Split System: Heat Pump with Remote Outdoor Unit-Air-Source) | DLCURAH36ABK | ADP |  | FG33936 | *92MSN0601714A* | 35000 | 16 | 8.1 | 36800 | 34800 | 94.57% | 1.82 | 0 | 9.5 |  |  |  | No | R-410A | 2.9167 | Residential & Commercial | No
216494133 | Central HP <5.4 tons | BRYANT HEATING AND COOLING SYSTEMS | HRCU-A-CB (Split System: Heat Pump with Remote Outdoor Unit-Air-Source) | 290VAN048**AA* | ADP |  | CE(P,V)4824G1K*+TXV | 88*TB66135C24*** | 43500 | 18 | 9 | 45500 | 33200 | 72.97% | 2.08 | 0 | 9.5 |  |  |  | No | R-454B | 3.625 | Residential & Commercial | No
216487456 | Central HP <5.4 tons | BRYANT HEATING AND COOLING SYSTEMS | HRCU-A-CB (Split System: Heat Pump with Remote Outdoor Unit-Air-Source) | 290VAN048**AA* | ADP |  | CE(P,V)6024G48*+TXV | 88*TB36070C14*** | 45000 | 16 | 8.5 | 46500 | 33200 | 71.4% | 1.96 | 0 | 9 |  |  |  | No | R-454B | 3.75 | Residential & Commercial | No
215678017 | Central HP <5.4 tons | ARCOAIRE | HRCU-A-CB (Split System: Heat Pump with Remote Outdoor Unit-Air-Source) | H5H0V60*K*AAA* |  |  | EA*5X61M24A*+WALLCON | *96CTN1002122B* | 56000 | 18.5 | 9 | 60000 | 42000 | 70% | 2.02 | 0 | 9 |  |  |  | No | R-454B | 4.6667 | Residential & Commercial | No
215677817 | Central HP <5.4 tons | ARCOAIRE | HRCU-A-CB (Split System: Heat Pump with Remote Outdoor Unit-Air-Source) | H5H0V60*K*AAA* |  |  | EA*5X60M24A*+WALLCON | *95CSU1002122B* | 55000 | 18.5 | 8.5 | 59000 | 41500 | 70.34% | 2.04 | 0 | 9 |  |  |  | No | R-454B | 4.5833 | Residential & Commercial | No
215677347 | Central HP <5.4 tons | ARCOAIRE | HRCU-A-CB (Split System: Heat Pump with Remote Outdoor Unit-Air-Source) | H5H0V60*K*AAA* |  |  | EVD5X60M21A*+WALLCON | *80CTL0702120B* | 56500 | 18 | 9 | 64000 | 45000 | 70.31% | 2.06 | 0 | 9 |  |  |  | No | R-454B | 4.7083 | Residential & Commercial | No
215677027 | Central HP <5.4 tons | ARCOAIRE | HRCU-A-CB (Split System: Heat Pump with Remote Outdoor Unit-Air-Source) | H5H0V60*K*AAA* |  |  | EVM5X60M21A*+WALLCON | *95CSU0802120B* | 56500 | 18 | 9 | 64000 | 45000 | 70.31% | 2.06 | 0 | 9 |  |  |  | No | R-454B | 4.7083 | Residential & Commercial | No
216487499 | Central HP <5.4 tons | BRYANT HEATING AND COOLING SYSTEMS | HRCU-A-CB (Split System: Heat Pump with Remote Outdoor Unit-Air-Source) | 290VAN048**AA* | ADP |  | CE(P,V)4817G1K*+TXV | 88*TB60110C21*** | 44500 | 18 | 9 | 46500 | 33600 | 72.26% | 2.06 | 0 | 9.5 |  |  |  | No | R-454B | 3.7083 | Residential & Commercial | No
216487540 | Central HP <5.4 tons | BRYANT HEATING AND COOLING SYSTEMS | HRCU-A-CB (Split System: Heat Pump with Remote Outdoor Unit-Air-Source) | 290VAN048**AA* | ADP |  | CE(P,V)4821G1K*+TXV | 987MC66100C21*** | 43500 | 18 | 9 | 45500 | 33200 | 72.97% | 2.06 | 0 | 9.5 |  |  |  | No | R-454B | 3.625 | Residential & Commercial | No
216487874 | Central HP <5.4 tons | BRYANT HEATING AND COOLING SYSTEMS | HRCU-A-CB (Split System: Heat Pump with Remote Outdoor Unit-Air-Source) | 290VAN048**AA* | ADP |  | CE(P,V)4821G1K*+TXV | 986TD60080C21*** | 44000 | 17 | 9 | 45500 | 33200 | 72.97% | 2.06 | 0 | 9.5 |  |  |  | No | R-454B | 3.6667 | Residential & Commercial | No
216487885 | Central HP <5.4 tons | BRYANT HEATING AND COOLING SYSTEMS | HRCU-A-CB (Split System: Heat Pump with Remote Outdoor Unit-Air-Source) | 290VAN048**AA* | ADP |  | CE(P,V)4817G1K*+TXV | 986TD66120C24*** | 43500 | 18 | 9 | 45500 | 33200 | 72.97% | 2.06 | 0 | 9.5 |  |  |  | No | R-454B | 3.625 | Residential & Commercial | No
216487519 | Central HP <5.4 tons | BRYANT HEATING AND COOLING SYSTEMS | HRCU-A-CB (Split System: Heat Pump with Remote Outdoor Unit-Air-Source) | 290VAN048**AA* | ADP |  | CE(P,V)6021G48*+TXV | 987MC60060C21*** | 45000 | 17 | 9 | 45500 | 33600 | 73.85% | 2.06 | 0 | 9.5 |  |  |  | No | R-454B | 3.75 | Residential & Commercial | No
215679877 | Central HP <5.4 tons | ARCOAIRE | HRCU-A-CB (Split System: Heat Pump with Remote Outdoor Unit-Air-Source) | H5H0V36*K*AAA* |  |  | ESH5X48M12A*+WALLCON | *80CSU0401712B* | 34200 | 17 | 8.5 | 35400 | 25200 | 71.19% | 1.9 | 0 | 9.5 |  |  |  | No | R-454B | 2.85 | Residential & Commercial | No
215679827 | Central HP <5.4 tons | ARCOAIRE | HRCU-A-CB (Split System: Heat Pump with Remote Outdoor Unit-Air-Source) | H5H0V36*K*AAA* |  |  | ESH5X42M12A*+WALLCON | *97CTN0801716A* | 33800 | 16 | 8.5 | 35800 | 25400 | 70.95% | 1.76 | 0 | 9 |  |  |  | No | R-454B | 2.8167 | Residential & Commercial | No
215679627 | Central HP <5.4 tons | ARCOAIRE | HRCU-A-CB (Split System: Heat Pump with Remote Outdoor Unit-Air-Source) | H5H0V36*K*AAA* |  |  | EA*5X61M21A*+WALLCON | *97CTN0601716A* | 34400 | 17.5 | 9 | 34600 | 25200 | 72.83% | 1.9 | 0 | 9.5 |  |  |  | No | R-454B | 2.8667 | Residential & Commercial | No
216494175 | Central HP <5.4 tons | BRYANT HEATING AND COOLING SYSTEMS | HRCU-A-CB (Split System: Heat Pump with Remote Outdoor Unit-Air-Source) | 290VAN036**AA* | ADP |  | CE(P,V)3621G34*+TXV | 986TD42080C17*** | 33000 | 18 | 9 | 33600 | 24800 | 73.81% | 1.88 | 0 | 9 |  |  |  | No | R-454B | 2.75 | Residential & Commercial | No
216487834 | Central HP <5.4 tons | BRYANT HEATING AND COOLING SYSTEMS | HRCU-A-CB (Split System: Heat Pump with Remote Outdoor Unit-Air-Source) | 290VAN036**AA* | ADP |  | H,PG53*36+TXV | 986TD42060C17*** | 34000 | 18 | 9 | 33000 | 24600 | 74.55% | 1.9 | 0 | 9.5 |  |  |  | No | R-454B | 2.8333 | Residential & Commercial | No
216487843 | Central HP <5.4 tons | BRYANT HEATING AND COOLING SYSTEMS | HRCU-A-CB (Split System: Heat Pump with Remote Outdoor Unit-Air-Source) | 290VAN036**AA* | ADP |  | CE(P,V)3614G34*+TXV | 986TD60080C21*** | 33200 | 18 | 9 | 33400 | 24600 | 73.65% | 1.88 | 0 | 9.5 |  |  |  | No | R-454B | 2.7667 | Residential & Commercial | No
212984967 | Central HP <5.4 tons | KEEPRITE | HRCU-A-CB (Split System: Heat Pump with Remote Outdoor Unit-Air-Source) | DLCURAH30ABK |  |  | EA*4X36L21A* | *92MSN0802120A* | 30000 | 15.2 | 8.1 | 34400 | 28000 | 81.4% | 1.78 | 0 | 9 |  |  |  | No | R-410A | 2.5 | Residential & Commercial | No
216487556 | Central HP <5.4 tons | BRYANT HEATING AND COOLING SYSTEMS | HRCU-A-CB (Split System: Heat Pump with Remote Outdoor Unit-Air-Source) | 290VAN060**AA* | ADP |  | CE(P,V)6021G48*+TXV | 88*TB60090C21*** | 55500 | 19 | 9 | 57500 | 41000 | 71.3% | 2.02 | 0 | 8.5 |  |  |  | No | R-454B | 4.625 | Residential & Commercial | No
216487578 | Central HP <5.4 tons | BRYANT HEATING AND COOLING SYSTEMS | HRCU-A-CB (Split System: Heat Pump with Remote Outdoor Unit-Air-Source) | 290VAN060**AA* | ADP |  | CE(P,V)6024G48*+TXV | 987MC66120C24*** | 55000 | 18 | 8.5 | 57500 | 41000 | 71.3% | 1.9 | 0 | 9 |  |  |  | No | R-454B | 4.5833 | Residential & Commercial | No
213369429 | Central HP <5.4 tons | CARRIER | HRCU-A-CB (Split System: Heat Pump with Remote Outdoor Unit-Air-Source) | 38MURAQ36AB3* | ADP |  | H,PG7J936 | 59TP6B120V24**22 | 35200 | 16 | 8.1 | 36800 | 34600 | 94.02% | 1.88 | 0 | 9.5 |  |  |  | No | R-410A | 2.9333 | Residential & Commercial | No
213369436 | Central HP <5.4 tons | CARRIER | HRCU-A-CB (Split System: Heat Pump with Remote Outdoor Unit-Air-Source) | 38MURAQ36AB3* | ADP |  | H,PG7J936 | 59TP6C120V24**22 | 34000 | 16 | 8.5 | 36200 | 34200 | 94.48% | 2.02 | 0 | 9.5 |  |  |  | No | R-410A | 2.8333 | Residential & Commercial | No
212480140 | Central HP <5.4 tons | CARRIER | HRCU-A-CB (Split System: Heat Pump with Remote Outdoor Unit-Air-Source) | 38MURAQ24AB3* | ADP |  | A24VBA+TXV | 59TP6B040V14**10 | 22800 | 16 | 8.5 | 24000 | 23400 | 97.5% | 1.96 | 0 | 9.5 |  |  |  | No | R-410A | 1.9 | Residential & Commercial | No
215676157 | Central HP <5.4 tons | ARCOAIRE | HRCU-A-CB (Split System: Heat Pump with Remote Outdoor Unit-Air-Source) | H5H0V48*K*AAA* |  |  | EVD5X48M21A*+WALLCON | *96CTN0801714B* | 46500 | 18 | 9 | 50000 | 35600 | 71.2% | 2 | 0 | 9.5 |  |  |  | No | R-454B | 3.875 | Residential & Commercial | No
211712902 | Central HP <5.4 tons | KEEPRITE | HRCU-A-CB (Split System: Heat Pump with Remote Outdoor Unit-Air-Source) | DLCURAH30ABK |  |  | EA*4X42L24A* | *92ESN0802120A* | 30600 | 15.2 | 8.1 | 34200 | 26800 | 78.36% | 1.82 | 0 | 9 |  |  |  | No | R-410A | 2.55 | Residential & Commercial | No
216487482 | Central HP <5.4 tons | BRYANT HEATING AND COOLING SYSTEMS | HRCU-A-CB (Split System: Heat Pump with Remote Outdoor Unit-Air-Source) | 290VAN048**AA* | ADP |  | CE(P,V)4817G1K*+TXV | 88*TB60070C21*** | 44000 | 17 | 9 | 46500 | 33800 | 72.69% | 2.06 | 0 | 9.5 |  |  |  | No | R-454B | 3.6667 | Residential & Commercial | No
216487447 | Central HP <5.4 tons | BRYANT HEATING AND COOLING SYSTEMS | HRCU-A-CB (Split System: Heat Pump with Remote Outdoor Unit-Air-Source) | 290VAN048**AA* | ADP |  | CE(P,V)6024G48*+TXV | 88*TB36045C17*** | 43500 | 17 | 9 | 47000 | 34600 | 73.62% | 2.02 | 0 | 9 |  |  |  | No | R-454B | 3.625 | Residential & Commercial | No
216487458 | Central HP <5.4 tons | BRYANT HEATING AND COOLING SYSTEMS | HRCU-A-CB (Split System: Heat Pump with Remote Outdoor Unit-Air-Source) | 290VAN048**AA* | ADP |  | CE(P,V)4817G1K*+TXV | 88*TB36070C14*** | 44500 | 16 | 8.5 | 47500 | 33800 | 71.16% | 1.94 | 0 | 9 |  |  |  | No | R-454B | 3.7083 | Residential & Commercial | No
216487472 | Central HP <5.4 tons | BRYANT HEATING AND COOLING SYSTEMS | HRCU-A-CB (Split System: Heat Pump with Remote Outdoor Unit-Air-Source) | 290VAN048**AA* | ADP |  | CE(P,V)6024G48*+TXV | 88*TB48090C17*** | 44500 | 17 | 9 | 46000 | 33400 | 72.61% | 2.06 | 0 | 9.5 |  |  |  | No | R-454B | 3.7083 | Residential & Commercial | No
216487812 | Central HP <5.4 tons | BRYANT HEATING AND COOLING SYSTEMS | HRCU-A-CB (Split System: Heat Pump with Remote Outdoor Unit-Air-Source) | 290VAN024**AA* | ADP |  | CE(P,V)3614G34*+TXV | 986TD66100C21*** | 22600 | 17 | 9 | 22000 | 15900 | 72.27% | 2.02 | 0 | 9.5 |  |  |  | No | R-454B | 1.8833 | Residential & Commercial | No
215675757 | Central HP <5.4 tons | ARCOAIRE | HRCU-A-CB (Split System: Heat Pump with Remote Outdoor Unit-Air-Source) | H5H0V48*K*AAA* |  |  | EVM5X60M21A*+WALLCON | *95CSU0601716B* | 47500 | 18 | 9 | 50000 | 37200 | 74.4% | 1.98 | 0 | 9.5 |  |  |  | No | R-454B | 3.9583 | Residential & Commercial | No
216487824 | Central HP <5.4 tons | BRYANT HEATING AND COOLING SYSTEMS | HRCU-A-CB (Split System: Heat Pump with Remote Outdoor Unit-Air-Source) | 290VAN036**AA* | ADP |  | CE(P,V)3614G34*+TXV | 986TD30040C14*** | 31600 | 16 | 8.5 | 34600 | 25200 | 72.83% | 1.76 | 0 | 9 |  |  |  | No | R-454B | 2.6333 | Residential & Commercial | No
216487849 | Central HP <5.4 tons | BRYANT HEATING AND COOLING SYSTEMS | HRCU-A-CB (Split System: Heat Pump with Remote Outdoor Unit-Air-Source) | 290VAN036**AA* | ADP |  | CE(P,V)3614G34*+TXV | 986TD66100C21*** | 33200 | 18 | 9 | 33400 | 24600 | 73.65% | 1.9 | 0 | 9.5 |  |  |  | No | R-454B | 2.7667 | Residential & Commercial | No
215679787 | Central HP <5.4 tons | ARCOAIRE | HRCU-A-CB (Split System: Heat Pump with Remote Outdoor Unit-Air-Source) | H5H0V36*K*AAA* |  |  | ESH5X42M12A*+WALLCON | *96CTN0802120B* | 34000 | 16 | 8.5 | 35600 | 25200 | 70.79% | 1.76 | 0 | 9.5 |  |  |  | No | R-454B | 2.8333 | Residential & Commercial | No
215679517 | Central HP <5.4 tons | ARCOAIRE | HRCU-A-CB (Split System: Heat Pump with Remote Outdoor Unit-Air-Source) | H5H0V36*K*AAA* |  |  | EA*5X48M21A*+WALLCON | *97CTN0601716A* | 33400 | 17.5 | 9 | 35200 | 25400 | 72.16% | 1.88 | 0 | 9.5 |  |  |  | No | R-454B | 2.7833 | Residential & Commercial | No
214775809 | Central HP <5.4 tons | CARRIER | HRCU-A-CB (Split System: Heat Pump with Remote Outdoor Unit-Air-Source) | 38MURAQ24AB3* | ADP |  | V,C36H***P129 | 59TP6C060V14**12 | 23000 | 17 | 8.5 | 24600 | 23600 | 95.93% | 2 | 0 | 9.5 |  |  |  | No | R-410A | 1.9167 | Residential & Commercial | No
216487341 | Central HP <5.4 tons | BRYANT HEATING AND COOLING SYSTEMS | HRCU-A-CB (Split System: Heat Pump with Remote Outdoor Unit-Air-Source) | 290VAN024**AA* | ADP |  | CE(P,V)3614G34*+TXV | 88*TB60090C21*** | 22600 | 17 | 9 | 22000 | 15900 | 72.27% | 2.02 | 0 | 9.5 |  |  |  | No | R-454B | 1.8833 | Residential & Commercial | No
215792880 | Central HP <5.4 tons | CARRIER | HRCU-A-CB (Split System: Heat Pump with Remote Outdoor Unit-Air-Source) | 38MURAQ36AB3* | ADP |  | CDP36A20P | 59TP6C060V17**16 | 34600 | 15.2 | 8.5 | 36800 | 34600 | 94.02% | 1.94 | 0 | 9.5 |  |  |  | No | R-410A | 2.8833 | Residential & Commercial | No
216487573 | Central HP <5.4 tons | BRYANT HEATING AND COOLING SYSTEMS | HRCU-A-CB (Split System: Heat Pump with Remote Outdoor Unit-Air-Source) | 290VAN060**AA* | ADP |  | CE(P,V)6021G48*+TXV | 987MC66100C21*** | 55000 | 18 | 8.5 | 57500 | 41000 | 71.3% | 1.9 | 0 | 9 |  |  |  | No | R-454B | 4.5833 | Residential & Commercial | No
215677837 | Central HP <5.4 tons | ARCOAIRE | HRCU-A-CB (Split System: Heat Pump with Remote Outdoor Unit-Air-Source) | H5H0V60*K*AAA* |  |  | EA*5X60M24A*+WALLCON | *97CMN0802120B* | 54500 | 18 | 8.5 | 59500 | 42000 | 70.59% | 1.9 | 0 | 8.5 |  |  |  | No | R-454B | 4.5417 | Residential & Commercial | No
215675307 | Central HP <5.4 tons | ARCOAIRE | HRCU-A-CB (Split System: Heat Pump with Remote Outdoor Unit-Air-Source) | H5H0V48*K*AAA* |  |  | ESH5X60M12A*+WALLCON | *97CMN1202422B* | 45500 | 16.5 | 8.5 | 48000 | 33800 | 70.42% | 2.08 | 0 | 9.5 |  |  |  | No | R-454B | 3.7917 | Residential & Commercial | No
215675407 | Central HP <5.4 tons | ARCOAIRE | HRCU-A-CB (Split System: Heat Pump with Remote Outdoor Unit-Air-Source) | H5H0V48*K*AAA* |  |  | EVM5X48M21A*+WALLCON | *95CSU0601716B* | 46500 | 17.5 | 9 | 50000 | 37000 | 74% | 1.98 | 0 | 9.5 |  |  |  | No | R-454B | 3.875 | Residential & Commercial | No
216487789 | Central HP <5.4 tons | BRYANT HEATING AND COOLING SYSTEMS | HRCU-A-CB (Split System: Heat Pump with Remote Outdoor Unit-Air-Source) | 290VAN024**AA* | ADP |  | CE(P,V)3617G34*+TXV | 986TD30040C14*** | 22600 | 16 | 8.5 | 23000 | 16600 | 72.17% | 1.84 | 0 | 9.5 |  |  |  | No | R-454B | 1.8833 | Residential & Commercial | No
216011837 | Central HP <5.4 tons | COLEMAN | HRCU-A-CB (Split System: Heat Pump with Remote Outdoor Unit-Air-Source) | HMH72B341 | ADP |  | H,YE33936 | CP9C060B12MP13 | 32600 | 17 | 8.1 | 32000 | 23200 | 72.5% | 2.02 | 0 | 9.5 |  |  |  | No | R-410A | 2.7167 | Residential & Commercial | No
215675357 | Central HP <5.4 tons | ARCOAIRE | HRCU-A-CB (Split System: Heat Pump with Remote Outdoor Unit-Air-Source) | H5H0V48*K*AAA* |  |  | EVM5X48M21A*+WALLCON | *80CSU0601716A* | 47000 | 18 | 9 | 50000 | 36400 | 72.8% | 1.98 | 0 | 9.5 |  |  |  | No | R-454B | 3.9167 | Residential & Commercial | No
215675207 | Central HP <5.4 tons | ARCOAIRE | HRCU-A-CB (Split System: Heat Pump with Remote Outdoor Unit-Air-Source) | H5H0V48*K*AAA* |  |  | ESH5X60M12A*+WALLCON | *80CTL0902120B* | 45500 | 16.5 | 8.5 | 48000 | 33600 | 70% | 2.06 | 0 | 9.5 |  |  |  | No | R-454B | 3.7917 | Residential & Commercial | No
215675157 | Central HP <5.4 tons | ARCOAIRE | HRCU-A-CB (Split System: Heat Pump with Remote Outdoor Unit-Air-Source) | H5H0V48*K*AAA* |  |  | ESH5X60M12A*+WALLCON | *80CTL0451712B* | 45000 | 15.5 | 8.5 | 48500 | 34600 | 71.34% | 1.94 | 0 | 9 |  |  |  | No | R-454B | 3.75 | Residential & Commercial | No
215674905 | Central HP <5.4 tons | ARCOAIRE | HRCU-A-CB (Split System: Heat Pump with Remote Outdoor Unit-Air-Source) | H5H0V48*K*AAA* |  |  | ESH5X48M12A*+WALLCON | *95CSU0601716B* | 44500 | 16 | 8.5 | 49500 | 34800 | 70.3% | 1.92 | 0 | 9 |  |  |  | No | R-454B | 3.7083 | Residential & Commercial | No
215674706 | Central HP <5.4 tons | ARCOAIRE | HRCU-A-CB (Split System: Heat Pump with Remote Outdoor Unit-Air-Source) | H5H0V48*K*AAA* |  |  | ESH5X48M12A*+WALLCON | *80CSU0802120A* | 45000 | 16.5 | 8.5 | 48500 | 34200 | 70.52% | 2.06 | 0 | 9.5 |  |  |  | No | R-454B | 3.75 | Residential & Commercial | No
213369425 | Central HP <5.4 tons | CARRIER | HRCU-A-CB (Split System: Heat Pump with Remote Outdoor Unit-Air-Source) | 38MURAQ30AB3* | ADP |  | H,PG7J936 | 59TP6C100V21**22 | 29600 | 15.2 | 8.1 | 32600 | 27600 | 84.66% | 1.78 | 0 | 9 |  |  |  | No | R-410A | 2.4667 | Residential & Commercial | No
216487332 | Central HP <5.4 tons | BRYANT HEATING AND COOLING SYSTEMS | HRCU-A-CB (Split System: Heat Pump with Remote Outdoor Unit-Air-Source) | 290VAN024**AA* | ADP |  | CE(P,V)2414G31*+TXV | 88*TB60070C21*** | 21800 | 16 | 8.7 | 22000 | 15900 | 72.27% | 1.96 | 0 | 9.5 |  |  |  | No | R-454B | 1.8167 | Residential & Commercial | No
216487355 | Central HP <5.4 tons | BRYANT HEATING AND COOLING SYSTEMS | HRCU-A-CB (Split System: Heat Pump with Remote Outdoor Unit-Air-Source) | 290VAN024**AA* | ADP |  | CE(P,V)2417G31*+TXV | 88*TB66135C24*** | 23000 | 15.2 | 8.5 | 23000 | 16400 | 71.3% | 1.86 | 0 | 9.5 |  |  |  | No | R-454B | 1.9167 | Residential & Commercial | No
216487493 | Central HP <5.4 tons | BRYANT HEATING AND COOLING SYSTEMS | HRCU-A-CB (Split System: Heat Pump with Remote Outdoor Unit-Air-Source) | 290VAN048**AA* | ADP |  | CE(P,V)4821G1K*+TXV | 88*TB60090C21*** | 44500 | 18 | 9 | 46500 | 33600 | 72.26% | 2.06 | 0 | 9.5 |  |  |  | No | R-454B | 3.7083 | Residential & Commercial | No
216487864 | Central HP <5.4 tons | BRYANT HEATING AND COOLING SYSTEMS | HRCU-A-CB (Split System: Heat Pump with Remote Outdoor Unit-Air-Source) | 290VAN048**AA* | ADP |  | CE(P,V)4817G1K*+TXV | 986TD42080C17*** | 44000 | 17 | 9 | 47000 | 33600 | 71.49% | 2.04 | 0 | 9.5 |  |  |  | No | R-454B | 3.6667 | Residential & Commercial | No
215678047 | Central HP <5.4 tons | ARCOAIRE | HRCU-A-CB (Split System: Heat Pump with Remote Outdoor Unit-Air-Source) | H5H0V60*K*AAA* |  |  | ESH5X60M12A*+WALLCON | *80CSU1002120A* | 55500 | 17 | 8.5 | 60000 | 42000 | 70% | 1.9 | 0 | 8.5 |  |  |  | No | R-454B | 4.625 | Residential & Commercial | No
215677327 | Central HP <5.4 tons | ARCOAIRE | HRCU-A-CB (Split System: Heat Pump with Remote Outdoor Unit-Air-Source) | H5H0V60*K*AAA* |  |  | EVD5X60M21A*+WALLCON | *80CSU1002120A* | 56500 | 18 | 9 | 64000 | 45000 | 70.31% | 2.08 | 0 | 9 |  |  |  | No | R-454B | 4.7083 | Residential & Commercial | No
215677807 | Central HP <5.4 tons | ARCOAIRE | HRCU-A-CB (Split System: Heat Pump with Remote Outdoor Unit-Air-Source) | H5H0V60*K*AAA* |  |  | EA*5X60M24A*+WALLCON | *95CSU0802120B* | 54500 | 18 | 8.5 | 59500 | 42000 | 70.59% | 1.9 | 0 | 8.5 |  |  |  | No | R-454B | 4.5417 | Residential & Commercial | No
215677037 | Central HP <5.4 tons | ARCOAIRE | HRCU-A-CB (Split System: Heat Pump with Remote Outdoor Unit-Air-Source) | H5H0V60*K*AAA* |  |  | EVM5X60M21A*+WALLCON | *95CSU1002122B* | 57000 | 18 | 9 | 63500 | 44500 | 70.08% | 2.08 | 0 | 9 |  |  |  | No | R-454B | 4.75 | Residential & Commercial | No
215679777 | Central HP <5.4 tons | ARCOAIRE | HRCU-A-CB (Split System: Heat Pump with Remote Outdoor Unit-Air-Source) | H5H0V36*K*AAA* |  |  | ESH5X36M12A*+WALLCON | *97CTN1202422A* | 33800 | 16.5 | 8.5 | 35800 | 25400 | 70.95% | 1.76 | 0 | 9.5 |  |  |  | No | R-454B | 2.8167 | Residential & Commercial | No
213738345 | Central HP <5.4 tons | DAY & NIGHT | HRCU-A-CB (Split System: Heat Pump with Remote Outdoor Unit-Air-Source) | DLCURAH30ABK | ADP |  | FG32936 | *80MS(N,L)0701712A* | 28800 | 15.2 | 8.1 | 32600 | 27200 | 83.44% | 1.8 | 0 | 8.5 |  |  |  | No | R-410A | 2.4 | Residential & Commercial | No
213738346 | Central HP <5.4 tons | DAY & NIGHT | HRCU-A-CB (Split System: Heat Pump with Remote Outdoor Unit-Air-Source) | DLCURAH30ABK | ADP |  | FG33936 | *80MS(N,L)0701712A* | 29200 | 15.2 | 8.1 | 32600 | 27200 | 83.44% | 1.8 | 0 | 8.5 |  |  |  | No | R-410A | 2.4333 | Residential & Commercial | No
216487391 | Central HP <5.4 tons | BRYANT HEATING AND COOLING SYSTEMS | HRCU-A-CB (Split System: Heat Pump with Remote Outdoor Unit-Air-Source) | 290VAN036**AA* | ADP |  | CE(P,V)3614G34*+TXV | 88*TB36045C17*** | 32800 | 17 | 9 | 33600 | 25000 | 74.4% | 1.88 | 0 | 9 |  |  |  | No | R-454B | 2.7333 | Residential & Commercial | No
216487434 | Central HP <5.4 tons | BRYANT HEATING AND COOLING SYSTEMS | HRCU-A-CB (Split System: Heat Pump with Remote Outdoor Unit-Air-Source) | 290VAN036**AA* | ADP |  | CE(P,V)3614G34*+TXV | 987MC60080C21*** | 33200 | 18 | 9 | 33400 | 24600 | 73.65% | 1.88 | 0 | 9.5 |  |  |  | No | R-454B | 2.7667 | Residential & Commercial | No
216487566 | Central HP <5.4 tons | BRYANT HEATING AND COOLING SYSTEMS | HRCU-A-CB (Split System: Heat Pump with Remote Outdoor Unit-Air-Source) | 290VAN060**AA* | ADP |  | CE(P,V)6021G48*+TXV | 987MC60060C21*** | 54000 | 17 | 8.5 | 58500 | 42000 | 71.79% | 1.86 | 0 | 8 |  |  |  | No | R-454B | 4.5 | Residential & Commercial | No
215675327 | Central HP <5.4 tons | ARCOAIRE | HRCU-A-CB (Split System: Heat Pump with Remote Outdoor Unit-Air-Source) | H5H0V48*K*AAA* |  |  | ESH5X60M12A*+WALLCON | *96CTN1002122B* | 45500 | 16.5 | 8.5 | 48000 | 33800 | 70.42% | 2.08 | 0 | 9.5 |  |  |  | No | R-454B | 3.7917 | Residential & Commercial | No
215675177 | Central HP <5.4 tons | ARCOAIRE | HRCU-A-CB (Split System: Heat Pump with Remote Outdoor Unit-Air-Source) | H5H0V48*K*AAA* |  |  | ESH5X60M12A*+WALLCON | *80CTL0701716B* | 45000 | 16 | 8.5 | 48500 | 34200 | 70.52% | 1.94 | 0 | 9 |  |  |  | No | R-454B | 3.75 | Residential & Commercial | No
215677077 | Central HP <5.4 tons | ARCOAIRE | HRCU-A-CB (Split System: Heat Pump with Remote Outdoor Unit-Air-Source) | H5H0V60*K*AAA* |  |  | EVM5X60M21A*+WALLCON | *96CTN1002122B* | 56500 | 18.5 | 9 | 64000 | 45000 | 70.31% | 2.08 | 0 | 9 |  |  |  | No | R-454B | 4.7083 | Residential & Commercial | No
216487558 | Central HP <5.4 tons | BRYANT HEATING AND COOLING SYSTEMS | HRCU-A-CB (Split System: Heat Pump with Remote Outdoor Unit-Air-Source) | 290VAN060**AA* | ADP |  | CE(P,V)6024G48*+TXV | 88*TB60090C21*** | 55500 | 19 | 9 | 57500 | 41000 | 71.3% | 2.02 | 0 | 8.5 |  |  |  | No | R-454B | 4.625 | Residential & Commercial | No
216487389 | Central HP <5.4 tons | BRYANT HEATING AND COOLING SYSTEMS | HRCU-A-CB (Split System: Heat Pump with Remote Outdoor Unit-Air-Source) | 290VAN024**AA* | ADP |  | CE(P,V)3617G34*+TXV | 987MC66100C21*** | 22600 | 17 | 9 | 22000 | 15900 | 72.27% | 2.02 | 0 | 9.5 |  |  |  | No | R-454B | 1.8833 | Residential & Commercial | No
216487791 | Central HP <5.4 tons | BRYANT HEATING AND COOLING SYSTEMS | HRCU-A-CB (Split System: Heat Pump with Remote Outdoor Unit-Air-Source) | 290VAN024**AA* | ADP |  | CE(P,V)2414G31*+TXV | 986TD42060C17*** | 22600 | 17 | 9 | 22400 | 16300 | 72.77% | 1.96 | 0 | 9.5 |  |  |  | No | R-454B | 1.8833 | Residential & Commercial | No
216494110 | Central HP <5.4 tons | BRYANT HEATING AND COOLING SYSTEMS | HRCU-A-CB (Split System: Heat Pump with Remote Outdoor Unit-Air-Source) | 290VAN024**AA* | ADP |  | CE(P,V)3621G34*+TXV | 987MC60060C21*** | 22600 | 16 | 9 | 22200 | 16000 | 72.07% | 2.02 | 0 | 9.5 |  |  |  | No | R-454B | 1.8833 | Residential & Commercial | No
215677197 | Central HP <5.4 tons | ARCOAIRE | HRCU-A-CB (Split System: Heat Pump with Remote Outdoor Unit-Air-Source) | H5H0V60*K*AAA* |  |  | EVM5X60M24A*+WALLCON | *96CTN1002122B* | 56500 | 18.5 | 9 | 63000 | 44500 | 70.63% | 2.08 | 0 | 9 |  |  |  | No | R-454B | 4.7083 | Residential & Commercial | No
216494126 | Central HP <5.4 tons | BRYANT HEATING AND COOLING SYSTEMS | HRCU-A-CB (Split System: Heat Pump with Remote Outdoor Unit-Air-Source) | 290VAN048**AA* | ADP |  | CE(P,V)4824G1K*+TXV | 88*TB36045C17*** | 43500 | 17 | 9 | 47000 | 34600 | 73.62% | 2.02 | 0 | 9 |  |  |  | No | R-454B | 3.625 | Residential & Commercial | No
216487474 | Central HP <5.4 tons | BRYANT HEATING AND COOLING SYSTEMS | HRCU-A-CB (Split System: Heat Pump with Remote Outdoor Unit-Air-Source) | 290VAN048**AA* | ADP |  | CE(P,V)4817G1K*+TXV | 88*TB48090C17*** | 44000 | 17 | 9 | 46500 | 33800 | 72.69% | 2.06 | 0 | 9.5 |  |  |  | No | R-454B | 3.6667 | Residential & Commercial | No
216487476 | Central HP <5.4 tons | BRYANT HEATING AND COOLING SYSTEMS | HRCU-A-CB (Split System: Heat Pump with Remote Outdoor Unit-Air-Source) | 290VAN048**AA* | ADP |  | CE(P,V)4821G1K*+TXV | 88*TB48090C17*** | 44000 | 17 | 9 | 46500 | 33800 | 72.69% | 2.06 | 0 | 9.5 |  |  |  | No | R-454B | 3.6667 | Residential & Commercial | No
216487515 | Central HP <5.4 tons | BRYANT HEATING AND COOLING SYSTEMS | HRCU-A-CB (Split System: Heat Pump with Remote Outdoor Unit-Air-Source) | 290VAN048**AA* | ADP |  | CE(P,V)4817G1K*+TXV | 987MC42080C17*** | 44000 | 17 | 9 | 47000 | 34200 | 72.77% | 2.04 | 0 | 9 |  |  |  | No | R-454B | 3.6667 | Residential & Commercial | No
215675417 | Central HP <5.4 tons | ARCOAIRE | HRCU-A-CB (Split System: Heat Pump with Remote Outdoor Unit-Air-Source) | H5H0V48*K*AAA* |  |  | EVM5X48M21A*+WALLCON | *95CSU0802120B* | 47000 | 18 | 9 | 50000 | 36600 | 73.2% | 1.98 | 0 | 9.5 |  |  |  | No | R-454B | 3.9167 | Residential & Commercial | No
215682117 | Central HP <5.4 tons | ARCOAIRE | HRCU-A-CB (Split System: Heat Pump with Remote Outdoor Unit-Air-Source) | H5H0V48*K*AAA* |  |  | EVD5X48M21A*+WALLCON | *80CSU0601716B* | 47000 | 18 | 9 | 50000 | 36400 | 72.8% | 2 | 0 | 9.5 |  |  |  | No | R-454B | 3.9167 | Residential & Commercial | No
213738339 | Central HP <5.4 tons | DAY & NIGHT | HRCU-A-CB (Split System: Heat Pump with Remote Outdoor Unit-Air-Source) | DLCURAH30ABK | ADP |  | FG35936 | *80MS(N,L)0701412A* | 29000 | 15.2 | 8.1 | 32400 | 26800 | 82.72% | 1.82 | 0 | 8.5 |  |  |  | No | R-410A | 2.4167 | Residential & Commercial | No
213738341 | Central HP <5.4 tons | DAY & NIGHT | HRCU-A-CB (Split System: Heat Pump with Remote Outdoor Unit-Air-Source) | DLCURAH30ABK | ADP |  | FG80936 | *80MS(N,L)0701412A* | 29400 | 15.2 | 8.1 | 32400 | 26800 | 82.72% | 1.82 | 0 | 8.5 |  |  |  | No | R-410A | 2.45 | Residential & Commercial | No
213738348 | Central HP <5.4 tons | DAY & NIGHT | HRCU-A-CB (Split System: Heat Pump with Remote Outdoor Unit-Air-Source) | DLCURAH30ABK | ADP |  | V,G36H175P159 | *80MS(N,L)0701712A* | 29800 | 15.2 | 8.1 | 32600 | 27200 | 83.44% | 1.8 | 0 | 9 |  |  |  | No | R-410A | 2.4833 | Residential & Commercial | No
213738347 | Central HP <5.4 tons | DAY & NIGHT | HRCU-A-CB (Split System: Heat Pump with Remote Outdoor Unit-Air-Source) | DLCURAH30ABK | ADP |  | PL36H175P159 | *80MS(N,L)0701712A* | 29800 | 15.2 | 8.1 | 32600 | 27200 | 83.44% | 1.8 | 0 | 9 |  |  |  | No | R-410A | 2.4833 | Residential & Commercial | No
215681717 | Central HP <5.4 tons | ARCOAIRE | HRCU-A-CB (Split System: Heat Pump with Remote Outdoor Unit-Air-Source) | H5H0V48*K*AAA* |  |  | ESH5X60M12A*+WALLCON | *97CTN0801716A* | 45000 | 16 | 8.5 | 48500 | 34200 | 70.52% | 1.94 | 0 | 9 |  |  |  | No | R-454B | 3.75 | Residential & Commercial | No
213738361 | Central HP <5.4 tons | DAY & NIGHT | HRCU-A-CB (Split System: Heat Pump with Remote Outdoor Unit-Air-Source) | DLCURAH30ABK | ADP |  | PL36H175P789 | *80MSU0401712A* | 29800 | 15.2 | 8.1 | 32200 | 27200 | 84.47% | 1.8 | 0 | 9 |  |  |  | No | R-410A | 2.4833 | Residential & Commercial | No
215676707 | Central HP <5.4 tons | ARCOAIRE | HRCU-A-CB (Split System: Heat Pump with Remote Outdoor Unit-Air-Source) | H5H0V48*K*AAA* |  |  | EVD5X61M21A*+WALLCON | *80CTL0451712B* | 48000 | 18.5 | 9 | 50000 | 37600 | 75.2% | 1.98 | 0 | 9.5 |  |  |  | No | R-454B | 4 | Residential & Commercial | No
215676437 | Central HP <5.4 tons | ARCOAIRE | HRCU-A-CB (Split System: Heat Pump with Remote Outdoor Unit-Air-Source) | H5H0V48*K*AAA* |  |  | EVD5X60M21A*+WALLCON | *80CTL0451712B* | 47500 | 18 | 9 | 50000 | 37600 | 75.2% | 1.98 | 0 | 9.5 |  |  |  | No | R-454B | 3.9583 | Residential & Commercial | No
215675187 | Central HP <5.4 tons | ARCOAIRE | HRCU-A-CB (Split System: Heat Pump with Remote Outdoor Unit-Air-Source) | H5H0V48*K*AAA* |  |  | ESH5X60M12A*+WALLCON | *80CTL0702120B* | 45500 | 16.5 | 8.5 | 48000 | 33800 | 70.42% | 2.06 | 0 | 9.5 |  |  |  | No | R-454B | 3.7917 | Residential & Commercial | No
213738350 | Central HP <5.4 tons | DAY & NIGHT | HRCU-A-CB (Split System: Heat Pump with Remote Outdoor Unit-Air-Source) | DLCURAH30ABK | ADP |  | FG35936 | *80MS(N,L)0701712A* | 29800 | 15.2 | 8.1 | 32600 | 27200 | 83.44% | 1.8 | 0 | 9 |  |  |  | No | R-410A | 2.4833 | Residential & Commercial | No
213738357 | Central HP <5.4 tons | DAY & NIGHT | HRCU-A-CB (Split System: Heat Pump with Remote Outdoor Unit-Air-Source) | DLCURAH30ABK | ADP |  | FG32936 | *80MSU0401712A* | 29000 | 15.2 | 8.1 | 32400 | 27600 | 85.19% | 1.76 | 0 | 8.5 |  |  |  | No | R-410A | 2.4167 | Residential & Commercial | No
212603236 | Central HP <5.4 tons | DAY & NIGHT | HRCU-A-CB (Split System: Heat Pump with Remote Outdoor Unit-Air-Source) | DLCURAH30ABK | ADP |  | PL36H210P179 | *92ESN1002120A* | 30600 | 15.2 | 8.1 | 32600 | 26600 | 81.6% | 1.82 | 0 | 9 |  |  |  | No | R-410A | 2.55 | Residential & Commercial | No
212498518 | Central HP <5.4 tons | CARRIER | HRCU-A-CB (Split System: Heat Pump with Remote Outdoor Unit-Air-Source) | 38MURAQ30AB3* | ADP |  | CE2903A+TXV |  | 29400 | 15.2 | 8.15 | 33200 | 27000 | 81.33% | 1.76 | 0 | 8.5 |  |  |  | No | R-410A | 2.45 | Residential & Commercial | No
212480260 | Central HP <5.4 tons | CARRIER | HRCU-A-CB (Split System: Heat Pump with Remote Outdoor Unit-Air-Source) | 38MURAQ30AB3* | ADP |  | PL36H210P749 | 59SC2D100E21**20 | 30600 | 15.2 | 8.1 | 32600 | 26600 | 81.6% | 1.82 | 0 | 9 |  |  |  | No | R-410A | 2.55 | Residential & Commercial | No
212480217 | Central HP <5.4 tons | CARRIER | HRCU-A-CB (Split System: Heat Pump with Remote Outdoor Unit-Air-Source) | 38MURAQ30AB3* | ADP |  | PL36H210P299 | 58SU*A080E21**20 | 29800 | 15.2 | 8.1 | 32200 | 26800 | 83.23% | 1.78 | 0 | 9 |  |  |  | No | R-410A | 2.4833 | Residential & Commercial | No
212480358 | Central HP <5.4 tons | CARRIER | HRCU-A-CB (Split System: Heat Pump with Remote Outdoor Unit-Air-Source) | 38MURAQ30AB3* | ADP |  | C36A***L159 | 59TP6B100V21**22 | 30000 | 15.2 | 8.1 | 32400 | 26800 | 82.72% | 1.8 | 0 | 9 |  |  |  | No | R-410A | 2.5 | Residential & Commercial | No
212480258 | Central HP <5.4 tons | CARRIER | HRCU-A-CB (Split System: Heat Pump with Remote Outdoor Unit-Air-Source) | 38MURAQ30AB3* | ADP |  | PL36H210P299 | 59SC2D100E21**20 | 31200 | 15.2 | 8.5 | 32000 | 25600 | 80% | 1.86 | 0 | 9 |  |  |  | No | R-410A | 2.6 | Residential & Commercial | No
212480342 | Central HP <5.4 tons | CARRIER | HRCU-A-CB (Split System: Heat Pump with Remote Outdoor Unit-Air-Source) | 38MURAQ30AB3* | ADP |  | PL36H210P749 | 59TP6B080V21**20 | 29200 | 15.2 | 8.1 | 32000 | 27000 | 84.38% | 1.78 | 0 | 8.5 |  |  |  | No | R-410A | 2.4333 | Residential & Commercial | No
215677267 | Central HP <5.4 tons | ARCOAIRE | HRCU-A-CB (Split System: Heat Pump with Remote Outdoor Unit-Air-Source) | H5H0V60*K*AAA* |  |  | EVM5X61M24A*+WALLCON | *97CMN0602120B* | 56500 | 18 | 9 | 65000 | 45500 | 70% | 2.06 | 0 | 8.5 |  |  |  | No | R-454B | 4.7083 | Residential & Commercial | No
215677617 | Central HP <5.4 tons | ARCOAIRE | HRCU-A-CB (Split System: Heat Pump with Remote Outdoor Unit-Air-Source) | H5H0V60*K*AAA* |  |  | EVD5X61M21A*+WALLCON | *97CMN0602120B* | 56000 | 17.5 | 9 | 65000 | 46000 | 70.77% | 2.06 | 0 | 8.5 |  |  |  | No | R-454B | 4.6667 | Residential & Commercial | No
215679367 | Central HP <5.4 tons | ARCOAIRE | HRCU-A-CB (Split System: Heat Pump with Remote Outdoor Unit-Air-Source) | H5H0V36*K*AAA* |  |  | EA*5X42M21A*+WALLCON | *80CSU0601716B* | 33200 | 17.5 | 8.5 | 35800 | 25600 | 71.51% | 1.84 | 0 | 9.5 |  |  |  | No | R-454B | 2.7667 | Residential & Commercial | No
212480250 | Central HP <5.4 tons | CARRIER | HRCU-A-CB (Split System: Heat Pump with Remote Outdoor Unit-Air-Source) | 38MURAQ30AB3* | ADP |  | A36VCA+TXV | 59SC2D080E17**16 | 29600 | 15.2 | 8.1 | 32200 | 27400 | 85.09% | 1.76 | 0 | 9 |  |  |  | No | R-410A | 2.4667 | Residential & Commercial | No
216487532 | Central HP <5.4 tons | BRYANT HEATING AND COOLING SYSTEMS | HRCU-A-CB (Split System: Heat Pump with Remote Outdoor Unit-Air-Source) | 290VAN048**AA* | ADP |  | CE(P,V)4817G1K*+TXV | 987MC60080C21*** | 44000 | 17 | 9 | 45500 | 33200 | 72.97% | 2.06 | 0 | 9.5 |  |  |  | No | R-454B | 3.6667 | Residential & Commercial | No
216487548 | Central HP <5.4 tons | BRYANT HEATING AND COOLING SYSTEMS | HRCU-A-CB (Split System: Heat Pump with Remote Outdoor Unit-Air-Source) | 290VAN048**AA* | ADP |  | CE(P,V)4821G1K*+TXV | 987MC66120C24*** | 44000 | 17 | 9 | 45500 | 33200 | 72.97% | 2.06 | 0 | 9.5 |  |  |  | No | R-454B | 3.6667 | Residential & Commercial | No
216487349 | Central HP <5.4 tons | BRYANT HEATING AND COOLING SYSTEMS | HRCU-A-CB (Split System: Heat Pump with Remote Outdoor Unit-Air-Source) | 290VAN024**AA* | ADP |  | CE(P,V)3614G34*+TXV | 88*TB60110C21*** | 22600 | 17 | 9 | 22000 | 15900 | 72.27% | 2.02 | 0 | 9.5 |  |  |  | No | R-454B | 1.8833 | Residential & Commercial | No
216487372 | Central HP <5.4 tons | BRYANT HEATING AND COOLING SYSTEMS | HRCU-A-CB (Split System: Heat Pump with Remote Outdoor Unit-Air-Source) | 290VAN024**AA* | ADP |  | CE(P,V)2417G31*+TXV | 987MC42080C17*** | 22600 | 17 | 9 | 22600 | 16300 | 72.12% | 1.98 | 0 | 9.5 |  |  |  | No | R-454B | 1.8833 | Residential & Commercial | No
216494135 | Central HP <5.4 tons | BRYANT HEATING AND COOLING SYSTEMS | HRCU-A-CB (Split System: Heat Pump with Remote Outdoor Unit-Air-Source) | 290VAN048**AA* | ADP |  | CE(P,V)4824G1K*+TXV | 987MC60060C21*** | 44000 | 17 | 9 | 47000 | 34200 | 72.77% | 2.04 | 0 | 9.5 |  |  |  | No | R-454B | 3.6667 | Residential & Commercial | No
216487383 | Central HP <5.4 tons | BRYANT HEATING AND COOLING SYSTEMS | HRCU-A-CB (Split System: Heat Pump with Remote Outdoor Unit-Air-Source) | 290VAN024**AA* | ADP |  | CE(P,V)2414G31*+TXV | 987MC66100C21*** | 21800 | 16 | 8.7 | 22000 | 15900 | 72.27% | 1.96 | 0 | 9.5 |  |  |  | No | R-454B | 1.8167 | Residential & Commercial | No
215682597 | Central HP <5.4 tons | ARCOAIRE | HRCU-A-CB (Split System: Heat Pump with Remote Outdoor Unit-Air-Source) | H5H0V60*K*AAA* |  |  | EA*5X60M24A*+WALLCON | *80CSU1002120B* | 55000 | 18 | 8.5 | 59000 | 41500 | 70.34% | 2.02 | 0 | 9 |  |  |  | No | R-454B | 4.5833 | Residential & Commercial | No
216487836 | Central HP <5.4 tons | BRYANT HEATING AND COOLING SYSTEMS | HRCU-A-CB (Split System: Heat Pump with Remote Outdoor Unit-Air-Source) | 290VAN036**AA* | ADP |  | CE(P,V)3614G34*+TXV | 986TD42080C17*** | 33000 | 18 | 9 | 33600 | 24800 | 73.81% | 1.88 | 0 | 9 |  |  |  | No | R-454B | 2.75 | Residential & Commercial | No
216487438 | Central HP <5.4 tons | BRYANT HEATING AND COOLING SYSTEMS | HRCU-A-CB (Split System: Heat Pump with Remote Outdoor Unit-Air-Source) | 290VAN036**AA* | ADP |  | CE(P,V)3614G34*+TXV | 987MC66100C21*** | 33200 | 18 | 9 | 33400 | 24600 | 73.65% | 1.9 | 0 | 9.5 |  |  |  | No | R-454B | 2.7667 | Residential & Commercial | No
216487449 | Central HP <5.4 tons | BRYANT HEATING AND COOLING SYSTEMS | HRCU-A-CB (Split System: Heat Pump with Remote Outdoor Unit-Air-Source) | 290VAN048**AA* | ADP |  | CE(P,V)4817G1K*+TXV | 88*TB36045C17*** | 43500 | 17 | 9 | 47000 | 34600 | 73.62% | 2.02 | 0 | 9 |  |  |  | No | R-454B | 3.625 | Residential & Commercial | No
216487490 | Central HP <5.4 tons | BRYANT HEATING AND COOLING SYSTEMS | HRCU-A-CB (Split System: Heat Pump with Remote Outdoor Unit-Air-Source) | 290VAN048**AA* | ADP |  | CE(P,V)4817G1K*+TXV | 88*TB60090C21*** | 44500 | 18 | 9 | 46500 | 33600 | 72.26% | 2.06 | 0 | 9.5 |  |  |  | No | R-454B | 3.7083 | Residential & Commercial | No
216487501 | Central HP <5.4 tons | BRYANT HEATING AND COOLING SYSTEMS | HRCU-A-CB (Split System: Heat Pump with Remote Outdoor Unit-Air-Source) | 290VAN048**AA* | ADP |  | CE(P,V)4821G1K*+TXV | 88*TB60110C21*** | 44500 | 18 | 9 | 46500 | 33600 | 72.26% | 2.06 | 0 | 9.5 |  |  |  | No | R-454B | 3.7083 | Residential & Commercial | No
216487517 | Central HP <5.4 tons | BRYANT HEATING AND COOLING SYSTEMS | HRCU-A-CB (Split System: Heat Pump with Remote Outdoor Unit-Air-Source) | 290VAN048**AA* | ADP |  | CE(P,V)4821G1K*+TXV | 987MC42080C17*** | 44000 | 17 | 9 | 47000 | 34200 | 72.77% | 2.04 | 0 | 9 |  |  |  | No | R-454B | 3.6667 | Residential & Commercial | No
216494138 | Central HP <5.4 tons | BRYANT HEATING AND COOLING SYSTEMS | HRCU-A-CB (Split System: Heat Pump with Remote Outdoor Unit-Air-Source) | 290VAN048**AA* | ADP |  | CE(P,V)4824G1K*+TXV | 987MC66120C24*** | 44000 | 17 | 9 | 45500 | 33200 | 72.97% | 2.06 | 0 | 9.5 |  |  |  | No | R-454B | 3.6667 | Residential & Commercial | No
216487887 | Central HP <5.4 tons | BRYANT HEATING AND COOLING SYSTEMS | HRCU-A-CB (Split System: Heat Pump with Remote Outdoor Unit-Air-Source) | 290VAN048**AA* | ADP |  | CE(P,V)4821G1K*+TXV | 986TD66120C24*** | 43500 | 18 | 9 | 45500 | 33200 | 72.97% | 2.06 | 0 | 9.5 |  |  |  | No | R-454B | 3.625 | Residential & Commercial | No
216487317 | Central HP <5.4 tons | BRYANT HEATING AND COOLING SYSTEMS | HRCU-A-CB (Split System: Heat Pump with Remote Outdoor Unit-Air-Source) | 290VAN024**AA* | ADP |  | CE(P,V)2414G31*+TXV | 88*TB48070C17*** | 22800 | 17 | 9 | 22600 | 16200 | 71.68% | 1.98 | 0 | 9.5 |  |  |  | No | R-454B | 1.9 | Residential & Commercial | No
216487785 | Central HP <5.4 tons | BRYANT HEATING AND COOLING SYSTEMS | HRCU-A-CB (Split System: Heat Pump with Remote Outdoor Unit-Air-Source) | 290VAN024**AA* | ADP |  | CE(P,V)2417G31*+TXV | 986TD30040C14*** | 22200 | 16 | 8.5 | 23000 | 16600 | 72.17% | 1.84 | 0 | 9 |  |  |  | No | R-454B | 1.85 | Residential & Commercial | No
216494171 | Central HP <5.4 tons | BRYANT HEATING AND COOLING SYSTEMS | HRCU-A-CB (Split System: Heat Pump with Remote Outdoor Unit-Air-Source) | 290VAN024**AA* | ADP |  | CE(P,V)3621G34*+TXV | 986TD66100C21*** | 22600 | 17 | 9 | 22000 | 15900 | 72.27% | 2.02 | 0 | 9.5 |  |  |  | No | R-454B | 1.8833 | Residential & Commercial | No
216487338 | Central HP <5.4 tons | BRYANT HEATING AND COOLING SYSTEMS | HRCU-A-CB (Split System: Heat Pump with Remote Outdoor Unit-Air-Source) | 290VAN024**AA* | ADP |  | CE(P,V)2414G31*+TXV | 88*TB60090C21*** | 21800 | 16 | 8.7 | 22000 | 15900 | 72.27% | 1.96 | 0 | 9.5 |  |  |  | No | R-454B | 1.8167 | Residential & Commercial | No
216487370 | Central HP <5.4 tons | BRYANT HEATING AND COOLING SYSTEMS | HRCU-A-CB (Split System: Heat Pump with Remote Outdoor Unit-Air-Source) | 290VAN024**AA* | ADP |  | CE(P,V)2414G31*+TXV | 987MC42080C17*** | 22600 | 17 | 9 | 22600 | 16300 | 72.12% | 1.98 | 0 | 9.5 |  |  |  | No | R-454B | 1.8833 | Residential & Commercial | No
216487567 | Central HP <5.4 tons | BRYANT HEATING AND COOLING SYSTEMS | HRCU-A-CB (Split System: Heat Pump with Remote Outdoor Unit-Air-Source) | 290VAN060**AA* | ADP |  | CE(P,V)6024G48*+TXV | 987MC60060C21*** | 54000 | 17 | 8.5 | 58500 | 42000 | 71.79% | 1.86 | 0 | 8 |  |  |  | No | R-454B | 4.5 | Residential & Commercial | No
216487574 | Central HP <5.4 tons | BRYANT HEATING AND COOLING SYSTEMS | HRCU-A-CB (Split System: Heat Pump with Remote Outdoor Unit-Air-Source) | 290VAN060**AA* | ADP |  | CE(P,V)6024G48*+TXV | 987MC66100C21*** | 55000 | 18 | 8.5 | 57500 | 41000 | 71.3% | 1.9 | 0 | 9 |  |  |  | No | R-454B | 4.5833 | Residential & Commercial | No
216487576 | Central HP <5.4 tons | BRYANT HEATING AND COOLING SYSTEMS | HRCU-A-CB (Split System: Heat Pump with Remote Outdoor Unit-Air-Source) | 290VAN060**AA* | ADP |  | CE(P,V)6021G48*+TXV | 987MC66120C24*** | 55000 | 18 | 8.5 | 57500 | 41000 | 71.3% | 1.9 | 0 | 9 |  |  |  | No | R-454B | 4.5833 | Residential & Commercial | No
215682197 | Central HP <5.4 tons | ARCOAIRE | HRCU-A-CB (Split System: Heat Pump with Remote Outdoor Unit-Air-Source) | H5H0V48*K*AAA* |  |  | EVD5X48M24A*+WALLCON | *80CSU1002120B* | 47000 | 18 | 9 | 50000 | 36400 | 72.8% | 2 | 0 | 9.5 |  |  |  | No | R-454B | 3.9167 | Residential & Commercial | No
215682647 | Central HP <5.4 tons | ARCOAIRE | HRCU-A-CB (Split System: Heat Pump with Remote Outdoor Unit-Air-Source) | H5H0V60*K*AAA* |  |  | EA*5X61M21A*+WALLCON | *80CSU0601716B* | 55500 | 18 | 8.5 | 58500 | 41000 | 70.09% | 2.04 | 0 | 9 |  |  |  | No | R-454B | 4.625 | Residential & Commercial | No
215682997 | Central HP <5.4 tons | ARCOAIRE | HRCU-A-CB (Split System: Heat Pump with Remote Outdoor Unit-Air-Source) | H5H0V60*K*AAA* |  |  | EVD5X60M21A*+WALLCON | *80CSU0401712B* | 56000 | 18 | 8.5 | 60500 | 43500 | 71.9% | 2.12 | 0 | 9.5 |  |  |  | No | R-454B | 4.6667 | Residential & Commercial | No
216487468 | Central HP <5.4 tons | BRYANT HEATING AND COOLING SYSTEMS | HRCU-A-CB (Split System: Heat Pump with Remote Outdoor Unit-Air-Source) | 290VAN048**AA* | ADP |  | CE(P,V)4821G1K*+TXV | 88*TB48070C17*** | 44000 | 17 | 9 | 47000 | 34000 | 72.34% | 2.04 | 0 | 9.5 |  |  |  | No | R-454B | 3.6667 | Residential & Commercial | No
215679307 | Central HP <5.4 tons | ARCOAIRE | HRCU-A-CB (Split System: Heat Pump with Remote Outdoor Unit-Air-Source) | H5H0V36*K*AAA* |  |  | EA*5X37M21A*+WALLCON | *97CTN0601716A* | 34200 | 17.5 | 9 | 35600 | 25400 | 71.35% | 1.88 | 0 | 9.5 |  |  |  | No | R-454B | 2.85 | Residential & Commercial | No
215681627 | Central HP <5.4 tons | ARCOAIRE | HRCU-A-CB (Split System: Heat Pump with Remote Outdoor Unit-Air-Source) | H5H0V48*K*AAA* |  |  | ESH5X48M12A*+WALLCON | *97CTN0801716A* | 44500 | 16 | 8.5 | 49500 | 34800 | 70.3% | 1.92 | 0 | 9 |  |  |  | No | R-454B | 3.7083 | Residential & Commercial | No
215675697 | Central HP <5.4 tons | ARCOAIRE | HRCU-A-CB (Split System: Heat Pump with Remote Outdoor Unit-Air-Source) | H5H0V48*K*AAA* |  |  | EVM5X60M21A*+WALLCON | *80CTL0451712B* | 47500 | 18 | 9 | 50000 | 37600 | 75.2% | 1.98 | 0 | 9.5 |  |  |  | No | R-454B | 3.9583 | Residential & Commercial | No
215675377 | Central HP <5.4 tons | ARCOAIRE | HRCU-A-CB (Split System: Heat Pump with Remote Outdoor Unit-Air-Source) | H5H0V48*K*AAA* |  |  | EVM5X48M21A*+WALLCON | *80CTL0701716B* | 46500 | 18 | 9 | 50000 | 36800 | 73.6% | 2 | 0 | 9.5 |  |  |  | No | R-454B | 3.875 | Residential & Commercial | No
215679907 | Central HP <5.4 tons | ARCOAIRE | HRCU-A-CB (Split System: Heat Pump with Remote Outdoor Unit-Air-Source) | H5H0V36*K*AAA* |  |  | ESH5X48M12A*+WALLCON | *97CTN0802120A* | 34200 | 16 | 8.5 | 35400 | 25200 | 71.19% | 1.88 | 0 | 9.5 |  |  |  | No | R-454B | 2.85 | Residential & Commercial | No
215679767 | Central HP <5.4 tons | ARCOAIRE | HRCU-A-CB (Split System: Heat Pump with Remote Outdoor Unit-Air-Source) | H5H0V36*K*AAA* |  |  | ESH5X36M12A*+WALLCON | *97CTN1002122A* | 33800 | 16 | 8.5 | 35800 | 25400 | 70.95% | 1.76 | 0 | 9.5 |  |  |  | No | R-454B | 2.8167 | Residential & Commercial | No
215683117 | Central HP <5.4 tons | ARCOAIRE | HRCU-A-CB (Split System: Heat Pump with Remote Outdoor Unit-Air-Source) | H5H0V60*K*AAA* |  |  | EVD5X61M21A*+WALLCON | *96CTN0802120B* | 57000 | 18.5 | 9 | 64000 | 45000 | 70.31% | 2.08 | 0 | 9 |  |  |  | No | R-454B | 4.75 | Residential & Commercial | No
214061462 | Central HP <5.4 tons | YORK | HRCU-A-CB (Split System: Heat Pump with Remote Outdoor Unit-Air-Source) | HMH72B341 | ADP |  | AD-32(P,U)*****9 | Y82E120C20LMPS1 | 34000 | 18 | 8.5 | 31800 | 23800 | 74.84% | 2.12 | 0 | 9.5 |  |  |  | No | R-410A | 2.8333 | Residential & Commercial | No
216487851 | Central HP <5.4 tons | BRYANT HEATING AND COOLING SYSTEMS | HRCU-A-CB (Split System: Heat Pump with Remote Outdoor Unit-Air-Source) | 290VAN036**AA* | ADP |  | CE(P,V)3617G34*+TXV | 986TD66100C21*** | 33200 | 18 | 9 | 33400 | 24600 | 73.65% | 1.9 | 0 | 9.5 |  |  |  | No | R-454B | 2.7667 | Residential & Commercial | No
213738495 | Central HP <5.4 tons | DAY & NIGHT | HRCU-A-CB (Split System: Heat Pump with Remote Outdoor Unit-Air-Source) | DLCURAH36ABK | ADP |  | FG33936 | *80MSU0401712A* | 34200 | 16 | 8.5 | 36200 | 34200 | 94.48% | 2.02 | 0 | 9.5 |  |  |  | No | R-410A | 2.85 | Residential & Commercial | No
216487560 | Central HP <5.4 tons | BRYANT HEATING AND COOLING SYSTEMS | HRCU-A-CB (Split System: Heat Pump with Remote Outdoor Unit-Air-Source) | 290VAN060**AA* | ADP |  | CE(P,V)6021G48*+TXV | 88*TB60110C21*** | 55500 | 19 | 9 | 57500 | 41000 | 71.3% | 2.02 | 0 | 8.5 |  |  |  | No | R-454B | 4.625 | Residential & Commercial | No
215681537 | Central HP <5.4 tons | ARCOAIRE | HRCU-A-CB (Split System: Heat Pump with Remote Outdoor Unit-Air-Source) | H5H0V48*K*AAA* |  |  | EA*5X61M24A*+WALLCON | *80CSU1002120B* | 46000 | 18 | 9 | 47500 | 33600 | 70.74% | 2.08 | 0 | 9.5 |  |  |  | No | R-454B | 3.8333 | Residential & Commercial | No
216494111 | Central HP <5.4 tons | BRYANT HEATING AND COOLING SYSTEMS | HRCU-A-CB (Split System: Heat Pump with Remote Outdoor Unit-Air-Source) | 290VAN024**AA* | ADP |  | CE(P,V)3621G34*+TXV | 987MC66100C21*** | 22600 | 17 | 9 | 22000 | 15900 | 72.27% | 2.02 | 0 | 9.5 |  |  |  | No | R-454B | 1.8833 | Residential & Commercial | No
211712693 | Central HP <5.4 tons | KEEPRITE | HRCU-A-CB (Split System: Heat Pump with Remote Outdoor Unit-Air-Source) | DLCURAH30ABK |  |  | EA*4X42L24A* | *80VSL1102422A* | 30000 | 15.2 | 8.1 | 33800 | 27200 | 80.47% | 1.8 | 0 | 9 |  |  |  | No | R-410A | 2.5 | Residential & Commercial | No
213369409 | Central HP <5.4 tons | CARRIER | HRCU-A-CB (Split System: Heat Pump with Remote Outdoor Unit-Air-Source) | 38MURAQ24AB3* | ADP |  | H,PG7J936 | 59TP6C040V14**10 | 23000 | 16 | 8.5 | 24800 | 24400 | 98.39% | 2.06 | 0 | 9.5 |  |  |  | No | R-410A | 1.9167 | Residential & Commercial | No
215679967 | Central HP <5.4 tons | ARCOAIRE | HRCU-A-CB (Split System: Heat Pump with Remote Outdoor Unit-Air-Source) | H5H0V36*K*AAA* |  |  | ESH5X60M12A*+WALLCON | *97CTN0601716A* | 34200 | 16 | 8.5 | 34800 | 25200 | 72.41% | 1.8 | 0 | 9 |  |  |  | No | R-454B | 2.85 | Residential & Commercial | No
215679267 | Central HP <5.4 tons | ARCOAIRE | HRCU-A-CB (Split System: Heat Pump with Remote Outdoor Unit-Air-Source) | H5H0V36*K*AAA* |  |  | EA*5X37M17A*+WALLCON | *97CTN0801716A* | 33800 | 17.5 | 9 | 35800 | 25600 | 71.51% | 1.86 | 0 | 9.5 |  |  |  | No | R-454B | 2.8167 | Residential & Commercial | No
213738362 | Central HP <5.4 tons | DAY & NIGHT | HRCU-A-CB (Split System: Heat Pump with Remote Outdoor Unit-Air-Source) | DLCURAH30ABK | ADP |  | FG35936 | *80MSU0401712A* | 29800 | 15.2 | 8.1 | 32200 | 27200 | 84.47% | 1.8 | 0 | 9 |  |  |  | No | R-410A | 2.4833 | Residential & Commercial | No
216494128 | Central HP <5.4 tons | BRYANT HEATING AND COOLING SYSTEMS | HRCU-A-CB (Split System: Heat Pump with Remote Outdoor Unit-Air-Source) | 290VAN048**AA* | ADP |  | CE(P,V)4824G1K*+TXV | 88*TB48070C17*** | 44000 | 17 | 9 | 47000 | 34000 | 72.34% | 2.04 | 0 | 9.5 |  |  |  | No | R-454B | 3.6667 | Residential & Commercial | No
216494131 | Central HP <5.4 tons | BRYANT HEATING AND COOLING SYSTEMS | HRCU-A-CB (Split System: Heat Pump with Remote Outdoor Unit-Air-Source) | 290VAN048**AA* | ADP |  | CE(P,V)4824G1K*+TXV | 88*TB60090C21*** | 44500 | 18 | 9 | 46500 | 33600 | 72.26% | 2.06 | 0 | 9.5 |  |  |  | No | R-454B | 3.7083 | Residential & Commercial | No
216494181 | Central HP <5.4 tons | BRYANT HEATING AND COOLING SYSTEMS | HRCU-A-CB (Split System: Heat Pump with Remote Outdoor Unit-Air-Source) | 290VAN048**AA* | ADP |  | CE(P,V)4824G1K*+TXV | 986TD66100C21*** | 43500 | 18 | 9 | 45500 | 33200 | 72.97% | 2.06 | 0 | 9.5 |  |  |  | No | R-454B | 3.625 | Residential & Commercial | No
216487861 | Central HP <5.4 tons | BRYANT HEATING AND COOLING SYSTEMS | HRCU-A-CB (Split System: Heat Pump with Remote Outdoor Unit-Air-Source) | 290VAN048**AA* | ADP |  | CE(P,V)6021G48*+TXV | 986TD42080C17*** | 44000 | 17 | 9 | 47000 | 33600 | 71.49% | 2.04 | 0 | 9.5 |  |  |  | No | R-454B | 3.6667 | Residential & Commercial | No
216487863 | Central HP <5.4 tons | BRYANT HEATING AND COOLING SYSTEMS | HRCU-A-CB (Split System: Heat Pump with Remote Outdoor Unit-Air-Source) | 290VAN048**AA* | ADP |  | CE(P,V)6024G48*+TXV | 986TD42080C17*** | 44000 | 17 | 9 | 47000 | 33600 | 71.49% | 2.04 | 0 | 9.5 |  |  |  | No | R-454B | 3.6667 | Residential & Commercial | No
216487340 | Central HP <5.4 tons | BRYANT HEATING AND COOLING SYSTEMS | HRCU-A-CB (Split System: Heat Pump with Remote Outdoor Unit-Air-Source) | 290VAN024**AA* | ADP |  | CE(P,V)2417G31*+TXV | 88*TB60090C21*** | 21800 | 16 | 8.7 | 22000 | 15900 | 72.27% | 1.96 | 0 | 9.5 |  |  |  | No | R-454B | 1.8167 | Residential & Commercial | No
213739832 | Central HP <5.4 tons | DAY & NIGHT | HRCU-A-CB (Split System: Heat Pump with Remote Outdoor Unit-Air-Source) | DLCURAH24ABK | ADP |  | PL36H***P039 | *80MS(N,L)0451412A* | 22600 | 16 | 9 | 25400 | 25800 | 101.6% | 2.2 | 0 | 9.5 |  |  |  | No | R-410A | 1.8833 | Residential & Commercial | No
216487897 | Central HP <5.4 tons | BRYANT HEATING AND COOLING SYSTEMS | HRCU-A-CB (Split System: Heat Pump with Remote Outdoor Unit-Air-Source) | 290VAN060**AA* | ADP |  | CE(P,V)6024G48*+TXV | 986TD66120C24*** | 55000 | 18 | 9 | 57000 | 41000 | 71.93% | 2.02 | 0 | 9 |  |  |  | No | R-454B | 4.5833 | Residential & Commercial | No
215677227 | Central HP <5.4 tons | ARCOAIRE | HRCU-A-CB (Split System: Heat Pump with Remote Outdoor Unit-Air-Source) | H5H0V60*K*AAA* |  |  | EVM5X61M24A*+WALLCON | *80CTL0702120B* | 57000 | 18.5 | 9 | 64000 | 45000 | 70.31% | 2.08 | 0 | 9 |  |  |  | No | R-454B | 4.75 | Residential & Commercial | No
212520373 | Central HP <5.4 tons | CARRIER | HRCU-A-CB (Split System: Heat Pump with Remote Outdoor Unit-Air-Source) | 38MURAQ30AB3* | ADP |  | H,PG32936 | 58SU*A040E17**12 | 29600 | 15.2 | 8.1 | 32600 | 26600 | 81.6% | 1.8 | 0 | 8.5 |  |  |  | No | R-410A | 2.4667 | Residential & Commercial | No
216487890 | Central HP <5.4 tons | BRYANT HEATING AND COOLING SYSTEMS | HRCU-A-CB (Split System: Heat Pump with Remote Outdoor Unit-Air-Source) | 290VAN060**AA* | ADP |  | CE(P,V)6024G48*+TXV | 986TD60080C21*** | 55000 | 18 | 9 | 58000 | 41500 | 71.55% | 2.02 | 0 | 8.5 |  |  |  | No | R-454B | 4.5833 | Residential & Commercial | No
216487892 | Central HP <5.4 tons | BRYANT HEATING AND COOLING SYSTEMS | HRCU-A-CB (Split System: Heat Pump with Remote Outdoor Unit-Air-Source) | 290VAN060**AA* | ADP |  | CE(P,V)6021G48*+TXV | 986TD66100C21*** | 55000 | 18 | 8.5 | 57500 | 41000 | 71.3% | 1.9 | 0 | 9 |  |  |  | No | R-454B | 4.5833 | Residential & Commercial | No
216487443 | Central HP <5.4 tons | BRYANT HEATING AND COOLING SYSTEMS | HRCU-A-CB (Split System: Heat Pump with Remote Outdoor Unit-Air-Source) | 290VAN036**AA* | ADP |  | CE(P,V)3617G34*+TXV | 987MC66120C24*** | 32600 | 18 | 9 | 32600 | 24400 | 74.85% | 1.9 | 0 | 9.5 |  |  |  | No | R-454B | 2.7167 | Residential & Commercial | No
216487826 | Central HP <5.4 tons | BRYANT HEATING AND COOLING SYSTEMS | HRCU-A-CB (Split System: Heat Pump with Remote Outdoor Unit-Air-Source) | 290VAN036**AA* | ADP |  | CE(P,V)3617G34*+TXV | 986TD30040C14*** | 31600 | 16 | 8.5 | 34600 | 25200 | 72.83% | 1.76 | 0 | 9 |  |  |  | No | R-454B | 2.6333 | Residential & Commercial | No
215676137 | Central HP <5.4 tons | ARCOAIRE | HRCU-A-CB (Split System: Heat Pump with Remote Outdoor Unit-Air-Source) | H5H0V48*K*AAA* |  |  | EVD5X48M21A*+WALLCON | *95CSU0601716B* | 46500 | 17.5 | 9 | 50000 | 37000 | 74% | 1.98 | 0 | 9.5 |  |  |  | No | R-454B | 3.875 | Residential & Commercial | No
216487808 | Central HP <5.4 tons | BRYANT HEATING AND COOLING SYSTEMS | HRCU-A-CB (Split System: Heat Pump with Remote Outdoor Unit-Air-Source) | 290VAN024**AA* | ADP |  | CE(P,V)2414G31*+TXV | 986TD66100C21*** | 21800 | 16 | 8.7 | 22000 | 15900 | 72.27% | 1.96 | 0 | 9.5 |  |  |  | No | R-454B | 1.8167 | Residential & Commercial | No
216487810 | Central HP <5.4 tons | BRYANT HEATING AND COOLING SYSTEMS | HRCU-A-CB (Split System: Heat Pump with Remote Outdoor Unit-Air-Source) | 290VAN024**AA* | ADP |  | CE(P,V)2417G31*+TXV | 986TD66100C21*** | 21800 | 16 | 8.7 | 22000 | 15900 | 72.27% | 1.96 | 0 | 9.5 |  |  |  | No | R-454B | 1.8167 | Residential & Commercial | No
216487361 | Central HP <5.4 tons | BRYANT HEATING AND COOLING SYSTEMS | HRCU-A-CB (Split System: Heat Pump with Remote Outdoor Unit-Air-Source) | 290VAN024**AA* | ADP |  | CE(P,V)2414G31*+TXV | 987MC42060C17*** | 22600 | 17 | 9 | 22600 | 16300 | 72.12% | 1.98 | 0 | 9.5 |  |  |  | No | R-454B | 1.8833 | Residential & Commercial | No
213738343 | Central HP <5.4 tons | DAY & NIGHT | HRCU-A-CB (Split System: Heat Pump with Remote Outdoor Unit-Air-Source) | DLCURAH30ABK | ADP |  | PL36H175P069 | *80MS(N,L)0701712A* | 29400 | 15.2 | 8.1 | 32600 | 27200 | 83.44% | 1.8 | 0 | 8.5 |  |  |  | No | R-410A | 2.45 | Residential & Commercial | No
215677557 | Central HP <5.4 tons | ARCOAIRE | HRCU-A-CB (Split System: Heat Pump with Remote Outdoor Unit-Air-Source) | H5H0V60*K*AAA* |  |  | EVD5X60M24A*+WALLCON | *96CTN1202422B* | 56500 | 18.5 | 9 | 63000 | 44500 | 70.63% | 2.08 | 0 | 9 |  |  |  | No | R-454B | 4.7083 | Residential & Commercial | No
216487828 | Central HP <5.4 tons | BRYANT HEATING AND COOLING SYSTEMS | HRCU-A-CB (Split System: Heat Pump with Remote Outdoor Unit-Air-Source) | 290VAN036**AA* | ADP |  | H,PG53*36+TXV | 986TD30040C14*** | 32600 | 16 | 8.5 | 34600 | 25200 | 72.83% | 1.76 | 0 | 9.5 |  |  |  | No | R-454B | 2.7167 | Residential & Commercial | No
213369432 | Central HP <5.4 tons | CARRIER | HRCU-A-CB (Split System: Heat Pump with Remote Outdoor Unit-Air-Source) | 38MURAQ36AB3* | ADP |  | H,PG7J936 | 59TP6C080V17**16 | 34200 | 15.2 | 8.5 | 36800 | 34800 | 94.57% | 2 | 0 | 9.5 |  |  |  | No | R-410A | 2.85 | Residential & Commercial | No
216487363 | Central HP <5.4 tons | BRYANT HEATING AND COOLING SYSTEMS | HRCU-A-CB (Split System: Heat Pump with Remote Outdoor Unit-Air-Source) | 290VAN024**AA* | ADP |  | CE(P,V)2417G31*+TXV | 987MC42060C17*** | 22600 | 17 | 9 | 22600 | 16300 | 72.12% | 1.98 | 0 | 9.5 |  |  |  | No | R-454B | 1.8833 | Residential & Commercial | No
216487378 | Central HP <5.4 tons | BRYANT HEATING AND COOLING SYSTEMS | HRCU-A-CB (Split System: Heat Pump with Remote Outdoor Unit-Air-Source) | 290VAN024**AA* | ADP |  | CE(P,V)2417G31*+TXV | 987MC60060C21*** | 21800 | 16 | 8.7 | 22200 | 16000 | 72.07% | 1.96 | 0 | 9.5 |  |  |  | No | R-454B | 1.8167 | Residential & Commercial | No
216487818 | Central HP <5.4 tons | BRYANT HEATING AND COOLING SYSTEMS | HRCU-A-CB (Split System: Heat Pump with Remote Outdoor Unit-Air-Source) | 290VAN024**AA* | ADP |  | CE(P,V)2417G31*+TXV | 986TD66120C24*** | 23000 | 16 | 8.5 | 22800 | 16200 | 71.05% | 1.98 | 0 | 9 |  |  |  | No | R-454B | 1.9167 | Residential & Commercial | No
216494122 | Central HP <5.4 tons | BRYANT HEATING AND COOLING SYSTEMS | HRCU-A-CB (Split System: Heat Pump with Remote Outdoor Unit-Air-Source) | 290VAN036**AA* | ADP |  | CE(P,V)3621G34*+TXV | 987MC60060C21*** | 32400 | 17 | 9 | 32800 | 24600 | 75% | 1.9 | 0 | 9.5 |  |  |  | No | R-454B | 2.7 | Residential & Commercial | No
216487816 | Central HP <5.4 tons | BRYANT HEATING AND COOLING SYSTEMS | HRCU-A-CB (Split System: Heat Pump with Remote Outdoor Unit-Air-Source) | 290VAN024**AA* | ADP |  | CE(P,V)2414G31*+TXV | 986TD66120C24*** | 23000 | 16 | 8.5 | 22800 | 16200 | 71.05% | 1.98 | 0 | 9 |  |  |  | No | R-454B | 1.9167 | Residential & Commercial | No
216487539 | Central HP <5.4 tons | BRYANT HEATING AND COOLING SYSTEMS | HRCU-A-CB (Split System: Heat Pump with Remote Outdoor Unit-Air-Source) | 290VAN048**AA* | ADP |  | CE(P,V)4817G1K*+TXV | 987MC66100C21*** | 43500 | 18 | 9 | 45500 | 33200 | 72.97% | 2.06 | 0 | 9.5 |  |  |  | No | R-454B | 3.625 | Residential & Commercial | No
215675237 | Central HP <5.4 tons | ARCOAIRE | HRCU-A-CB (Split System: Heat Pump with Remote Outdoor Unit-Air-Source) | H5H0V48*K*AAA* |  |  | ESH5X60M12A*+WALLCON | *95CSU0601716B* | 45000 | 16 | 8.5 | 48500 | 34200 | 70.52% | 1.94 | 0 | 9 |  |  |  | No | R-454B | 3.75 | Residential & Commercial | No
215675287 | Central HP <5.4 tons | ARCOAIRE | HRCU-A-CB (Split System: Heat Pump with Remote Outdoor Unit-Air-Source) | H5H0V48*K*AAA* |  |  | ESH5X60M12A*+WALLCON | *97CMN0802120B* | 45500 | 16.5 | 8.5 | 48000 | 33800 | 70.42% | 2.06 | 0 | 9.5 |  |  |  | No | R-454B | 3.7917 | Residential & Commercial | No
216487783 | Central HP <5.4 tons | BRYANT HEATING AND COOLING SYSTEMS | HRCU-A-CB (Split System: Heat Pump with Remote Outdoor Unit-Air-Source) | 290VAN024**AA* | ADP |  | CE(P,V)2414G31*+TXV | 986TD30040C14*** | 22200 | 16 | 8.5 | 23000 | 16600 | 72.17% | 1.84 | 0 | 9 |  |  |  | No | R-454B | 1.85 | Residential & Commercial | No
213081446 | Central HP <5.4 tons | ELIOS | HRCU-A-CB (Split System: Heat Pump with Remote Outdoor Unit-Air-Source) | DEA60HOS20230E7 |  |  | FEA60HIAHUU230X7 |  | 55000 | 15.3 | 9.4 | 59000 | 48500 | 82.2% | 1.91 | 9 | 8.8 |  |  |  | No | R-410A | 4.5833 | Residential & Commercial | No
211712454 | Central HP <5.4 tons | KEEPRITE | HRCU-A-CB (Split System: Heat Pump with Remote Outdoor Unit-Air-Source) | DLCURAH30ABK |  |  | EA*4X42L21A* | *80ES(N,L)0702116A* | 29600 | 15.2 | 8.1 | 33600 | 27400 | 81.55% | 1.78 | 0 | 9 |  |  |  | No | R-410A | 2.4667 | Residential & Commercial | No
216494132 | Central HP <5.4 tons | BRYANT HEATING AND COOLING SYSTEMS | HRCU-A-CB (Split System: Heat Pump with Remote Outdoor Unit-Air-Source) | 290VAN048**AA* | ADP |  | CE(P,V)4824G1K*+TXV | 88*TB60110C21*** | 44500 | 18 | 9 | 46500 | 33600 | 72.26% | 2.06 | 0 | 9.5 |  |  |  | No | R-454B | 3.7083 | Residential & Commercial | No
215677017 | Central HP <5.4 tons | ARCOAIRE | HRCU-A-CB (Split System: Heat Pump with Remote Outdoor Unit-Air-Source) | H5H0V60*K*AAA* |  |  | EVM5X60M21A*+WALLCON | *80CTL1102120B* | 57000 | 18.5 | 9 | 63500 | 44500 | 70.08% | 2.08 | 0 | 9.5 |  |  |  | No | R-454B | 4.75 | Residential & Commercial | No
215676997 | Central HP <5.4 tons | ARCOAIRE | HRCU-A-CB (Split System: Heat Pump with Remote Outdoor Unit-Air-Source) | H5H0V60*K*AAA* |  |  | EVM5X60M21A*+WALLCON | *80CTL0702120B* | 56500 | 18 | 9 | 64000 | 45000 | 70.31% | 2.06 | 0 | 9 |  |  |  | No | R-454B | 4.7083 | Residential & Commercial | No
213738360 | Central HP <5.4 tons | DAY & NIGHT | HRCU-A-CB (Split System: Heat Pump with Remote Outdoor Unit-Air-Source) | DLCURAH30ABK | ADP |  | V,G36H175P159 | *80MSU0401712A* | 29800 | 15.2 | 8.1 | 32200 | 27200 | 84.47% | 1.8 | 0 | 9 |  |  |  | No | R-410A | 2.4833 | Residential & Commercial | No
216487814 | Central HP <5.4 tons | BRYANT HEATING AND COOLING SYSTEMS | HRCU-A-CB (Split System: Heat Pump with Remote Outdoor Unit-Air-Source) | 290VAN024**AA* | ADP |  | CE(P,V)3617G34*+TXV | 986TD66100C21*** | 22600 | 17 | 9 | 22000 | 15900 | 72.27% | 2.02 | 0 | 9.5 |  |  |  | No | R-454B | 1.8833 | Residential & Commercial | No
216494130 | Central HP <5.4 tons | BRYANT HEATING AND COOLING SYSTEMS | HRCU-A-CB (Split System: Heat Pump with Remote Outdoor Unit-Air-Source) | 290VAN048**AA* | ADP |  | CE(P,V)4824G1K*+TXV | 88*TB60070C21*** | 44000 | 17 | 9 | 46500 | 33800 | 72.69% | 2.06 | 0 | 9.5 |  |  |  | No | R-454B | 3.6667 | Residential & Commercial | No
216494179 | Central HP <5.4 tons | BRYANT HEATING AND COOLING SYSTEMS | HRCU-A-CB (Split System: Heat Pump with Remote Outdoor Unit-Air-Source) | 290VAN048**AA* | ADP |  | CE(P,V)4824G1K*+TXV | 986TD42080C17*** | 44000 | 17 | 9 | 47000 | 33600 | 71.49% | 2.04 | 0 | 9.5 |  |  |  | No | R-454B | 3.6667 | Residential & Commercial | No
216487445 | Central HP <5.4 tons | BRYANT HEATING AND COOLING SYSTEMS | HRCU-A-CB (Split System: Heat Pump with Remote Outdoor Unit-Air-Source) | 290VAN048**AA* | ADP |  | CE(P,V)6021G48*+TXV | 88*TB36045C17*** | 43500 | 17 | 9 | 47000 | 34600 | 73.62% | 2.02 | 0 | 9 |  |  |  | No | R-454B | 3.625 | Residential & Commercial | No
216487460 | Central HP <5.4 tons | BRYANT HEATING AND COOLING SYSTEMS | HRCU-A-CB (Split System: Heat Pump with Remote Outdoor Unit-Air-Source) | 290VAN048**AA* | ADP |  | CE(P,V)4821G1K*+TXV | 88*TB36070C14*** | 44500 | 16 | 8.5 | 47500 | 33800 | 71.16% | 1.94 | 0 | 9 |  |  |  | No | R-454B | 3.7083 | Residential & Commercial | No
216011853 | Central HP <5.4 tons | COLEMAN | HRCU-A-CB (Split System: Heat Pump with Remote Outdoor Unit-Air-Source) | HMH72B341 | ADP |  | H,YE34936 | CP9C100C20MP13 | 33400 | 17 | 8.1 | 32000 | 23200 | 72.5% | 2.06 | 0 | 9.5 |  |  |  | No | R-410A | 2.7833 | Residential & Commercial | No
215668798 | Central HP <5.4 tons | ARCOAIRE | HRCU-A-CB (Split System: Heat Pump with Remote Outdoor Unit-Air-Source) | H5H0V36*K*AAA* |  |  | EA*5X42M21A*+WALLCON | *80CSU0601716A* | 33000 | 17.5 | 8.5 | 35800 | 25600 | 71.51% | 1.86 | 0 | 9.5 |  |  |  | No | R-454B | 2.75 | Residential & Commercial | No
215281541 | Central HP <5.4 tons | BRYANT HEATING AND COOLING SYSTEMS | HRCU-A-CB (Split System: Heat Pump with Remote Outdoor Unit-Air-Source) | 38MURAQ30AB3* | ADP |  | H,PG7J936 | 916SA60080M21*** | 29000 | 15.2 | 8.1 | 32600 | 27200 | 83.44% | 1.8 | 0 | 8.5 |  |  |  | No | R-410A | 2.4167 | Residential & Commercial | No
213147356 | Central HP <5.4 tons | BRYANT HEATING AND COOLING SYSTEMS | HRCU-A-CB (Split System: Heat Pump with Remote Outdoor Unit-Air-Source) | 38MURAQ30AB3* | ADP |  | C36A***L139+AEFE4B* |  | 30000 | 15.2 | 8.3 | 33400 | 27000 | 80.84% | 1.78 | 0 | 8.5 |  |  |  | No | R-410A | 2.5 | Residential & Commercial | No
213147358 | Central HP <5.4 tons | BRYANT HEATING AND COOLING SYSTEMS | HRCU-A-CB (Split System: Heat Pump with Remote Outdoor Unit-Air-Source) | 38MURAQ30AB3* | ADP |  | V,C36H***P219+AEFE3A* |  | 30200 | 15.2 | 8.4 | 33400 | 27000 | 80.84% | 1.8 | 0 | 9 |  |  |  | No | R-410A | 2.5167 | Residential & Commercial | No
216487561 | Central HP <5.4 tons | BRYANT HEATING AND COOLING SYSTEMS | HRCU-A-CB (Split System: Heat Pump with Remote Outdoor Unit-Air-Source) | 290VAN060**AA* | ADP |  | CE(P,V)6024G48*+TXV | 88*TB60110C21*** | 55500 | 19 | 9 | 57500 | 41000 | 71.3% | 2.02 | 0 | 8.5 |  |  |  | No | R-454B | 4.625 | Residential & Commercial | No
215667701 | Central HP <5.4 tons | ARCOAIRE | HRCU-A-CB (Split System: Heat Pump with Remote Outdoor Unit-Air-Source) | H5H0V24*K*AAA* |  |  | EA*5X36M17A*+WALLCON | *96CTN0401410B* | 22600 | 16 | 8.5 | 24200 | 17000 | 70.25% | 1.84 | 0 | 9.5 |  |  |  | No | R-454B | 1.8833 | Residential & Commercial | No
213369418 | Central HP <5.4 tons | CARRIER | HRCU-A-CB (Split System: Heat Pump with Remote Outdoor Unit-Air-Source) | 38MURAQ30AB3* | ADP |  | H,PG7J936 | 59TP6B080V21**20 | 28800 | 15.2 | 8.1 | 32000 | 27000 | 84.38% | 1.78 | 0 | 8.5 |  |  |  | No | R-410A | 2.4 | Residential & Commercial | No
215667349 | Central HP <5.4 tons | ARCOAIRE | HRCU-A-CB (Split System: Heat Pump with Remote Outdoor Unit-Air-Source) | H5H0V24*K*AAA* |  |  | EA*5X30M14A*+WALLCON | *96CTN0401410B* | 22600 | 15.5 | 8.5 | 24200 | 17100 | 70.66% | 1.84 | 0 | 9 |  |  |  | No | R-454B | 1.8833 | Residential & Commercial | No
216487343 | Central HP <5.4 tons | BRYANT HEATING AND COOLING SYSTEMS | HRCU-A-CB (Split System: Heat Pump with Remote Outdoor Unit-Air-Source) | 290VAN024**AA* | ADP |  | CE(P,V)3617G34*+TXV | 88*TB60090C21*** | 22600 | 17 | 9 | 22000 | 15900 | 72.27% | 2.02 | 0 | 9.5 |  |  |  | No | R-454B | 1.8833 | Residential & Commercial | No
212441672 | Central HP <5.4 tons | CHAMPION HEATING AND COOLING | HRCU-A-CB (Split System: Heat Pump with Remote Outdoor Unit-Air-Source) | HMH72B341 | ADP |  | H,YE8J936 | TM9Y100C20MP11 | 33600 | 15.2 | 8.45 | 32400 | 24000 | 74.07% | 2.04 | 0 | 9 |  |  |  | No | R-410A | 2.8 | Residential & Commercial | No
216487894 | Central HP <5.4 tons | BRYANT HEATING AND COOLING SYSTEMS | HRCU-A-CB (Split System: Heat Pump with Remote Outdoor Unit-Air-Source) | 290VAN060**AA* | ADP |  | CE(P,V)6024G48*+TXV | 986TD66100C21*** | 55000 | 18 | 8.5 | 57500 | 41000 | 71.3% | 1.9 | 0 | 9 |  |  |  | No | R-454B | 4.5833 | Residential & Commercial | No
215668550 | Central HP <5.4 tons | ARCOAIRE | HRCU-A-CB (Split System: Heat Pump with Remote Outdoor Unit-Air-Source) | H5H0V36*K*AAA* |  |  | EA*5X37M17A*+WALLCON | *80CTL0451712B* | 33600 | 17 | 9 | 36000 | 25800 | 71.67% | 1.86 | 0 | 9 |  |  |  | No | R-454B | 2.8 | Residential & Commercial | No
215668606 | Central HP <5.4 tons | ARCOAIRE | HRCU-A-CB (Split System: Heat Pump with Remote Outdoor Unit-Air-Source) | H5H0V36*K*AAA* |  |  | EA*5X37M17A*+WALLCON | *96CTN0401410B* | 32600 | 16 | 8.5 | 36200 | 25600 | 70.72% | 1.76 | 0 | 9.5 |  |  |  | No | R-454B | 2.7167 | Residential & Commercial | No
213738546 | Central HP <5.4 tons | DAY & NIGHT | HRCU-A-CB (Split System: Heat Pump with Remote Outdoor Unit-Air-Source) | DLCURAH36ABK | ADP |  | FG33936 | *95MSU0401712A* | 35000 | 15.2 | 8.1 | 37400 | 35000 | 93.58% | 1.82 | 0 | 9.5 |  |  |  | No | R-410A | 2.9167 | Residential & Commercial | No
216487462 | Central HP <5.4 tons | BRYANT HEATING AND COOLING SYSTEMS | HRCU-A-CB (Split System: Heat Pump with Remote Outdoor Unit-Air-Source) | 290VAN048**AA* | ADP |  | CE(P,V)6021G48*+TXV | 88*TB48070C17*** | 44000 | 17 | 9 | 47000 | 34000 | 72.34% | 2.04 | 0 | 9.5 |  |  |  | No | R-454B | 3.6667 | Residential & Commercial | No
216487511 | Central HP <5.4 tons | BRYANT HEATING AND COOLING SYSTEMS | HRCU-A-CB (Split System: Heat Pump with Remote Outdoor Unit-Air-Source) | 290VAN048**AA* | ADP |  | CE(P,V)6021G48*+TXV | 987MC42080C17*** | 44000 | 17 | 9 | 47000 | 34200 | 72.77% | 2.04 | 0 | 9 |  |  |  | No | R-454B | 3.6667 | Residential & Commercial | No
213738514 | Central HP <5.4 tons | DAY & NIGHT | HRCU-A-CB (Split System: Heat Pump with Remote Outdoor Unit-Air-Source) | DLCURAH36ABK | ADP |  | FG32936 | *80VTL0451412B* | 33600 | 15.2 | 8.1 | 36800 | 34600 | 94.02% | 1.94 | 0 | 9.5 |  |  |  | No | R-410A | 2.8 | Residential & Commercial | No
215674563 | Central HP <5.4 tons | ARCOAIRE | HRCU-A-CB (Split System: Heat Pump with Remote Outdoor Unit-Air-Source) | H5H0V48*K*AAA* |  |  | EA*5X61M24A*+WALLCON | *97CMN0602120B* | 45500 | 17.5 | 9 | 48000 | 34200 | 71.25% | 2.06 | 0 | 9.5 |  |  |  | No | R-454B | 3.7917 | Residential & Commercial | No
216487533 | Central HP <5.4 tons | BRYANT HEATING AND COOLING SYSTEMS | HRCU-A-CB (Split System: Heat Pump with Remote Outdoor Unit-Air-Source) | 290VAN048**AA* | ADP |  | CE(P,V)4821G1K*+TXV | 987MC60080C21*** | 44000 | 17 | 9 | 45500 | 33200 | 72.97% | 2.06 | 0 | 9.5 |  |  |  | No | R-454B | 3.6667 | Residential & Commercial | No
212614345 | Central HP <5.4 tons | CHAMPION HEATING AND COOLING | HRCU-A-CB (Split System: Heat Pump with Remote Outdoor Unit-Air-Source) | HMH72B341 | ADP |  | F,PE*E34936 |  | 33600 | 18 | 8.4 | 32200 | 23400 | 72.67% | 2.1 | 0 | 9.5 |  |  |  | No | R-410A | 2.8 | Residential & Commercial | No
216494112 | Central HP <5.4 tons | BRYANT HEATING AND COOLING SYSTEMS | HRCU-A-CB (Split System: Heat Pump with Remote Outdoor Unit-Air-Source) | 290VAN036**AA* | ADP |  | CE(P,V)3621G34*+TXV | 88*TB36045C17*** | 32800 | 17 | 9 | 33600 | 25000 | 74.4% | 1.88 | 0 | 9 |  |  |  | No | R-454B | 2.7333 | Residential & Commercial | No
216487393 | Central HP <5.4 tons | BRYANT HEATING AND COOLING SYSTEMS | HRCU-A-CB (Split System: Heat Pump with Remote Outdoor Unit-Air-Source) | 290VAN036**AA* | ADP |  | CE(P,V)3617G34*+TXV | 88*TB36045C17*** | 32800 | 17 | 9 | 33600 | 25000 | 74.4% | 1.88 | 0 | 9 |  |  |  | No | R-454B | 2.7333 | Residential & Commercial | No
213252485 | Central HP <5.4 tons | CARRIER | HRCU-A-CB (Split System: Heat Pump with Remote Outdoor Unit-Air-Source) | 38MURAQ30AB3* | ADP |  | CF371E* |  | 31200 | 15.2 | 8.5 | 33800 | 26400 | 78.11% | 1.86 | 0 | 9 |  |  |  | No | R-410A | 2.6 | Residential & Commercial | No
215667003 | Central HP <5.4 tons | ARCOAIRE | HRCU-A-CB (Split System: Heat Pump with Remote Outdoor Unit-Air-Source) | H5H0V24*K*AAA* |  |  | EA*5X24M17A*+WALLCON | *80CTL0451712B* | 22600 | 16.5 | 9 | 24200 | 17000 | 70.25% | 1.94 | 0 | 9.5 |  |  |  | No | R-454B | 1.8833 | Residential & Commercial | No
210025751 | Central HP <5.4 tons | Grandaire | HRCU-A-CB (Split System: Heat Pump with Remote Outdoor Unit-Air-Source) | WDLCURAH60ABK |  |  | WDLFUAAH60XAK |  | 55000 | 15.3 | 9.4 | 59000 | 48500 | 82.2% | 1.91 | 9 | 8.8 |  |  |  | No | R-410A | 4.5833 | Residential & Commercial | No
213369410 | Central HP <5.4 tons | CARRIER | HRCU-A-CB (Split System: Heat Pump with Remote Outdoor Unit-Air-Source) | 38MURAQ24AB3* | ADP |  | H,PG7J936 | 59TP6C040V17**12 | 23400 | 16 | 8.5 | 25400 | 25800 | 101.6% | 2.18 | 0 | 9.5 |  |  |  | No | R-410A | 1.95 | Residential & Commercial | No
215676097 | Central HP <5.4 tons | ARCOAIRE | HRCU-A-CB (Split System: Heat Pump with Remote Outdoor Unit-Air-Source) | H5H0V48*K*AAA* |  |  | EVD5X48M21A*+WALLCON | *80CSU0601716A* | 47000 | 18 | 9 | 50000 | 36400 | 72.8% | 2 | 0 | 9.5 |  |  |  | No | R-454B | 3.9167 | Residential & Commercial | No
209862135 | Central HP <5.4 tons | Grandaire | HRCU-A-CB (Split System: Heat Pump with Remote Outdoor Unit-Air-Source) | WDLCURAH48ABK |  |  | WDLFUAAH48XAK |  | 47000 | 15.6 | 9.4 | 50000 | 46000 | 92% | 1.9 | 8.5 | 8.2 |  |  |  | No | R-410A | 3.9167 | Residential & Commercial | No
213312364 | Central HP <5.4 tons | CHAMPION HEATING AND COOLING | HRCU-A-CB (Split System: Heat Pump with Remote Outdoor Unit-Air-Source) | HMH72B341 | ADP |  | H,YG9J936+AEFE3A* |  | 33600 | 18 | 8.45 | 32200 | 23400 | 72.67% | 2.1 | 0 | 9.5 |  |  |  | No | R-410A | 2.8 | Residential & Commercial | No
213796149 | Central HP <5.4 tons | COLEMAN | HRCU-A-CB (Split System: Heat Pump with Remote Outdoor Unit-Air-Source) | HMH72B341 | ADP |  | H,YG35936 | TM8V060A12MP12 | 34000 | 17 | 8.1 | 32400 | 23800 | 73.46% | 2.06 | 0 | 9.5 |  |  |  | No | R-410A | 2.8333 | Residential & Commercial | No
214295848 | Central HP <5.4 tons | CHAMPION HEATING AND COOLING | HRCU-A-CB (Split System: Heat Pump with Remote Outdoor Unit-Air-Source) | HMH72B341 | ADP |  | PL36H210P759 | TM8V080B12MP12 | 33800 | 17 | 8.1 | 32400 | 23800 | 73.46% | 2.04 | 0 | 9.5 |  |  |  | No | R-410A | 2.8167 | Residential & Commercial | No
215675527 | Central HP <5.4 tons | ARCOAIRE | HRCU-A-CB (Split System: Heat Pump with Remote Outdoor Unit-Air-Source) | H5H0V48*K*AAA* |  |  | EVM5X49M21A*+WALLCON | *80CTL0451712B* | 47500 | 18 | 9 | 50000 | 37600 | 75.2% | 1.98 | 0 | 9.5 |  |  |  | No | R-454B | 3.9583 | Residential & Commercial | No
216494104 | Central HP <5.4 tons | BRYANT HEATING AND COOLING SYSTEMS | HRCU-A-CB (Split System: Heat Pump with Remote Outdoor Unit-Air-Source) | 290VAN024**AA* | ADP |  | CE(P,V)3621G34*+TXV | 88*TB60070C21*** | 22600 | 17 | 9 | 22000 | 15900 | 72.27% | 2.02 | 0 | 9.5 |  |  |  | No | R-454B | 1.8833 | Residential & Commercial | No
215281548 | Central HP <5.4 tons | BRYANT HEATING AND COOLING SYSTEMS | HRCU-A-CB (Split System: Heat Pump with Remote Outdoor Unit-Air-Source) | 38MURAQ30AB3* | ADP |  | H,PG7J936 | 926TC60100V21*** | 29600 | 15.2 | 8.5 | 32600 | 27200 | 83.44% | 1.8 | 0 | 8.5 |  |  |  | No | R-410A | 2.4667 | Residential & Commercial | No
216487452 | Central HP <5.4 tons | BRYANT HEATING AND COOLING SYSTEMS | HRCU-A-CB (Split System: Heat Pump with Remote Outdoor Unit-Air-Source) | 290VAN048**AA* | ADP |  | CE(P,V)4821G1K*+TXV | 88*TB36045C17*** | 43500 | 17 | 9 | 47000 | 34600 | 73.62% | 2.02 | 0 | 9 |  |  |  | No | R-454B | 3.625 | Residential & Commercial | No
216487521 | Central HP <5.4 tons | BRYANT HEATING AND COOLING SYSTEMS | HRCU-A-CB (Split System: Heat Pump with Remote Outdoor Unit-Air-Source) | 290VAN048**AA* | ADP |  | CE(P,V)6024G48*+TXV | 987MC60060C21*** | 45000 | 17 | 9 | 45500 | 33600 | 73.85% | 2.06 | 0 | 9.5 |  |  |  | No | R-454B | 3.75 | Residential & Commercial | No
215668534 | Central HP <5.4 tons | ARCOAIRE | HRCU-A-CB (Split System: Heat Pump with Remote Outdoor Unit-Air-Source) | H5H0V36*K*AAA* |  |  | EA*5X37M17A*+WALLCON | *80CSU0401712A* | 34000 | 17.5 | 9 | 35600 | 25400 | 71.35% | 1.88 | 0 | 9 |  |  |  | No | R-454B | 2.8333 | Residential & Commercial | No
215668702 | Central HP <5.4 tons | ARCOAIRE | HRCU-A-CB (Split System: Heat Pump with Remote Outdoor Unit-Air-Source) | H5H0V36*K*AAA* |  |  | EA*5X37M21A*+WALLCON | *95CSU0601716B* | 34200 | 17.5 | 9 | 35400 | 25200 | 71.19% | 1.88 | 0 | 9.5 |  |  |  | No | R-454B | 2.85 | Residential & Commercial | No
215679237 | Central HP <5.4 tons | ARCOAIRE | HRCU-A-CB (Split System: Heat Pump with Remote Outdoor Unit-Air-Source) | H5H0V36*K*AAA* |  |  | EA*5X37M17A*+WALLCON | *80CSU0401712B* | 34200 | 17 | 9 | 35600 | 25400 | 71.35% | 1.88 | 0 | 9.5 |  |  |  | No | R-454B | 2.85 | Residential & Commercial | No
214301895 | Central HP <5.4 tons | CHAMPION HEATING AND COOLING | HRCU-A-CB (Split System: Heat Pump with Remote Outdoor Unit-Air-Source) | HMH72B341 | ADP |  | H,YE7J(1,2)36+TXV | Z8ES100C16SMPS1 | 32400 | 17 | 8.1 | 30400 | 22400 | 73.68% | 2.02 | 0 | 9.5 |  |  |  | No | R-410A | 2.7 | Residential & Commercial | No
214301897 | Central HP <5.4 tons | CHAMPION HEATING AND COOLING | HRCU-A-CB (Split System: Heat Pump with Remote Outdoor Unit-Air-Source) | HMH72B341 | ADP |  | H,YE9J(1,2)36+TXV | Z8ES100C20LMPS1 | 34000 | 17 | 8.5 | 31800 | 23800 | 74.84% | 2.14 | 0 | 9.5 |  |  |  | No | R-410A | 2.8333 | Residential & Commercial | No
214301914 | Central HP <5.4 tons | CHAMPION HEATING AND COOLING | HRCU-A-CB (Split System: Heat Pump with Remote Outdoor Unit-Air-Source) | HMH72B341 | ADP |  | H,YE9J(1,2)36+TXV | Z8ET120C20LMPS1 | 34000 | 18 | 8.5 | 31800 | 23800 | 74.84% | 2.12 | 0 | 9.5 |  |  |  | No | R-410A | 2.8333 | Residential & Commercial | No
214301847 | Central HP <5.4 tons | CHAMPION HEATING AND COOLING | HRCU-A-CB (Split System: Heat Pump with Remote Outdoor Unit-Air-Source) | HMH72B341 | ADP |  | H,YE7J(1,2)36+TXV | TM9E060A10MP12 | 32400 | 17 | 8.1 | 31800 | 23200 | 72.96% | 2 | 0 | 9.5 |  |  |  | No | R-410A | 2.7 | Residential & Commercial | No
213366557 | Central HP <5.4 tons | COLEMAN | HRCU-A-CB (Split System: Heat Pump with Remote Outdoor Unit-Air-Source) | HMH72B341 | ADP |  | A36VCA+TXV | Z8ET080B12LMPS1 | 33200 | 18 | 8.5 | 31400 | 23000 | 73.25% | 2.04 | 0 | 9.5 |  |  |  | No | R-410A | 2.7667 | Residential & Commercial | No
213366560 | Central HP <5.4 tons | COLEMAN | HRCU-A-CB (Split System: Heat Pump with Remote Outdoor Unit-Air-Source) | HMH72B341 | ADP |  | H,YG34936 | Z8ET080B12LMPS1 | 33200 | 18 | 8.5 | 31400 | 23000 | 73.25% | 2.04 | 0 | 9.5 |  |  |  | No | R-410A | 2.7667 | Residential & Commercial | No
213081445 | Central HP <5.4 tons | ELIOS | HRCU-A-CB (Split System: Heat Pump with Remote Outdoor Unit-Air-Source) | DEA48HOS20230E7 |  |  | FEA48HIAHUU230X7 |  | 47000 | 15.6 | 9.4 | 50000 | 46000 | 92% | 1.9 | 8.5 | 8.2 |  |  |  | No | R-410A | 3.9167 | Residential & Commercial | No
213258295 | Central HP <5.4 tons | KEEPRITE | HRCU-A-CB (Split System: Heat Pump with Remote Outdoor Unit-Air-Source) | DLCURAH24ABK | ADP |  | H,GE33936 | *96VSN0401410A* | 23000 | 16 | 8.5 | 24000 | 23400 | 97.5% | 1.96 | 0 | 9.5 |  |  |  | No | R-410A | 1.9167 | Residential & Commercial | No
215668598 | Central HP <5.4 tons | ARCOAIRE | HRCU-A-CB (Split System: Heat Pump with Remote Outdoor Unit-Air-Source) | H5H0V36*K*AAA* |  |  | EA*5X37M17A*+WALLCON | *97CMN0801714B* | 33800 | 17.5 | 9 | 35800 | 25600 | 71.51% | 1.86 | 0 | 9.5 |  |  |  | No | R-454B | 2.8167 | Residential & Commercial | No
215668614 | Central HP <5.4 tons | ARCOAIRE | HRCU-A-CB (Split System: Heat Pump with Remote Outdoor Unit-Air-Source) | H5H0V36*K*AAA* |  |  | EA*5X37M17A*+WALLCON | *96CTN0601714B* | 33800 | 17.5 | 9 | 35800 | 25600 | 71.51% | 1.86 | 0 | 9.5 |  |  |  | No | R-454B | 2.8167 | Residential & Commercial | No
215681677 | Central HP <5.4 tons | ARCOAIRE | HRCU-A-CB (Split System: Heat Pump with Remote Outdoor Unit-Air-Source) | H5H0V48*K*AAA* |  |  | ESH5X60M12A*+WALLCON | *80CSU0401712B* | 45500 | 16.5 | 8.5 | 48000 | 33800 | 70.42% | 2.08 | 0 | 9.5 |  |  |  | No | R-454B | 3.7917 | Residential & Commercial | No
215679457 | Central HP <5.4 tons | ARCOAIRE | HRCU-A-CB (Split System: Heat Pump with Remote Outdoor Unit-Air-Source) | H5H0V36*K*AAA* |  |  | EA*5X43M21A*+WALLCON | *97CTN0801716A* | 34200 | 17.5 | 9 | 35400 | 25400 | 71.75% | 1.88 | 0 | 9.5 |  |  |  | No | R-454B | 2.85 | Residential & Commercial | No
212970639 | Central HP <5.4 tons | ARCOAIRE | HRCU-A-CB (Split System: Heat Pump with Remote Outdoor Unit-Air-Source) | DLCURAH36ABK |  |  | EA*4X36L21A* | *80VSL0902120B* | 35000 | 16 | 8.1 | 38500 | 35200 | 91.43% | 1.82 | 0 | 9.5 |  |  |  | No | R-410A | 2.9167 | Residential & Commercial | No
214602370 | Central HP <5.4 tons | DAY & NIGHT | HRCU-A-CB (Split System: Heat Pump with Remote Outdoor Unit-Air-Source) | DLCURAH36ABK | ADP |  | H,GE32936 | *96VTN0801716B* | 35000 | 15.2 | 8.1 | 37400 | 35000 | 93.58% | 1.82 | 0 | 9.5 |  |  |  | No | R-410A | 2.9167 | Residential & Commercial | No
210426581 | Central HP <5.4 tons | MAXI AIR | HRCU-A-CB (Split System: Heat Pump with Remote Outdoor Unit-Air-Source) | MAXS-4260 |  |  | AHMS-6020 |  | 55000 | 15.3 | 9.4 | 59000 | 48500 | 82.2% | 1.91 | 9 | 8.8 |  |  |  | No | R-410A | 4.5833 | Residential & Commercial | No
215674468 | Central HP <5.4 tons | ARCOAIRE | HRCU-A-CB (Split System: Heat Pump with Remote Outdoor Unit-Air-Source) | H5H0V48*K*AAA* |  |  | EA*5X61M24A*+WALLCON | *80CSU1002120A* | 46000 | 18 | 9 | 48000 | 33800 | 70.42% | 2.08 | 0 | 9.5 |  |  |  | No | R-454B | 3.8333 | Residential & Commercial | No
214301858 | Central HP <5.4 tons | CHAMPION HEATING AND COOLING | HRCU-A-CB (Split System: Heat Pump with Remote Outdoor Unit-Air-Source) | HMH72B341 | ADP |  | H,YE7J(1,2)36+TXV | TM9V040A10MP12 | 32000 | 16 | 8.1 | 31800 | 23000 | 72.33% | 2 | 0 | 9.5 |  |  |  | No | R-410A | 2.6667 | Residential & Commercial | No
214301860 | Central HP <5.4 tons | CHAMPION HEATING AND COOLING | HRCU-A-CB (Split System: Heat Pump with Remote Outdoor Unit-Air-Source) | HMH72B341 | ADP |  | H,YE7J(1,2)36+TXV | TM9V080B12MP12 | 32800 | 17 | 8.3 | 31600 | 23000 | 72.78% | 2 | 0 | 9.5 |  |  |  | No | R-410A | 2.7333 | Residential & Commercial | No
213362730 | Central HP <5.4 tons | COLEMAN | HRCU-A-CB (Split System: Heat Pump with Remote Outdoor Unit-Air-Source) | HMH72B341 | ADP |  | H,YG9J936 | CPLC060A12MP13 | 34000 | 17 | 8.1 | 32400 | 23800 | 73.46% | 2.06 | 0 | 9.5 |  |  |  | No | R-410A | 2.8333 | Residential & Commercial | No
211782038 | Central HP <5.4 tons | KEEPRITE | HRCU-A-CB (Split System: Heat Pump with Remote Outdoor Unit-Air-Source) | DLCURAH24ABK | ADP |  | H,GE22936 | *92ESN0601714A* | 23000 | 16 | 8.5 | 25200 | 23000 | 91.27% | 1.94 | 0 | 9.5 |  |  |  | No | R-410A | 1.9167 | Residential & Commercial | No
213362782 | Central HP <5.4 tons | COLEMAN | HRCU-A-CB (Split System: Heat Pump with Remote Outdoor Unit-Air-Source) | HMH72B341 | ADP |  | H,YG9J936 | TPLC060A12MP13 | 34000 | 17 | 8.1 | 32400 | 23800 | 73.46% | 2.06 | 0 | 9.5 |  |  |  | No | R-410A | 2.8333 | Residential & Commercial | No
213362798 | Central HP <5.4 tons | COLEMAN | HRCU-A-CB (Split System: Heat Pump with Remote Outdoor Unit-Air-Source) | HMH72B341 | ADP |  | H,YG9J936 | Z9ES060B12SMPS1 | 34000 | 17 | 8.1 | 31800 | 23600 | 74.21% | 2.06 | 0 | 9.5 |  |  |  | No | R-410A | 2.8333 | Residential & Commercial | No
215679527 | Central HP <5.4 tons | ARCOAIRE | HRCU-A-CB (Split System: Heat Pump with Remote Outdoor Unit-Air-Source) | H5H0V36*K*AAA* |  |  | EA*5X48M21A*+WALLCON | *97CTN0801716A* | 33600 | 17.5 | 9 | 35200 | 25200 | 71.59% | 1.88 | 0 | 9.5 |  |  |  | No | R-454B | 2.8 | Residential & Commercial | No
215669752 | Central HP <5.4 tons | ARCOAIRE | HRCU-A-CB (Split System: Heat Pump with Remote Outdoor Unit-Air-Source) | H5H0V36*K*AAA* |  |  | ESH5X36M12A*+WALLCON | *80CSU0601716A* | 33600 | 16.5 | 8.5 | 35800 | 25600 | 71.51% | 1.76 | 0 | 9.5 |  |  |  | No | R-454B | 2.8 | Residential & Commercial | No
215669888 | Central HP <5.4 tons | ARCOAIRE | HRCU-A-CB (Split System: Heat Pump with Remote Outdoor Unit-Air-Source) | H5H0V36*K*AAA* |  |  | ESH5X36M12A*+WALLCON | *97CMN1002122B* | 33800 | 16.5 | 8.5 | 35800 | 25400 | 70.95% | 1.76 | 0 | 9.5 |  |  |  | No | R-454B | 2.8167 | Residential & Commercial | No
214810556 | Central HP <5.4 tons | PolarWave | HRCU-A-CB (Split System: Heat Pump with Remote Outdoor Unit-Air-Source) | EZ-60-HP |  |  | EZ-60-AH |  | 55000 | 15.3 | 9.4 | 59000 | 48500 | 82.2% | 1.91 | 9 | 8.8 |  |  |  | No | R-410A | 4.5833 | Residential & Commercial | No
215666948 | Central HP <5.4 tons | ARCOAIRE | HRCU-A-CB (Split System: Heat Pump with Remote Outdoor Unit-Air-Source) | H5H0V24*K*AAA* |  |  | EA*5X24M14A*+WALLCON | *96CTN0401410B* | 22400 | 15.5 | 8.5 | 24600 | 17300 | 70.33% | 1.82 | 0 | 9 |  |  |  | No | R-454B | 1.8667 | Residential & Commercial | No
212498520 | Central HP <5.4 tons | CARRIER | HRCU-A-CB (Split System: Heat Pump with Remote Outdoor Unit-Air-Source) | 38MURAQ30AB3* | ADP |  | CE3005A+TXV |  | 29800 | 15.2 | 8.2 | 33200 | 27000 | 81.33% | 1.78 | 0 | 8.5 |  |  |  | No | R-410A | 2.4833 | Residential & Commercial | No
214810555 | Central HP <5.4 tons | PolarWave | HRCU-A-CB (Split System: Heat Pump with Remote Outdoor Unit-Air-Source) | EZ-48-HP |  |  | EZ-48-AH |  | 47000 | 15.6 | 9.4 | 50000 | 46000 | 92% | 1.85 | 8.5 | 8.2 |  |  |  | No | R-410A | 3.9167 | Residential & Commercial | No
212603373 | Central HP <5.4 tons | AIRTEMP | HRCU-A-CB (Split System: Heat Pump with Remote Outdoor Unit-Air-Source) | GXH24-36MSK4DH | ADP |  | F,PE*E32936 |  | 31000 | 15.2 | 8.25 | 32200 | 23600 | 73.29% | 1.76 | 0 | 9 |  |  |  | No | R-410A | 2.5833 | Residential & Commercial | No
214595912 | Central HP <5.4 tons | PAYNE | HRCU-A-C (Split System: Heat Pump with Remote Outdoor Unit with No Indoor Fan --Air Source) | 38MURAQ36AB3 | ADP |  | H,PG33936+TD |  | 35400 | 15.2 | 8.35 | 36200 | 31200 | 86.19% | 1.8 | 0 | 9.5 |  |  |  | No | R-410A | 2.95 | Residential & Commercial | No
214595914 | Central HP <5.4 tons | PAYNE | HRCU-A-C (Split System: Heat Pump with Remote Outdoor Unit with No Indoor Fan --Air Source) | 38MURAQ36AB3 | ADP |  | H,PG8J936+TD |  | 35600 | 15.2 | 8.45 | 36400 | 31200 | 85.71% | 1.82 | 0 | 9.5 |  |  |  | No | R-410A | 2.9667 | Residential & Commercial | No
216030963 | Central HP <5.4 tons | MOOVAIR | HRCU-A-CB (Split System: Heat Pump with Remote Outdoor Unit-Air-Source) | MSHEA60R2AN1 |  |  | MAHMA60R4AS1 |  | 54000 | 15.2 | 8.4 | 54000 | 38000 | 70.37% | 1.8 | 0 | 8.6 |  |  |  | No | R-454B | 4.5 | Residential & Commercial | No
214067864 | Central HP <5.4 tons | CARRIER | HRCU-A-CB (Split System: Heat Pump with Remote Outdoor Unit-Air-Source) | 38MURAQ36AB3* | ADP |  | C36A***L159 | 58SU*B040M17**12 | 35000 | 16 | 8.5 | 36200 | 34200 | 94.48% | 2.02 | 0 | 9.5 |  |  |  | No | R-410A | 2.9167 | Residential & Commercial | No
214437584 | Central HP <5.4 tons | AIRTEMP | HRCU-A-C (Split System: Heat Pump with Remote Outdoor Unit with No Indoor Fan --Air Source) | GXH48-60MSK4DH | ADP |  | H,NE88960+TD |  | 50500 | 15.2 | 8.5 | 51000 | 36800 | 72.16% | 1.8 | 0 | 9.5 |  |  |  | No | R-410A | 4.2083 | Residential & Commercial | No
215281543 | Central HP <5.4 tons | BRYANT HEATING AND COOLING SYSTEMS | HRCU-A-CB (Split System: Heat Pump with Remote Outdoor Unit-Air-Source) | 38MURAQ30AB3* | ADP |  | H,PG7J936 | 916SA60100M21*** | 29600 | 15.2 | 8.5 | 32400 | 27000 | 83.33% | 1.8 | 0 | 8.5 |  |  |  | No | R-410A | 2.4667 | Residential & Commercial | No
214595913 | Central HP <5.4 tons | PAYNE | HRCU-A-C (Split System: Heat Pump with Remote Outdoor Unit with No Indoor Fan --Air Source) | 38MURAQ36AB3 | ADP |  | H,PG7J936+TD |  | 35200 | 15.2 | 8.35 | 36200 | 31200 | 86.19% | 1.8 | 0 | 9.5 |  |  |  | No | R-410A | 2.9333 | Residential & Commercial | No
212603079 | Central HP <5.4 tons | AIRTEMP | HRCU-A-CB (Split System: Heat Pump with Remote Outdoor Unit-Air-Source) | GXH24-36MSK4DH | ADP |  | F,PE*G34936 |  | 31800 | 15.2 | 8.5 | 32400 | 23600 | 72.84% | 1.8 | 0 | 9 |  |  |  | No | R-410A | 2.65 | Residential & Commercial | No
215670220 | Central HP <5.4 tons | ARCOAIRE | HRCU-A-CB (Split System: Heat Pump with Remote Outdoor Unit-Air-Source) | H5H0V36*K*AAA* |  |  | ESH5X48M12A*+WALLCON | *80CTL1102120B* | 34200 | 17 | 8.5 | 35400 | 25200 | 71.19% | 1.9 | 0 | 9.5 |  |  |  | No | R-454B | 2.85 | Residential & Commercial | No
215319208 | Central HP <5.4 tons | Grandaire | HRCU-A-CB (Split System: Heat Pump with Remote Outdoor Unit-Air-Source) | D5CURAH60AAK |  |  | D5FUAAH60XAK |  | 54000 | 15.2 | 8.4 | 54000 | 38000 | 70.37% | 1.8 | 0 | 8.7 |  |  |  | No | R-454B | 4.5 | Residential & Commercial | No
216487872 | Central HP <5.4 tons | BRYANT HEATING AND COOLING SYSTEMS | HRCU-A-CB (Split System: Heat Pump with Remote Outdoor Unit-Air-Source) | 290VAN048**AA* | ADP |  | CE(P,V)4817G1K*+TXV | 986TD60080C21*** | 44000 | 17 | 9 | 45500 | 33200 | 72.97% | 2.06 | 0 | 9.5 |  |  |  | No | R-454B | 3.6667 | Residential & Commercial | No
216487802 | Central HP <5.4 tons | BRYANT HEATING AND COOLING SYSTEMS | HRCU-A-CB (Split System: Heat Pump with Remote Outdoor Unit-Air-Source) | 290VAN024**AA* | ADP |  | CE(P,V)2417G31*+TXV | 986TD42080C17*** | 22800 | 17 | 9 | 22600 | 16200 | 71.68% | 1.98 | 0 | 9.5 |  |  |  | No | R-454B | 1.9 | Residential & Commercial | No
212383237 | Central HP <5.4 tons | KEEPRITE | HRCU-A-CB (Split System: Heat Pump with Remote Outdoor Unit-Air-Source) | DLCURAH36ABK |  |  | EA*4X36L21A* | *95ESN0802120A* | 35800 | 15.5 | 8.1 | 39500 | 35400 | 89.62% | 1.84 | 0 | 9.5 |  |  |  | No | R-410A | 2.9833 | Residential & Commercial | No
216411123 | Central HP <5.4 tons | FRASER-JOHNSTON | HRCU-A-CB (Split System: Heat Pump with Remote Outdoor Unit-Air-Source) | HMH72B341 |  |  | XAHC36DBCN1 | Z9ET060B12SMPS1 | 33200 | 17.5 | 8.5 | 33400 | 23400 | 70.06% | 2 | 0 | 9.5 |  |  |  | No | R-410A | 2.7667 | Residential & Commercial | No
214849241 | Central HP <5.4 tons | RHEEM | HRCU-A-CB (Split System: Heat Pump with Remote Outdoor Unit-Air-Source) | RD17AZ60AJ3N | ADP |  | H,RE49960 | R802V1005A21UHS | 53000 | 17 | 8.1 | 51500 | 48500 | 94.17% | 1.75 | 0 | 9.5 |  |  |  | No | R-410A | 4.4167 | Residential & Commercial | No
214849221 | Central HP <5.4 tons | RHEEM | HRCU-A-CB (Split System: Heat Pump with Remote Outdoor Unit-Air-Source) | RD17AZ60AJ3N | ADP |  | H,RE51960 | R801V0755A21DZ | 54000 | 17 | 8.1 | 52000 | 48500 | 93.27% | 1.75 | 0 | 9.5 |  |  |  | No | R-410A | 4.5 | Residential & Commercial | No
214849238 | Central HP <5.4 tons | RHEEM | HRCU-A-CB (Split System: Heat Pump with Remote Outdoor Unit-Air-Source) | RD17AZ60AJ3N | ADP |  | H,RE49960 | R802V1005A21DZ | 53000 | 17 | 8.1 | 51500 | 48500 | 94.17% | 1.75 | 0 | 9.5 |  |  |  | No | R-410A | 4.4167 | Residential & Commercial | No
214853972 | Central HP <5.4 tons | RHEEM | HRCU-A-CB (Split System: Heat Pump with Remote Outdoor Unit-Air-Source) | RD17AZ60AJ3N | ADP |  | H,RE51(1,2)60+TXV | R802V1255A24UHS | 54000 | 17 | 8.1 | 51500 | 48500 | 94.17% | 1.75 | 0 | 9.5 |  |  |  | No | R-410A | 4.5 | Residential & Commercial | No
214849222 | Central HP <5.4 tons | RHEEM | HRCU-A-CB (Split System: Heat Pump with Remote Outdoor Unit-Air-Source) | RD17AZ60AJ3N | ADP |  | H,RE49(1,2)60+TXV | R801V0755A21UHS | 53000 | 17 | 8.1 | 52000 | 49000 | 94.23% | 1.75 | 0 | 9.5 |  |  |  | No | R-410A | 4.4167 | Residential & Commercial | No
214853964 | Central HP <5.4 tons | RHEEM | HRCU-A-CB (Split System: Heat Pump with Remote Outdoor Unit-Air-Source) | RD17AZ60AJ3N | ADP |  | H,RE51(1,2)60+TXV | R801V0755A21DZ | 54000 | 17 | 8.1 | 52000 | 48500 | 93.27% | 1.75 | 0 | 9.5 |  |  |  | No | R-410A | 4.5 | Residential & Commercial | No
214853966 | Central HP <5.4 tons | RHEEM | HRCU-A-CB (Split System: Heat Pump with Remote Outdoor Unit-Air-Source) | RD17AZ60AJ3N | ADP |  | H,RE51(1,2)60+TXV | R801V1005A21DZ | 54000 | 17 | 8.1 | 51500 | 48500 | 94.17% | 1.75 | 0 | 9.5 |  |  |  | No | R-410A | 4.5 | Residential & Commercial | No
214853971 | Central HP <5.4 tons | RHEEM | HRCU-A-CB (Split System: Heat Pump with Remote Outdoor Unit-Air-Source) | RD17AZ60AJ3N | ADP |  | H,RE51(1,2)60+TXV | R802V1005A21UHS | 54000 | 17 | 8.1 | 51500 | 48500 | 94.17% | 1.75 | 0 | 9.5 |  |  |  | No | R-410A | 4.5 | Residential & Commercial | No
214849225 | Central HP <5.4 tons | RHEEM | HRCU-A-CB (Split System: Heat Pump with Remote Outdoor Unit-Air-Source) | RD17AZ60AJ3N | ADP |  | H,RE49(1,2)60+TXV | R801V1005A21DZ | 53000 | 17 | 8.1 | 51500 | 48500 | 94.17% | 1.75 | 0 | 9.5 |  |  |  | No | R-410A | 4.4167 | Residential & Commercial | No
214810408 | Central HP <5.4 tons | RHEEM | HRCU-A-CB (Split System: Heat Pump with Remote Outdoor Unit-Air-Source) | RD17AZ60AJ3N | ADP |  | H,RE84960 | R951V0855A21M4S | 53000 | 16 | 8.1 | 52000 | 49000 | 94.23% | 1.75 | 0 | 9.5 |  |  |  | No | R-410A | 4.4167 | Residential & Commercial | No
214301899 | Central HP <5.4 tons | CHAMPION HEATING AND COOLING | HRCU-A-CB (Split System: Heat Pump with Remote Outdoor Unit-Air-Source) | HMH72B341 | ADP |  | H,YE7J(1,2)36+TXV | Z8ES120C16LMPS1 | 32600 | 17 | 8.5 | 30400 | 22200 | 73.03% | 2.04 | 0 | 9.5 |  |  |  | No | R-410A | 2.7167 | Residential & Commercial | No
215449955 | Central HP <5.4 tons | Proair | HRCU-A-CB (Split System: Heat Pump with Remote Outdoor Unit-Air-Source) | P30-48HFN1-D |  |  | PAH-48HWFN1 |  | 47000 | 15.6 | 9.4 | 50000 | 46000 | 92% | 1.9 | 8.5 | 8.2 |  |  |  | No | R-410A | 3.9167 | Residential & Commercial | No
214849227 | Central HP <5.4 tons | RHEEM | HRCU-A-CB (Split System: Heat Pump with Remote Outdoor Unit-Air-Source) | RD17AZ60AJ3N | ADP |  | H,RE51960 | R801V1005A21DZ | 54000 | 17 | 8.1 | 51500 | 48500 | 94.17% | 1.75 | 0 | 9.5 |  |  |  | No | R-410A | 4.5 | Residential & Commercial | No
214849234 | Central HP <5.4 tons | RHEEM | HRCU-A-CB (Split System: Heat Pump with Remote Outdoor Unit-Air-Source) | RD17AZ60AJ3N | ADP |  | H,RE49(1,2)60+TXV | R801V1505A24UH | 53000 | 17 | 8.1 | 51500 | 48500 | 94.17% | 1.75 | 0 | 9.5 |  |  |  | No | R-410A | 4.4167 | Residential & Commercial | No
214437583 | Central HP <5.4 tons | AIRTEMP | HRCU-A-C (Split System: Heat Pump with Remote Outdoor Unit with No Indoor Fan --Air Source) | GXH48-60MSK4DH | ADP |  | H,NE86960+TD |  | 50500 | 15.2 | 8.5 | 51000 | 36800 | 72.16% | 1.8 | 0 | 9.5 |  |  |  | No | R-410A | 4.2083 | Residential & Commercial | No
215667275 | Central HP <5.4 tons | ARCOAIRE | HRCU-A-CB (Split System: Heat Pump with Remote Outdoor Unit-Air-Source) | H5H0V24*K*AAA* |  |  | EA*5X25M17A*+WALLCON | *96CTN0401410B* | 23400 | 16 | 9 | 24000 | 16800 | 70% | 1.98 | 0 | 9.5 |  |  |  | No | R-454B | 1.95 | Residential & Commercial | No
213296830 | Central HP <5.4 tons | FRASER-JOHNSTON | HRCU-A-CB (Split System: Heat Pump with Remote Outdoor Unit-Air-Source) | HMH72B341 |  |  | XAHC36DXXN1+TXV | Z8ET120C20LMPS1 | 34000 | 18.5 | 8.1 | 33400 | 23800 | 71.26% | 2.06 | 0 | 9.5 |  |  |  | No | R-410A | 2.8333 | Residential & Commercial | No
213297080 | Central HP <5.4 tons | FRASER-JOHNSTON | HRCU-A-CB (Split System: Heat Pump with Remote Outdoor Unit-Air-Source) | HMH72B341 |  |  | XAHC36DXXN1+TXV | Z8ET080C16LMPS1 | 34000 | 18.5 | 8.5 | 33400 | 24000 | 71.86% | 2.1 | 0 | 9.5 |  |  |  | No | R-410A | 2.8333 | Residential & Commercial | No
213297775 | Central HP <5.4 tons | FRASER-JOHNSTON | HRCU-A-CB (Split System: Heat Pump with Remote Outdoor Unit-Air-Source) | HMH72B341 |  |  | XAFC30CXXN1+TXV | Z8ES120C16LMPS1 | 33600 | 18 | 8.5 | 33000 | 23400 | 70.91% | 2.06 | 0 | 9.5 |  |  |  | No | R-410A | 2.8 | Residential & Commercial | No
213297255 | Central HP <5.4 tons | FRASER-JOHNSTON | HRCU-A-CB (Split System: Heat Pump with Remote Outdoor Unit-Air-Source) | HMH72B341 |  |  | XAUB36DXXN1+TXV | Z9ET040A10SMPS1 | 34000 | 18 | 8.1 | 33400 | 23800 | 71.26% | 2.04 | 0 | 9.5 |  |  |  | No | R-410A | 2.8333 | Residential & Commercial | No
213297875 | Central HP <5.4 tons | FRASER-JOHNSTON | HRCU-A-CB (Split System: Heat Pump with Remote Outdoor Unit-Air-Source) | HMH72B341 |  |  | XAFC36DXXN1+TXV | Z9ES080C16SMPS1 | 34000 | 17.5 | 8.1 | 33400 | 23800 | 71.26% | 2.06 | 0 | 9.5 |  |  |  | No | R-410A | 2.8333 | Residential & Commercial | No
213297900 | Central HP <5.4 tons | FRASER-JOHNSTON | HRCU-A-CB (Split System: Heat Pump with Remote Outdoor Unit-Air-Source) | HMH72B341 |  |  | XAFB36DBCN1 | Z9ES060A10SMPS1 | 33400 | 18.5 | 8.1 | 32800 | 23200 | 70.73% | 2.02 | 0 | 9.5 |  |  |  | No | R-410A | 2.7833 | Residential & Commercial | No
213298000 | Central HP <5.4 tons | FRASER-JOHNSTON | HRCU-A-CB (Split System: Heat Pump with Remote Outdoor Unit-Air-Source) | HMH72B341 |  |  | XAHC36DXXN1+TXV | Z8ES080C20SMPS1 | 34000 | 17.5 | 8.1 | 33400 | 23600 | 70.66% | 2.08 | 0 | 9.5 |  |  |  | No | R-410A | 2.8333 | Residential & Commercial | No
213296845 | Central HP <5.4 tons | FRASER-JOHNSTON | HRCU-A-CB (Split System: Heat Pump with Remote Outdoor Unit-Air-Source) | HMH72B341 |  |  | XAHC30CXXN1+TXV | Z8ET080C16LMPS1 | 32800 | 18.5 | 8.5 | 32000 | 22800 | 71.25% | 2.04 | 0 | 9.5 |  |  |  | No | R-410A | 2.7333 | Residential & Commercial | No
213297040 | Central HP <5.4 tons | FRASER-JOHNSTON | HRCU-A-CB (Split System: Heat Pump with Remote Outdoor Unit-Air-Source) | HMH72B341 |  |  | XAHC36DXXN1+TXV | Z9ES080B12SMPS1 | 33000 | 16.5 | 8.1 | 32200 | 22800 | 70.81% | 2 | 0 | 9.5 |  |  |  | No | R-410A | 2.75 | Residential & Commercial | No
213297090 | Central HP <5.4 tons | FRASER-JOHNSTON | HRCU-A-CB (Split System: Heat Pump with Remote Outdoor Unit-Air-Source) | HMH72B341 |  |  | XAHC36DXXN1+TXV | Z8ET080B12LMPS1 | 33000 | 18 | 8.1 | 32000 | 22400 | 70% | 2 | 0 | 9.5 |  |  |  | No | R-410A | 2.75 | Residential & Commercial | No
214810355 | Central HP <5.4 tons | RHEEM | HRCU-A-CB (Split System: Heat Pump with Remote Outdoor Unit-Air-Source) | RD17AZ36AJ3N | ADP |  | H,RE9J936 | R921V1005A21M4S | 32200 | 16 | 8.1 | 32600 | 29200 | 89.57% | 1.9 | 0 | 9.5 |  |  |  | No | R-410A | 2.6833 | Residential & Commercial | No
214810373 | Central HP <5.4 tons | RHEEM | HRCU-A-CB (Split System: Heat Pump with Remote Outdoor Unit-Air-Source) | RD17AZ36AJ3N | ADP |  | H,RE9J936 | R98MV0603A17UPS | 32200 | 17 | 8.1 | 32600 | 29400 | 90.18% | 1.9 | 0 | 9.5 |  |  |  | No | R-410A | 2.6833 | Residential & Commercial | No
214849455 | Central HP <5.4 tons | RHEEM | HRCU-A-CB (Split System: Heat Pump with Remote Outdoor Unit-Air-Source) | RD17AZ36AJ3N | ADP |  | H,RE8J(1,2)36+TXV | R802V0754A17UHS | 31800 | 17 | 8.1 | 32600 | 29000 | 88.96% | 2 | 0 | 9 |  |  |  | No | R-410A | 2.65 | Residential & Commercial | No
214849402 | Central HP <5.4 tons | RHEEM | HRCU-A-CB (Split System: Heat Pump with Remote Outdoor Unit-Air-Source) | RD17AZ36AJ3N | ADP |  | H,RE9J936 | R801V0754A17UHS | 32200 | 17 | 8.1 | 32600 | 29000 | 88.96% | 2 | 0 | 9.5 |  |  |  | No | R-410A | 2.6833 | Residential & Commercial | No
216410923 | Central HP <5.4 tons | FRASER-JOHNSTON | HRCU-A-CB (Split System: Heat Pump with Remote Outdoor Unit-Air-Source) | HMH72B361 |  |  | XAHB36DBCN1 | Z9ET060B12SMPS1 | 34200 | 16.5 | 8.5 | 33800 | 23800 | 70.41% | 1.98 | 0 | 8.5 |  |  |  | No | R-410A | 2.85 | Residential & Commercial | No
211225815 | Central HP <5.4 tons | CARRIER | HRCU-A-CB (Split System: Heat Pump with Remote Outdoor Unit-Air-Source) | 38MURAQ36AB3* |  |  | CAP**4221AL* | 59TP6B100V21**20 | 35800 | 15.5 | 8.1 | 39500 | 35200 | 89.11% | 1.9 | 0 | 9.5 |  |  |  | No | R-410A | 2.9833 | Residential & Commercial | No
213297980 | Central HP <5.4 tons | FRASER-JOHNSTON | HRCU-A-CB (Split System: Heat Pump with Remote Outdoor Unit-Air-Source) | HMH72B341 |  |  | XAHB36DXXN1+TXV | Z8ES100B12SMPS1 | 33400 | 17.5 | 8.1 | 32800 | 23200 | 70.73% | 2.02 | 0 | 9.5 |  |  |  | No | R-410A | 2.7833 | Residential & Commercial | No
214849236 | Central HP <5.4 tons | RHEEM | HRCU-A-CB (Split System: Heat Pump with Remote Outdoor Unit-Air-Source) | RD17AZ60AJ3N | ADP |  | H,RE51960 | R801V1505A24UH | 54000 | 17 | 8.1 | 51500 | 48500 | 94.17% | 1.75 | 0 | 9.5 |  |  |  | No | R-410A | 4.5 | Residential & Commercial | No
214849243 | Central HP <5.4 tons | RHEEM | HRCU-A-CB (Split System: Heat Pump with Remote Outdoor Unit-Air-Source) | RD17AZ60AJ3N | ADP |  | H,RE49(1,2)60+TXV | R802V1255A24UHS | 53000 | 17 | 8.1 | 51500 | 48500 | 94.17% | 1.75 | 0 | 9.5 |  |  |  | No | R-410A | 4.4167 | Residential & Commercial | No
212394512 | Central HP <5.4 tons | COLEMAN | HRCU-A-CB (Split System: Heat Pump with Remote Outdoor Unit-Air-Source) | HMH72B341 | ADP |  | H,YE35936 | TM9V060B12MP12 | 34000 | 17 | 8.5 | 32400 | 23800 | 73.46% | 2.06 | 0 | 9.5 |  |  |  | No | R-410A | 2.8333 | Residential & Commercial | No
211386200 | Central HP <5.4 tons | FRASER-JOHNSTON | HRCU-A-CB (Split System: Heat Pump with Remote Outdoor Unit-Air-Source) | HMH72B341 |  |  | XAHD48FBCN1 | TL9E080C16UH11 | 33200 | 16 | 8.1 | 32400 | 23600 | 72.84% | 2.04 | 0 | 9 |  |  |  | No | R-410A | 2.7667 | Residential & Commercial | No
211385997 | Central HP <5.4 tons | FRASER-JOHNSTON | HRCU-A-CB (Split System: Heat Pump with Remote Outdoor Unit-Air-Source) | HMH72B341 |  |  | XAFC48FBCN1 | TM8E080B12MP11 | 33400 | 17 | 8.5 | 32400 | 23800 | 73.46% | 2.04 | 0 | 9 |  |  |  | No | R-410A | 2.7833 | Residential & Commercial | No
211386349 | Central HP <5.4 tons | FRASER-JOHNSTON | HRCU-A-CB (Split System: Heat Pump with Remote Outdoor Unit-Air-Source) | HMH72B341 |  |  | XAUC48FXXN1+TXV | TL9E060B12UH11 | 33200 | 17 | 8.1 | 32600 | 24000 | 73.62% | 2.02 | 0 | 9 |  |  |  | No | R-410A | 2.7667 | Residential & Commercial | No
211386464 | Central HP <5.4 tons | FRASER-JOHNSTON | HRCU-A-CB (Split System: Heat Pump with Remote Outdoor Unit-Air-Source) | HMH72B341 |  |  | XAUC48FXXN1+TXV | TL8E100C20UH11 | 34000 | 16.5 | 8.5 | 32400 | 23800 | 73.46% | 2.1 | 0 | 9.5 |  |  |  | No | R-410A | 2.8333 | Residential & Commercial | No
211387035 | Central HP <5.4 tons | FRASER-JOHNSTON | HRCU-A-CB (Split System: Heat Pump with Remote Outdoor Unit-Air-Source) | HMH72B341 |  |  | XAUB36DXXN1+TXV | TM9Y080B12MP11 | 33600 | 17.5 | 8.5 | 33400 | 23600 | 70.66% | 2.04 | 0 | 9.5 |  |  |  | No | R-410A | 2.8 | Residential & Commercial | No
211387049 | Central HP <5.4 tons | FRASER-JOHNSTON | HRCU-A-CB (Split System: Heat Pump with Remote Outdoor Unit-Air-Source) | HMH72B341 |  |  | XAFB30CXXN1+TXV | TM9Y080B12MP11 | 32800 | 17.5 | 8.1 | 34000 | 23800 | 70% | 2.02 | 0 | 9.5 |  |  |  | No | R-410A | 2.7333 | Residential & Commercial | No
211387268 | Central HP <5.4 tons | FRASER-JOHNSTON | HRCU-A-CB (Split System: Heat Pump with Remote Outdoor Unit-Air-Source) | HMH72B341 |  |  | XAHC30CXXN1+TXV | TM9V100C20MP12 | 32800 | 17 | 8.1 | 33000 | 23200 | 70.3% | 2.02 | 0 | 9 |  |  |  | No | R-410A | 2.7333 | Residential & Commercial | No
211387386 | Central HP <5.4 tons | FRASER-JOHNSTON | HRCU-A-CB (Split System: Heat Pump with Remote Outdoor Unit-Air-Source) | HMH72B341 |  |  | XAFC30CXXN1+TXV | TP9C100C20MP13 | 33400 | 17.5 | 8.1 | 33600 | 23600 | 70.24% | 2.06 | 0 | 9.5 |  |  |  | No | R-410A | 2.7833 | Residential & Commercial | No
211387803 | Central HP <5.4 tons | FRASER-JOHNSTON | HRCU-A-CB (Split System: Heat Pump with Remote Outdoor Unit-Air-Source) | HMH72B341 |  |  | XAFC36DXXN1+TXV | TM9V080B12MP12 | 34000 | 17 | 8.1 | 34000 | 24400 | 71.76% | 2.06 | 0 | 9.5 |  |  |  | No | R-410A | 2.8333 | Residential & Commercial | No
211388038 | Central HP <5.4 tons | FRASER-JOHNSTON | HRCU-A-CB (Split System: Heat Pump with Remote Outdoor Unit-Air-Source) | HMH72B341 |  |  | XAHC36DXXN1+TXV | TP9C060B12MP13 | 33200 | 17 | 8.1 | 33400 | 23800 | 71.26% | 2 | 0 | 9.5 |  |  |  | No | R-410A | 2.7667 | Residential & Commercial | No
211388103 | Central HP <5.4 tons | FRASER-JOHNSTON | HRCU-A-CB (Split System: Heat Pump with Remote Outdoor Unit-Air-Source) | HMH72B341 |  |  | XAHC30CXXN1+TXV | TP9C060B12MP13 | 31800 | 16.5 | 8.1 | 33000 | 23200 | 70.3% | 1.96 | 0 | 9 |  |  |  | No | R-410A | 2.65 | Residential & Commercial | No
211388187 | Central HP <5.4 tons | FRASER-JOHNSTON | HRCU-A-CB (Split System: Heat Pump with Remote Outdoor Unit-Air-Source) | HMH72B341 |  |  | XAHB30CXXN1+TXV | TM9V060B12MP12 | 31600 | 16.5 | 8.1 | 32800 | 23000 | 70.12% | 1.96 | 0 | 9 |  |  |  | No | R-410A | 2.6333 | Residential & Commercial | No
211388220 | Central HP <5.4 tons | FRASER-JOHNSTON | HRCU-A-CB (Split System: Heat Pump with Remote Outdoor Unit-Air-Source) | HMH72B341 |  |  | XAFC36DXXN1+TXV | TM9V060B12MP12 | 34000 | 17.5 | 8.1 | 34000 | 24200 | 71.18% | 2.06 | 0 | 9.5 |  |  |  | No | R-410A | 2.8333 | Residential & Commercial | No
213369411 | Central HP <5.4 tons | CARRIER | HRCU-A-CB (Split System: Heat Pump with Remote Outdoor Unit-Air-Source) | 38MURAQ24AB3* | ADP |  | H,PG7J936 | 59TP6C060V14**12 | 23000 | 17 | 8.5 | 24600 | 23600 | 95.93% | 2 | 0 | 9.5 |  |  |  | No | R-410A | 1.9167 | Residential & Commercial | No
214849399 | Central HP <5.4 tons | RHEEM | HRCU-A-CB (Split System: Heat Pump with Remote Outdoor Unit-Air-Source) | RD17AZ36AJ3N | ADP |  | H,RE8J(1,2)36+TXV | R801V0754A17UHS | 31800 | 17 | 8.1 | 32600 | 29000 | 88.96% | 2 | 0 | 9 |  |  |  | No | R-410A | 2.65 | Residential & Commercial | No
214849466 | Central HP <5.4 tons | RHEEM | HRCU-A-CB (Split System: Heat Pump with Remote Outdoor Unit-Air-Source) | RD17AZ36AJ3N | ADP |  | H,RE9J936 | R802V1004A17UHS | 32200 | 17 | 8.1 | 32600 | 29000 | 88.96% | 1.9 | 0 | 9.5 |  |  |  | No | R-410A | 2.6833 | Residential & Commercial | No
214849219 | Central HP <5.4 tons | RHEEM | HRCU-A-CB (Split System: Heat Pump with Remote Outdoor Unit-Air-Source) | RD17AZ60AJ3N | ADP |  | H,RE49(1,2)60+TXV | R801V0755A21DZ | 53000 | 17 | 8.1 | 52000 | 48500 | 93.27% | 1.75 | 0 | 9.5 |  |  |  | No | R-410A | 4.4167 | Residential & Commercial | No
214849224 | Central HP <5.4 tons | RHEEM | HRCU-A-CB (Split System: Heat Pump with Remote Outdoor Unit-Air-Source) | RD17AZ60AJ3N | ADP |  | H,RE51960 | R801V0755A21UHS | 54000 | 17 | 8.1 | 52000 | 49000 | 94.23% | 1.75 | 0 | 9.5 |  |  |  | No | R-410A | 4.5 | Residential & Commercial | No
214849229 | Central HP <5.4 tons | RHEEM | HRCU-A-CB (Split System: Heat Pump with Remote Outdoor Unit-Air-Source) | RD17AZ60AJ3N | ADP |  | H,RE49960 | R801V1005A21UHS | 53000 | 17 | 8.1 | 51500 | 48500 | 94.17% | 1.75 | 0 | 9.5 |  |  |  | No | R-410A | 4.4167 | Residential & Commercial | No
214849230 | Central HP <5.4 tons | RHEEM | HRCU-A-CB (Split System: Heat Pump with Remote Outdoor Unit-Air-Source) | RD17AZ60AJ3N | ADP |  | H,RE51960 | R801V1005A21UHS | 54000 | 17 | 8.1 | 51500 | 48500 | 94.17% | 1.75 | 0 | 9.5 |  |  |  | No | R-410A | 4.5 | Residential & Commercial | No
214849458 | Central HP <5.4 tons | RHEEM | HRCU-A-CB (Split System: Heat Pump with Remote Outdoor Unit-Air-Source) | RD17AZ36AJ3N | ADP |  | H,RE9J936 | R802V0754A17UHS | 32200 | 17 | 8.1 | 32600 | 29000 | 88.96% | 2 | 0 | 9.5 |  |  |  | No | R-410A | 2.6833 | Residential & Commercial | No
214810368 | Central HP <5.4 tons | RHEEM | HRCU-A-CB (Split System: Heat Pump with Remote Outdoor Unit-Air-Source) | RD17AZ36AJ3N | ADP |  | H,RE9J936 | R962V1005A21M4S | 32200 | 16 | 8.1 | 32600 | 29200 | 89.57% | 1.9 | 0 | 9.5 |  |  |  | No | R-410A | 2.6833 | Residential & Commercial | No
216410938 | Central HP <5.4 tons | FRASER-JOHNSTON | HRCU-A-CB (Split System: Heat Pump with Remote Outdoor Unit-Air-Source) | HMH72B361 |  |  | XAFC36DBCN1 | Z9ET100C16SMPS1 | 35000 | 17.5 | 8.5 | 34600 | 24800 | 71.68% | 2.06 | 0 | 8.5 |  |  |  | No | R-410A | 2.9167 | Residential & Commercial | No
216411138 | Central HP <5.4 tons | FRASER-JOHNSTON | HRCU-A-CB (Split System: Heat Pump with Remote Outdoor Unit-Air-Source) | HMH72B341 |  |  | XAFC36DBCN1 | Z9ET080C16SMPS1 | 34800 | 17.5 | 8.5 | 35000 | 24600 | 70.29% | 2.04 | 0 | 9.5 |  |  |  | No | R-410A | 2.9 | Residential & Commercial | No
214849401 | Central HP <5.4 tons | RHEEM | HRCU-A-CB (Split System: Heat Pump with Remote Outdoor Unit-Air-Source) | RD17AZ36AJ3N | ADP |  | H,RE9J(1,2)36+TXV | R801V0754A17UHS | 32200 | 17 | 8.1 | 32600 | 29000 | 88.96% | 2 | 0 | 9.5 |  |  |  | No | R-410A | 2.6833 | Residential & Commercial | No
214810356 | Central HP <5.4 tons | RHEEM | HRCU-A-CB (Split System: Heat Pump with Remote Outdoor Unit-Air-Source) | RD17AZ36AJ3N | ADP |  | H,RE9J936 | R951V0403A17M4S | 32200 | 17 | 8.1 | 32600 | 29200 | 89.57% | 1.9 | 0 | 9.5 |  |  |  | No | R-410A | 2.6833 | Residential & Commercial | No
214810359 | Central HP <5.4 tons | RHEEM | HRCU-A-CB (Split System: Heat Pump with Remote Outdoor Unit-Air-Source) | RD17AZ36AJ3N | ADP |  | H,RE9J936 | R951V0603A17UHU | 32200 | 17 | 8.1 | 32600 | 29400 | 90.18% | 1.9 | 0 | 9.5 |  |  |  | No | R-410A | 2.6833 | Residential & Commercial | No
214849465 | Central HP <5.4 tons | RHEEM | HRCU-A-CB (Split System: Heat Pump with Remote Outdoor Unit-Air-Source) | RD17AZ36AJ3N | ADP |  | H,RE9J(1,2)36+TXV | R802V1004A17UHS | 32200 | 17 | 8.1 | 32600 | 29000 | 88.96% | 1.9 | 0 | 9.5 |  |  |  | No | R-410A | 2.6833 | Residential & Commercial | No
214849226 | Central HP <5.4 tons | RHEEM | HRCU-A-CB (Split System: Heat Pump with Remote Outdoor Unit-Air-Source) | RD17AZ60AJ3N | ADP |  | H,RE49960 | R801V1005A21DZ | 53000 | 17 | 8.1 | 51500 | 48500 | 94.17% | 1.75 | 0 | 9.5 |  |  |  | No | R-410A | 4.4167 | Residential & Commercial | No
214849248 | Central HP <5.4 tons | RHEEM | HRCU-A-CB (Split System: Heat Pump with Remote Outdoor Unit-Air-Source) | RD17AZ60AJ3N | ADP |  | H,RE51960 | R802V1505A24UHS | 54000 | 17 | 8.1 | 51500 | 48500 | 94.17% | 1.75 | 0 | 9.5 |  |  |  | No | R-410A | 4.5 | Residential & Commercial | No
211225817 | Central HP <5.4 tons | CARRIER | HRCU-A-CB (Split System: Heat Pump with Remote Outdoor Unit-Air-Source) | 38MURAQ36AB3* |  |  | CAP**4221AL* | OVLAAB036098 | 35000 | 15.2 | 8.1 | 38500 | 35200 | 91.43% | 1.86 | 0 | 9.5 |  |  |  | No | R-410A | 2.9167 | Residential & Commercial | No
211225818 | Central HP <5.4 tons | CARRIER | HRCU-A-CB (Split System: Heat Pump with Remote Outdoor Unit-Air-Source) | 38MURAQ36AB3* |  |  | CAP**4221AL* | OVMAAB036098 | 35000 | 15.2 | 8.1 | 38500 | 35200 | 91.43% | 1.86 | 0 | 9.5 |  |  |  | No | R-410A | 2.9167 | Residential & Commercial | No
211389972 | Central HP <5.4 tons | FRASER-JOHNSTON | HRCU-A-CB (Split System: Heat Pump with Remote Outdoor Unit-Air-Source) | HMH72B341 |  |  | XAHC36DXXN1+TXV | TPLC100C16MP13 | 34000 | 17 | 8.1 | 34000 | 24600 | 72.35% | 2.08 | 0 | 9.5 |  |  |  | No | R-410A | 2.8333 | Residential & Commercial | No
214849463 | Central HP <5.4 tons | RHEEM | HRCU-A-CB (Split System: Heat Pump with Remote Outdoor Unit-Air-Source) | RD17AZ36AJ3N | ADP |  | H,RE8J(1,2)36+TXV | R802V1004A17UHS | 31800 | 17 | 8.1 | 32600 | 29000 | 88.96% | 1.9 | 0 | 9 |  |  |  | No | R-410A | 2.65 | Residential & Commercial | No
214849464 | Central HP <5.4 tons | RHEEM | HRCU-A-CB (Split System: Heat Pump with Remote Outdoor Unit-Air-Source) | RD17AZ36AJ3N | ADP |  | H,RE8J936 | R802V1004A17UHS | 31800 | 17 | 8.1 | 32600 | 29000 | 88.96% | 1.9 | 0 | 9 |  |  |  | No | R-410A | 2.65 | Residential & Commercial | No
214849237 | Central HP <5.4 tons | RHEEM | HRCU-A-CB (Split System: Heat Pump with Remote Outdoor Unit-Air-Source) | RD17AZ60AJ3N | ADP |  | H,RE49(1,2)60+TXV | R802V1005A21DZ | 53000 | 17 | 8.1 | 51500 | 48500 | 94.17% | 1.75 | 0 | 9.5 |  |  |  | No | R-410A | 4.4167 | Residential & Commercial | No
212394511 | Central HP <5.4 tons | COLEMAN | HRCU-A-CB (Split System: Heat Pump with Remote Outdoor Unit-Air-Source) | HMH72B341 | ADP |  | H,YE34936 | TM9V060B12MP12 | 32600 | 17 | 8.5 | 32400 | 23200 | 71.6% | 2 | 0 | 9.5 |  |  |  | No | R-410A | 2.7167 | Residential & Commercial | No
212394530 | Central HP <5.4 tons | COLEMAN | HRCU-A-CB (Split System: Heat Pump with Remote Outdoor Unit-Air-Source) | HMH72B341 | ADP |  | H,YE34936 | TM9Y060B12MP11 | 32600 | 17 | 8.5 | 32400 | 23400 | 72.22% | 2 | 0 | 9.5 |  |  |  | No | R-410A | 2.7167 | Residential & Commercial | No
215681334 | Central HP <5.4 tons | BRYANT HEATING AND COOLING SYSTEMS | HRCU-A-CB (Split System: Heat Pump with Remote Outdoor Unit-Air-Source) | 290VAN048**AA* |  |  | CAA**4821AM*+UI | 83*CB60100C21*** | 44000 | 17 | 9 | 48500 | 34000 | 70.1% | 2.04 | 0 | 9.5 |  |  |  | No | R-454B | 3.6667 | Residential & Commercial | No
215681354 | Central HP <5.4 tons | BRYANT HEATING AND COOLING SYSTEMS | HRCU-A-CB (Split System: Heat Pump with Remote Outdoor Unit-Air-Source) | 290VAN048**AA* |  |  | CAA**4821AM*+UI | 987TA60080C21*** | 44000 | 17.5 | 9 | 48500 | 34200 | 70.52% | 2.06 | 0 | 9.5 |  |  |  | No | R-454B | 3.6667 | Residential & Commercial | No
215681484 | Central HP <5.4 tons | BRYANT HEATING AND COOLING SYSTEMS | HRCU-A-CB (Split System: Heat Pump with Remote Outdoor Unit-Air-Source) | 290VAN048**AA* |  |  | CAA**6121AM*+UI | 987TA42080C17*** | 45500 | 17.5 | 9 | 48000 | 34200 | 71.25% | 2.06 | 0 | 9.5 |  |  |  | No | R-454B | 3.7917 | Residential & Commercial | No
215681704 | Central HP <5.4 tons | BRYANT HEATING AND COOLING SYSTEMS | HRCU-A-CB (Split System: Heat Pump with Remote Outdoor Unit-Air-Source) | 290VAN048**AA* |  |  | CSAH*6012AM*+UI | 83*CB60100C21*** | 45500 | 16.5 | 8.5 | 48000 | 33800 | 70.42% | 2.08 | 0 | 9.5 |  |  |  | No | R-454B | 3.7917 | Residential & Commercial | No
211226509 | Central HP <5.4 tons | ARCOAIRE | HRCU-A-CB (Split System: Heat Pump with Remote Outdoor Unit-Air-Source) | DLCURAH36ABK |  |  | EA*4X37L17A* | *80ES(N,L)0701712A* | 36000 | 15.2 | 8.1 | 38500 | 35000 | 90.91% | 2 | 0 | 9.5 |  |  |  | No | R-410A | 3 | Residential & Commercial | No
215679714 | Central HP <5.4 tons | BRYANT HEATING AND COOLING SYSTEMS | HRCU-A-CB (Split System: Heat Pump with Remote Outdoor Unit-Air-Source) | 290VAN036**AA* |  |  | CSAH*3612AM*+UI | 83*CB36040C17*** | 33800 | 16 | 8.5 | 35600 | 25400 | 71.35% | 1.78 | 0 | 9.5 |  |  |  | No | R-454B | 2.8167 | Residential & Commercial | No
211390815 | Central HP <5.4 tons | FRASER-JOHNSTON | HRCU-A-CB (Split System: Heat Pump with Remote Outdoor Unit-Air-Source) | HMH72B341 |  |  | XAFB30CXXN1+TXV | TPLC080B12MP13 | 32400 | 17 | 8.1 | 33600 | 23600 | 70.24% | 2 | 0 | 9.5 |  |  |  | No | R-410A | 2.7 | Residential & Commercial | No
211390833 | Central HP <5.4 tons | FRASER-JOHNSTON | HRCU-A-CB (Split System: Heat Pump with Remote Outdoor Unit-Air-Source) | HMH72B341 |  |  | XAUB30CXXN1+TXV | TM8V080B12MP12 | 32400 | 17 | 8.1 | 33600 | 23600 | 70.24% | 2 | 0 | 9.5 |  |  |  | No | R-410A | 2.7 | Residential & Commercial | No
211389997 | Central HP <5.4 tons | FRASER-JOHNSTON | HRCU-A-CB (Split System: Heat Pump with Remote Outdoor Unit-Air-Source) | HMH72B341 |  |  | XAHC36DBCN1 | TM8V100C16MP12 | 34000 | 17 | 8.1 | 34000 | 24600 | 72.35% | 2.08 | 0 | 9.5 |  |  |  | No | R-410A | 2.8333 | Residential & Commercial | No
215675261 | Central HP <5.4 tons | KENMORE | HRCU-A-CB (Split System: Heat Pump with Remote Outdoor Unit-Air-Source) | (C,H,T)5H0V48*K*AAA* |  |  | ESH5X60M12A*+WALLCON | *95CSU1002122B* | 45500 | 16.5 | 8.5 | 48000 | 33600 | 70% | 2.06 | 0 | 9.5 |  |  |  | No | R-454B | 3.7917 | Residential & Commercial | No
216411128 | Central HP <5.4 tons | FRASER-JOHNSTON | HRCU-A-CB (Split System: Heat Pump with Remote Outdoor Unit-Air-Source) | HMH72B341 |  |  | XAHB36DBCN1 | Z9ET060B12SMPS1 | 33000 | 17 | 8.5 | 33400 | 23400 | 70.06% | 2 | 0 | 9.5 |  |  |  | No | R-410A | 2.75 | Residential & Commercial | No
211390136 | Central HP <5.4 tons | FRASER-JOHNSTON | HRCU-A-CB (Split System: Heat Pump with Remote Outdoor Unit-Air-Source) | HMH72B341 |  |  | XAHC30CXXN1+TXV | TPLC100C16MP13 | 32400 | 17 | 8.1 | 32400 | 22800 | 70.37% | 2 | 0 | 9.5 |  |  |  | No | R-410A | 2.7 | Residential & Commercial | No
211390351 | Central HP <5.4 tons | FRASER-JOHNSTON | HRCU-A-CB (Split System: Heat Pump with Remote Outdoor Unit-Air-Source) | HMH72B341 |  |  | XAFC30CXXN1+TXV | TMLV100C16MP12 | 33000 | 17.5 | 8.5 | 33000 | 23200 | 70.3% | 2.04 | 0 | 9.5 |  |  |  | No | R-410A | 2.75 | Residential & Commercial | No
211390366 | Central HP <5.4 tons | FRASER-JOHNSTON | HRCU-A-CB (Split System: Heat Pump with Remote Outdoor Unit-Air-Source) | HMH72B341 |  |  | XAFC30CXXN1+TXV | TPLC080C16MP13 | 33000 | 17.5 | 8.5 | 33000 | 23200 | 70.3% | 2.04 | 0 | 9.5 |  |  |  | No | R-410A | 2.75 | Residential & Commercial | No
214569306 | Central HP <5.4 tons | RHEEM | HRCU-A-CB (Split System: Heat Pump with Remote Outdoor Unit-Air-Source) | RD17AZ36AJ3N | ADP |  | H,RE8J936 | R98MV0603A17UPS | 31800 | 17 | 8.1 | 32600 | 29400 | 90.18% | 1.9 | 0 | 9 |  |  |  | No | R-410A | 2.65 | Residential & Commercial | No
214849400 | Central HP <5.4 tons | RHEEM | HRCU-A-CB (Split System: Heat Pump with Remote Outdoor Unit-Air-Source) | RD17AZ36AJ3N | ADP |  | H,RE8J936 | R801V0754A17UHS | 31800 | 17 | 8.1 | 32600 | 29000 | 88.96% | 2 | 0 | 9 |  |  |  | No | R-410A | 2.65 | Residential & Commercial | No
214853973 | Central HP <5.4 tons | RHEEM | HRCU-A-CB (Split System: Heat Pump with Remote Outdoor Unit-Air-Source) | RD17AZ60AJ3N | ADP |  | H,RE51(1,2)60+TXV | R802V1505A24UHS | 54000 | 17 | 8.1 | 51500 | 48500 | 94.17% | 1.75 | 0 | 9.5 |  |  |  | No | R-410A | 4.5 | Residential & Commercial | No
215670059 | Central HP <5.4 tons | KEEPRITE | HRCU-A-CB (Split System: Heat Pump with Remote Outdoor Unit-Air-Source) | C5H0V36*K*AAA* |  |  | ESH5X42M12A*+WALLCON | *97CMN0801714B* | 33800 | 16.5 | 8.5 | 35800 | 25400 | 70.95% | 1.78 | 0 | 9 |  |  |  | No | R-454B | 2.8167 | Residential & Commercial | No
214849239 | Central HP <5.4 tons | RHEEM | HRCU-A-CB (Split System: Heat Pump with Remote Outdoor Unit-Air-Source) | RD17AZ60AJ3N | ADP |  | H,RE51960 | R802V1005A21DZ | 54000 | 17 | 8.1 | 51500 | 48500 | 94.17% | 1.75 | 0 | 9.5 |  |  |  | No | R-410A | 4.5 | Residential & Commercial | No
214853969 | Central HP <5.4 tons | RHEEM | HRCU-A-CB (Split System: Heat Pump with Remote Outdoor Unit-Air-Source) | RD17AZ60AJ3N | ADP |  | H,RE51(1,2)60+TXV | R801V1505A24UH | 54000 | 17 | 8.1 | 51500 | 48500 | 94.17% | 1.75 | 0 | 9.5 |  |  |  | No | R-410A | 4.5 | Residential & Commercial | No
211393228 | Central HP <5.4 tons | FRASER-JOHNSTON | HRCU-A-CB (Split System: Heat Pump with Remote Outdoor Unit-Air-Source) | HMH72B341 |  |  | XAFC30CXXN1+TXV | TL9E060B12UH11 | 32600 | 17.5 | 8.1 | 33600 | 23600 | 70.24% | 2 | 0 | 9.5 |  |  |  | No | R-410A | 2.7167 | Residential & Commercial | No
211395409 | Central HP <5.4 tons | FRASER-JOHNSTON | HRCU-A-CB (Split System: Heat Pump with Remote Outdoor Unit-Air-Source) | HMH72B341 |  |  | XAUC48FXXN1+TXV | TP9C080C16MP13 | 33400 | 16.5 | 8.5 | 32400 | 23600 | 72.84% | 2.06 | 0 | 9.5 |  |  |  | No | R-410A | 2.7833 | Residential & Commercial | No
211396056 | Central HP <5.4 tons | FRASER-JOHNSTON | HRCU-A-CB (Split System: Heat Pump with Remote Outdoor Unit-Air-Source) | HMH72B341 |  |  | XAHD48FXXN1+TXV | TM9E080C16MP12 | 33600 | 16.5 | 8.1 | 32800 | 24200 | 73.78% | 2.04 | 0 | 9 |  |  |  | No | R-410A | 2.8 | Residential & Commercial | No
213297465 | Central HP <5.4 tons | FRASER-JOHNSTON | HRCU-A-CB (Split System: Heat Pump with Remote Outdoor Unit-Air-Source) | HMH72B341 |  |  | XAFC30CXXN1+TXV | Z9ES080B12SMPS1 | 32600 | 17 | 8.1 | 33000 | 23200 | 70.3% | 2.02 | 0 | 9.5 |  |  |  | No | R-410A | 2.7167 | Residential & Commercial | No
213297690 | Central HP <5.4 tons | FRASER-JOHNSTON | HRCU-A-CB (Split System: Heat Pump with Remote Outdoor Unit-Air-Source) | HMH72B341 |  |  | XAFC36DXXN1+TXV | Z9ET060B12SMPS1 | 34000 | 18.5 | 8.1 | 33400 | 24000 | 71.86% | 2.06 | 0 | 9.5 |  |  |  | No | R-410A | 2.8333 | Residential & Commercial | No
213297890 | Central HP <5.4 tons | FRASER-JOHNSTON | HRCU-A-CB (Split System: Heat Pump with Remote Outdoor Unit-Air-Source) | HMH72B341 |  |  | XAUB30CXXN1+TXV | Z9ES080B12SMPS1 | 32600 | 17 | 8.1 | 33000 | 23200 | 70.3% | 2.02 | 0 | 9.5 |  |  |  | No | R-410A | 2.7167 | Residential & Commercial | No
214849240 | Central HP <5.4 tons | RHEEM | HRCU-A-CB (Split System: Heat Pump with Remote Outdoor Unit-Air-Source) | RD17AZ60AJ3N | ADP |  | H,RE49(1,2)60+TXV | R802V1005A21UHS | 53000 | 17 | 8.1 | 51500 | 48500 | 94.17% | 1.75 | 0 | 9.5 |  |  |  | No | R-410A | 4.4167 | Residential & Commercial | No
214853970 | Central HP <5.4 tons | RHEEM | HRCU-A-CB (Split System: Heat Pump with Remote Outdoor Unit-Air-Source) | RD17AZ60AJ3N | ADP |  | H,RE51(1,2)60+TXV | R802V1005A21DZ | 54000 | 17 | 8.1 | 51500 | 48500 | 94.17% | 1.75 | 0 | 9.5 |  |  |  | No | R-410A | 4.5 | Residential & Commercial | No
214849242 | Central HP <5.4 tons | RHEEM | HRCU-A-CB (Split System: Heat Pump with Remote Outdoor Unit-Air-Source) | RD17AZ60AJ3N | ADP |  | H,RE51960 | R802V1005A21UHS | 54000 | 17 | 8.1 | 51500 | 48500 | 94.17% | 1.75 | 0 | 9.5 |  |  |  | No | R-410A | 4.5 | Residential & Commercial | No
211225677 | Central HP <5.4 tons | CARRIER | HRCU-A-CB (Split System: Heat Pump with Remote Outdoor Unit-Air-Source) | 38MURAQ36AB3* |  |  | CAP**3621AL* | 58SU*A100E21**20 | 35200 | 16 | 8.1 | 38500 | 35200 | 91.43% | 1.82 | 0 | 9.5 |  |  |  | No | R-410A | 2.9333 | Residential & Commercial | No
211225813 | Central HP <5.4 tons | CARRIER | HRCU-A-CB (Split System: Heat Pump with Remote Outdoor Unit-Air-Source) | 38MURAQ36AB3* |  |  | CAP**4221AL* | 59TP6B080V17**16 | 35200 | 15.5 | 8.1 | 38500 | 35000 | 90.91% | 1.86 | 0 | 9.5 |  |  |  | No | R-410A | 2.9333 | Residential & Commercial | No
214810400 | Central HP <5.4 tons | RHEEM | HRCU-A-CB (Split System: Heat Pump with Remote Outdoor Unit-Air-Source) | RD17AZ24AJ3N | ADP |  | H,RE7J924 | R962V0403A17M4S | 21600 | 17 | 8.1 | 21000 | 16500 | 78.57% | 2 | 0 | 9.5 |  |  |  | No | R-410A | 1.8 | Residential & Commercial | No
214810397 | Central HP <5.4 tons | RHEEM | HRCU-A-CB (Split System: Heat Pump with Remote Outdoor Unit-Air-Source) | RD17AZ24AJ3N | ADP |  | H,RE7J924 | R951V0603A17M4S | 21600 | 17 | 8.1 | 21000 | 16600 | 79.05% | 2 | 0 | 9.5 |  |  |  | No | R-410A | 1.8 | Residential & Commercial | No
214849456 | Central HP <5.4 tons | RHEEM | HRCU-A-CB (Split System: Heat Pump with Remote Outdoor Unit-Air-Source) | RD17AZ36AJ3N | ADP |  | H,RE8J936 | R802V0754A17UHS | 31800 | 17 | 8.1 | 32600 | 29000 | 88.96% | 2 | 0 | 9 |  |  |  | No | R-410A | 2.65 | Residential & Commercial | No
211395970 | Central HP <5.4 tons | FRASER-JOHNSTON | HRCU-A-CB (Split System: Heat Pump with Remote Outdoor Unit-Air-Source) | HMH72B341 |  |  | XAHC48FBCN1 | TM9E100C16MP12 | 32800 | 16.5 | 8.5 | 31800 | 23200 | 72.96% | 2.02 | 0 | 9 |  |  |  | No | R-410A | 2.7333 | Residential & Commercial | No
211396029 | Central HP <5.4 tons | FRASER-JOHNSTON | HRCU-A-CB (Split System: Heat Pump with Remote Outdoor Unit-Air-Source) | HMH72B341 |  |  | XAFC48FBCN1 | TM9E100C16MP12 | 33400 | 17 | 8.5 | 32400 | 23600 | 72.84% | 2.06 | 0 | 9.5 |  |  |  | No | R-410A | 2.7833 | Residential & Commercial | No
211394164 | Central HP <5.4 tons | FRASER-JOHNSTON | HRCU-A-CB (Split System: Heat Pump with Remote Outdoor Unit-Air-Source) | HMH72B341 |  |  | XAFC48FBCN1 | TM9Y080B12MP11 | 33400 | 17 | 8.1 | 32800 | 24200 | 73.78% | 2.04 | 0 | 9 |  |  |  | No | R-410A | 2.7833 | Residential & Commercial | No
211394741 | Central HP <5.4 tons | FRASER-JOHNSTON | HRCU-A-CB (Split System: Heat Pump with Remote Outdoor Unit-Air-Source) | HMH72B341 |  |  | XAHD48FBCN1 | TP9C100C16MP13 | 33000 | 16 | 8.5 | 31800 | 23200 | 72.96% | 2.04 | 0 | 9 |  |  |  | No | R-410A | 2.75 | Residential & Commercial | No
211390619 | Central HP <5.4 tons | FRASER-JOHNSTON | HRCU-A-CB (Split System: Heat Pump with Remote Outdoor Unit-Air-Source) | HMH72B341 |  |  | XAFC36DXXN1+TXV | TPLC080B12MP13 | 33800 | 17 | 8.1 | 34000 | 24200 | 71.18% | 2.04 | 0 | 9.5 |  |  |  | No | R-410A | 2.8167 | Residential & Commercial | No
211390717 | Central HP <5.4 tons | FRASER-JOHNSTON | HRCU-A-CB (Split System: Heat Pump with Remote Outdoor Unit-Air-Source) | HMH72B341 |  |  | XAFB36DXXN1+TXV | TPLC080B12MP13 | 33600 | 17 | 8.1 | 33600 | 23600 | 70.24% | 2.02 | 0 | 9.5 |  |  |  | No | R-410A | 2.8 | Residential & Commercial | No
211390702 | Central HP <5.4 tons | FRASER-JOHNSTON | HRCU-A-CB (Split System: Heat Pump with Remote Outdoor Unit-Air-Source) | HMH72B341 |  |  | XAFB36DXXN1+TXV | TM8V080B12MP12 | 33600 | 17 | 8.1 | 33600 | 23600 | 70.24% | 2.02 | 0 | 9.5 |  |  |  | No | R-410A | 2.8 | Residential & Commercial | No
211388914 | Central HP <5.4 tons | FRASER-JOHNSTON | HRCU-A-CB (Split System: Heat Pump with Remote Outdoor Unit-Air-Source) | HMH72B341 |  |  | XAFB30CXXN1+TXV | TM9E080B12MP12 | 32800 | 17.5 | 8.1 | 33600 | 23600 | 70.24% | 2.02 | 0 | 9.5 |  |  |  | No | R-410A | 2.7333 | Residential & Commercial | No
211389148 | Central HP <5.4 tons | FRASER-JOHNSTON | HRCU-A-CB (Split System: Heat Pump with Remote Outdoor Unit-Air-Source) | HMH72B341 |  |  | XAHB36DXXN1+TXV | TM9E060A10MP12 | 32600 | 17 | 8.1 | 32400 | 22800 | 70.37% | 1.98 | 0 | 9.5 |  |  |  | No | R-410A | 2.7167 | Residential & Commercial | No
211389651 | Central HP <5.4 tons | FRASER-JOHNSTON | HRCU-A-CB (Split System: Heat Pump with Remote Outdoor Unit-Air-Source) | HMH72B341 |  |  | XAHB36DXXN1+TXV | TM8Y080B12MP11 | 33000 | 17.5 | 8.1 | 32800 | 23000 | 70.12% | 2 | 0 | 9.5 |  |  |  | No | R-410A | 2.75 | Residential & Commercial | No
211389666 | Central HP <5.4 tons | FRASER-JOHNSTON | HRCU-A-CB (Split System: Heat Pump with Remote Outdoor Unit-Air-Source) | HMH72B341 |  |  | XAHB36DBCN1 | TM8Y080B12MP11 | 33000 | 17.5 | 8.1 | 32800 | 23000 | 70.12% | 2 | 0 | 9.5 |  |  |  | No | R-410A | 2.75 | Residential & Commercial | No
213296899 | Central HP <5.4 tons | LUXAIRE | HRCU-A-CB (Split System: Heat Pump with Remote Outdoor Unit-Air-Source) | HMH72B341 |  |  | XAFC36DXXN1+TXV | Z8ES100C16LMPS1 | 34000 | 18 | 8.5 | 33400 | 24400 | 73.05% | 2.12 | 0 | 9.5 |  |  |  | No | R-410A | 2.8333 | Residential & Commercial | No
213297319 | Central HP <5.4 tons | LUXAIRE | HRCU-A-CB (Split System: Heat Pump with Remote Outdoor Unit-Air-Source) | HMH72B341 |  |  | XAFC30CXXN1+TXV | Z8ET080B12LMPS1 | 33200 | 18.5 | 8.5 | 33000 | 23400 | 70.91% | 2.04 | 0 | 9.5 |  |  |  | No | R-410A | 2.7667 | Residential & Commercial | No
213297744 | Central HP <5.4 tons | LUXAIRE | HRCU-A-CB (Split System: Heat Pump with Remote Outdoor Unit-Air-Source) | HMH72B341 |  |  | XAFD48FXXN1+TXV | Z8ET080C16LMPS1 | 33600 | 17.5 | 8.5 | 32800 | 23200 | 70.73% | 2.08 | 0 | 9.5 |  |  |  | No | R-410A | 2.8 | Residential & Commercial | No
213297914 | Central HP <5.4 tons | LUXAIRE | HRCU-A-CB (Split System: Heat Pump with Remote Outdoor Unit-Air-Source) | HMH72B341 |  |  | XAFC30CXXN1+TXV | Z8ET100C16LMPS1 | 33400 | 18 | 8.5 | 33000 | 23400 | 70.91% | 2.06 | 0 | 9.5 |  |  |  | No | R-410A | 2.7833 | Residential & Commercial | No
211394279 | Central HP <5.4 tons | FRASER-JOHNSTON | HRCU-A-CB (Split System: Heat Pump with Remote Outdoor Unit-Air-Source) | HMH72B341 |  |  | XAHD48FXXN1+TXV | TP9C120D20MP13 | 33400 | 16.5 | 8.5 | 32000 | 23200 | 72.5% | 2.06 | 0 | 9.5 |  |  |  | No | R-410A | 2.7833 | Residential & Commercial | No
211394961 | Central HP <5.4 tons | FRASER-JOHNSTON | HRCU-A-CB (Split System: Heat Pump with Remote Outdoor Unit-Air-Source) | HMH72B341 |  |  | XAFC48FBCN1 | TP9C100C16MP13 | 33800 | 16.5 | 8.5 | 32400 | 23800 | 73.46% | 2.08 | 0 | 9.5 |  |  |  | No | R-410A | 2.8167 | Residential & Commercial | No
211394668 | Central HP <5.4 tons | FRASER-JOHNSTON | HRCU-A-CB (Split System: Heat Pump with Remote Outdoor Unit-Air-Source) | HMH72B341 |  |  | XAUC48FXXN1+TXV | TP9C100C20MP13 | 34000 | 16.5 | 8.5 | 33000 | 24200 | 73.33% | 2.1 | 0 | 9 |  |  |  | No | R-410A | 2.8333 | Residential & Commercial | No
211395002 | Central HP <5.4 tons | FRASER-JOHNSTON | HRCU-A-CB (Split System: Heat Pump with Remote Outdoor Unit-Air-Source) | HMH72B341 |  |  | XAHD48FXXN1+TXV | TM9V080C16MP12 | 32600 | 16 | 8.1 | 31800 | 23200 | 72.96% | 2.02 | 0 | 9 |  |  |  | No | R-410A | 2.7167 | Residential & Commercial | No
211393521 | Central HP <5.4 tons | FRASER-JOHNSTON | HRCU-A-CB (Split System: Heat Pump with Remote Outdoor Unit-Air-Source) | HMH72B341 |  |  | XAHB30CXXN1+TXV | TL8E060A12UH11 | 32000 | 17.5 | 8.1 | 32600 | 23000 | 70.55% | 1.98 | 0 | 9.5 |  |  |  | No | R-410A | 2.6667 | Residential & Commercial | No
211393857 | Central HP <5.4 tons | FRASER-JOHNSTON | HRCU-A-CB (Split System: Heat Pump with Remote Outdoor Unit-Air-Source) | HMH72B341 |  |  | XAHD48FXXN1+TXV | TM9Y100C16MP11 | 33200 | 15.5 | 8.1 | 32400 | 23600 | 72.84% | 2.02 | 0 | 9 |  |  |  | No | R-410A | 2.7667 | Residential & Commercial | No
214849228 | Central HP <5.4 tons | RHEEM | HRCU-A-CB (Split System: Heat Pump with Remote Outdoor Unit-Air-Source) | RD17AZ60AJ3N | ADP |  | H,RE49(1,2)60+TXV | R801V1005A21UHS | 53000 | 17 | 8.1 | 51500 | 48500 | 94.17% | 1.75 | 0 | 9.5 |  |  |  | No | R-410A | 4.4167 | Residential & Commercial | No
214849235 | Central HP <5.4 tons | RHEEM | HRCU-A-CB (Split System: Heat Pump with Remote Outdoor Unit-Air-Source) | RD17AZ60AJ3N | ADP |  | H,RE49960 | R801V1505A24UH | 53000 | 17 | 8.1 | 51500 | 48500 | 94.17% | 1.75 | 0 | 9.5 |  |  |  | No | R-410A | 4.4167 | Residential & Commercial | No
214853965 | Central HP <5.4 tons | RHEEM | HRCU-A-CB (Split System: Heat Pump with Remote Outdoor Unit-Air-Source) | RD17AZ60AJ3N | ADP |  | H,RE51(1,2)60+TXV | R801V0755A21UHS | 54000 | 17 | 8.1 | 52000 | 49000 | 94.23% | 1.75 | 0 | 9.5 |  |  |  | No | R-410A | 4.5 | Residential & Commercial | No
214849233 | Central HP <5.4 tons | RHEEM | HRCU-A-CB (Split System: Heat Pump with Remote Outdoor Unit-Air-Source) | RD17AZ60AJ3N | ADP |  | H,RE51960 | R801V1255A24UH | 54000 | 17 | 8.1 | 51500 | 48500 | 94.17% | 1.75 | 0 | 9.5 |  |  |  | No | R-410A | 4.5 | Residential & Commercial | No
214849244 | Central HP <5.4 tons | RHEEM | HRCU-A-CB (Split System: Heat Pump with Remote Outdoor Unit-Air-Source) | RD17AZ60AJ3N | ADP |  | H,RE49960 | R802V1255A24UHS | 53000 | 17 | 8.1 | 51500 | 48500 | 94.17% | 1.75 | 0 | 9.5 |  |  |  | No | R-410A | 4.4167 | Residential & Commercial | No
214849232 | Central HP <5.4 tons | RHEEM | HRCU-A-CB (Split System: Heat Pump with Remote Outdoor Unit-Air-Source) | RD17AZ60AJ3N | ADP |  | H,RE49960 | R801V1255A24UH | 53000 | 17 | 8.1 | 51500 | 48500 | 94.17% | 1.75 | 0 | 9.5 |  |  |  | No | R-410A | 4.4167 | Residential & Commercial | No
214849245 | Central HP <5.4 tons | RHEEM | HRCU-A-CB (Split System: Heat Pump with Remote Outdoor Unit-Air-Source) | RD17AZ60AJ3N | ADP |  | H,RE51960 | R802V1255A24UHS | 54000 | 17 | 8.1 | 51500 | 48500 | 94.17% | 1.75 | 0 | 9.5 |  |  |  | No | R-410A | 4.5 | Residential & Commercial | No
214849246 | Central HP <5.4 tons | RHEEM | HRCU-A-CB (Split System: Heat Pump with Remote Outdoor Unit-Air-Source) | RD17AZ60AJ3N | ADP |  | H,RE49(1,2)60+TXV | R802V1505A24UHS | 53000 | 17 | 8.1 | 51500 | 48500 | 94.17% | 1.75 | 0 | 9.5 |  |  |  | No | R-410A | 4.4167 | Residential & Commercial | No
214849457 | Central HP <5.4 tons | RHEEM | HRCU-A-CB (Split System: Heat Pump with Remote Outdoor Unit-Air-Source) | RD17AZ36AJ3N | ADP |  | H,RE9J(1,2)36+TXV | R802V0754A17UHS | 32200 | 17 | 8.1 | 32600 | 29000 | 88.96% | 2 | 0 | 9.5 |  |  |  | No | R-410A | 2.6833 | Residential & Commercial | No
214849223 | Central HP <5.4 tons | RHEEM | HRCU-A-CB (Split System: Heat Pump with Remote Outdoor Unit-Air-Source) | RD17AZ60AJ3N | ADP |  | H,RE49960 | R801V0755A21UHS | 53000 | 17 | 8.1 | 52000 | 49000 | 94.23% | 1.75 | 0 | 9.5 |  |  |  | No | R-410A | 4.4167 | Residential & Commercial | No
211225774 | Central HP <5.4 tons | CARRIER | HRCU-A-CB (Split System: Heat Pump with Remote Outdoor Unit-Air-Source) | 38MURAQ36AB3* |  |  | CAP**4221AL* | 58S(B,C)*A045E17**12 | 35200 | 15.5 | 8.1 | 38500 | 35000 | 90.91% | 1.86 | 0 | 9.5 |  |  |  | No | R-410A | 2.9333 | Residential & Commercial | No
211225808 | Central HP <5.4 tons | CARRIER | HRCU-A-CB (Split System: Heat Pump with Remote Outdoor Unit-Air-Source) | 38MURAQ36AB3* |  |  | CAP**4221AL* | 59SU5A060E17**16 | 35200 | 16 | 8.1 | 38500 | 35000 | 90.91% | 1.88 | 0 | 9.5 |  |  |  | No | R-410A | 2.9333 | Residential & Commercial | No
211225860 | Central HP <5.4 tons | CARRIER | HRCU-A-CB (Split System: Heat Pump with Remote Outdoor Unit-Air-Source) | 38MURAQ36AB3* |  |  | CAP**4224AL* | OVLAAB048112 | 35400 | 15.2 | 8.1 | 39500 | 35200 | 89.11% | 1.88 | 0 | 9.5 |  |  |  | No | R-410A | 2.95 | Residential & Commercial | No
211225831 | Central HP <5.4 tons | CARRIER | HRCU-A-CB (Split System: Heat Pump with Remote Outdoor Unit-Air-Source) | 38MURAQ36AB3* |  |  | CAP**4224AL* | 58SP*A090V21**20 | 35000 | 16 | 8.1 | 38500 | 35000 | 90.91% | 1.86 | 0 | 9.5 |  |  |  | No | R-410A | 2.9167 | Residential & Commercial | No
211225836 | Central HP <5.4 tons | CARRIER | HRCU-A-CB (Split System: Heat Pump with Remote Outdoor Unit-Air-Source) | 38MURAQ36AB3* |  |  | CAP**4224AL* | 58TP*A090V21**20 | 35000 | 16 | 8.1 | 38500 | 35000 | 90.91% | 1.86 | 0 | 9.5 |  |  |  | No | R-410A | 2.9167 | Residential & Commercial | No
215678021 | Central HP <5.4 tons | KENMORE | HRCU-A-CB (Split System: Heat Pump with Remote Outdoor Unit-Air-Source) | (C,H,T)5H0V60*K*AAA* |  |  | EA*5X61M24A*+WALLCON | *96CTN1002122B* | 56000 | 18.5 | 9 | 60000 | 42000 | 70% | 2.02 | 0 | 9 |  |  |  | No | R-454B | 4.6667 | Residential & Commercial | No
215678171 | Central HP <5.4 tons | KENMORE | HRCU-A-CB (Split System: Heat Pump with Remote Outdoor Unit-Air-Source) | (C,H,T)5H0V60*K*AAA* |  |  | ESH5X60M12A*+WALLCON | *96CTN1002122B* | 55500 | 17 | 8.5 | 60000 | 42000 | 70% | 1.9 | 0 | 8.5 |  |  |  | No | R-454B | 4.625 | Residential & Commercial | No
215677791 | Central HP <5.4 tons | KENMORE | HRCU-A-CB (Split System: Heat Pump with Remote Outdoor Unit-Air-Source) | (C,H,T)5H0V60*K*AAA* |  |  | EA*5X60M24A*+WALLCON | *80CTL1102120B* | 55000 | 18.5 | 9 | 59000 | 41500 | 70.34% | 2.02 | 0 | 9 |  |  |  | No | R-454B | 4.5833 | Residential & Commercial | No
215677771 | Central HP <5.4 tons | KENMORE | HRCU-A-CB (Split System: Heat Pump with Remote Outdoor Unit-Air-Source) | (C,H,T)5H0V60*K*AAA* |  |  | EA*5X60M24A*+WALLCON | *80CTL0702120B* | 54500 | 18 | 8.5 | 59500 | 42000 | 70.59% | 1.88 | 0 | 8.5 |  |  |  | No | R-454B | 4.5417 | Residential & Commercial | No
215677521 | Central HP <5.4 tons | KENMORE | HRCU-A-CB (Split System: Heat Pump with Remote Outdoor Unit-Air-Source) | (C,H,T)5H0V60*K*AAA* |  |  | EVD5X60M24A*+WALLCON | *97CMN0802120B* | 56500 | 18 | 9 | 63500 | 44500 | 70.08% | 2.08 | 0 | 9 |  |  |  | No | R-454B | 4.7083 | Residential & Commercial | No
215677921 | Central HP <5.4 tons | KENMORE | HRCU-A-CB (Split System: Heat Pump with Remote Outdoor Unit-Air-Source) | (C,H,T)5H0V60*K*AAA* |  |  | EA*5X61M24A*+WALLCON | *80CTL0702120B* | 55500 | 18.5 | 9 | 60000 | 42000 | 70% | 2 | 0 | 8.5 |  |  |  | No | R-454B | 4.625 | Residential & Commercial | No
215677751 | Central HP <5.4 tons | KENMORE | HRCU-A-CB (Split System: Heat Pump with Remote Outdoor Unit-Air-Source) | (C,H,T)5H0V60*K*AAA* |  |  | EA*5X60M24A*+WALLCON | *80CSU0802120A* | 55000 | 18.5 | 8.5 | 59000 | 41500 | 70.34% | 2.02 | 0 | 9 |  |  |  | No | R-454B | 4.5833 | Residential & Commercial | No
215677621 | Central HP <5.4 tons | KENMORE | HRCU-A-CB (Split System: Heat Pump with Remote Outdoor Unit-Air-Source) | (C,H,T)5H0V60*K*AAA* |  |  | EVD5X61M21A*+WALLCON | *97CMN0602120B* | 56000 | 17.5 | 9 | 65000 | 46000 | 70.77% | 2.06 | 0 | 8.5 |  |  |  | No | R-454B | 4.6667 | Residential & Commercial | No
215677371 | Central HP <5.4 tons | KENMORE | HRCU-A-CB (Split System: Heat Pump with Remote Outdoor Unit-Air-Source) | (C,H,T)5H0V60*K*AAA* |  |  | EVD5X60M21A*+WALLCON | *80CTL1102120B* | 57000 | 18.5 | 9 | 63500 | 44500 | 70.08% | 2.08 | 0 | 9.5 |  |  |  | No | R-454B | 4.75 | Residential & Commercial | No
215677331 | Central HP <5.4 tons | KENMORE | HRCU-A-CB (Split System: Heat Pump with Remote Outdoor Unit-Air-Source) | (C,H,T)5H0V60*K*AAA* |  |  | EVD5X60M21A*+WALLCON | *80CSU1002120A* | 56500 | 18 | 9 | 64000 | 45000 | 70.31% | 2.08 | 0 | 9 |  |  |  | No | R-454B | 4.7083 | Residential & Commercial | No
215673992 | Central HP <5.4 tons | KENMORE | HRCU-A-CB (Split System: Heat Pump with Remote Outdoor Unit-Air-Source) | (C,H,T)5H0V48*K*AAA* |  |  | EA*5X48M21A*+WALLCON | *80CSU0601716A* | 44000 | 17.5 | 9 | 48500 | 34200 | 70.52% | 2.04 | 0 | 9.5 |  |  |  | No | R-454B | 3.6667 | Residential & Commercial | No
215674042 | Central HP <5.4 tons | KENMORE | HRCU-A-CB (Split System: Heat Pump with Remote Outdoor Unit-Air-Source) | (C,H,T)5H0V48*K*AAA* |  |  | EA*5X48M21A*+WALLCON | *80CTL0702120B* | 44000 | 17.5 | 9 | 48500 | 34200 | 70.52% | 2.06 | 0 | 9.5 |  |  |  | No | R-454B | 3.6667 | Residential & Commercial | No
215674072 | Central HP <5.4 tons | KENMORE | HRCU-A-CB (Split System: Heat Pump with Remote Outdoor Unit-Air-Source) | (C,H,T)5H0V48*K*AAA* |  |  | EA*5X48M21A*+WALLCON | *80CTL1102120B* | 44500 | 18 | 9 | 48500 | 34000 | 70.1% | 2.06 | 0 | 9.5 |  |  |  | No | R-454B | 3.7083 | Residential & Commercial | No
215677451 | Central HP <5.4 tons | KENMORE | HRCU-A-CB (Split System: Heat Pump with Remote Outdoor Unit-Air-Source) | (C,H,T)5H0V60*K*AAA* |  |  | EVD5X60M24A*+WALLCON | *80CTL0702120B* | 56000 | 18 | 9 | 63500 | 45000 | 70.87% | 2.06 | 0 | 9 |  |  |  | No | R-454B | 4.6667 | Residential & Commercial | No
212498333 | Central HP <5.4 tons | PAYNE HEATING AND COOLING | HRCU-A-CB (Split System: Heat Pump with Remote Outdoor Unit-Air-Source) | 38MURAQ30AB3* | ADP |  | CE2903A+TXV |  | 29400 | 15.2 | 8.15 | 33200 | 27000 | 81.33% | 1.76 | 0 | 8.5 |  |  |  | No | R-410A | 2.45 | Residential & Commercial | No
215677601 | Central HP <5.4 tons | KENMORE | HRCU-A-CB (Split System: Heat Pump with Remote Outdoor Unit-Air-Source) | (C,H,T)5H0V60*K*AAA* |  |  | EVD5X61M21A*+WALLCON | *95CSU0802120B* | 57000 | 18 | 9 | 64000 | 45000 | 70.31% | 2.08 | 0 | 9 |  |  |  | No | R-454B | 4.75 | Residential & Commercial | No
211396665 | Central HP <5.4 tons | FRASER-JOHNSTON | HRCU-A-CB (Split System: Heat Pump with Remote Outdoor Unit-Air-Source) | HMH72B341 |  |  | XAFC48FBCN1 | TM8Y120C20MP11 | 34000 | 16.5 | 8.5 | 33000 | 24200 | 73.33% | 2.1 | 0 | 9.5 |  |  |  | No | R-410A | 2.8333 | Residential & Commercial | No
211396849 | Central HP <5.4 tons | FRASER-JOHNSTON | HRCU-A-CB (Split System: Heat Pump with Remote Outdoor Unit-Air-Source) | HMH72B341 |  |  | XAFD48FXXN1+TXV | TM8Y080C16MP11 | 34000 | 17.5 | 8.5 | 33200 | 24400 | 73.49% | 2.08 | 0 | 9 |  |  |  | No | R-410A | 2.8333 | Residential & Commercial | No
211396933 | Central HP <5.4 tons | FRASER-JOHNSTON | HRCU-A-CB (Split System: Heat Pump with Remote Outdoor Unit-Air-Source) | HMH72B341 |  |  | XAUC48FXXN1+TXV | TM8Y100C16MP11 | 34000 | 17.5 | 8.5 | 33200 | 24400 | 73.49% | 2.08 | 0 | 9 |  |  |  | No | R-410A | 2.8333 | Residential & Commercial | No
216410928 | Central HP <5.4 tons | FRASER-JOHNSTON | HRCU-A-CB (Split System: Heat Pump with Remote Outdoor Unit-Air-Source) | HMH72B361 |  |  | XAHC36DBCN1 | Z9ET080C16SMPS1 | 34200 | 16.5 | 8.5 | 33800 | 24400 | 72.19% | 2.04 | 0 | 8.5 |  |  |  | No | R-410A | 2.85 | Residential & Commercial | No
215670257 | Central HP <5.4 tons | BRYANT HEATING AND COOLING SYSTEMS | HRCU-A-CB (Split System: Heat Pump with Remote Outdoor Unit-Air-Source) | 290VAN036**AA* |  |  | CSAH*4812AM*+UI | 935CB66100C21*** | 34200 | 16.5 | 8.5 | 35400 | 25200 | 71.19% | 1.9 | 0 | 9.5 |  |  |  | No | R-454B | 2.85 | Residential & Commercial | No
215670337 | Central HP <5.4 tons | BRYANT HEATING AND COOLING SYSTEMS | HRCU-A-CB (Split System: Heat Pump with Remote Outdoor Unit-Air-Source) | 290VAN036**AA* |  |  | CSAH*4812AM*+UI | 986TD42060C17*** | 33800 | 16 | 8.5 | 35600 | 25400 | 71.35% | 1.78 | 0 | 9 |  |  |  | No | R-454B | 2.8167 | Residential & Commercial | No
215670437 | Central HP <5.4 tons | BRYANT HEATING AND COOLING SYSTEMS | HRCU-A-CB (Split System: Heat Pump with Remote Outdoor Unit-Air-Source) | 290VAN036**AA* |  |  | CSAH*6012AM*+UI | 88*TB48090C17*** | 34600 | 17 | 8.5 | 34600 | 24800 | 71.68% | 1.8 | 0 | 9.5 |  |  |  | No | R-454B | 2.8833 | Residential & Commercial | No
211394528 | Central HP <5.4 tons | FRASER-JOHNSTON | HRCU-A-CB (Split System: Heat Pump with Remote Outdoor Unit-Air-Source) | HMH72B341 |  |  | XAFD48FXXN1+TXV | TM9V100C20MP12 | 34000 | 16.5 | 8.5 | 33000 | 24200 | 73.33% | 2.1 | 0 | 9 |  |  |  | No | R-410A | 2.8333 | Residential & Commercial | No
213296894 | Central HP <5.4 tons | LUXAIRE | HRCU-A-CB (Split System: Heat Pump with Remote Outdoor Unit-Air-Source) | HMH72B341 |  |  | XAFC36DXXN1+TXV | Z8ES100C16SMPS1 | 34000 | 18 | 8.5 | 33400 | 24400 | 73.05% | 2.12 | 0 | 9.5 |  |  |  | No | R-410A | 2.8333 | Residential & Commercial | No
211388186 | Central HP <5.4 tons | LUXAIRE | HRCU-A-CB (Split System: Heat Pump with Remote Outdoor Unit-Air-Source) | HMH72B341 |  |  | XAHB30CXXN1+TXV | TM9V060B12MP12 | 31600 | 16.5 | 8.1 | 32800 | 23000 | 70.12% | 1.96 | 0 | 9 |  |  |  | No | R-410A | 2.6333 | Residential & Commercial | No
211386749 | Central HP <5.4 tons | LUXAIRE | HRCU-A-CB (Split System: Heat Pump with Remote Outdoor Unit-Air-Source) | HMH72B341 |  |  | XAFC36DXXN1+TXV | TM9Y100C16MP11 | 34000 | 17 | 8.1 | 34000 | 24400 | 71.76% | 2.08 | 0 | 9.5 |  |  |  | No | R-410A | 2.8333 | Residential & Commercial | No
213250281 | Central HP <5.4 tons | NAPOLEON | HRCU-A-C (Split System: Heat Pump with Remote Outdoor Unit with No Indoor Fan --Air Source) | WSEHV4860RA1-N | ADP |  | *G52960 |  | 50500 | 15.2 | 8.5 | 51000 | 36400 | 71.37% | 1.8 | 0 | 9.5 |  |  |  | No | R-410A | 4.2083 | Residential & Commercial | No
211225856 | Central HP <5.4 tons | CARRIER | HRCU-A-CB (Split System: Heat Pump with Remote Outdoor Unit-Air-Source) | 38MURAQ36AB3* |  |  | CAP**4224AL* | 59TP6B080V21**20 | 35000 | 16 | 8.1 | 38500 | 35000 | 90.91% | 1.86 | 0 | 9.5 |  |  |  | No | R-410A | 2.9167 | Residential & Commercial | No
211387670 | Central HP <5.4 tons | LUXAIRE | HRCU-A-CB (Split System: Heat Pump with Remote Outdoor Unit-Air-Source) | HMH72B341 |  |  | XAFC30CXXN1+TXV | TP9C080C16MP13 | 32800 | 17 | 8.1 | 33400 | 23400 | 70.06% | 2.04 | 0 | 9.5 |  |  |  | No | R-410A | 2.7333 | Residential & Commercial | No
211387968 | Central HP <5.4 tons | LUXAIRE | HRCU-A-CB (Split System: Heat Pump with Remote Outdoor Unit-Air-Source) | HMH72B341 |  |  | XAFB30CXXN1+TXV | TM9V080B12MP12 | 32800 | 17 | 8.1 | 33600 | 23600 | 70.24% | 2.02 | 0 | 9.5 |  |  |  | No | R-410A | 2.7333 | Residential & Commercial | No
211388035 | Central HP <5.4 tons | LUXAIRE | HRCU-A-CB (Split System: Heat Pump with Remote Outdoor Unit-Air-Source) | HMH72B341 |  |  | XAHC36DXXN1+TXV | TP9C060B12MP13 | 33200 | 17 | 8.1 | 33400 | 23800 | 71.26% | 2 | 0 | 9.5 |  |  |  | No | R-410A | 2.7667 | Residential & Commercial | No
211388087 | Central HP <5.4 tons | LUXAIRE | HRCU-A-CB (Split System: Heat Pump with Remote Outdoor Unit-Air-Source) | HMH72B341 |  |  | XAHC30CXXN1+TXV | TM9V060B12MP12 | 31800 | 16.5 | 8.1 | 33000 | 23200 | 70.3% | 1.96 | 0 | 9 |  |  |  | No | R-410A | 2.65 | Residential & Commercial | No
215668610 | Central HP <5.4 tons | KENMORE | HRCU-A-CB (Split System: Heat Pump with Remote Outdoor Unit-Air-Source) | (C,H,T)5H0V36*K*AAA* |  |  | EA*5X37M17A*+WALLCON | *96CTN0401410B* | 32600 | 16 | 8.5 | 36200 | 25600 | 70.72% | 1.76 | 0 | 9.5 |  |  |  | No | R-454B | 2.7167 | Residential & Commercial | No
215668810 | Central HP <5.4 tons | KENMORE | HRCU-A-CB (Split System: Heat Pump with Remote Outdoor Unit-Air-Source) | (C,H,T)5H0V36*K*AAA* |  |  | EA*5X42M21A*+WALLCON | *80CSU1002120A* | 33000 | 17.5 | 8.5 | 35800 | 25600 | 71.51% | 1.86 | 0 | 9.5 |  |  |  | No | R-454B | 2.75 | Residential & Commercial | No
215668826 | Central HP <5.4 tons | KENMORE | HRCU-A-CB (Split System: Heat Pump with Remote Outdoor Unit-Air-Source) | (C,H,T)5H0V36*K*AAA* |  |  | EA*5X42M21A*+WALLCON | *80CTL0701716B* | 33000 | 17.5 | 9 | 36000 | 25800 | 71.67% | 1.86 | 0 | 9.5 |  |  |  | No | R-454B | 2.75 | Residential & Commercial | No
213297094 | Central HP <5.4 tons | LUXAIRE | HRCU-A-CB (Split System: Heat Pump with Remote Outdoor Unit-Air-Source) | HMH72B341 |  |  | XAHC36DBCN1 | Z8ET080B12LMPS1 | 33000 | 18 | 8.1 | 32000 | 22400 | 70% | 2 | 0 | 9.5 |  |  |  | No | R-410A | 2.75 | Residential & Commercial | No
213297244 | Central HP <5.4 tons | LUXAIRE | HRCU-A-CB (Split System: Heat Pump with Remote Outdoor Unit-Air-Source) | HMH72B341 |  |  | XAFB36DXXN1+TXV | Z9ET040A10SMPS1 | 34000 | 18 | 8.1 | 33400 | 23800 | 71.26% | 2.04 | 0 | 9.5 |  |  |  | No | R-410A | 2.8333 | Residential & Commercial | No
211397287 | Central HP <5.4 tons | FRASER-JOHNSTON | HRCU-A-CB (Split System: Heat Pump with Remote Outdoor Unit-Air-Source) | HMH72B341 |  |  | XAHD48FBCN1 | TM8V100C16MP12 | 33600 | 16 | 8.5 | 32400 | 23800 | 73.46% | 2.06 | 0 | 9 |  |  |  | No | R-410A | 2.8 | Residential & Commercial | No
211396015 | Central HP <5.4 tons | FRASER-JOHNSTON | HRCU-A-CB (Split System: Heat Pump with Remote Outdoor Unit-Air-Source) | HMH72B341 |  |  | XAFC48FXXN1+TXV | TM9E100C16MP12 | 33400 | 17 | 8.5 | 32400 | 23600 | 72.84% | 2.06 | 0 | 9.5 |  |  |  | No | R-410A | 2.7833 | Residential & Commercial | No
211396132 | Central HP <5.4 tons | FRASER-JOHNSTON | HRCU-A-CB (Split System: Heat Pump with Remote Outdoor Unit-Air-Source) | HMH72B341 |  |  | XAFD48FBCN1 | TM9E080C16MP12 | 34000 | 17 | 8.1 | 33400 | 24600 | 73.65% | 2.08 | 0 | 9 |  |  |  | No | R-410A | 2.8333 | Residential & Commercial | No
211393842 | Central HP <5.4 tons | FRASER-JOHNSTON | HRCU-A-CB (Split System: Heat Pump with Remote Outdoor Unit-Air-Source) | HMH72B341 |  |  | XAFD48FBCN1 | TM9Y120D20MP11 | 34000 | 16.5 | 8.5 | 32400 | 23800 | 73.46% | 2.08 | 0 | 9.5 |  |  |  | No | R-410A | 2.8333 | Residential & Commercial | No
211394312 | Central HP <5.4 tons | FRASER-JOHNSTON | HRCU-A-CB (Split System: Heat Pump with Remote Outdoor Unit-Air-Source) | HMH72B341 |  |  | XAHD48FBCN1 | TP9C120D20MP13 | 33400 | 16.5 | 8.5 | 32000 | 23200 | 72.5% | 2.06 | 0 | 9.5 |  |  |  | No | R-410A | 2.7833 | Residential & Commercial | No
215674215 | Central HP <5.4 tons | BRYANT HEATING AND COOLING SYSTEMS | HRCU-A-CB (Split System: Heat Pump with Remote Outdoor Unit-Air-Source) | 290VAN048**AA* |  |  | CAA**6024AM*+UI | 935CB60080C21*** | 45000 | 17.5 | 9 | 47500 | 33600 | 70.74% | 2.08 | 0 | 9.5 |  |  |  | No | R-454B | 3.75 | Residential & Commercial | No
215674385 | Central HP <5.4 tons | BRYANT HEATING AND COOLING SYSTEMS | HRCU-A-CB (Split System: Heat Pump with Remote Outdoor Unit-Air-Source) | 290VAN048**AA* |  |  | CAA**6121AM*+UI | 935CB48060C17*** | 45500 | 17.5 | 9 | 48000 | 34200 | 71.25% | 2.06 | 0 | 9.5 |  |  |  | No | R-454B | 3.7917 | Residential & Commercial | No
213297919 | Central HP <5.4 tons | LUXAIRE | HRCU-A-CB (Split System: Heat Pump with Remote Outdoor Unit-Air-Source) | HMH72B341 |  |  | XAFC30CXXN1+TXV | Z8ET080C16LMPS1 | 33600 | 18.5 | 8.5 | 33000 | 23200 | 70.3% | 2.08 | 0 | 9.5 |  |  |  | No | R-410A | 2.8 | Residential & Commercial | No
213297939 | Central HP <5.4 tons | LUXAIRE | HRCU-A-CB (Split System: Heat Pump with Remote Outdoor Unit-Air-Source) | HMH72B341 |  |  | XAFD48FXXN1+TXV | Z8ES120C16SMPS1 | 34000 | 16.5 | 8.5 | 32800 | 23400 | 71.34% | 2.1 | 0 | 9.5 |  |  |  | No | R-410A | 2.8333 | Residential & Commercial | No
213607916 | Central HP <5.4 tons | NAPOLEON | HRCU-A-C (Split System: Heat Pump with Remote Outdoor Unit with No Indoor Fan --Air Source) | WSEHV2436RA1-N | ADP |  | *G34936 |  | 31600 | 15.2 | 8.5 | 32400 | 23600 | 72.84% | 1.8 | 0 | 9 |  |  |  | No | R-410A | 2.6333 | Residential & Commercial | No
213623684 | Central HP <5.4 tons | RUNTRU | HRCU-A-CB (Split System: Heat Pump with Remote Outdoor Unit-Air-Source) | E4HL5018A1000A | ADP |  | FG35936 | A801X040BM2SCA | 20000 | 15.2 | 8.5 | 18400 | 17600 | 95.65% | 1.85 | 0 | 9 |  |  |  | No | R-410A | 1.6667 | Residential & Commercial | No
213623702 | Central HP <5.4 tons | RUNTRU | HRCU-A-CB (Split System: Heat Pump with Remote Outdoor Unit-Air-Source) | E4HL5018A1000A | ADP |  | FG35936 | A951X040BU3SAB | 20000 | 15.2 | 8.5 | 18400 | 17600 | 95.65% | 1.85 | 0 | 9 |  |  |  | No | R-410A | 1.6667 | Residential & Commercial | No
213623683 | Central HP <5.4 tons | RUNTRU | HRCU-A-CB (Split System: Heat Pump with Remote Outdoor Unit-Air-Source) | E4HL5018A1000A | ADP |  | PL36H175P789 | A801X040BM2SCA | 20000 | 15.2 | 8.5 | 18400 | 17600 | 95.65% | 1.85 | 0 | 9 |  |  |  | No | R-410A | 1.6667 | Residential & Commercial | No
213623710 | Central HP <5.4 tons | RUNTRU | HRCU-A-CB (Split System: Heat Pump with Remote Outdoor Unit-Air-Source) | E4HL5018A1000A | ADP |  | FG82936 | A951X040BU3SAB | 20000 | 15.2 | 8.5 | 18400 | 17600 | 95.65% | 1.85 | 0 | 9 |  |  |  | No | R-410A | 1.6667 | Residential & Commercial | No
213623879 | Central HP <5.4 tons | RUNTRU | HRCU-A-CB (Split System: Heat Pump with Remote Outdoor Unit-Air-Source) | E4HL5036A1000A | ADP |  | FG47936 | A801X080BM4SCA | 30000 | 15.2 | 8.1 | 25400 | 18600 | 73.23% | 1.75 | 0 | 9.5 |  |  |  | No | R-410A | 2.5 | Residential & Commercial | No
213623912 | Central HP <5.4 tons | RUNTRU | HRCU-A-CB (Split System: Heat Pump with Remote Outdoor Unit-Air-Source) | E4HL5036A1000A | ADP |  | FG81936 | A952V080BU4SAD | 30000 | 15.2 | 8.1 | 23400 | 17600 | 75.21% | 1.75 | 0 | 9.5 |  |  |  | No | R-410A | 2.5 | Residential & Commercial | No
215674092 | Central HP <5.4 tons | KENMORE | HRCU-A-CB (Split System: Heat Pump with Remote Outdoor Unit-Air-Source) | (C,H,T)5H0V48*K*AAA* |  |  | EA*5X48M21A*+WALLCON | *95CSU0802120B* | 44000 | 17.5 | 9 | 48500 | 34200 | 70.52% | 2.06 | 0 | 9.5 |  |  |  | No | R-454B | 3.6667 | Residential & Commercial | No
213623691 | Central HP <5.4 tons | RUNTRU | HRCU-A-CB (Split System: Heat Pump with Remote Outdoor Unit-Air-Source) | E4HL5018A1000A | ADP |  | FG81936 | A801X040BM2SCA | 20000 | 15.2 | 8.5 | 18400 | 17600 | 95.65% | 1.85 | 0 | 9 |  |  |  | No | R-410A | 1.6667 | Residential & Commercial | No
213623705 | Central HP <5.4 tons | RUNTRU | HRCU-A-CB (Split System: Heat Pump with Remote Outdoor Unit-Air-Source) | E4HL5018A1000A | ADP |  | FG47936 | A951X040BU3SAB | 20000 | 15.2 | 8.5 | 18400 | 17600 | 95.65% | 1.85 | 0 | 9 |  |  |  | No | R-410A | 1.6667 | Residential & Commercial | No
213623692 | Central HP <5.4 tons | RUNTRU | HRCU-A-CB (Split System: Heat Pump with Remote Outdoor Unit-Air-Source) | E4HL5018A1000A | ADP |  | FG82936 | A801X040BM2SCA | 20000 | 15.2 | 8.5 | 18400 | 17600 | 95.65% | 1.85 | 0 | 9 |  |  |  | No | R-410A | 1.6667 | Residential & Commercial | No
213623715 | Central HP <5.4 tons | RUNTRU | HRCU-A-CB (Split System: Heat Pump with Remote Outdoor Unit-Air-Source) | E4HL5018A1000A | ADP |  | PL36H175P159 | A952V040BU3SAD | 20000 | 15.2 | 8.5 | 18400 | 17600 | 95.65% | 1.85 | 0 | 9 |  |  |  | No | R-410A | 1.6667 | Residential & Commercial | No
213623800 | Central HP <5.4 tons | RUNTRU | HRCU-A-CB (Split System: Heat Pump with Remote Outdoor Unit-Air-Source) | E4HL5024A1000A | ADP |  | FG82936 | A952V040BU3SAD | 24000 | 15.2 | 8.5 | 22400 | 20600 | 91.96% | 1.85 | 0 | 9 |  |  |  | No | R-410A | 2 | Residential & Commercial | No
213623802 | Central HP <5.4 tons | RUNTRU | HRCU-A-CB (Split System: Heat Pump with Remote Outdoor Unit-Air-Source) | E4HL5024A1000A | ADP |  | PL36H210P299 | A952V060BU4SAD | 24000 | 15.2 | 8.5 | 22400 | 20600 | 91.96% | 1.85 | 0 | 9 |  |  |  | No | R-410A | 2 | Residential & Commercial | No
213623936 | Central HP <5.4 tons | RUNTRU | HRCU-A-CB (Split System: Heat Pump with Remote Outdoor Unit-Air-Source) | E4HL5060A1000A | ADP |  | PL48H210P199 | A801X080CM5SCA | 48000 | 15.2 | 8.1 | 43000 | 33000 | 76.74% | 1.75 | 0 | 9.5 |  |  |  | No | R-410A | 4 | Residential & Commercial | No
213623938 | Central HP <5.4 tons | RUNTRU | HRCU-A-CB (Split System: Heat Pump with Remote Outdoor Unit-Air-Source) | E4HL5060A1000A | ADP |  | PL60H210P199 | A801X080CM5SCA | 48000 | 15.2 | 8.1 | 43000 | 33000 | 76.74% | 1.75 | 0 | 9.5 |  |  |  | No | R-410A | 4 | Residential & Commercial | No
213623869 | Central HP <5.4 tons | RUNTRU | HRCU-A-CB (Split System: Heat Pump with Remote Outdoor Unit-Air-Source) | E4HL5036A1000A | ADP |  | PL36H175P789 | A801X060BM4SCA | 30000 | 15.2 | 8.1 | 23400 | 17600 | 75.21% | 1.75 | 0 | 9.5 |  |  |  | No | R-410A | 2.5 | Residential & Commercial | No
213623678 | Central HP <5.4 tons | RUNTRU | HRCU-A-CB (Split System: Heat Pump with Remote Outdoor Unit-Air-Source) | E4HL5018A1000A | ADP |  | FG33936 | A801X040BM2SCA | 20000 | 15.2 | 8.5 | 18400 | 17600 | 95.65% | 1.85 | 0 | 9 |  |  |  | No | R-410A | 1.6667 | Residential & Commercial | No
214648679 | Central HP <5.4 tons | TEXANAIR | HRCU-A-CB (Split System: Heat Pump with Remote Outdoor Unit-Air-Source) | TEXAN048HHCU1 |  |  | TEXAN048AHU1 |  | 47000 | 15.6 | 9.4 | 50000 | 46000 | 92% | 1.9 | 8.5 | 8.2 |  |  |  | No | R-410A | 3.9167 | Residential & Commercial | No
213623689 | Central HP <5.4 tons | RUNTRU | HRCU-A-CB (Split System: Heat Pump with Remote Outdoor Unit-Air-Source) | E4HL5018A1000A | ADP |  | FG80936 | A801X040BM2SCA | 20000 | 15.2 | 8.5 | 18400 | 17600 | 95.65% | 1.85 | 0 | 9 |  |  |  | No | R-410A | 1.6667 | Residential & Commercial | No
213623723 | Central HP <5.4 tons | RUNTRU | HRCU-A-CB (Split System: Heat Pump with Remote Outdoor Unit-Air-Source) | E4HL5018A1000A | ADP |  | FG47936 | A952V040BU3SAD | 20000 | 15.2 | 8.5 | 18400 | 17600 | 95.65% | 1.85 | 0 | 9 |  |  |  | No | R-410A | 1.6667 | Residential & Commercial | No
213153604 | Central HP <5.4 tons | NAPOLEON | HRCU-A-C (Split System: Heat Pump with Remote Outdoor Unit with No Indoor Fan --Air Source) | WSEHV4860RA1-N | ADP |  | HG52960 |  | 50500 | 15.2 | 8.5 | 51000 | 36400 | 71.37% | 1.8 | 0 | 9.5 |  |  |  | No | R-410A | 4.2083 | Residential & Commercial | No
213623870 | Central HP <5.4 tons | RUNTRU | HRCU-A-CB (Split System: Heat Pump with Remote Outdoor Unit-Air-Source) | E4HL5036A1000A | ADP |  | PL36H210P179 | A801X060BM4SCA | 30000 | 15.2 | 8.1 | 23400 | 17600 | 75.21% | 1.75 | 0 | 9.5 |  |  |  | No | R-410A | 2.5 | Residential & Commercial | No
213623884 | Central HP <5.4 tons | RUNTRU | HRCU-A-CB (Split System: Heat Pump with Remote Outdoor Unit-Air-Source) | E4HL5036A1000A | ADP |  | PL36H175P789 | A951X060BU4SAB | 30000 | 15.2 | 8.1 | 23400 | 17600 | 75.21% | 1.75 | 0 | 9.5 |  |  |  | No | R-410A | 2.5 | Residential & Commercial | No
213623893 | Central HP <5.4 tons | RUNTRU | HRCU-A-CB (Split System: Heat Pump with Remote Outdoor Unit-Air-Source) | E4HL5036A1000A | ADP |  | PL36H210P179 | A951X080BU4SAB | 29800 | 15.2 | 8.1 | 25400 | 18600 | 73.23% | 1.75 | 0 | 9.5 |  |  |  | No | R-410A | 2.4833 | Residential & Commercial | No
213623909 | Central HP <5.4 tons | RUNTRU | HRCU-A-CB (Split System: Heat Pump with Remote Outdoor Unit-Air-Source) | E4HL5036A1000A | ADP |  | PL36H210P179 | A952V080BU4SAD | 30000 | 15.2 | 8.1 | 23400 | 17600 | 75.21% | 1.75 | 0 | 9.5 |  |  |  | No | R-410A | 2.5 | Residential & Commercial | No
213153602 | Central HP <5.4 tons | NAPOLEON | HRCU-A-C (Split System: Heat Pump with Remote Outdoor Unit with No Indoor Fan --Air Source) | WSEHV2436RA1-N | ADP |  | HG34936 |  | 31600 | 15.2 | 8.5 | 32400 | 23600 | 72.84% | 1.8 | 0 | 9 |  |  |  | No | R-410A | 2.6333 | Residential & Commercial | No
215684060 | Central HP <5.4 tons | BRYANT HEATING AND COOLING SYSTEMS | HRCU-A-CB (Split System: Heat Pump with Remote Outdoor Unit-Air-Source) | 290VAN036**AA* |  |  | CSAH*4212AM*+UI | 83*CA60100C21*** | 34000 | 16 | 8.5 | 35600 | 25400 | 71.35% | 1.78 | 0 | 9.5 |  |  |  | No | R-454B | 2.8333 | Residential & Commercial | No
213623827 | Central HP <5.4 tons | RUNTRU | HRCU-A-CB (Split System: Heat Pump with Remote Outdoor Unit-Air-Source) | E4HL5030A1000A | ADP |  | FG35936 | A801X060BM4SCA | 29800 | 15.2 | 8.1 | 23400 | 17600 | 75.21% | 1.75 | 0 | 9.5 |  |  |  | No | R-410A | 2.4833 | Residential & Commercial | No
215684078 | Central HP <5.4 tons | BRYANT HEATING AND COOLING SYSTEMS | HRCU-A-CB (Split System: Heat Pump with Remote Outdoor Unit-Air-Source) | 290VAN036**AA* |  |  | CSAH*4212AM*+UI | 935CB48060C17*** | 33800 | 16 | 8.5 | 35600 | 25400 | 71.35% | 1.78 | 0 | 9 |  |  |  | No | R-454B | 2.8167 | Residential & Commercial | No
215449956 | Central HP <5.4 tons | Proair | HRCU-A-CB (Split System: Heat Pump with Remote Outdoor Unit-Air-Source) | P30-60HFN1-D |  |  | PAH-60HWFN1 |  | 55000 | 15.3 | 9.4 | 59000 | 48500 | 82.2% | 1.91 | 9 | 8.8 |  |  |  | No | R-410A | 4.5833 | Residential & Commercial | No
213623943 | Central HP <5.4 tons | RUNTRU | HRCU-A-CB (Split System: Heat Pump with Remote Outdoor Unit-Air-Source) | E4HL5060A1000A | ADP |  | FG86960 | A801X080CM5SCA | 48000 | 15.2 | 8.1 | 43000 | 33000 | 76.74% | 1.75 | 0 | 9.5 |  |  |  | No | R-410A | 4 | Residential & Commercial | No
213623742 | Central HP <5.4 tons | RUNTRU | HRCU-A-CB (Split System: Heat Pump with Remote Outdoor Unit-Air-Source) | E4HL5024A1000A | ADP |  | FG47936 | A801X060BM4SCA | 24000 | 15.2 | 8.5 | 22400 | 20600 | 91.96% | 1.85 | 0 | 9 |  |  |  | No | R-410A | 2 | Residential & Commercial | No
213369382 | Central HP <5.4 tons | NAPOLEON | HRCU-A-C (Split System: Heat Pump with Remote Outdoor Unit with No Indoor Fan --Air Source) | WSEHV4860RA1-N | ADP |  | H,A,DE50960+TD |  | 50500 | 15.2 | 8.4 | 51000 | 36800 | 72.16% | 1.78 | 0 | 9.5 |  |  |  | No | R-410A | 4.2083 | Residential & Commercial | No
213623815 | Central HP <5.4 tons | RUNTRU | HRCU-A-CB (Split System: Heat Pump with Remote Outdoor Unit-Air-Source) | E4HL5024A1000A | ADP |  | FG80936 | A952V060BU4SAD | 24000 | 15.2 | 8.5 | 22400 | 20600 | 91.96% | 1.85 | 0 | 9 |  |  |  | No | R-410A | 2 | Residential & Commercial | No
213623748 | Central HP <5.4 tons | RUNTRU | HRCU-A-CB (Split System: Heat Pump with Remote Outdoor Unit-Air-Source) | E4HL5024A1000A | ADP |  | PL36H210P299 | A951X040BU3SAB | 24000 | 15.2 | 8.5 | 22400 | 20600 | 91.96% | 1.85 | 0 | 9 |  |  |  | No | R-410A | 2 | Residential & Commercial | No
211388069 | Central HP <5.4 tons | LUXAIRE | HRCU-A-CB (Split System: Heat Pump with Remote Outdoor Unit-Air-Source) | HMH72B341 |  |  | XAHC36DBCN1 | TP9C060B12MP13 | 33200 | 17 | 8.1 | 33400 | 23800 | 71.26% | 2 | 0 | 9.5 |  |  |  | No | R-410A | 2.7667 | Residential & Commercial | No
211388387 | Central HP <5.4 tons | LUXAIRE | HRCU-A-CB (Split System: Heat Pump with Remote Outdoor Unit-Air-Source) | HMH72B341 |  |  | XAFB36DBCN1 | LP9C060B12MP13 | 33800 | 17 | 8.5 | 33400 | 23800 | 71.26% | 2.04 | 0 | 9.5 |  |  |  | No | R-410A | 2.8167 | Residential & Commercial | No
213623876 | Central HP <5.4 tons | RUNTRU | HRCU-A-CB (Split System: Heat Pump with Remote Outdoor Unit-Air-Source) | E4HL5036A1000A | ADP |  | PL36H175P789 | A801X080BM4SCA | 29400 | 15.2 | 8.1 | 25400 | 18600 | 73.23% | 1.75 | 0 | 9.5 |  |  |  | No | R-410A | 2.45 | Residential & Commercial | No
213623901 | Central HP <5.4 tons | RUNTRU | HRCU-A-CB (Split System: Heat Pump with Remote Outdoor Unit-Air-Source) | E4HL5036A1000A | ADP |  | PL36H210P179 | A952V060BU4SAD | 30000 | 15.2 | 8.1 | 23400 | 17600 | 75.21% | 1.75 | 0 | 9.5 |  |  |  | No | R-410A | 2.5 | Residential & Commercial | No
213297069 | Central HP <5.4 tons | LUXAIRE | HRCU-A-CB (Split System: Heat Pump with Remote Outdoor Unit-Air-Source) | HMH72B341 |  |  | XAFC36DXXN1+TXV | Z8ET100C20LMPS1 | 34000 | 18.5 | 8.5 | 33400 | 24200 | 72.46% | 2.14 | 0 | 9.5 |  |  |  | No | R-410A | 2.8333 | Residential & Commercial | No
213297504 | Central HP <5.4 tons | LUXAIRE | HRCU-A-CB (Split System: Heat Pump with Remote Outdoor Unit-Air-Source) | HMH72B341 |  |  | XAUC48FXXN1+TXV | Z8ET080C16LMPS1 | 33600 | 17.5 | 8.5 | 32800 | 23200 | 70.73% | 2.08 | 0 | 9.5 |  |  |  | No | R-410A | 2.8 | Residential & Commercial | No
213297519 | Central HP <5.4 tons | LUXAIRE | HRCU-A-CB (Split System: Heat Pump with Remote Outdoor Unit-Air-Source) | HMH72B341 |  |  | XAHC36DXXN1+TXV | Z8ES120C16SMPS1 | 34000 | 17.5 | 8.1 | 33400 | 24000 | 71.86% | 2.08 | 0 | 9.5 |  |  |  | No | R-410A | 2.8333 | Residential & Commercial | No
213297719 | Central HP <5.4 tons | LUXAIRE | HRCU-A-CB (Split System: Heat Pump with Remote Outdoor Unit-Air-Source) | HMH72B341 |  |  | XAFC30CXXN1+TXV | Z9ES060B12SMPS1 | 32400 | 17 | 8.1 | 33000 | 23200 | 70.3% | 2.02 | 0 | 9.5 |  |  |  | No | R-410A | 2.7 | Residential & Commercial | No
213297869 | Central HP <5.4 tons | LUXAIRE | HRCU-A-CB (Split System: Heat Pump with Remote Outdoor Unit-Air-Source) | HMH72B341 |  |  | XAHC36DBCN1 | Z9ES100C20SMPS1 | 34000 | 17 | 8.1 | 33400 | 23600 | 70.66% | 2.06 | 0 | 9.5 |  |  |  | No | R-410A | 2.8333 | Residential & Commercial | No
215670091 | Central HP <5.4 tons | KEEPRITE | HRCU-A-CB (Split System: Heat Pump with Remote Outdoor Unit-Air-Source) | C5H0V36*K*AAA* |  |  | ESH5X42M12A*+WALLCON | *96CTN0401410B* | 32600 | 15.2 | 8.5 | 36000 | 25600 | 71.11% | 1.76 | 0 | 9 |  |  |  | No | R-454B | 2.7167 | Residential & Commercial | No
213623831 | Central HP <5.4 tons | RUNTRU | HRCU-A-CB (Split System: Heat Pump with Remote Outdoor Unit-Air-Source) | E4HL5030A1000A | ADP |  | FG80936 | A801X060BM4SCA | 30000 | 15.2 | 8.1 | 23400 | 17600 | 75.21% | 1.75 | 0 | 9.5 |  |  |  | No | R-410A | 2.5 | Residential & Commercial | No
213623763 | Central HP <5.4 tons | RUNTRU | HRCU-A-CB (Split System: Heat Pump with Remote Outdoor Unit-Air-Source) | E4HL5024A1000A | ADP |  | FG81936 | A951X040BU3SAB | 24000 | 15.2 | 8.5 | 22400 | 20600 | 91.96% | 1.85 | 0 | 9 |  |  |  | No | R-410A | 2 | Residential & Commercial | No
213623811 | Central HP <5.4 tons | RUNTRU | HRCU-A-CB (Split System: Heat Pump with Remote Outdoor Unit-Air-Source) | E4HL5024A1000A | ADP |  | PL36H210P179 | A952V060BU4SAD | 24000 | 15.2 | 8.5 | 22400 | 20600 | 91.96% | 1.85 | 0 | 9 |  |  |  | No | R-410A | 2 | Residential & Commercial | No
213613881 | Central HP <5.4 tons | NAPOLEON | HRCU-A-C (Split System: Heat Pump with Remote Outdoor Unit with No Indoor Fan --Air Source) | WSEHV4860RA1-N | ADP |  | *E49960+TD |  | 50500 | 15.2 | 8.35 | 51000 | 36800 | 72.16% | 1.78 | 0 | 9.5 |  |  |  | No | R-410A | 4.2083 | Residential & Commercial | No
215670143 | Central HP <5.4 tons | KEEPRITE | HRCU-A-CB (Split System: Heat Pump with Remote Outdoor Unit-Air-Source) | C5H0V36*K*AAA* |  |  | ESH5X48M12A*+WALLCON | *80CSU0601716A* | 34000 | 17 | 8.5 | 35400 | 25200 | 71.19% | 1.88 | 0 | 9.5 |  |  |  | No | R-454B | 2.8333 | Residential & Commercial | No
215670293 | Central HP <5.4 tons | KEEPRITE | HRCU-A-CB (Split System: Heat Pump with Remote Outdoor Unit-Air-Source) | C5H0V36*K*AAA* |  |  | ESH5X48M12A*+WALLCON | *97CMN0801714B* | 34000 | 16.5 | 8.5 | 35600 | 25400 | 71.35% | 1.76 | 0 | 9 |  |  |  | No | R-454B | 2.8333 | Residential & Commercial | No
215670343 | Central HP <5.4 tons | KEEPRITE | HRCU-A-CB (Split System: Heat Pump with Remote Outdoor Unit-Air-Source) | C5H0V36*K*AAA* |  |  | ESH5X48M12A*+WALLCON | *96CTN0601714B* | 33800 | 16 | 8.5 | 35600 | 25400 | 71.35% | 1.78 | 0 | 9 |  |  |  | No | R-454B | 2.8167 | Residential & Commercial | No
215669875 | Central HP <5.4 tons | KEEPRITE | HRCU-A-CB (Split System: Heat Pump with Remote Outdoor Unit-Air-Source) | C5H0V36*K*AAA* |  |  | ESH5X36M12A*+WALLCON | *97CMN0801714B* | 33400 | 16 | 8.5 | 35800 | 25600 | 71.51% | 1.76 | 0 | 9 |  |  |  | No | R-454B | 2.7833 | Residential & Commercial | No
215669891 | Central HP <5.4 tons | KEEPRITE | HRCU-A-CB (Split System: Heat Pump with Remote Outdoor Unit-Air-Source) | C5H0V36*K*AAA* |  |  | ESH5X36M12A*+WALLCON | *97CMN1002122B* | 33800 | 16.5 | 8.5 | 35800 | 25400 | 70.95% | 1.76 | 0 | 9.5 |  |  |  | No | R-454B | 2.8167 | Residential & Commercial | No
213623878 | Central HP <5.4 tons | RUNTRU | HRCU-A-CB (Split System: Heat Pump with Remote Outdoor Unit-Air-Source) | E4HL5036A1000A | ADP |  | PL36H210P179 | A801X080BM4SCA | 30000 | 15.2 | 8.1 | 25400 | 18600 | 73.23% | 1.75 | 0 | 9.5 |  |  |  | No | R-410A | 2.5 | Residential & Commercial | No
213623883 | Central HP <5.4 tons | RUNTRU | HRCU-A-CB (Split System: Heat Pump with Remote Outdoor Unit-Air-Source) | E4HL5036A1000A | ADP |  | FG82936 | A801X080BM4SCA | 30000 | 15.2 | 8.1 | 25400 | 18600 | 73.23% | 1.75 | 0 | 9.5 |  |  |  | No | R-410A | 2.5 | Residential & Commercial | No
213623887 | Central HP <5.4 tons | RUNTRU | HRCU-A-CB (Split System: Heat Pump with Remote Outdoor Unit-Air-Source) | E4HL5036A1000A | ADP |  | FG47936 | A951X060BU4SAB | 30000 | 15.2 | 8.1 | 23400 | 17600 | 75.21% | 1.75 | 0 | 9.5 |  |  |  | No | R-410A | 2.5 | Residential & Commercial | No
213623890 | Central HP <5.4 tons | RUNTRU | HRCU-A-CB (Split System: Heat Pump with Remote Outdoor Unit-Air-Source) | E4HL5036A1000A | ADP |  | FG82936 | A951X060BU4SAB | 30000 | 15.2 | 8.1 | 23400 | 17600 | 75.21% | 1.75 | 0 | 9.5 |  |  |  | No | R-410A | 2.5 | Residential & Commercial | No
213623906 | Central HP <5.4 tons | RUNTRU | HRCU-A-CB (Split System: Heat Pump with Remote Outdoor Unit-Air-Source) | E4HL5036A1000A | ADP |  | FG82936 | A952V060BU4SAD | 30000 | 15.2 | 8.1 | 23400 | 17600 | 75.21% | 1.75 | 0 | 9.5 |  |  |  | No | R-410A | 2.5 | Residential & Commercial | No
213623881 | Central HP <5.4 tons | RUNTRU | HRCU-A-CB (Split System: Heat Pump with Remote Outdoor Unit-Air-Source) | E4HL5036A1000A | ADP |  | FG81936 | A801X080BM4SCA | 29800 | 15.2 | 8.1 | 25400 | 18600 | 73.23% | 1.75 | 0 | 9.5 |  |  |  | No | R-410A | 2.4833 | Residential & Commercial | No
213623935 | Central HP <5.4 tons | RUNTRU | HRCU-A-CB (Split System: Heat Pump with Remote Outdoor Unit-Air-Source) | E4HL5060A1000A | ADP |  | FG49960 | A801X080CM5SCA | 48000 | 15.2 | 8.1 | 43000 | 33000 | 76.74% | 1.75 | 0 | 9.5 |  |  |  | No | R-410A | 4 | Residential & Commercial | No
213297604 | Central HP <5.4 tons | LUXAIRE | HRCU-A-CB (Split System: Heat Pump with Remote Outdoor Unit-Air-Source) | HMH72B341 |  |  | XAUB36DXXN1+TXV | Z8ES100B12LMPS1 | 34000 | 18 | 8.1 | 34000 | 24600 | 72.35% | 2.1 | 0 | 9.5 |  |  |  | No | R-410A | 2.8333 | Residential & Commercial | No
213297819 | Central HP <5.4 tons | LUXAIRE | HRCU-A-CB (Split System: Heat Pump with Remote Outdoor Unit-Air-Source) | HMH72B341 |  |  | XAFB30CXXN1+TXV | Z8ES080B12SMPS1 | 33000 | 18 | 8.5 | 33000 | 23400 | 70.91% | 2.04 | 0 | 9.5 |  |  |  | No | R-410A | 2.75 | Residential & Commercial | No
211395146 | Central HP <5.4 tons | FRASER-JOHNSTON | HRCU-A-CB (Split System: Heat Pump with Remote Outdoor Unit-Air-Source) | HMH72B341 |  |  | XAHC48FBCN1 | TP9C080C16MP13 | 32800 | 16.5 | 8.5 | 31800 | 23200 | 72.96% | 2.02 | 0 | 9 |  |  |  | No | R-410A | 2.7333 | Residential & Commercial | No
211395581 | Central HP <5.4 tons | FRASER-JOHNSTON | HRCU-A-CB (Split System: Heat Pump with Remote Outdoor Unit-Air-Source) | HMH72B341 |  |  | XAFC48FXXN1+TXV | TP9C080B12MP13 | 33400 | 16.5 | 8.5 | 32600 | 24000 | 73.62% | 2.06 | 0 | 9 |  |  |  | No | R-410A | 2.7833 | Residential & Commercial | No
213623754 | Central HP <5.4 tons | RUNTRU | HRCU-A-CB (Split System: Heat Pump with Remote Outdoor Unit-Air-Source) | E4HL5024A1000A | ADP |  | PL36H175P789 | A951X040BU3SAB | 24000 | 15.2 | 8.5 | 22400 | 20600 | 91.96% | 1.85 | 0 | 9 |  |  |  | No | R-410A | 2 | Residential & Commercial | No
213297529 | Central HP <5.4 tons | LUXAIRE | HRCU-A-CB (Split System: Heat Pump with Remote Outdoor Unit-Air-Source) | HMH72B341 |  |  | XAHC36DBCN1 | Z8ES120C16SMPS1 | 34000 | 17.5 | 8.1 | 33400 | 24000 | 71.86% | 2.08 | 0 | 9.5 |  |  |  | No | R-410A | 2.8333 | Residential & Commercial | No
213297889 | Central HP <5.4 tons | LUXAIRE | HRCU-A-CB (Split System: Heat Pump with Remote Outdoor Unit-Air-Source) | HMH72B341 |  |  | XAUB30CXXN1+TXV | Z9ES080B12SMPS1 | 32600 | 17 | 8.1 | 33000 | 23200 | 70.3% | 2.02 | 0 | 9.5 |  |  |  | No | R-410A | 2.7167 | Residential & Commercial | No
213623756 | Central HP <5.4 tons | RUNTRU | HRCU-A-CB (Split System: Heat Pump with Remote Outdoor Unit-Air-Source) | E4HL5024A1000A | ADP |  | FG35936 | A951X040BU3SAB | 24000 | 15.2 | 8.5 | 22400 | 20600 | 91.96% | 1.85 | 0 | 9 |  |  |  | No | R-410A | 2 | Residential & Commercial | No
213623735 | Central HP <5.4 tons | RUNTRU | HRCU-A-CB (Split System: Heat Pump with Remote Outdoor Unit-Air-Source) | E4HL5024A1000A | ADP |  | V,T36H175P159 | A801X060BM4SCA | 24000 | 15.2 | 8.5 | 22400 | 20600 | 91.96% | 1.85 | 0 | 9 |  |  |  | No | R-410A | 2 | Residential & Commercial | No
213623776 | Central HP <5.4 tons | RUNTRU | HRCU-A-CB (Split System: Heat Pump with Remote Outdoor Unit-Air-Source) | E4HL5024A1000A | ADP |  | PL36H210P179 | A951X060BU4SAB | 24000 | 15.2 | 8.5 | 22400 | 20600 | 91.96% | 1.85 | 0 | 9 |  |  |  | No | R-410A | 2 | Residential & Commercial | No
213623794 | Central HP <5.4 tons | RUNTRU | HRCU-A-CB (Split System: Heat Pump with Remote Outdoor Unit-Air-Source) | E4HL5024A1000A | ADP |  | PL36H210P179 | A952V040BU3SAD | 24000 | 15.2 | 8.5 | 22400 | 20600 | 91.96% | 1.85 | 0 | 9 |  |  |  | No | R-410A | 2 | Residential & Commercial | No
213623799 | Central HP <5.4 tons | RUNTRU | HRCU-A-CB (Split System: Heat Pump with Remote Outdoor Unit-Air-Source) | E4HL5024A1000A | ADP |  | FG81936 | A952V040BU3SAD | 24000 | 15.2 | 8.5 | 22400 | 20600 | 91.96% | 1.85 | 0 | 9 |  |  |  | No | R-410A | 2 | Residential & Commercial | No
213297994 | Central HP <5.4 tons | LUXAIRE | HRCU-A-CB (Split System: Heat Pump with Remote Outdoor Unit-Air-Source) | HMH72B341 |  |  | XAHB36DBCN1 | Z8ES100B12LMPS1 | 33400 | 17.5 | 8.1 | 32800 | 23200 | 70.73% | 2.02 | 0 | 9.5 |  |  |  | No | R-410A | 2.7833 | Residential & Commercial | No
213298014 | Central HP <5.4 tons | LUXAIRE | HRCU-A-CB (Split System: Heat Pump with Remote Outdoor Unit-Air-Source) | HMH72B341 |  |  | XAHC36DBCN1 | Z8ES080C20LMPS1 | 34000 | 17.5 | 8.1 | 33400 | 23600 | 70.66% | 2.08 | 0 | 9.5 |  |  |  | No | R-410A | 2.8333 | Residential & Commercial | No
212970366 | Central HP <5.4 tons | CARRIER | HRCU-A-CB (Split System: Heat Pump with Remote Outdoor Unit-Air-Source) | 38MURAQ36AB3* |  |  | CAP**3617AL* | 58SP*B070V17**16 | 35000 | 15.5 | 8.1 | 38500 | 35200 | 91.43% | 1.82 | 0 | 9.5 |  |  |  | No | R-410A | 2.9167 | Residential & Commercial | No
213623751 | Central HP <5.4 tons | RUNTRU | HRCU-A-CB (Split System: Heat Pump with Remote Outdoor Unit-Air-Source) | E4HL5024A1000A | ADP |  | PL36H175P159 | A951X040BU3SAB | 24000 | 15.2 | 8.5 | 22400 | 20600 | 91.96% | 1.85 | 0 | 9 |  |  |  | No | R-410A | 2 | Residential & Commercial | No
213623778 | Central HP <5.4 tons | RUNTRU | HRCU-A-CB (Split System: Heat Pump with Remote Outdoor Unit-Air-Source) | E4HL5024A1000A | ADP |  | FG47936 | A951X060BU4SAB | 24000 | 15.2 | 8.5 | 22400 | 20600 | 91.96% | 1.85 | 0 | 9 |  |  |  | No | R-410A | 2 | Residential & Commercial | No
211225908 | Central HP <5.4 tons | CARRIER | HRCU-A-CB (Split System: Heat Pump with Remote Outdoor Unit-Air-Source) | 38MURAQ36AB3* |  |  | CAP**4321AL* | OVLAAB036098 | 36200 | 15.2 | 8.5 | 38500 | 35000 | 90.91% | 2.06 | 0 | 9.5 |  |  |  | No | R-410A | 3.0167 | Residential & Commercial | No
211397555 | Central HP <5.4 tons | FRASER-JOHNSTON | HRCU-A-CB (Split System: Heat Pump with Remote Outdoor Unit-Air-Source) | HMH72B341 |  |  | XAFD48FXXN1+TXV | TMLV100C16MP12 | 34000 | 16.5 | 8.5 | 33000 | 24400 | 73.94% | 2.1 | 0 | 9 |  |  |  | No | R-410A | 2.8333 | Residential & Commercial | No
211397570 | Central HP <5.4 tons | FRASER-JOHNSTON | HRCU-A-CB (Split System: Heat Pump with Remote Outdoor Unit-Air-Source) | HMH72B341 |  |  | XAFD48FXXN1+TXV | TPLC080C16MP13 | 34000 | 16.5 | 8.5 | 33000 | 24400 | 73.94% | 2.1 | 0 | 9 |  |  |  | No | R-410A | 2.8333 | Residential & Commercial | No
211397753 | Central HP <5.4 tons | FRASER-JOHNSTON | HRCU-A-CB (Split System: Heat Pump with Remote Outdoor Unit-Air-Source) | HMH72B341 |  |  | XAFC48FXXN1+TXV | TPLC100C16MP13 | 34000 | 16.5 | 8.5 | 33200 | 24400 | 73.49% | 2.1 | 0 | 9 |  |  |  | No | R-410A | 2.8333 | Residential & Commercial | No
211397888 | Central HP <5.4 tons | FRASER-JOHNSTON | HRCU-A-CB (Split System: Heat Pump with Remote Outdoor Unit-Air-Source) | HMH72B341 |  |  | XAFC48FBCN1 | TPLC100C16MP13 | 34000 | 16.5 | 8.5 | 33200 | 24400 | 73.49% | 2.1 | 0 | 9 |  |  |  | No | R-410A | 2.8333 | Residential & Commercial | No
211225944 | Central HP <5.4 tons | CARRIER | HRCU-A-CB (Split System: Heat Pump with Remote Outdoor Unit-Air-Source) | 38MURAQ36AB3* |  |  | CAP**4821AL* | 59SC5B080E17**16 | 35400 | 15.5 | 8.1 | 37800 | 34800 | 92.06% | 2.02 | 0 | 9.5 |  |  |  | No | R-410A | 2.95 | Residential & Commercial | No
213623730 | Central HP <5.4 tons | RUNTRU | HRCU-A-CB (Split System: Heat Pump with Remote Outdoor Unit-Air-Source) | E4HL5024A1000A | ADP |  | PL36H210P299 | A801X060BM4SCA | 24000 | 15.2 | 8.5 | 22400 | 20600 | 91.96% | 1.85 | 0 | 9 |  |  |  | No | R-410A | 2 | Residential & Commercial | No
211397092 | Central HP <5.4 tons | FRASER-JOHNSTON | HRCU-A-CB (Split System: Heat Pump with Remote Outdoor Unit-Air-Source) | HMH72B341 |  |  | XAHC48FXXN1+TXV | TPLC100C20MP13 | 33800 | 16.5 | 8.5 | 32400 | 23800 | 73.46% | 2.06 | 0 | 9 |  |  |  | No | R-410A | 2.8167 | Residential & Commercial | No
211398210 | Central HP <5.4 tons | FRASER-JOHNSTON | HRCU-A-CB (Split System: Heat Pump with Remote Outdoor Unit-Air-Source) | HMH72B341 |  |  | XAFD48FXXN1+TXV | TM8E120C16MP11 | 33600 | 17 | 8.5 | 32400 | 23600 | 72.84% | 2.08 | 0 | 9.5 |  |  |  | No | R-410A | 2.8 | Residential & Commercial | No
211398392 | Central HP <5.4 tons | FRASER-JOHNSTON | HRCU-A-CB (Split System: Heat Pump with Remote Outdoor Unit-Air-Source) | HMH72B341 |  |  | XAHD48FBCN1 | TMLE100C16MP11 | 32800 | 16.5 | 8.5 | 31600 | 23200 | 73.42% | 2.02 | 0 | 9.5 |  |  |  | No | R-410A | 2.7333 | Residential & Commercial | No
213623796 | Central HP <5.4 tons | RUNTRU | HRCU-A-CB (Split System: Heat Pump with Remote Outdoor Unit-Air-Source) | E4HL5024A1000A | ADP |  | FG47936 | A952V040BU3SAD | 24000 | 15.2 | 8.5 | 22400 | 20600 | 91.96% | 1.85 | 0 | 9 |  |  |  | No | R-410A | 2 | Residential & Commercial | No
213623813 | Central HP <5.4 tons | RUNTRU | HRCU-A-CB (Split System: Heat Pump with Remote Outdoor Unit-Air-Source) | E4HL5024A1000A | ADP |  | FG47936 | A952V060BU4SAD | 24000 | 15.2 | 8.5 | 22400 | 20600 | 91.96% | 1.85 | 0 | 9 |  |  |  | No | R-410A | 2 | Residential & Commercial | No
213369612 | Central HP <5.4 tons | NAPOLEON | HRCU-A-C (Split System: Heat Pump with Remote Outdoor Unit with No Indoor Fan --Air Source) | WSEHV4860RA1-N | ADP |  | *E50960+TD |  | 50500 | 15.2 | 8.4 | 51000 | 36800 | 72.16% | 1.78 | 0 | 9.5 |  |  |  | No | R-410A | 4.2083 | Residential & Commercial | No
215677361 | Central HP <5.4 tons | KENMORE | HRCU-A-CB (Split System: Heat Pump with Remote Outdoor Unit-Air-Source) | (C,H,T)5H0V60*K*AAA* |  |  | EVD5X60M21A*+WALLCON | *80CTL0902120B* | 57000 | 18.5 | 9 | 63500 | 44500 | 70.08% | 2.08 | 0 | 9.5 |  |  |  | No | R-454B | 4.75 | Residential & Commercial | No
215677111 | Central HP <5.4 tons | KENMORE | HRCU-A-CB (Split System: Heat Pump with Remote Outdoor Unit-Air-Source) | (C,H,T)5H0V60*K*AAA* |  |  | EVM5X60M24A*+WALLCON | *80CTL0702120B* | 56000 | 18 | 9 | 63500 | 45000 | 70.87% | 2.06 | 0 | 9 |  |  |  | No | R-454B | 4.6667 | Residential & Commercial | No
213623733 | Central HP <5.4 tons | RUNTRU | HRCU-A-CB (Split System: Heat Pump with Remote Outdoor Unit-Air-Source) | E4HL5024A1000A | ADP |  | PL36H175P159 | A801X060BM4SCA | 24000 | 15.2 | 8.5 | 22400 | 20600 | 91.96% | 1.85 | 0 | 9 |  |  |  | No | R-410A | 2 | Residential & Commercial | No
213623871 | Central HP <5.4 tons | RUNTRU | HRCU-A-CB (Split System: Heat Pump with Remote Outdoor Unit-Air-Source) | E4HL5036A1000A | ADP |  | FG47936 | A801X060BM4SCA | 30000 | 15.2 | 8.1 | 23400 | 17600 | 75.21% | 1.75 | 0 | 9.5 |  |  |  | No | R-410A | 2.5 | Residential & Commercial | No
213623904 | Central HP <5.4 tons | RUNTRU | HRCU-A-CB (Split System: Heat Pump with Remote Outdoor Unit-Air-Source) | E4HL5036A1000A | ADP |  | FG81936 | A952V060BU4SAD | 30000 | 15.2 | 8.1 | 23400 | 17600 | 75.21% | 1.75 | 0 | 9.5 |  |  |  | No | R-410A | 2.5 | Residential & Commercial | No
213623824 | Central HP <5.4 tons | RUNTRU | HRCU-A-CB (Split System: Heat Pump with Remote Outdoor Unit-Air-Source) | E4HL5030A1000A | ADP |  | V,T36H175P159 | A801X060BM4SCA | 30000 | 15.2 | 8.1 | 23400 | 17600 | 75.21% | 1.75 | 0 | 9.5 |  |  |  | No | R-410A | 2.5 | Residential & Commercial | No
213623830 | Central HP <5.4 tons | RUNTRU | HRCU-A-CB (Split System: Heat Pump with Remote Outdoor Unit-Air-Source) | E4HL5030A1000A | ADP |  | FG47936 | A801X060BM4SCA | 30000 | 15.2 | 8.1 | 23400 | 17600 | 75.21% | 1.75 | 0 | 9.5 |  |  |  | No | R-410A | 2.5 | Residential & Commercial | No
215677981 | Central HP <5.4 tons | KENMORE | HRCU-A-CB (Split System: Heat Pump with Remote Outdoor Unit-Air-Source) | (C,H,T)5H0V60*K*AAA* |  |  | EA*5X61M24A*+WALLCON | *97CMN0602120B* | 55000 | 17.5 | 8.5 | 61000 | 43000 | 70.49% | 1.88 | 0 | 8 |  |  |  | No | R-454B | 4.5833 | Residential & Commercial | No
213623766 | Central HP <5.4 tons | RUNTRU | HRCU-A-CB (Split System: Heat Pump with Remote Outdoor Unit-Air-Source) | E4HL5024A1000A | ADP |  | PL36H210P299 | A951X060BU4SAB | 24000 | 15.2 | 8.5 | 22400 | 20600 | 91.96% | 1.85 | 0 | 9 |  |  |  | No | R-410A | 2 | Residential & Commercial | No
213623786 | Central HP <5.4 tons | RUNTRU | HRCU-A-CB (Split System: Heat Pump with Remote Outdoor Unit-Air-Source) | E4HL5024A1000A | ADP |  | FG33936 | A952V040BU3SAD | 24000 | 15.2 | 8.5 | 22400 | 20600 | 91.96% | 1.85 | 0 | 9 |  |  |  | No | R-410A | 2 | Residential & Commercial | No
215389774 | Central HP <5.4 tons | BRYANT HEATING AND COOLING SYSTEMS | HRCU-A-CB (Split System: Heat Pump with Remote Outdoor Unit-Air-Source) | 38MURAQ36AB3* |  |  | CAP**3617AL* | 926TC48060V17*** | 34800 | 15.2 | 8.1 | 38500 | 35200 | 91.43% | 1.8 | 0 | 9.5 |  |  |  | No | R-410A | 2.9 | Residential & Commercial | No
213623750 | Central HP <5.4 tons | RUNTRU | HRCU-A-CB (Split System: Heat Pump with Remote Outdoor Unit-Air-Source) | E4HL5024A1000A | ADP |  | FG33936 | A951X040BU3SAB | 24000 | 15.2 | 8.5 | 22400 | 20600 | 91.96% | 1.85 | 0 | 9 |  |  |  | No | R-410A | 2 | Residential & Commercial | No
213623759 | Central HP <5.4 tons | RUNTRU | HRCU-A-CB (Split System: Heat Pump with Remote Outdoor Unit-Air-Source) | E4HL5024A1000A | ADP |  | FG47936 | A951X040BU3SAB | 24000 | 15.2 | 8.5 | 22400 | 20600 | 91.96% | 1.85 | 0 | 9 |  |  |  | No | R-410A | 2 | Residential & Commercial | No
215676971 | Central HP <5.4 tons | KENMORE | HRCU-A-CB (Split System: Heat Pump with Remote Outdoor Unit-Air-Source) | (C,H,T)5H0V60*K*AAA* |  |  | EVM5X60M21A*+WALLCON | *80CSU0802120A* | 57000 | 18 | 9 | 63500 | 44500 | 70.08% | 2.08 | 0 | 9 |  |  |  | No | R-454B | 4.75 | Residential & Commercial | No
213623784 | Central HP <5.4 tons | RUNTRU | HRCU-A-CB (Split System: Heat Pump with Remote Outdoor Unit-Air-Source) | E4HL5024A1000A | ADP |  | PL36H210P299 | A952V040BU3SAD | 24000 | 15.2 | 8.5 | 22400 | 20600 | 91.96% | 1.85 | 0 | 9 |  |  |  | No | R-410A | 2 | Residential & Commercial | No
213623805 | Central HP <5.4 tons | RUNTRU | HRCU-A-CB (Split System: Heat Pump with Remote Outdoor Unit-Air-Source) | E4HL5024A1000A | ADP |  | PL36H175P159 | A952V060BU4SAD | 24000 | 15.2 | 8.5 | 22400 | 20600 | 91.96% | 1.85 | 0 | 9 |  |  |  | No | R-410A | 2 | Residential & Commercial | No
213623807 | Central HP <5.4 tons | RUNTRU | HRCU-A-CB (Split System: Heat Pump with Remote Outdoor Unit-Air-Source) | E4HL5024A1000A | ADP |  | V,T36H175P159 | A952V060BU4SAD | 24000 | 15.2 | 8.5 | 22400 | 20600 | 91.96% | 1.85 | 0 | 9 |  |  |  | No | R-410A | 2 | Residential & Commercial | No
213623738 | Central HP <5.4 tons | RUNTRU | HRCU-A-CB (Split System: Heat Pump with Remote Outdoor Unit-Air-Source) | E4HL5024A1000A | ADP |  | FG35936 | A801X060BM4SCA | 24000 | 15.2 | 8.5 | 22400 | 20600 | 91.96% | 1.85 | 0 | 9 |  |  |  | No | R-410A | 2 | Residential & Commercial | No
213623803 | Central HP <5.4 tons | RUNTRU | HRCU-A-CB (Split System: Heat Pump with Remote Outdoor Unit-Air-Source) | E4HL5024A1000A | ADP |  | FG33936 | A952V060BU4SAD | 24000 | 15.2 | 8.5 | 22400 | 20600 | 91.96% | 1.85 | 0 | 9 |  |  |  | No | R-410A | 2 | Residential & Commercial | No
213623740 | Central HP <5.4 tons | RUNTRU | HRCU-A-CB (Split System: Heat Pump with Remote Outdoor Unit-Air-Source) | E4HL5024A1000A | ADP |  | PL36H210P179 | A801X060BM4SCA | 24000 | 15.2 | 8.5 | 22400 | 20600 | 91.96% | 1.85 | 0 | 9 |  |  |  | No | R-410A | 2 | Residential & Commercial | No
213623767 | Central HP <5.4 tons | RUNTRU | HRCU-A-CB (Split System: Heat Pump with Remote Outdoor Unit-Air-Source) | E4HL5024A1000A | ADP |  | FG33936 | A951X060BU4SAB | 24000 | 15.2 | 8.5 | 22400 | 20600 | 91.96% | 1.85 | 0 | 9 |  |  |  | No | R-410A | 2 | Residential & Commercial | No
213623769 | Central HP <5.4 tons | RUNTRU | HRCU-A-CB (Split System: Heat Pump with Remote Outdoor Unit-Air-Source) | E4HL5024A1000A | ADP |  | PL36H175P159 | A951X060BU4SAB | 24000 | 15.2 | 8.5 | 22400 | 20600 | 91.96% | 1.85 | 0 | 9 |  |  |  | No | R-410A | 2 | Residential & Commercial | No
213623808 | Central HP <5.4 tons | RUNTRU | HRCU-A-CB (Split System: Heat Pump with Remote Outdoor Unit-Air-Source) | E4HL5024A1000A | ADP |  | PL36H175P789 | A952V060BU4SAD | 24000 | 15.2 | 8.5 | 22400 | 20600 | 91.96% | 1.85 | 0 | 9 |  |  |  | No | R-410A | 2 | Residential & Commercial | No
213623761 | Central HP <5.4 tons | RUNTRU | HRCU-A-CB (Split System: Heat Pump with Remote Outdoor Unit-Air-Source) | E4HL5024A1000A | ADP |  | FG80936 | A951X040BU3SAB | 24000 | 15.2 | 8.5 | 22400 | 20600 | 91.96% | 1.85 | 0 | 9 |  |  |  | No | R-410A | 2 | Residential & Commercial | No
213623791 | Central HP <5.4 tons | RUNTRU | HRCU-A-CB (Split System: Heat Pump with Remote Outdoor Unit-Air-Source) | E4HL5024A1000A | ADP |  | PL36H175P789 | A952V040BU3SAD | 24000 | 15.2 | 8.5 | 22400 | 20600 | 91.96% | 1.85 | 0 | 9 |  |  |  | No | R-410A | 2 | Residential & Commercial | No
213623818 | Central HP <5.4 tons | RUNTRU | HRCU-A-CB (Split System: Heat Pump with Remote Outdoor Unit-Air-Source) | E4HL5024A1000A | ADP |  | FG82936 | A952V060BU4SAD | 24000 | 15.2 | 8.5 | 22400 | 20600 | 91.96% | 1.85 | 0 | 9 |  |  |  | No | R-410A | 2 | Residential & Commercial | No
213623736 | Central HP <5.4 tons | RUNTRU | HRCU-A-CB (Split System: Heat Pump with Remote Outdoor Unit-Air-Source) | E4HL5024A1000A | ADP |  | PL36H175P789 | A801X060BM4SCA | 24000 | 15.2 | 8.5 | 22400 | 20600 | 91.96% | 1.85 | 0 | 9 |  |  |  | No | R-410A | 2 | Residential & Commercial | No
213623743 | Central HP <5.4 tons | RUNTRU | HRCU-A-CB (Split System: Heat Pump with Remote Outdoor Unit-Air-Source) | E4HL5024A1000A | ADP |  | FG80936 | A801X060BM4SCA | 24000 | 15.2 | 8.5 | 22400 | 20600 | 91.96% | 1.85 | 0 | 9 |  |  |  | No | R-410A | 2 | Residential & Commercial | No
213623753 | Central HP <5.4 tons | RUNTRU | HRCU-A-CB (Split System: Heat Pump with Remote Outdoor Unit-Air-Source) | E4HL5024A1000A | ADP |  | V,T36H175P159 | A951X040BU3SAB | 24000 | 15.2 | 8.5 | 22400 | 20600 | 91.96% | 1.85 | 0 | 9 |  |  |  | No | R-410A | 2 | Residential & Commercial | No
213623774 | Central HP <5.4 tons | RUNTRU | HRCU-A-CB (Split System: Heat Pump with Remote Outdoor Unit-Air-Source) | E4HL5024A1000A | ADP |  | FG35936 | A951X060BU4SAB | 24000 | 15.2 | 8.5 | 22400 | 20600 | 91.96% | 1.85 | 0 | 9 |  |  |  | No | R-410A | 2 | Residential & Commercial | No
213623792 | Central HP <5.4 tons | RUNTRU | HRCU-A-CB (Split System: Heat Pump with Remote Outdoor Unit-Air-Source) | E4HL5024A1000A | ADP |  | FG35936 | A952V040BU3SAD | 24000 | 15.2 | 8.5 | 22400 | 20600 | 91.96% | 1.85 | 0 | 9 |  |  |  | No | R-410A | 2 | Residential & Commercial | No
213623810 | Central HP <5.4 tons | RUNTRU | HRCU-A-CB (Split System: Heat Pump with Remote Outdoor Unit-Air-Source) | E4HL5024A1000A | ADP |  | FG35936 | A952V060BU4SAD | 24000 | 15.2 | 8.5 | 22400 | 20600 | 91.96% | 1.85 | 0 | 9 |  |  |  | No | R-410A | 2 | Residential & Commercial | No
213623771 | Central HP <5.4 tons | RUNTRU | HRCU-A-CB (Split System: Heat Pump with Remote Outdoor Unit-Air-Source) | E4HL5024A1000A | ADP |  | V,T36H175P159 | A951X060BU4SAB | 24000 | 15.2 | 8.5 | 22400 | 20600 | 91.96% | 1.85 | 0 | 9 |  |  |  | No | R-410A | 2 | Residential & Commercial | No
213623886 | Central HP <5.4 tons | RUNTRU | HRCU-A-CB (Split System: Heat Pump with Remote Outdoor Unit-Air-Source) | E4HL5036A1000A | ADP |  | PL36H210P179 | A951X060BU4SAB | 30000 | 15.2 | 8.1 | 23400 | 17600 | 75.21% | 1.75 | 0 | 9.5 |  |  |  | No | R-410A | 2.5 | Residential & Commercial | No
213623704 | Central HP <5.4 tons | RUNTRU | HRCU-A-CB (Split System: Heat Pump with Remote Outdoor Unit-Air-Source) | E4HL5018A1000A | ADP |  | PL36H210P179 | A951X040BU3SAB | 20000 | 15.2 | 8.5 | 18400 | 17600 | 95.65% | 1.85 | 0 | 9 |  |  |  | No | R-410A | 1.6667 | Residential & Commercial | No
215711561 | Central HP <5.4 tons | RUNTRU | HRCU-A-CB (Split System: Heat Pump with Remote Outdoor Unit-Air-Source) | E4HL5018A1000A | ADP |  | H,TE32936 | A951X040BU3SAB | 19800 | 15.2 | 8.5 | 18400 | 17600 | 95.65% | 1.85 | 0 | 9 |  |  |  | No | R-410A | 1.65 | Residential & Commercial | No
213613860 | Central HP <5.4 tons | BRYANT | HRCU-A-C (Split System: Heat Pump with Remote Outdoor Unit with No Indoor Fan --Air Source) | 38MURAQ36AB3 | ADP |  | CDP36A15P+TD |  | 34800 | 15.2 | 8.2 | 36200 | 31200 | 86.19% | 1.78 | 0 | 9.5 |  |  |  | No | R-410A | 2.9 | Residential & Commercial | No
215669129 | Central HP <5.4 tons | KEEPRITE | HRCU-A-CB (Split System: Heat Pump with Remote Outdoor Unit-Air-Source) | C5H0V36*K*AAA* |  |  | EA*5X48M21A*+WALLCON | *80CTL0451712B* | 33400 | 17.5 | 9 | 35200 | 25400 | 72.16% | 1.88 | 0 | 9.5 |  |  |  | No | R-454B | 2.7833 | Residential & Commercial | No
215677081 | Central HP <5.4 tons | KENMORE | HRCU-A-CB (Split System: Heat Pump with Remote Outdoor Unit-Air-Source) | (C,H,T)5H0V60*K*AAA* |  |  | EVM5X60M21A*+WALLCON | *96CTN1002122B* | 56500 | 18.5 | 9 | 64000 | 45000 | 70.31% | 2.08 | 0 | 9 |  |  |  | No | R-454B | 4.7083 | Residential & Commercial | No
211388446 | Central HP <5.4 tons | FRASER-JOHNSTON | HRCU-A-CB (Split System: Heat Pump with Remote Outdoor Unit-Air-Source) | HMH72B341 |  |  | XAUB30CXXN1+TXV | TP9C060B12MP13 | 32600 | 17 | 8.1 | 33600 | 23600 | 70.24% | 2.02 | 0 | 9.5 |  |  |  | No | R-410A | 2.7167 | Residential & Commercial | No
211389181 | Central HP <5.4 tons | FRASER-JOHNSTON | HRCU-A-CB (Split System: Heat Pump with Remote Outdoor Unit-Air-Source) | HMH72B341 |  |  | XAFB36DXXN1+TXV | TM9E060A10MP12 | 33600 | 17.5 | 8.1 | 33800 | 23800 | 70.41% | 2.02 | 0 | 9.5 |  |  |  | No | R-410A | 2.8 | Residential & Commercial | No
211390969 | Central HP <5.4 tons | FRASER-JOHNSTON | HRCU-A-CB (Split System: Heat Pump with Remote Outdoor Unit-Air-Source) | HMH72B341 |  |  | XAHB30CXXN1+TXV | TMLV060A12MP12 | 32000 | 17 | 8.1 | 32800 | 23000 | 70.12% | 1.98 | 0 | 9.5 |  |  |  | No | R-410A | 2.6667 | Residential & Commercial | No
211391119 | Central HP <5.4 tons | FRASER-JOHNSTON | HRCU-A-CB (Split System: Heat Pump with Remote Outdoor Unit-Air-Source) | HMH72B341 |  |  | XAUB36DXXN1+TXV | TPLC060A12MP13 | 34000 | 17.5 | 8.1 | 34000 | 24200 | 71.18% | 2.06 | 0 | 9.5 |  |  |  | No | R-410A | 2.8333 | Residential & Commercial | No
211390553 | Central HP <5.4 tons | FRASER-JOHNSTON | HRCU-A-CB (Split System: Heat Pump with Remote Outdoor Unit-Air-Source) | HMH72B341 |  |  | XAHB36DBCN1 | TPLC080B12MP13 | 32800 | 16.5 | 8.1 | 33000 | 23400 | 70.91% | 1.98 | 0 | 9.5 |  |  |  | No | R-410A | 2.7333 | Residential & Commercial | No
211390651 | Central HP <5.4 tons | FRASER-JOHNSTON | HRCU-A-CB (Split System: Heat Pump with Remote Outdoor Unit-Air-Source) | HMH72B341 |  |  | XAFC36DBCN1 | TPLC080B12MP13 | 33800 | 17 | 8.1 | 34000 | 24200 | 71.18% | 2.04 | 0 | 9.5 |  |  |  | No | R-410A | 2.8167 | Residential & Commercial | No
211390684 | Central HP <5.4 tons | FRASER-JOHNSTON | HRCU-A-CB (Split System: Heat Pump with Remote Outdoor Unit-Air-Source) | HMH72B341 |  |  | XAFC30CXXN1+TXV | TPLC080B12MP13 | 32400 | 17 | 8.1 | 34000 | 23800 | 70% | 2 | 0 | 9.5 |  |  |  | No | R-410A | 2.7 | Residential & Commercial | No
211388779 | Central HP <5.4 tons | FRASER-JOHNSTON | HRCU-A-CB (Split System: Heat Pump with Remote Outdoor Unit-Air-Source) | HMH72B341 |  |  | XAHC30CXXN1+TXV | TM9E080B12MP12 | 32000 | 17 | 8.1 | 33000 | 23200 | 70.3% | 1.98 | 0 | 9 |  |  |  | No | R-410A | 2.6667 | Residential & Commercial | No
213250279 | Central HP <5.4 tons | CONTINENTAL | HRCU-A-C (Split System: Heat Pump with Remote Outdoor Unit with No Indoor Fan --Air Source) | WSEHV4860RA1-C | ADP |  | *G52960 |  | 50500 | 15.2 | 8.5 | 51000 | 36400 | 71.37% | 1.8 | 0 | 9.5 |  |  |  | No | R-410A | 4.2083 | Residential & Commercial | No
213623816 | Central HP <5.4 tons | RUNTRU | HRCU-A-CB (Split System: Heat Pump with Remote Outdoor Unit-Air-Source) | E4HL5024A1000A | ADP |  | FG81936 | A952V060BU4SAD | 24000 | 15.2 | 8.5 | 22400 | 20600 | 91.96% | 1.85 | 0 | 9 |  |  |  | No | R-410A | 2 | Residential & Commercial | No
214648680 | Central HP <5.4 tons | TEXANAIR | HRCU-A-CB (Split System: Heat Pump with Remote Outdoor Unit-Air-Source) | TEXAN060HHCU1 |  |  | TEXAN060AHU1 |  | 55000 | 15.3 | 9.4 | 59000 | 48500 | 82.2% | 1.91 | 9 | 8.8 |  |  |  | No | R-410A | 4.5833 | Residential & Commercial | No
213623941 | Central HP <5.4 tons | RUNTRU | HRCU-A-CB (Split System: Heat Pump with Remote Outdoor Unit-Air-Source) | E4HL5060A1000A | ADP |  | FG52960 | A801X080CM5SCA | 48000 | 15.2 | 8.1 | 43000 | 33000 | 76.74% | 1.75 | 0 | 9.5 |  |  |  | No | R-410A | 4 | Residential & Commercial | No
211396736 | Central HP <5.4 tons | FRASER-JOHNSTON | HRCU-A-CB (Split System: Heat Pump with Remote Outdoor Unit-Air-Source) | HMH72B341 |  |  | XAHD48FXXN1+TXV | TM8Y080C16MP11 | 33600 | 17 | 8.1 | 32600 | 24000 | 73.62% | 2.04 | 0 | 9 |  |  |  | No | R-410A | 2.8 | Residential & Commercial | No
211396819 | Central HP <5.4 tons | FRASER-JOHNSTON | HRCU-A-CB (Split System: Heat Pump with Remote Outdoor Unit-Air-Source) | HMH72B341 |  |  | XAHC48FBCN1 | TM8Y080C16MP11 | 33600 | 17 | 8.1 | 32600 | 24000 | 73.62% | 2.04 | 0 | 9 |  |  |  | No | R-410A | 2.8 | Residential & Commercial | No
211388832 | Central HP <5.4 tons | FRASER-JOHNSTON | HRCU-A-CB (Split System: Heat Pump with Remote Outdoor Unit-Air-Source) | HMH72B341 |  |  | XAFC36DXXN1+TXV | TM9E080B12MP12 | 34000 | 17.5 | 8.1 | 34000 | 24400 | 71.76% | 2.06 | 0 | 9.5 |  |  |  | No | R-410A | 2.8333 | Residential & Commercial | No
211389248 | Central HP <5.4 tons | FRASER-JOHNSTON | HRCU-A-CB (Split System: Heat Pump with Remote Outdoor Unit-Air-Source) | HMH72B341 |  |  | XAFB30CXXN1+TXV | TM9E040A10MP12 | 32200 | 17 | 8.1 | 33400 | 23400 | 70.06% | 1.98 | 0 | 9.5 |  |  |  | No | R-410A | 2.6833 | Residential & Commercial | No
213623757 | Central HP <5.4 tons | RUNTRU | HRCU-A-CB (Split System: Heat Pump with Remote Outdoor Unit-Air-Source) | E4HL5024A1000A | ADP |  | PL36H210P179 | A951X040BU3SAB | 24000 | 15.2 | 8.5 | 22400 | 20600 | 91.96% | 1.85 | 0 | 9 |  |  |  | No | R-410A | 2 | Residential & Commercial | No
213623772 | Central HP <5.4 tons | RUNTRU | HRCU-A-CB (Split System: Heat Pump with Remote Outdoor Unit-Air-Source) | E4HL5024A1000A | ADP |  | PL36H175P789 | A951X060BU4SAB | 24000 | 15.2 | 8.5 | 22400 | 20600 | 91.96% | 1.85 | 0 | 9 |  |  |  | No | R-410A | 2 | Residential & Commercial | No
211389263 | Central HP <5.4 tons | FRASER-JOHNSTON | HRCU-A-CB (Split System: Heat Pump with Remote Outdoor Unit-Air-Source) | HMH72B341 |  |  | XAUB30CXXN1+TXV | TM9E040A10MP12 | 32200 | 17 | 8.1 | 33400 | 23400 | 70.06% | 1.98 | 0 | 9.5 |  |  |  | No | R-410A | 2.6833 | Residential & Commercial | No
214771864 | Central HP <5.4 tons | CONTINENTAL | HRCU-A-C (Split System: Heat Pump with Remote Outdoor Unit with No Indoor Fan --Air Source) | WSEHV2436RA1-C | ADP |  | H,DE34936+TD |  | 31600 | 15.2 | 8.5 | 32400 | 23600 | 72.84% | 1.8 | 0 | 9 |  |  |  | No | R-410A | 2.6333 | Residential & Commercial | No
215677021 | Central HP <5.4 tons | KENMORE | HRCU-A-CB (Split System: Heat Pump with Remote Outdoor Unit-Air-Source) | (C,H,T)5H0V60*K*AAA* |  |  | EVM5X60M21A*+WALLCON | *80CTL1102120B* | 57000 | 18.5 | 9 | 63500 | 44500 | 70.08% | 2.08 | 0 | 9.5 |  |  |  | No | R-454B | 4.75 | Residential & Commercial | No
211398451 | Central HP <5.4 tons | FRASER-JOHNSTON | HRCU-A-CB (Split System: Heat Pump with Remote Outdoor Unit-Air-Source) | HMH72B341 |  |  | XAHC48FBCN1 | TMLE100C16MP11 | 33000 | 17 | 8.5 | 31800 | 23200 | 72.96% | 2.04 | 0 | 9.5 |  |  |  | No | R-410A | 2.75 | Residential & Commercial | No
211397642 | Central HP <5.4 tons | FRASER-JOHNSTON | HRCU-A-CB (Split System: Heat Pump with Remote Outdoor Unit-Air-Source) | HMH72B341 |  |  | XAFD48FBCN1 | TMLV100C16MP12 | 34000 | 16.5 | 8.5 | 33000 | 24400 | 73.94% | 2.1 | 0 | 9 |  |  |  | No | R-410A | 2.8333 | Residential & Commercial | No
211397903 | Central HP <5.4 tons | FRASER-JOHNSTON | HRCU-A-CB (Split System: Heat Pump with Remote Outdoor Unit-Air-Source) | HMH72B341 |  |  | XAUC48FXXN1+TXV | TPLC100C16MP13 | 34000 | 16.5 | 8.5 | 33200 | 24400 | 73.49% | 2.1 | 0 | 9 |  |  |  | No | R-410A | 2.8333 | Residential & Commercial | No
213608441 | Central HP <5.4 tons | BRYANT | HRCU-A-C (Split System: Heat Pump with Remote Outdoor Unit with No Indoor Fan --Air Source) | 38MURAQ36AB3 | ADP |  | H,PG33936+TD |  | 35400 | 15.2 | 8.35 | 36200 | 31200 | 86.19% | 1.8 | 0 | 9.5 |  |  |  | No | R-410A | 2.95 | Residential & Commercial | No
213927598 | Central HP <5.4 tons | BRYANT | HRCU-A-C (Split System: Heat Pump with Remote Outdoor Unit with No Indoor Fan --Air Source) | 38MURAQ36AB3 | ADP |  | H,PG7J936+TD |  | 35200 | 15.2 | 8.35 | 36200 | 31200 | 86.19% | 1.8 | 0 | 9.5 |  |  |  | No | R-410A | 2.9333 | Residential & Commercial | No
215677271 | Central HP <5.4 tons | KENMORE | HRCU-A-CB (Split System: Heat Pump with Remote Outdoor Unit-Air-Source) | (C,H,T)5H0V60*K*AAA* |  |  | EVM5X61M24A*+WALLCON | *97CMN0602120B* | 56500 | 18 | 9 | 65000 | 45500 | 70% | 2.06 | 0 | 8.5 |  |  |  | No | R-454B | 4.7083 | Residential & Commercial | No
213623707 | Central HP <5.4 tons | RUNTRU | HRCU-A-CB (Split System: Heat Pump with Remote Outdoor Unit-Air-Source) | E4HL5018A1000A | ADP |  | FG80936 | A951X040BU3SAB | 20000 | 15.2 | 8.5 | 18400 | 17600 | 95.65% | 1.85 | 0 | 9 |  |  |  | No | R-410A | 1.6667 | Residential & Commercial | No
213623722 | Central HP <5.4 tons | RUNTRU | HRCU-A-CB (Split System: Heat Pump with Remote Outdoor Unit-Air-Source) | E4HL5018A1000A | ADP |  | PL36H210P179 | A952V040BU3SAD | 20000 | 15.2 | 8.5 | 18400 | 17600 | 95.65% | 1.85 | 0 | 9 |  |  |  | No | R-410A | 1.6667 | Residential & Commercial | No
215711559 | Central HP <5.4 tons | RUNTRU | HRCU-A-CB (Split System: Heat Pump with Remote Outdoor Unit-Air-Source) | E4HL5018A1000A | ADP |  | H,TE32(1,2)36+TXV | A951X040BU3SAB | 19800 | 15.2 | 8.5 | 18400 | 17600 | 95.65% | 1.85 | 0 | 9 |  |  |  | No | R-410A | 1.65 | Residential & Commercial | No
215677101 | Central HP <5.4 tons | KENMORE | HRCU-A-CB (Split System: Heat Pump with Remote Outdoor Unit-Air-Source) | (C,H,T)5H0V60*K*AAA* |  |  | EVM5X60M24A*+WALLCON | *80CSU1002120A* | 56500 | 18 | 9 | 63000 | 44500 | 70.63% | 2.08 | 0 | 9 |  |  |  | No | R-454B | 4.7083 | Residential & Commercial | No
215677181 | Central HP <5.4 tons | KENMORE | HRCU-A-CB (Split System: Heat Pump with Remote Outdoor Unit-Air-Source) | (C,H,T)5H0V60*K*AAA* |  |  | EVM5X60M24A*+WALLCON | *97CMN1002122B* | 56500 | 18.5 | 9 | 63000 | 44500 | 70.63% | 2.08 | 0 | 9 |  |  |  | No | R-454B | 4.7083 | Residential & Commercial | No
213623874 | Central HP <5.4 tons | RUNTRU | HRCU-A-CB (Split System: Heat Pump with Remote Outdoor Unit-Air-Source) | E4HL5036A1000A | ADP |  | FG82936 | A801X060BM4SCA | 30000 | 15.2 | 8.1 | 23400 | 17600 | 75.21% | 1.75 | 0 | 9.5 |  |  |  | No | R-410A | 2.5 | Residential & Commercial | No
213623889 | Central HP <5.4 tons | RUNTRU | HRCU-A-CB (Split System: Heat Pump with Remote Outdoor Unit-Air-Source) | E4HL5036A1000A | ADP |  | FG81936 | A951X060BU4SAB | 30000 | 15.2 | 8.1 | 23400 | 17600 | 75.21% | 1.75 | 0 | 9.5 |  |  |  | No | R-410A | 2.5 | Residential & Commercial | No
213623907 | Central HP <5.4 tons | RUNTRU | HRCU-A-CB (Split System: Heat Pump with Remote Outdoor Unit-Air-Source) | E4HL5036A1000A | ADP |  | PL36H175P789 | A952V080BU4SAD | 30000 | 15.2 | 8.1 | 23400 | 17600 | 75.21% | 1.75 | 0 | 9.5 |  |  |  | No | R-410A | 2.5 | Residential & Commercial | No
215677401 | Central HP <5.4 tons | KENMORE | HRCU-A-CB (Split System: Heat Pump with Remote Outdoor Unit-Air-Source) | (C,H,T)5H0V60*K*AAA* |  |  | EVD5X60M21A*+WALLCON | *97CMN0602120B* | 55500 | 17.5 | 8.5 | 64000 | 46000 | 71.88% | 1.94 | 0 | 8.5 |  |  |  | No | R-454B | 4.625 | Residential & Commercial | No
215676981 | Central HP <5.4 tons | KENMORE | HRCU-A-CB (Split System: Heat Pump with Remote Outdoor Unit-Air-Source) | (C,H,T)5H0V60*K*AAA* |  |  | EVM5X60M21A*+WALLCON | *80CSU1002120A* | 56500 | 18 | 9 | 64000 | 45000 | 70.31% | 2.08 | 0 | 9 |  |  |  | No | R-454B | 4.7083 | Residential & Commercial | No
213297770 | Central HP <5.4 tons | FRASER-JOHNSTON | HRCU-A-CB (Split System: Heat Pump with Remote Outdoor Unit-Air-Source) | HMH72B341 |  |  | XAFC30CXXN1+TXV | Z8ES120C16SMPS1 | 33600 | 18 | 8.5 | 33000 | 23400 | 70.91% | 2.06 | 0 | 9.5 |  |  |  | No | R-410A | 2.8 | Residential & Commercial | No
213297885 | Central HP <5.4 tons | FRASER-JOHNSTON | HRCU-A-CB (Split System: Heat Pump with Remote Outdoor Unit-Air-Source) | HMH72B341 |  |  | XAFB30CXXN1+TXV | Z9ES080B12SMPS1 | 32600 | 17 | 8.1 | 33000 | 23200 | 70.3% | 2.02 | 0 | 9.5 |  |  |  | No | R-410A | 2.7167 | Residential & Commercial | No
213296904 | Central HP <5.4 tons | LUXAIRE | HRCU-A-CB (Split System: Heat Pump with Remote Outdoor Unit-Air-Source) | HMH72B341 |  |  | XAFC36DBCN1 | Z8ES100C16SMPS1 | 34000 | 18 | 8.5 | 33400 | 24400 | 73.05% | 2.12 | 0 | 9.5 |  |  |  | No | R-410A | 2.8333 | Residential & Commercial | No
213623782 | Central HP <5.4 tons | RUNTRU | HRCU-A-CB (Split System: Heat Pump with Remote Outdoor Unit-Air-Source) | E4HL5024A1000A | ADP |  | FG82936 | A951X060BU4SAB | 24000 | 15.2 | 8.5 | 22400 | 20600 | 91.96% | 1.85 | 0 | 9 |  |  |  | No | R-410A | 2 | Residential & Commercial | No
213623731 | Central HP <5.4 tons | RUNTRU | HRCU-A-CB (Split System: Heat Pump with Remote Outdoor Unit-Air-Source) | E4HL5024A1000A | ADP |  | FG33936 | A801X060BM4SCA | 24000 | 15.2 | 8.5 | 22400 | 20600 | 91.96% | 1.85 | 0 | 9 |  |  |  | No | R-410A | 2 | Residential & Commercial | No
213623746 | Central HP <5.4 tons | RUNTRU | HRCU-A-CB (Split System: Heat Pump with Remote Outdoor Unit-Air-Source) | E4HL5024A1000A | ADP |  | FG82936 | A801X060BM4SCA | 24000 | 15.2 | 8.5 | 22400 | 20600 | 91.96% | 1.85 | 0 | 9 |  |  |  | No | R-410A | 2 | Residential & Commercial | No
213623781 | Central HP <5.4 tons | RUNTRU | HRCU-A-CB (Split System: Heat Pump with Remote Outdoor Unit-Air-Source) | E4HL5024A1000A | ADP |  | FG81936 | A951X060BU4SAB | 24000 | 15.2 | 8.5 | 22400 | 20600 | 91.96% | 1.85 | 0 | 9 |  |  |  | No | R-410A | 2 | Residential & Commercial | No
215669907 | Central HP <5.4 tons | KEEPRITE | HRCU-A-CB (Split System: Heat Pump with Remote Outdoor Unit-Air-Source) | C5H0V36*K*AAA* |  |  | ESH5X36M12A*+WALLCON | *96CTN0401410B* | 32200 | 15.2 | 8.5 | 36200 | 25800 | 71.27% | 1.76 | 0 | 9 |  |  |  | No | R-454B | 2.6833 | Residential & Commercial | No
212509276 | Central HP <5.4 tons | PAYNE HEATING AND COOLING | HRCU-A-CB (Split System: Heat Pump with Remote Outdoor Unit-Air-Source) | 38MURAQ24AB3* | ADP |  | H,PG7J936 | PG95ESUA36040B** | 23200 | 17 | 8.5 | 24200 | 22800 | 94.21% | 1.92 | 0 | 9.5 |  |  |  | No | R-410A | 1.9333 | Residential & Commercial | No
213623945 | Central HP <5.4 tons | RUNTRU | HRCU-A-CB (Split System: Heat Pump with Remote Outdoor Unit-Air-Source) | E4HL5060A1000A | ADP |  | FG86960 | A801X120DM5SCA | 47500 | 15.2 | 8.1 | 43000 | 33000 | 76.74% | 1.75 | 0 | 9.5 |  |  |  | No | R-410A | 3.9583 | Residential & Commercial | No
214311500 | Central HP <5.4 tons | THERMAL ZONE | HRCU-A-C (Split System: Heat Pump with Remote Outdoor Unit with No Indoor Fan --Air Source) | TZPLV362PA | ADP |  | H,RG8J936+TD |  | 35600 | 15.2 | 8.45 | 36400 | 31200 | 85.71% | 1.82 | 0 | 9.5 |  |  |  | No | R-410A | 2.9667 | Residential & Commercial | No
213796737 | Central HP <5.4 tons | BRYANT | HRCU-A-CB (Split System: Heat Pump with Remote Outdoor Unit-Air-Source) | 38MURAQ36AB3 | ADP |  | V,C36H***P429+CBPE3A* |  | 35400 | 15.2 | 8.25 | 36200 | 31200 | 86.19% | 1.8 | 0 | 9.5 |  |  |  | No | R-410A | 2.95 | Residential & Commercial | No
213608455 | Central HP <5.4 tons | BRYANT | HRCU-A-C (Split System: Heat Pump with Remote Outdoor Unit with No Indoor Fan --Air Source) | 38MURAQ36AB3 | ADP |  | CDP36J15P+TD |  | 35400 | 15.2 | 8.35 | 36200 | 31200 | 86.19% | 1.8 | 0 | 9.5 |  |  |  | No | R-410A | 2.95 | Residential & Commercial | No
213297249 | Central HP <5.4 tons | LUXAIRE | HRCU-A-CB (Split System: Heat Pump with Remote Outdoor Unit-Air-Source) | HMH72B341 |  |  | XAFB36DBCN1 | Z9ET040A10SMPS1 | 33400 | 17.5 | 8.5 | 33000 | 23200 | 70.3% | 1.98 | 0 | 9.5 |  |  |  | No | R-410A | 2.7833 | Residential & Commercial | No
213297949 | Central HP <5.4 tons | LUXAIRE | HRCU-A-CB (Split System: Heat Pump with Remote Outdoor Unit-Air-Source) | HMH72B341 |  |  | XAFD48FBCN1 | Z8ES120C16SMPS1 | 34000 | 16.5 | 8.5 | 32800 | 23400 | 71.34% | 2.1 | 0 | 9.5 |  |  |  | No | R-410A | 2.8333 | Residential & Commercial | No
213296804 | Central HP <5.4 tons | LUXAIRE | HRCU-A-CB (Split System: Heat Pump with Remote Outdoor Unit-Air-Source) | HMH72B341 |  |  | XAFC36DXXN1+TXV | Z9ES100C16SMPS1 | 34000 | 16.5 | 8.1 | 33400 | 24000 | 71.86% | 2.08 | 0 | 9.5 |  |  |  | No | R-410A | 2.8333 | Residential & Commercial | No
213297099 | Central HP <5.4 tons | LUXAIRE | HRCU-A-CB (Split System: Heat Pump with Remote Outdoor Unit-Air-Source) | HMH72B341 |  |  | XAFB30CXXN1+TXV | Z8ET080B12LMPS1 | 33000 | 18.5 | 8.1 | 33000 | 23400 | 70.91% | 2.04 | 0 | 9.5 |  |  |  | No | R-410A | 2.75 | Residential & Commercial | No
213297274 | Central HP <5.4 tons | LUXAIRE | HRCU-A-CB (Split System: Heat Pump with Remote Outdoor Unit-Air-Source) | HMH72B341 |  |  | XAUB36DXXN1+TXV | Z9ES080B12SMPS1 | 34000 | 17 | 8.1 | 33400 | 23800 | 71.26% | 2.06 | 0 | 9.5 |  |  |  | No | R-410A | 2.8333 | Residential & Commercial | No
213297699 | Central HP <5.4 tons | LUXAIRE | HRCU-A-CB (Split System: Heat Pump with Remote Outdoor Unit-Air-Source) | HMH72B341 |  |  | XAHC36DXXN1+TXV | Z9ES080C20SMPS1 | 34000 | 17 | 8.1 | 33400 | 23600 | 70.66% | 2.06 | 0 | 9.5 |  |  |  | No | R-410A | 2.8333 | Residential & Commercial | No
213613868 | Central HP <5.4 tons | CONTINENTAL | HRCU-A-C (Split System: Heat Pump with Remote Outdoor Unit with No Indoor Fan --Air Source) | WSEHV4860RA1-C | ADP |  | *E49960+TD |  | 50500 | 15.2 | 8.35 | 51000 | 36800 | 72.16% | 1.78 | 0 | 9.5 |  |  |  | No | R-410A | 4.2083 | Residential & Commercial | No
213613870 | Central HP <5.4 tons | CONTINENTAL | HRCU-A-C (Split System: Heat Pump with Remote Outdoor Unit with No Indoor Fan --Air Source) | WSEHV4860RA1-C | ADP |  | *E50960+TD |  | 50500 | 15.2 | 8.4 | 51000 | 36800 | 72.16% | 1.78 | 0 | 9.5 |  |  |  | No | R-410A | 4.2083 | Residential & Commercial | No
215677561 | Central HP <5.4 tons | KENMORE | HRCU-A-CB (Split System: Heat Pump with Remote Outdoor Unit-Air-Source) | (C,H,T)5H0V60*K*AAA* |  |  | EVD5X60M24A*+WALLCON | *96CTN1202422B* | 56500 | 18.5 | 9 | 63000 | 44500 | 70.63% | 2.08 | 0 | 9 |  |  |  | No | R-454B | 4.7083 | Residential & Commercial | No
215677511 | Central HP <5.4 tons | KENMORE | HRCU-A-CB (Split System: Heat Pump with Remote Outdoor Unit-Air-Source) | (C,H,T)5H0V60*K*AAA* |  |  | EVD5X60M24A*+WALLCON | *97CMN0602120B* | 55500 | 17.5 | 8.5 | 64000 | 45500 | 71.09% | 1.94 | 0 | 8.5 |  |  |  | No | R-454B | 4.625 | Residential & Commercial | No
215677061 | Central HP <5.4 tons | KENMORE | HRCU-A-CB (Split System: Heat Pump with Remote Outdoor Unit-Air-Source) | (C,H,T)5H0V60*K*AAA* |  |  | EVM5X60M21A*+WALLCON | *97CMN0802120B* | 56500 | 18 | 9 | 64000 | 45000 | 70.31% | 2.06 | 0 | 9 |  |  |  | No | R-454B | 4.7083 | Residential & Commercial | No
215667519 | Central HP <5.4 tons | KENMORE | HRCU-A-CB (Split System: Heat Pump with Remote Outdoor Unit-Air-Source) | (C,H,T)5H0V24*K*AAA* |  |  | EA*5X30M17A*+WALLCON | *96CTN0401410B* | 22600 | 15.5 | 8.5 | 24400 | 17100 | 70.08% | 1.84 | 0 | 9 |  |  |  | No | R-454B | 1.8833 | Residential & Commercial | No
214311498 | Central HP <5.4 tons | THERMAL ZONE | HRCU-A-C (Split System: Heat Pump with Remote Outdoor Unit with No Indoor Fan --Air Source) | TZPLV362PA | ADP |  | H,RE32936+TD |  | 34800 | 15.2 | 8.2 | 36200 | 31200 | 86.19% | 1.78 | 0 | 9.5 |  |  |  | No | R-410A | 2.9 | Residential & Commercial | No
215245660 | Central HP <5.4 tons | AC PRO.com | HRCU-A-C (Split System: Heat Pump with Remote Outdoor Unit with No Indoor Fan --Air Source) | AUD60W/A1-D(U) | ADP |  | PL60H210P529+TD |  | 50500 | 15.2 | 8.5 | 51000 | 36800 | 72.16% | 1.8 | 0 | 9.5 |  |  |  | No | R-410A | 4.2083 | Residential & Commercial | No
213623764 | Central HP <5.4 tons | RUNTRU | HRCU-A-CB (Split System: Heat Pump with Remote Outdoor Unit-Air-Source) | E4HL5024A1000A | ADP |  | FG82936 | A951X040BU3SAB | 24000 | 15.2 | 8.5 | 22400 | 20600 | 91.96% | 1.85 | 0 | 9 |  |  |  | No | R-410A | 2 | Residential & Commercial | No
213623779 | Central HP <5.4 tons | RUNTRU | HRCU-A-CB (Split System: Heat Pump with Remote Outdoor Unit-Air-Source) | E4HL5024A1000A | ADP |  | FG80936 | A951X060BU4SAB | 24000 | 15.2 | 8.5 | 22400 | 20600 | 91.96% | 1.85 | 0 | 9 |  |  |  | No | R-410A | 2 | Residential & Commercial | No
213623797 | Central HP <5.4 tons | RUNTRU | HRCU-A-CB (Split System: Heat Pump with Remote Outdoor Unit-Air-Source) | E4HL5024A1000A | ADP |  | FG80936 | A952V040BU3SAD | 24000 | 15.2 | 8.5 | 22400 | 20600 | 91.96% | 1.85 | 0 | 9 |  |  |  | No | R-410A | 2 | Residential & Commercial | No
213623789 | Central HP <5.4 tons | RUNTRU | HRCU-A-CB (Split System: Heat Pump with Remote Outdoor Unit-Air-Source) | E4HL5024A1000A | ADP |  | V,T36H175P159 | A952V040BU3SAD | 24000 | 15.2 | 8.5 | 22400 | 20600 | 91.96% | 1.85 | 0 | 9 |  |  |  | No | R-410A | 2 | Residential & Commercial | No
213311181 | Central HP <5.4 tons | PAYNE HEATING AND COOLING | HRCU-A-CB (Split System: Heat Pump with Remote Outdoor Unit-Air-Source) | 38MURAQ36AB3* | ADP |  | C36A***L129+CBPE3A* |  | 35400 | 15.2 | 8.1 | 36800 | 34400 | 93.48% | 2 | 0 | 9.5 |  |  |  | No | R-410A | 2.95 | Residential & Commercial | No
213311179 | Central HP <5.4 tons | PAYNE HEATING AND COOLING | HRCU-A-CB (Split System: Heat Pump with Remote Outdoor Unit-Air-Source) | 38MURAQ36AB3* | ADP |  | V36H***P429+CBPE3A* |  | 35600 | 15.2 | 8.1 | 36800 | 34400 | 93.48% | 2 | 0 | 9.5 |  |  |  | No | R-410A | 2.9667 | Residential & Commercial | No
213613861 | Central HP <5.4 tons | BRYANT | HRCU-A-C (Split System: Heat Pump with Remote Outdoor Unit with No Indoor Fan --Air Source) | 38MURAQ36AB3 | ADP |  | H,PE32936+TD |  | 34800 | 15.2 | 8.2 | 36200 | 31200 | 86.19% | 1.78 | 0 | 9.5 |  |  |  | No | R-410A | 2.9 | Residential & Commercial | No
213146636 | Central HP <5.4 tons | PAYNE HEATING AND COOLING | HRCU-A-CB (Split System: Heat Pump with Remote Outdoor Unit-Air-Source) | 38MURAQ36AB3* | ADP |  | C36A***L129+AEFE3A* |  | 35400 | 15.2 | 8.1 | 36800 | 34400 | 93.48% | 2 | 0 | 9.5 |  |  |  | No | R-410A | 2.95 | Residential & Commercial | No
215669279 | Central HP <5.4 tons | KEEPRITE | HRCU-A-CB (Split System: Heat Pump with Remote Outdoor Unit-Air-Source) | C5H0V36*K*AAA* |  |  | EA*5X48M21A*+WALLCON | *96CTN0801714B* | 33600 | 18 | 9 | 35200 | 25200 | 71.59% | 1.88 | 0 | 9.5 |  |  |  | No | R-454B | 2.8 | Residential & Commercial | No
212509280 | Central HP <5.4 tons | PAYNE HEATING AND COOLING | HRCU-A-CB (Split System: Heat Pump with Remote Outdoor Unit-Air-Source) | 38MURAQ24AB3* | ADP |  | H,PG7J936 | PG96VTAA30040A** | 22800 | 16 | 8.5 | 24200 | 23800 | 98.35% | 2.02 | 0 | 9.5 |  |  |  | No | R-410A | 1.9 | Residential & Commercial | No
211389157 | Central HP <5.4 tons | COLEMAN | HRCU-A-CB (Split System: Heat Pump with Remote Outdoor Unit-Air-Source) | HMH72B341 |  |  | XAHB36DBCN1 | TM9E060A10MP12 | 32600 | 17 | 8.1 | 32400 | 22800 | 70.37% | 1.98 | 0 | 9.5 |  |  |  | No | R-410A | 2.7167 | Residential & Commercial | No
213623681 | Central HP <5.4 tons | RUNTRU | HRCU-A-CB (Split System: Heat Pump with Remote Outdoor Unit-Air-Source) | E4HL5018A1000A | ADP |  | V,T36H175P159 | A801X040BM2SCA | 20000 | 15.2 | 8.5 | 18400 | 17600 | 95.65% | 1.85 | 0 | 9 |  |  |  | No | R-410A | 1.6667 | Residential & Commercial | No
213623696 | Central HP <5.4 tons | RUNTRU | HRCU-A-CB (Split System: Heat Pump with Remote Outdoor Unit-Air-Source) | E4HL5018A1000A | ADP |  | FG33936 | A951X040BU3SAB | 20000 | 15.2 | 8.5 | 18400 | 17600 | 95.65% | 1.85 | 0 | 9 |  |  |  | No | R-410A | 1.6667 | Residential & Commercial | No
215669843 | Central HP <5.4 tons | KEEPRITE | HRCU-A-CB (Split System: Heat Pump with Remote Outdoor Unit-Air-Source) | C5H0V36*K*AAA* |  |  | ESH5X36M12A*+WALLCON | *95CSU0802120B* | 33600 | 16 | 8.5 | 35800 | 25400 | 70.95% | 1.76 | 0 | 9.5 |  |  |  | No | R-454B | 2.8 | Residential & Commercial | No
213608456 | Central HP <5.4 tons | BRYANT | HRCU-A-C (Split System: Heat Pump with Remote Outdoor Unit with No Indoor Fan --Air Source) | 38MURAQ36AB3 | ADP |  | H,PG8J936+TD |  | 35600 | 15.2 | 8.45 | 36400 | 31200 | 85.71% | 1.82 | 0 | 9.5 |  |  |  | No | R-410A | 2.9667 | Residential & Commercial | No
215675231 | Central HP <5.4 tons | KENMORE | HRCU-A-CB (Split System: Heat Pump with Remote Outdoor Unit-Air-Source) | (C,H,T)5H0V48*K*AAA* |  |  | ESH5X60M12A*+WALLCON | *80CTL1352422B* | 45500 | 16.5 | 8.5 | 48000 | 33600 | 70% | 2.06 | 0 | 9.5 |  |  |  | No | R-454B | 3.7917 | Residential & Commercial | No
215670203 | Central HP <5.4 tons | KEEPRITE | HRCU-A-CB (Split System: Heat Pump with Remote Outdoor Unit-Air-Source) | C5H0V36*K*AAA* |  |  | ESH5X48M12A*+WALLCON | *80CTL0901716B* | 34200 | 17 | 8.5 | 35400 | 25200 | 71.19% | 1.88 | 0 | 9.5 |  |  |  | No | R-454B | 2.85 | Residential & Commercial | No
215670223 | Central HP <5.4 tons | KEEPRITE | HRCU-A-CB (Split System: Heat Pump with Remote Outdoor Unit-Air-Source) | C5H0V36*K*AAA* |  |  | ESH5X48M12A*+WALLCON | *80CTL1102120B* | 34200 | 17 | 8.5 | 35400 | 25200 | 71.19% | 1.9 | 0 | 9.5 |  |  |  | No | R-454B | 2.85 | Residential & Commercial | No
215670173 | Central HP <5.4 tons | KEEPRITE | HRCU-A-CB (Split System: Heat Pump with Remote Outdoor Unit-Air-Source) | C5H0V36*K*AAA* |  |  | ESH5X48M12A*+WALLCON | *80CTL0701412B* | 34000 | 16.5 | 8.5 | 35600 | 25400 | 71.35% | 1.76 | 0 | 9.5 |  |  |  | No | R-454B | 2.8333 | Residential & Commercial | No
215670483 | Central HP <5.4 tons | KEEPRITE | HRCU-A-CB (Split System: Heat Pump with Remote Outdoor Unit-Air-Source) | C5H0V36*K*AAA* |  |  | ESH5X60M12A*+WALLCON | *95CSU0601716B* | 34400 | 16.5 | 8.5 | 34800 | 25000 | 71.84% | 1.78 | 0 | 9.5 |  |  |  | No | R-454B | 2.8667 | Residential & Commercial | No
215670333 | Central HP <5.4 tons | KEEPRITE | HRCU-A-CB (Split System: Heat Pump with Remote Outdoor Unit-Air-Source) | C5H0V36*K*AAA* |  |  | ESH5X48M12A*+WALLCON | *96CTN0401410B* | 32600 | 15.5 | 8.5 | 36000 | 25600 | 71.11% | 1.78 | 0 | 9 |  |  |  | No | R-454B | 2.7167 | Residential & Commercial | No
215669923 | Central HP <5.4 tons | KEEPRITE | HRCU-A-CB (Split System: Heat Pump with Remote Outdoor Unit-Air-Source) | C5H0V36*K*AAA* |  |  | ESH5X36M12A*+WALLCON | *96CTN1002122B* | 33800 | 16.5 | 8.5 | 35800 | 25400 | 70.95% | 1.76 | 0 | 9.5 |  |  |  | No | R-454B | 2.8167 | Residential & Commercial | No
213088488 | Central HP <5.4 tons | TEMPSTAR | HRCU-A-CB (Split System: Heat Pump with Remote Outdoor Unit-Air-Source) | DLCURAH30ABK | ADP |  | V,R36H175P149+AEFE4B* |  | 30400 | 15.2 | 8.4 | 33400 | 27000 | 80.84% | 1.8 | 0 | 9 |  |  |  | No | R-410A | 2.5333 | Residential & Commercial | No
213088490 | Central HP <5.4 tons | TEMPSTAR | HRCU-A-CB (Split System: Heat Pump with Remote Outdoor Unit-Air-Source) | DLCURAH30ABK | ADP |  | V,R36H***P449+AEFE3A* |  | 30400 | 15.2 | 8.5 | 33400 | 27000 | 80.84% | 1.82 | 0 | 9 |  |  |  | No | R-410A | 2.5333 | Residential & Commercial | No
213623873 | Central HP <5.4 tons | RUNTRU | HRCU-A-CB (Split System: Heat Pump with Remote Outdoor Unit-Air-Source) | E4HL5036A1000A | ADP |  | FG81936 | A801X060BM4SCA | 30000 | 15.2 | 8.1 | 23400 | 17600 | 75.21% | 1.75 | 0 | 9.5 |  |  |  | No | R-410A | 2.5 | Residential & Commercial | No
215669987 | Central HP <5.4 tons | KEEPRITE | HRCU-A-CB (Split System: Heat Pump with Remote Outdoor Unit-Air-Source) | C5H0V36*K*AAA* |  |  | ESH5X42M12A*+WALLCON | *80CTL0702120B* | 34000 | 16.5 | 8.5 | 35600 | 25400 | 71.35% | 1.76 | 0 | 9.5 |  |  |  | No | R-454B | 2.8333 | Residential & Commercial | No
215670153 | Central HP <5.4 tons | KEEPRITE | HRCU-A-CB (Split System: Heat Pump with Remote Outdoor Unit-Air-Source) | C5H0V36*K*AAA* |  |  | ESH5X48M12A*+WALLCON | *80CSU1002120A* | 34200 | 16.5 | 8.5 | 35400 | 25200 | 71.19% | 1.88 | 0 | 9.5 |  |  |  | No | R-454B | 2.85 | Residential & Commercial | No
215670513 | Central HP <5.4 tons | KEEPRITE | HRCU-A-CB (Split System: Heat Pump with Remote Outdoor Unit-Air-Source) | C5H0V36*K*AAA* |  |  | ESH5X60M12A*+WALLCON | *97CMN0602120B* | 34400 | 16 | 8.5 | 34800 | 25000 | 71.84% | 1.78 | 0 | 9.5 |  |  |  | No | R-454B | 2.8667 | Residential & Commercial | No
215670363 | Central HP <5.4 tons | KEEPRITE | HRCU-A-CB (Split System: Heat Pump with Remote Outdoor Unit-Air-Source) | C5H0V36*K*AAA* |  |  | ESH5X48M12A*+WALLCON | *96CTN1002122B* | 34200 | 17 | 8.5 | 35400 | 25200 | 71.19% | 1.9 | 0 | 9.5 |  |  |  | No | R-454B | 2.85 | Residential & Commercial | No
213305985 | Central HP <5.4 tons | TEMPSTAR | HRCU-A-CB (Split System: Heat Pump with Remote Outdoor Unit-Air-Source) | DLCURAH30ABK | ADP |  | CE3005A+TXV |  | 29800 | 15.2 | 8.2 | 33200 | 27000 | 81.33% | 1.78 | 0 | 8.5 |  |  |  | No | R-410A | 2.4833 | Residential & Commercial | No
213305986 | Central HP <5.4 tons | TEMPSTAR | HRCU-A-CB (Split System: Heat Pump with Remote Outdoor Unit-Air-Source) | DLCURAH30ABK | ADP |  | CE3005C+TXV |  | 29800 | 15.2 | 8.2 | 33200 | 27000 | 81.33% | 1.78 | 0 | 8.5 |  |  |  | No | R-410A | 2.4833 | Residential & Commercial | No
213088495 | Central HP <5.4 tons | TEMPSTAR | HRCU-A-CB (Split System: Heat Pump with Remote Outdoor Unit-Air-Source) | DLCURAH30ABK | ADP |  | H,RG82936+AEFE4B* |  | 31200 | 15.2 | 8.5 | 33800 | 26400 | 78.11% | 1.86 | 0 | 9 |  |  |  | No | R-410A | 2.6 | Residential & Commercial | No
213145649 | Central HP <5.4 tons | TEMPSTAR | HRCU-A-CB (Split System: Heat Pump with Remote Outdoor Unit-Air-Source) | DLCURAH30ABK | ADP |  | PL36H175P149+AEFE4B* |  | 30400 | 15.2 | 8.4 | 33400 | 27000 | 80.84% | 1.8 | 0 | 9 |  |  |  | No | R-410A | 2.5333 | Residential & Commercial | No
213145651 | Central HP <5.4 tons | TEMPSTAR | HRCU-A-CB (Split System: Heat Pump with Remote Outdoor Unit-Air-Source) | DLCURAH30ABK | ADP |  | PL36H***P449+AEFE3A* |  | 30400 | 15.2 | 8.5 | 33400 | 27000 | 80.84% | 1.82 | 0 | 9 |  |  |  | No | R-410A | 2.5333 | Residential & Commercial | No
214861362 | Central HP <5.4 tons | SAMSUNG | HRCU-A-CB (Split System: Heat Pump with Remote Outdoor Unit-Air-Source) | AC036BXUDCH | ADP |  | F,PE*CC1(1,2)37+TXV |  | 36000 | 17 | 8.1 | 33000 | 31200 | 94.55% | 1.8 | 0 | 9 |  |  |  | No | R-410A | 3 | Residential & Commercial | No
211752599 | Central HP <5.4 tons | SAMSUNG | HRCU-A-CB (Split System: Heat Pump with Remote Outdoor Unit-Air-Source) | AC036BXUDCH | ADP |  | AX360CT |  | 36000 | 17 | 8.1 | 34600 | 31600 | 91.33% | 1.8 | 0 | 9 |  |  |  | No | R-410A | 3 | Residential & Commercial | No
213147627 | Central HP <5.4 tons | PAYNE HEATING AND COOLING | HRCU-A-CB (Split System: Heat Pump with Remote Outdoor Unit-Air-Source) | 38MURAQ36AB3* | ADP |  | V,C36H175P139+AEFE4B* |  | 36200 | 16 | 8.1 | 36800 | 34400 | 93.48% | 2 | 0 | 9.5 |  |  |  | No | R-410A | 3.0167 | Residential & Commercial | No
215676711 | Central HP <5.4 tons | KENMORE | HRCU-A-CB (Split System: Heat Pump with Remote Outdoor Unit-Air-Source) | (C,H,T)5H0V48*K*AAA* |  |  | EVD5X61M21A*+WALLCON | *80CTL0451712B* | 48000 | 18.5 | 9 | 50000 | 37600 | 75.2% | 1.98 | 0 | 9.5 |  |  |  | No | R-454B | 4 | Residential & Commercial | No
215676441 | Central HP <5.4 tons | KENMORE | HRCU-A-CB (Split System: Heat Pump with Remote Outdoor Unit-Air-Source) | (C,H,T)5H0V48*K*AAA* |  |  | EVD5X60M21A*+WALLCON | *80CTL0451712B* | 47500 | 18 | 9 | 50000 | 37600 | 75.2% | 1.98 | 0 | 9.5 |  |  |  | No | R-454B | 3.9583 | Residential & Commercial | No
215670163 | Central HP <5.4 tons | KEEPRITE | HRCU-A-CB (Split System: Heat Pump with Remote Outdoor Unit-Air-Source) | C5H0V36*K*AAA* |  |  | ESH5X48M12A*+WALLCON | *80CTL0451712B* | 33800 | 16.5 | 8.5 | 35600 | 25600 | 71.91% | 1.78 | 0 | 9 |  |  |  | No | R-454B | 2.8167 | Residential & Commercial | No
215670083 | Central HP <5.4 tons | KEEPRITE | HRCU-A-CB (Split System: Heat Pump with Remote Outdoor Unit-Air-Source) | C5H0V36*K*AAA* |  |  | ESH5X42M12A*+WALLCON | *97CMN1202422B* | 34000 | 16.5 | 8.5 | 35600 | 25200 | 70.79% | 1.78 | 0 | 9.5 |  |  |  | No | R-454B | 2.8333 | Residential & Commercial | No
214290105 | Central HP <5.4 tons | THERMAL ZONE | HRCU-A-C (Split System: Heat Pump with Remote Outdoor Unit with No Indoor Fan --Air Source) | TZPLV362PA | ADP |  | H,GG33936+TD |  | 35400 | 15.2 | 8.35 | 36200 | 31200 | 86.19% | 1.8 | 0 | 9.5 |  |  |  | No | R-410A | 2.95 | Residential & Commercial | No
211752606 | Central HP <5.4 tons | SAMSUNG | HRCU-A-CB (Split System: Heat Pump with Remote Outdoor Unit-Air-Source) | AC060BXUPCH | ADP |  | AX602CT-A |  | 57000 | 17.5 | 9 | 53000 | 48000 | 90.57% | 1.8 | 0 | 8.5 |  |  |  | No | R-410A | 4.75 | Residential & Commercial | No
213333626 | Central HP <5.4 tons | SAMSUNG | HRCU-A-CB (Split System: Heat Pump with Remote Outdoor Unit-Air-Source) | AC060BXUPCH | ADP |  | HE88960+AEFE5* |  | 57000 | 17 | 9 | 51000 | 47500 | 93.14% | 1.8 | 0 | 8.5 |  |  |  | No | R-410A | 4.75 | Residential & Commercial | No
213968915 | Central HP <5.4 tons | SAMSUNG | HRCU-A-CB (Split System: Heat Pump with Remote Outdoor Unit-Air-Source) | AC048BXUPCH | ADP |  | A60VGA+TXV+AEFE5* |  | 48000 | 17 | 8.5 | 42000 | 41500 | 98.81% | 1.8 | 0 | 8.5 |  |  |  | No | R-410A | 4 | Residential & Commercial | No
213333611 | Central HP <5.4 tons | SAMSUNG | HRCU-A-CB (Split System: Heat Pump with Remote Outdoor Unit-Air-Source) | AC048BXUPCH | ADP |  | CX601C935+AEF60CXP* |  | 48000 | 17 | 8.5 | 42000 | 41500 | 98.81% | 1.8 | 0 | 8.5 |  |  |  | No | R-410A | 4 | Residential & Commercial | No
213333609 | Central HP <5.4 tons | SAMSUNG | HRCU-A-CB (Split System: Heat Pump with Remote Outdoor Unit-Air-Source) | AC048BXUPCH | ADP |  | CV601*9+AEF60*XP* |  | 48000 | 17 | 8.5 | 42000 | 41500 | 98.81% | 1.8 | 0 | 8.5 |  |  |  | No | R-410A | 4 | Residential & Commercial | No
213334151 | Central HP <5.4 tons | SAMSUNG | HRCU-A-CB (Split System: Heat Pump with Remote Outdoor Unit-Air-Source) | AC048BXUPCH | ADP |  | HE37948+AEFE4B* |  | 48000 | 17 | 8.5 | 42000 | 41500 | 98.81% | 1.8 | 0 | 8.5 |  |  |  | No | R-410A | 4 | Residential & Commercial | No
215431161 | Central HP <5.4 tons | FRIEDRICH | HRCU-A-CB (Split System: Heat Pump with Remote Outdoor Unit-Air-Source) | WFPU18Z483C | ADP |  | V,R48H175P389+AEFE4B* |  | 46000 | 16 | 8.3 | 45000 | 32600 | 72.44% | 1.86 | 0 | 9.5 |  |  |  | No | R-410A | 3.8333 | Residential & Commercial | No
215431163 | Central HP <5.4 tons | FRIEDRICH | HRCU-A-CB (Split System: Heat Pump with Remote Outdoor Unit-Air-Source) | WFPU18Z483C | ADP |  | PL60H210P179+AEFE5* |  | 46000 | 17 | 8.3 | 45000 | 32600 | 72.44% | 1.86 | 0 | 9.5 |  |  |  | No | R-410A | 3.8333 | Residential & Commercial | No
213623725 | Central HP <5.4 tons | RUNTRU | HRCU-A-CB (Split System: Heat Pump with Remote Outdoor Unit-Air-Source) | E4HL5018A1000A | ADP |  | FG80936 | A952V040BU3SAD | 20000 | 15.2 | 8.5 | 18400 | 17600 | 95.65% | 1.85 | 0 | 9 |  |  |  | No | R-410A | 1.6667 | Residential & Commercial | No
213258298 | Central HP <5.4 tons | KEEPRITE | HRCU-A-CB (Split System: Heat Pump with Remote Outdoor Unit-Air-Source) | DLCURAH24ABK | ADP |  | H,GE30924 | *96VSN0401410A* | 22600 | 15.2 | 8.5 | 25000 | 23600 | 94.4% | 1.96 | 0 | 9.5 |  |  |  | No | R-410A | 1.8833 | Residential & Commercial | No
213623700 | Central HP <5.4 tons | RUNTRU | HRCU-A-CB (Split System: Heat Pump with Remote Outdoor Unit-Air-Source) | E4HL5018A1000A | ADP |  | PL36H175P789 | A951X040BU3SAB | 20000 | 15.2 | 8.5 | 18400 | 17600 | 95.65% | 1.85 | 0 | 9 |  |  |  | No | R-410A | 1.6667 | Residential & Commercial | No
213258334 | Central HP <5.4 tons | KEEPRITE | HRCU-A-CB (Split System: Heat Pump with Remote Outdoor Unit-Air-Source) | DLCURAH24ABK | ADP |  | H,GG31930 | *96VTN0401410A* | 23000 | 15.2 | 8.5 | 25000 | 23600 | 94.4% | 1.96 | 0 | 9.5 |  |  |  | No | R-410A | 1.9167 | Residential & Commercial | No
213623676 | Central HP <5.4 tons | RUNTRU | HRCU-A-CB (Split System: Heat Pump with Remote Outdoor Unit-Air-Source) | E4HL5018A1000A | ADP |  | PL36H210P299 | A801X040BM2SCA | 20000 | 15.2 | 8.5 | 18400 | 17600 | 95.65% | 1.85 | 0 | 9 |  |  |  | No | R-410A | 1.6667 | Residential & Commercial | No
213258308 | Central HP <5.4 tons | KEEPRITE | HRCU-A-CB (Split System: Heat Pump with Remote Outdoor Unit-Air-Source) | DLCURAH24ABK | ADP |  | H,GG31930 | *96VSN0601412A* | 22800 | 16 | 8.5 | 24800 | 25200 | 101.6% | 2.14 | 0 | 9.5 |  |  |  | No | R-410A | 1.9 | Residential & Commercial | No
213258333 | Central HP <5.4 tons | KEEPRITE | HRCU-A-CB (Split System: Heat Pump with Remote Outdoor Unit-Air-Source) | DLCURAH24ABK | ADP |  | H,GE30924 | *96VSN1002120A* | 22600 | 16 | 8.5 | 24400 | 22400 | 91.8% | 1.9 | 0 | 9.5 |  |  |  | No | R-410A | 1.8833 | Residential & Commercial | No
213258360 | Central HP <5.4 tons | KEEPRITE | HRCU-A-CB (Split System: Heat Pump with Remote Outdoor Unit-Air-Source) | DLCURAH24ABK | ADP |  | H,GE30924 | *96VTN0601412A* | 22400 | 16 | 8.5 | 24800 | 25200 | 101.6% | 2.14 | 0 | 9.5 |  |  |  | No | R-410A | 1.8667 | Residential & Commercial | No
213623694 | Central HP <5.4 tons | RUNTRU | HRCU-A-CB (Split System: Heat Pump with Remote Outdoor Unit-Air-Source) | E4HL5018A1000A | ADP |  | PL36H210P299 | A951X040BU3SAB | 20000 | 15.2 | 8.5 | 18400 | 17600 | 95.65% | 1.85 | 0 | 9 |  |  |  | No | R-410A | 1.6667 | Residential & Commercial | No
213623699 | Central HP <5.4 tons | RUNTRU | HRCU-A-CB (Split System: Heat Pump with Remote Outdoor Unit-Air-Source) | E4HL5018A1000A | ADP |  | V,T36H175P159 | A951X040BU3SAB | 20000 | 15.2 | 8.5 | 18400 | 17600 | 95.65% | 1.85 | 0 | 9 |  |  |  | No | R-410A | 1.6667 | Residential & Commercial | No
213623717 | Central HP <5.4 tons | RUNTRU | HRCU-A-CB (Split System: Heat Pump with Remote Outdoor Unit-Air-Source) | E4HL5018A1000A | ADP |  | V,T36H175P159 | A952V040BU3SAD | 20000 | 15.2 | 8.5 | 18400 | 17600 | 95.65% | 1.85 | 0 | 9 |  |  |  | No | R-410A | 1.6667 | Residential & Commercial | No
213258353 | Central HP <5.4 tons | KEEPRITE | HRCU-A-CB (Split System: Heat Pump with Remote Outdoor Unit-Air-Source) | DLCURAH24ABK | ADP |  | H,GE31930 | *96VTN0601412A* | 22800 | 16 | 8.5 | 24800 | 25200 | 101.6% | 2.14 | 0 | 9.5 |  |  |  | No | R-410A | 1.9 | Residential & Commercial | No
213623712 | Central HP <5.4 tons | RUNTRU | HRCU-A-CB (Split System: Heat Pump with Remote Outdoor Unit-Air-Source) | E4HL5018A1000A | ADP |  | PL36H210P299 | A952V040BU3SAD | 20000 | 15.2 | 8.5 | 18400 | 17600 | 95.65% | 1.85 | 0 | 9 |  |  |  | No | R-410A | 1.6667 | Residential & Commercial | No
215382874 | Central HP <5.4 tons | FRIEDRICH | HRCU-A-CB (Split System: Heat Pump with Remote Outdoor Unit-Air-Source) | WFPU18Z363C | ADP |  | F,PE*G34936 |  | 33200 | 17 | 9.3 | 33400 | 25600 | 76.65% | 2.02 | 0 | 9.5 |  |  |  | No | R-410A | 2.7667 | Residential & Commercial | No
213623728 | Central HP <5.4 tons | RUNTRU | HRCU-A-CB (Split System: Heat Pump with Remote Outdoor Unit-Air-Source) | E4HL5018A1000A | ADP |  | FG82936 | A952V040BU3SAD | 20000 | 15.2 | 8.5 | 18400 | 17600 | 95.65% | 1.85 | 0 | 9 |  |  |  | No | R-410A | 1.6667 | Residential & Commercial | No
213623719 | Central HP <5.4 tons | RUNTRU | HRCU-A-CB (Split System: Heat Pump with Remote Outdoor Unit-Air-Source) | E4HL5018A1000A | ADP |  | PL36H175P789 | A952V040BU3SAD | 20000 | 15.2 | 8.5 | 18400 | 17600 | 95.65% | 1.85 | 0 | 9 |  |  |  | No | R-410A | 1.6667 | Residential & Commercial | No
212391625 | Central HP <5.4 tons | KEEPRITE | HRCU-A-CB (Split System: Heat Pump with Remote Outdoor Unit-Air-Source) | DLCURAH24ABK | ADP |  | H,GE22(1,2)24+TXV | *92ESN0801716A* | 23000 | 16 | 8.5 | 25200 | 23400 | 92.86% | 1.96 | 0 | 9.5 |  |  |  | No | R-410A | 1.9167 | Residential & Commercial | No
213088492 | Central HP <5.4 tons | TEMPSTAR | HRCU-A-CB (Split System: Heat Pump with Remote Outdoor Unit-Air-Source) | DLCURAH30ABK | ADP |  | H,RG8J936+AEFE3A* |  | 30000 | 15.2 | 8.4 | 33400 | 27000 | 80.84% | 1.8 | 0 | 8.5 |  |  |  | No | R-410A | 2.5 | Residential & Commercial | No
213088494 | Central HP <5.4 tons | TEMPSTAR | HRCU-A-CB (Split System: Heat Pump with Remote Outdoor Unit-Air-Source) | DLCURAH30ABK | ADP |  | H,RG80936+AEFE3A* |  | 30400 | 15.2 | 8.5 | 33400 | 27000 | 80.84% | 1.82 | 0 | 9 |  |  |  | No | R-410A | 2.5333 | Residential & Commercial | No
213088491 | Central HP <5.4 tons | TEMPSTAR | HRCU-A-CB (Split System: Heat Pump with Remote Outdoor Unit-Air-Source) | DLCURAH30ABK | ADP |  | H,RG8J936+AEFE4B* |  | 30200 | 15.2 | 8.4 | 33400 | 27000 | 80.84% | 1.8 | 0 | 9 |  |  |  | No | R-410A | 2.5167 | Residential & Commercial | No
215675761 | Central HP <5.4 tons | KENMORE | HRCU-A-CB (Split System: Heat Pump with Remote Outdoor Unit-Air-Source) | (C,H,T)5H0V48*K*AAA* |  |  | EVM5X60M21A*+WALLCON | *95CSU0601716B* | 47500 | 18 | 9 | 50000 | 37200 | 74.4% | 1.98 | 0 | 9.5 |  |  |  | No | R-454B | 3.9583 | Residential & Commercial | No
213352704 | Central HP <5.4 tons | CARRIER | HRCU-A-CB (Split System: Heat Pump with Remote Outdoor Unit-Air-Source) | 38MURAQ24AB3* | ADP |  | C36A***L139 | 59TP6C060V14**12 | 23200 | 17 | 8.5 | 24600 | 23600 | 95.93% | 2 | 0 | 9.5 |  |  |  | No | R-410A | 1.9333 | Residential & Commercial | No
213968917 | Central HP <5.4 tons | SAMSUNG | HRCU-A-CB (Split System: Heat Pump with Remote Outdoor Unit-Air-Source) | AC060BXUPCH | ADP |  | A60VLC+TXV+AEFE5* |  | 57000 | 17 | 9 | 51000 | 47500 | 93.14% | 1.8 | 0 | 8.5 |  |  |  | No | R-410A | 4.75 | Residential & Commercial | No
215668874 | Central HP <5.4 tons | KENMORE | HRCU-A-CB (Split System: Heat Pump with Remote Outdoor Unit-Air-Source) | (C,H,T)5H0V36*K*AAA* |  |  | EA*5X42M21A*+WALLCON | *95CSU0802120B* | 33200 | 17.5 | 8.5 | 35800 | 25600 | 71.51% | 1.86 | 0 | 9.5 |  |  |  | No | R-454B | 2.7667 | Residential & Commercial | No
213312705 | Central HP <5.4 tons | PAYNE HEATING AND COOLING | HRCU-A-CB (Split System: Heat Pump with Remote Outdoor Unit-Air-Source) | 38MURAQ24AB3* | ADP |  | V36H***P039+CBPE3A* |  | 22800 | 17 | 8.6 | 25400 | 25400 | 100% | 2.1 | 0 | 9.5 |  |  |  | No | R-410A | 1.9 | Residential & Commercial | No
213623898 | Central HP <5.4 tons | RUNTRU | HRCU-A-CB (Split System: Heat Pump with Remote Outdoor Unit-Air-Source) | E4HL5036A1000A | ADP |  | FG82936 | A951X080BU4SAB | 30000 | 15.2 | 8.1 | 25400 | 18600 | 73.23% | 1.75 | 0 | 9.5 |  |  |  | No | R-410A | 2.5 | Residential & Commercial | No
213623900 | Central HP <5.4 tons | RUNTRU | HRCU-A-CB (Split System: Heat Pump with Remote Outdoor Unit-Air-Source) | E4HL5036A1000A | ADP |  | PL36H175P789 | A952V060BU4SAD | 30000 | 15.2 | 8.1 | 23400 | 17600 | 75.21% | 1.75 | 0 | 9.5 |  |  |  | No | R-410A | 2.5 | Residential & Commercial | No
213333628 | Central HP <5.4 tons | SAMSUNG | HRCU-A-CB (Split System: Heat Pump with Remote Outdoor Unit-Air-Source) | AC048BXUPCH | ADP |  | CH607C9+AEF60CXP* |  | 48000 | 17 | 8.5 | 42000 | 41500 | 98.81% | 1.8 | 0 | 8.5 |  |  |  | No | R-410A | 4 | Residential & Commercial | No
213623688 | Central HP <5.4 tons | RUNTRU | HRCU-A-CB (Split System: Heat Pump with Remote Outdoor Unit-Air-Source) | E4HL5018A1000A | ADP |  | FG47936 | A801X040BM2SCA | 20000 | 15.2 | 8.5 | 18400 | 17600 | 95.65% | 1.85 | 0 | 9 |  |  |  | No | R-410A | 1.6667 | Residential & Commercial | No
213258335 | Central HP <5.4 tons | KEEPRITE | HRCU-A-CB (Split System: Heat Pump with Remote Outdoor Unit-Air-Source) | DLCURAH24ABK | ADP |  | H,GE31930 | *96VTN0401410A* | 23000 | 15.2 | 8.5 | 25000 | 23600 | 94.4% | 1.96 | 0 | 9.5 |  |  |  | No | R-410A | 1.9167 | Residential & Commercial | No
213258309 | Central HP <5.4 tons | KEEPRITE | HRCU-A-CB (Split System: Heat Pump with Remote Outdoor Unit-Air-Source) | DLCURAH24ABK | ADP |  | H,GE31930 | *96VSN0601412A* | 22800 | 16 | 8.5 | 24800 | 25200 | 101.6% | 2.14 | 0 | 9.5 |  |  |  | No | R-410A | 1.9 | Residential & Commercial | No
212509267 | Central HP <5.4 tons | PAYNE HEATING AND COOLING | HRCU-A-CB (Split System: Heat Pump with Remote Outdoor Unit-Air-Source) | 38MURAQ24AB3* | ADP |  | H,PG7J936 | PG95ESAA36040B** | 24000 | 15.2 | 8.5 | 24800 | 22200 | 89.52% | 1.84 | 0 | 9.5 |  |  |  | No | R-410A | 2 | Residential & Commercial | No
212979713 | Central HP <5.4 tons | CARRIER | HRCU-A-CB (Split System: Heat Pump with Remote Outdoor Unit-Air-Source) | 38MURAQ30AB3* |  |  | CAP**3721AL* | 58S(B,C)*B090M17**14 | 30400 | 15.2 | 8.1 | 33200 | 26400 | 79.52% | 1.84 | 0 | 9 |  |  |  | No | R-410A | 2.5333 | Residential & Commercial | No
213258290 | Central HP <5.4 tons | KEEPRITE | HRCU-A-CB (Split System: Heat Pump with Remote Outdoor Unit-Air-Source) | DLCURAH24ABK | ADP |  | H,GG31930 | *96VSN0401410A* | 23000 | 15.2 | 8.5 | 25000 | 23600 | 94.4% | 1.96 | 0 | 9.5 |  |  |  | No | R-410A | 1.9167 | Residential & Commercial | No
212391594 | Central HP <5.4 tons | KEEPRITE | HRCU-A-CB (Split System: Heat Pump with Remote Outdoor Unit-Air-Source) | DLCURAH24ABK | ADP |  | H,GE30(1,2)24+TXV | *92ESN0801716A* | 23400 | 17 | 8.5 | 25200 | 23400 | 92.86% | 1.96 | 0 | 9.5 |  |  |  | No | R-410A | 1.95 | Residential & Commercial | No
215668594 | Central HP <5.4 tons | KENMORE | HRCU-A-CB (Split System: Heat Pump with Remote Outdoor Unit-Air-Source) | (C,H,T)5H0V36*K*AAA* |  |  | EA*5X37M17A*+WALLCON | *97CMN0601714B* | 33600 | 17 | 9 | 36000 | 25800 | 71.67% | 1.86 | 0 | 9.5 |  |  |  | No | R-454B | 2.8 | Residential & Commercial | No
215668642 | Central HP <5.4 tons | KENMORE | HRCU-A-CB (Split System: Heat Pump with Remote Outdoor Unit-Air-Source) | (C,H,T)5H0V36*K*AAA* |  |  | EA*5X37M21A*+WALLCON | *80CSU0601716A* | 34400 | 18 | 9 | 35400 | 25200 | 71.19% | 1.9 | 0 | 9.5 |  |  |  | No | R-454B | 2.8667 | Residential & Commercial | No
215668658 | Central HP <5.4 tons | KENMORE | HRCU-A-CB (Split System: Heat Pump with Remote Outdoor Unit-Air-Source) | (C,H,T)5H0V36*K*AAA* |  |  | EA*5X37M21A*+WALLCON | *80CTL0451712B* | 34000 | 17.5 | 9 | 35600 | 25400 | 71.35% | 1.86 | 0 | 9.5 |  |  |  | No | R-454B | 2.8333 | Residential & Commercial | No
215382896 | Central HP <5.4 tons | FRIEDRICH | HRCU-A-C (Split System: Heat Pump with Remote Outdoor Unit with No Indoor Fan --Air Source) | WFPU17Z483C | ADP |  | H,RG84960+TD |  | 44500 | 15.2 | 8.3 | 42000 | 32600 | 77.62% | 1.91 | 0 | 9.5 |  |  |  | No | R-410A | 3.7083 | Residential & Commercial | No
215412954 | Central HP <5.4 tons | FRIEDRICH | HRCU-A-CB (Split System: Heat Pump with Remote Outdoor Unit-Air-Source) | WFPU18Z483C | ADP |  | H,RG84948+AEFE5* |  | 47000 | 17 | 8.4 | 45000 | 32600 | 72.44% | 1.88 | 0 | 9.5 |  |  |  | No | R-410A | 3.9167 | Residential & Commercial | No
215383012 | Central HP <5.4 tons | FRIEDRICH | HRCU-A-C (Split System: Heat Pump with Remote Outdoor Unit with No Indoor Fan --Air Source) | WFPU17Z483C | ADP |  | H,RG53948+TD |  | 44500 | 15.2 | 8.3 | 42000 | 32600 | 77.62% | 1.91 | 0 | 9.5 |  |  |  | No | R-410A | 3.7083 | Residential & Commercial | No
215669459 | Central HP <5.4 tons | KEEPRITE | HRCU-A-CB (Split System: Heat Pump with Remote Outdoor Unit-Air-Source) | C5H0V36*K*AAA* |  |  | EA*5X61M21A*+WALLCON | *80CTL0451712B* | 34400 | 17.5 | 9 | 34600 | 25200 | 72.83% | 1.9 | 0 | 9.5 |  |  |  | No | R-454B | 2.8667 | Residential & Commercial | No
214595967 | Central HP <5.4 tons | INNOVAIR | HRCU-A-CB (Split System: Heat Pump with Remote Outdoor Unit-Air-Source) | SEV24H2R19 | ADP |  | HG21924+AEFE3A* |  | 23400 | 15.2 | 9.05 | 23600 | 18000 | 76.27% | 2.06 | 0 | 9.5 |  |  |  | No | R-410A | 1.95 | Residential & Commercial | No
211289594 | Central HP <5.4 tons | SAMSUNG | HRCU-A-CB (Split System: Heat Pump with Remote Outdoor Unit-Air-Source) | AC036BXUDCH | ADP |  | F,PE*CC3937 |  | 36000 | 17 | 8.1 | 34600 | 31600 | 91.33% | 1.8 | 0 | 9 |  |  |  | No | R-410A | 3 | Residential & Commercial | No
215675471 | Central HP <5.4 tons | KENMORE | HRCU-A-CB (Split System: Heat Pump with Remote Outdoor Unit-Air-Source) | (C,H,T)5H0V48*K*AAA* |  |  | EVM5X48M21A*+WALLCON | *96CTN0801714B* | 46500 | 18 | 9 | 50000 | 35600 | 71.2% | 2 | 0 | 9.5 |  |  |  | No | R-454B | 3.875 | Residential & Commercial | No
215675151 | Central HP <5.4 tons | KENMORE | HRCU-A-CB (Split System: Heat Pump with Remote Outdoor Unit-Air-Source) | (C,H,T)5H0V48*K*AAA* |  |  | ESH5X60M12A*+WALLCON | *80CSU1002120A* | 45500 | 16.5 | 8.5 | 48000 | 33800 | 70.42% | 2.06 | 0 | 9.5 |  |  |  | No | R-454B | 3.7917 | Residential & Commercial | No
215675411 | Central HP <5.4 tons | KENMORE | HRCU-A-CB (Split System: Heat Pump with Remote Outdoor Unit-Air-Source) | (C,H,T)5H0V48*K*AAA* |  |  | EVM5X48M21A*+WALLCON | *95CSU0601716B* | 46500 | 17.5 | 9 | 50000 | 37000 | 74% | 1.98 | 0 | 9.5 |  |  |  | No | R-454B | 3.875 | Residential & Commercial | No
214067929 | Central HP <5.4 tons | SAMSUNG | HRCU-A-CB (Split System: Heat Pump with Remote Outdoor Unit-Air-Source) | AC048BXUPCH | ADP |  | BV**C6960 |  | 48000 | 16 | 8.5 | 42000 | 41500 | 98.81% | 1.8 | 0 | 8.5 |  |  |  | No | R-410A | 4 | Residential & Commercial | No
213948892 | Central HP <5.4 tons | SAMSUNG | HRCU-A-CB (Split System: Heat Pump with Remote Outdoor Unit-Air-Source) | AC048BXUPCH | ADP |  | CV603*9-A+AEF60*XP* |  | 48000 | 17 | 8.5 | 42000 | 41500 | 98.81% | 1.8 | 0 | 8.5 |  |  |  | No | R-410A | 4 | Residential & Commercial | No
213250266 | Central HP <5.4 tons | COMFORT-AIRE | HRCU-A-C (Split System: Heat Pump with Remote Outdoor Unit with No Indoor Fan --Air Source) | A-VCD36SA-1 | ADP |  | *G8J936+TD |  | 34600 | 15.2 | 9.8 | 37400 | 31600 | 84.49% | 1.96 | 0 | 9.5 |  |  |  | No | R-410A | 2.8833 | Residential & Commercial | No
213613878 | Central HP <5.4 tons | KEEPRITE | HRCU-A-C (Split System: Heat Pump with Remote Outdoor Unit with No Indoor Fan --Air Source) | DLCURAH36ABK | ADP |  | H,GE33936+TD |  | 35400 | 15.2 | 8.35 | 36200 | 31200 | 86.19% | 1.8 | 0 | 9.5 |  |  |  | No | R-410A | 2.95 | Residential & Commercial | No
213333614 | Central HP <5.4 tons | SAMSUNG | HRCU-A-CB (Split System: Heat Pump with Remote Outdoor Unit-Air-Source) | AC048BXUPCH | ADP |  | CH605D9+AEF60DXP* |  | 48000 | 17 | 8.5 | 42000 | 41500 | 98.81% | 1.8 | 0 | 8.5 |  |  |  | No | R-410A | 4 | Residential & Commercial | No
214803070 | Central HP <5.4 tons | FRIEDRICH | HRCU-A-CB (Split System: Heat Pump with Remote Outdoor Unit-Air-Source) | WFPU18Z483C | ADP |  | BV**C4948 |  | 46500 | 16 | 8.3 | 45000 | 32600 | 72.44% | 1.86 | 0 | 9.5 |  |  |  | No | R-410A | 3.875 | Residential & Commercial | No
215433847 | Central HP <5.4 tons | FRIEDRICH | HRCU-A-C (Split System: Heat Pump with Remote Outdoor Unit with No Indoor Fan --Air Source) | WFPU17Z483C | ADP |  | H,RG84960+AEFE5* |  | 44500 | 15.2 | 8.3 | 42000 | 32600 | 77.62% | 1.91 | 0 | 9.5 |  |  |  | No | R-410A | 3.7083 | Residential & Commercial | No
215670443 | Central HP <5.4 tons | KEEPRITE | HRCU-A-CB (Split System: Heat Pump with Remote Outdoor Unit-Air-Source) | C5H0V36*K*AAA* |  |  | ESH5X60M12A*+WALLCON | *80CTL0901716B* | 34600 | 17 | 8.5 | 34600 | 24800 | 71.68% | 1.8 | 0 | 9.5 |  |  |  | No | R-454B | 2.8833 | Residential & Commercial | No
212978598 | Central HP <5.4 tons | CARRIER | HRCU-A-CB (Split System: Heat Pump with Remote Outdoor Unit-Air-Source) | 38MURAQ30AB3* |  |  | CNPV*4217AL* | 58S(B,C)*B070M17**12 | 30000 | 15.2 | 8.1 | 34000 | 27200 | 80% | 1.82 | 0 | 9 |  |  |  | No | R-410A | 2.5 | Residential & Commercial | No
213623834 | Central HP <5.4 tons | RUNTRU | HRCU-A-CB (Split System: Heat Pump with Remote Outdoor Unit-Air-Source) | E4HL5030A1000A | ADP |  | FG82936 | A801X060BM4SCA | 30000 | 15.2 | 8.1 | 23400 | 17600 | 75.21% | 1.75 | 0 | 9.5 |  |  |  | No | R-410A | 2.5 | Residential & Commercial | No
212982144 | Central HP <5.4 tons | CARRIER | HRCU-A-CB (Split System: Heat Pump with Remote Outdoor Unit-Air-Source) | 38MURAQ30AB3* |  |  | CAP**3721AL* | 58SU*B060M17**16 | 30800 | 15.2 | 8.5 | 33000 | 26200 | 79.39% | 1.84 | 0 | 9 |  |  |  | No | R-410A | 2.5667 | Residential & Commercial | No
212498334 | Central HP <5.4 tons | PAYNE HEATING AND COOLING | HRCU-A-CB (Split System: Heat Pump with Remote Outdoor Unit-Air-Source) | 38MURAQ30AB3* | ADP |  | CE2903C+TXV |  | 29400 | 15.2 | 8.15 | 33200 | 27000 | 81.33% | 1.76 | 0 | 8.5 |  |  |  | No | R-410A | 2.45 | Residential & Commercial | No
212982612 | Central HP <5.4 tons | CARRIER | HRCU-A-CB (Split System: Heat Pump with Remote Outdoor Unit-Air-Source) | 38MURAQ30AB3* |  |  | CAP**3621AL* | 58SU*B080M21**20 | 29400 | 15.2 | 8.5 | 33800 | 28000 | 82.84% | 1.76 | 0 | 9 |  |  |  | No | R-410A | 2.45 | Residential & Commercial | No
213623826 | Central HP <5.4 tons | RUNTRU | HRCU-A-CB (Split System: Heat Pump with Remote Outdoor Unit-Air-Source) | E4HL5030A1000A | ADP |  | PL36H175P789 | A801X060BM4SCA | 30000 | 15.2 | 8.1 | 23400 | 17600 | 75.21% | 1.75 | 0 | 9.5 |  |  |  | No | R-410A | 2.5 | Residential & Commercial | No
213623828 | Central HP <5.4 tons | RUNTRU | HRCU-A-CB (Split System: Heat Pump with Remote Outdoor Unit-Air-Source) | E4HL5030A1000A | ADP |  | PL36H210P179 | A801X060BM4SCA | 30000 | 15.2 | 8.1 | 23400 | 17600 | 75.21% | 1.75 | 0 | 9.5 |  |  |  | No | R-410A | 2.5 | Residential & Commercial | No
213623823 | Central HP <5.4 tons | RUNTRU | HRCU-A-CB (Split System: Heat Pump with Remote Outdoor Unit-Air-Source) | E4HL5030A1000A | ADP |  | PL36H175P159 | A801X060BM4SCA | 30000 | 15.2 | 8.1 | 23400 | 17600 | 75.21% | 1.75 | 0 | 9.5 |  |  |  | No | R-410A | 2.5 | Residential & Commercial | No
215382879 | Central HP <5.4 tons | AMERISTAR | HRCU-A-CB (Split System: Heat Pump with Remote Outdoor Unit-Air-Source) | E4HL5024A1000A | ADP |  | F,PE*G32925 |  | 24000 | 15.2 | 8.1 | 22400 | 17600 | 78.57% | 1.94 | 0 | 9 |  |  |  | No | R-410A | 2 | Residential & Commercial | No
213333621 | Central HP <5.4 tons | SAMSUNG | HRCU-A-CB (Split System: Heat Pump with Remote Outdoor Unit-Air-Source) | AC060BXUPCH | ADP |  | CV602*9+AEF60*XP* |  | 57000 | 17 | 9 | 51000 | 47500 | 93.14% | 1.8 | 0 | 8.5 |  |  |  | No | R-410A | 4.75 | Residential & Commercial | No
213623896 | Central HP <5.4 tons | RUNTRU | HRCU-A-CB (Split System: Heat Pump with Remote Outdoor Unit-Air-Source) | E4HL5036A1000A | ADP |  | FG81936 | A951X080BU4SAB | 29800 | 15.2 | 8.1 | 25400 | 18600 | 73.23% | 1.75 | 0 | 9.5 |  |  |  | No | R-410A | 2.4833 | Residential & Commercial | No
213623914 | Central HP <5.4 tons | RUNTRU | HRCU-A-CB (Split System: Heat Pump with Remote Outdoor Unit-Air-Source) | E4HL5036A1000A | ADP |  | FG82936 | A952V080BU4SAD | 30000 | 15.2 | 8.1 | 23400 | 17600 | 75.21% | 1.75 | 0 | 9.5 |  |  |  | No | R-410A | 2.5 | Residential & Commercial | No
213623892 | Central HP <5.4 tons | RUNTRU | HRCU-A-CB (Split System: Heat Pump with Remote Outdoor Unit-Air-Source) | E4HL5036A1000A | ADP |  | PL36H175P789 | A951X080BU4SAB | 29400 | 15.2 | 8.1 | 25400 | 18600 | 73.23% | 1.75 | 0 | 9.5 |  |  |  | No | R-410A | 2.45 | Residential & Commercial | No
213623680 | Central HP <5.4 tons | RUNTRU | HRCU-A-CB (Split System: Heat Pump with Remote Outdoor Unit-Air-Source) | E4HL5018A1000A | ADP |  | PL36H175P159 | A801X040BM2SCA | 20000 | 15.2 | 8.5 | 18400 | 17600 | 95.65% | 1.85 | 0 | 9 |  |  |  | No | R-410A | 1.6667 | Residential & Commercial | No
215670243 | Central HP <5.4 tons | KEEPRITE | HRCU-A-CB (Split System: Heat Pump with Remote Outdoor Unit-Air-Source) | C5H0V36*K*AAA* |  |  | ESH5X48M12A*+WALLCON | *95CSU0601716B* | 34000 | 16.5 | 8.5 | 35600 | 25400 | 71.35% | 1.76 | 0 | 9.5 |  |  |  | No | R-454B | 2.8333 | Residential & Commercial | No
215382876 | Central HP <5.4 tons | FRIEDRICH | HRCU-A-CB (Split System: Heat Pump with Remote Outdoor Unit-Air-Source) | WFPU18Z483C | ADP |  | F,PE*CC6960 |  | 45500 | 17 | 8.2 | 45000 | 32600 | 72.44% | 1.84 | 0 | 9.5 |  |  |  | No | R-410A | 3.7917 | Residential & Commercial | No
213623686 | Central HP <5.4 tons | RUNTRU | HRCU-A-CB (Split System: Heat Pump with Remote Outdoor Unit-Air-Source) | E4HL5018A1000A | ADP |  | PL36H210P179 | A801X040BM2SCA | 20000 | 15.2 | 8.5 | 18400 | 17600 | 95.65% | 1.85 | 0 | 9 |  |  |  | No | R-410A | 1.6667 | Residential & Commercial | No
215668562 | Central HP <5.4 tons | KENMORE | HRCU-A-CB (Split System: Heat Pump with Remote Outdoor Unit-Air-Source) | (C,H,T)5H0V36*K*AAA* |  |  | EA*5X37M17A*+WALLCON | *80CTL0701412B* | 33800 | 17.5 | 9 | 35800 | 25600 | 71.51% | 1.86 | 0 | 9.5 |  |  |  | No | R-454B | 2.8167 | Residential & Commercial | No
211398156 | Central HP <5.4 tons | FRASER-JOHNSTON | HRCU-A-CB (Split System: Heat Pump with Remote Outdoor Unit-Air-Source) | HMH72B341 |  |  | XAHC48FXXN1+TXV | TM8E120C16MP11 | 33000 | 17 | 8.5 | 31600 | 23200 | 73.42% | 2.04 | 0 | 9.5 |  |  |  | No | R-410A | 2.75 | Residential & Commercial | No
211398240 | Central HP <5.4 tons | FRASER-JOHNSTON | HRCU-A-CB (Split System: Heat Pump with Remote Outdoor Unit-Air-Source) | HMH72B341 |  |  | XAFD48FBCN1 | TM8E120C16MP11 | 33600 | 17 | 8.5 | 32400 | 23600 | 72.84% | 2.08 | 0 | 9.5 |  |  |  | No | R-410A | 2.8 | Residential & Commercial | No
215668938 | Central HP <5.4 tons | KENMORE | HRCU-A-CB (Split System: Heat Pump with Remote Outdoor Unit-Air-Source) | (C,H,T)5H0V36*K*AAA* |  |  | EA*5X42M21A*+WALLCON | *96CTN0801714B* | 33000 | 17.5 | 9 | 36000 | 25800 | 71.67% | 1.84 | 0 | 9.5 |  |  |  | No | R-454B | 2.75 | Residential & Commercial | No
215674112 | Central HP <5.4 tons | KENMORE | HRCU-A-CB (Split System: Heat Pump with Remote Outdoor Unit-Air-Source) | (C,H,T)5H0V48*K*AAA* |  |  | EA*5X48M21A*+WALLCON | *97CMN0801714B* | 44000 | 17 | 9 | 49000 | 34600 | 70.61% | 2.04 | 0 | 9 |  |  |  | No | R-454B | 3.6667 | Residential & Commercial | No
215676101 | Central HP <5.4 tons | KENMORE | HRCU-A-CB (Split System: Heat Pump with Remote Outdoor Unit-Air-Source) | (C,H,T)5H0V48*K*AAA* |  |  | EVD5X48M21A*+WALLCON | *80CSU0601716A* | 47000 | 18 | 9 | 50000 | 36400 | 72.8% | 2 | 0 | 9.5 |  |  |  | No | R-454B | 3.9167 | Residential & Commercial | No
214777842 | Central HP <5.4 tons | FRIEDRICH | HRCU-A-CB (Split System: Heat Pump with Remote Outdoor Unit-Air-Source) | WFPU18Z363C | ADP |  | F,PE*E34936 |  | 33200 | 17 | 9.3 | 33400 | 25600 | 76.65% | 2.02 | 0 | 9.5 |  |  |  | No | R-410A | 2.7667 | Residential & Commercial | No
215383014 | Central HP <5.4 tons | FRIEDRICH | HRCU-A-C (Split System: Heat Pump with Remote Outdoor Unit with No Indoor Fan --Air Source) | WFPU17Z483C | ADP |  | H,RG74960+TD |  | 44500 | 15.2 | 8.3 | 42000 | 32600 | 77.62% | 1.91 | 0 | 9.5 |  |  |  | No | R-410A | 3.7083 | Residential & Commercial | No
215382891 | Central HP <5.4 tons | FRIEDRICH | HRCU-A-C (Split System: Heat Pump with Remote Outdoor Unit with No Indoor Fan --Air Source) | WFPU17Z483C | ADP |  | H,RG48948+TD |  | 44000 | 15.2 | 8.3 | 42000 | 32600 | 77.62% | 1.91 | 0 | 9 |  |  |  | No | R-410A | 3.6667 | Residential & Commercial | No
215382893 | Central HP <5.4 tons | FRIEDRICH | HRCU-A-C (Split System: Heat Pump with Remote Outdoor Unit with No Indoor Fan --Air Source) | WFPU17Z483C | ADP |  | H,RG54948+TD |  | 44500 | 15.2 | 8.3 | 42000 | 32600 | 77.62% | 1.91 | 0 | 9.5 |  |  |  | No | R-410A | 3.7083 | Residential & Commercial | No
215382894 | Central HP <5.4 tons | FRIEDRICH | HRCU-A-C (Split System: Heat Pump with Remote Outdoor Unit with No Indoor Fan --Air Source) | WFPU17Z483C | ADP |  | H,RG54960+TD |  | 44500 | 15.2 | 8.3 | 42000 | 32600 | 77.62% | 1.91 | 0 | 9.5 |  |  |  | No | R-410A | 3.7083 | Residential & Commercial | No
215383009 | Central HP <5.4 tons | FRIEDRICH | HRCU-A-C (Split System: Heat Pump with Remote Outdoor Unit with No Indoor Fan --Air Source) | WFPU17Z483C | ADP |  | H,RG72960+TD |  | 44500 | 15.2 | 8.3 | 42000 | 32600 | 77.62% | 1.91 | 0 | 9.5 |  |  |  | No | R-410A | 3.7083 | Residential & Commercial | No
215383010 | Central HP <5.4 tons | FRIEDRICH | HRCU-A-C (Split System: Heat Pump with Remote Outdoor Unit with No Indoor Fan --Air Source) | WFPU17Z483C | ADP |  | H,RG55948+TD |  | 44500 | 15.2 | 8.3 | 42000 | 32600 | 77.62% | 1.91 | 0 | 9.5 |  |  |  | No | R-410A | 3.7083 | Residential & Commercial | No
215431158 | Central HP <5.4 tons | FRIEDRICH | HRCU-A-CB (Split System: Heat Pump with Remote Outdoor Unit-Air-Source) | WFPU18Z483C | ADP |  | A48VGA+TXV+AEFE5* |  | 46000 | 17 | 8.25 | 45000 | 32600 | 72.44% | 1.86 | 0 | 9.5 |  |  |  | No | R-410A | 3.8333 | Residential & Commercial | No
213623903 | Central HP <5.4 tons | RUNTRU | HRCU-A-CB (Split System: Heat Pump with Remote Outdoor Unit-Air-Source) | E4HL5036A1000A | ADP |  | FG47936 | A952V060BU4SAD | 30000 | 15.2 | 8.1 | 25400 | 18600 | 73.23% | 1.75 | 0 | 9.5 |  |  |  | No | R-410A | 2.5 | Residential & Commercial | No
213333616 | Central HP <5.4 tons | SAMSUNG | HRCU-A-CB (Split System: Heat Pump with Remote Outdoor Unit-Air-Source) | AC060BXUPCH | ADP |  | V60H210D199+AEFE5* |  | 57000 | 17 | 8.95 | 51000 | 47500 | 93.14% | 1.8 | 0 | 8.5 |  |  |  | No | R-410A | 4.75 | Residential & Commercial | No
215682584 | Central HP <5.4 tons | BRYANT HEATING AND COOLING SYSTEMS | HRCU-A-CB (Split System: Heat Pump with Remote Outdoor Unit-Air-Source) | 290VAN060**AA* |  |  | CAA**6024AM*+UI | 83*CB60080C21*** | 55500 | 18.5 | 8.5 | 58500 | 41000 | 70.09% | 2.04 | 0 | 9 |  |  |  | No | R-454B | 4.625 | Residential & Commercial | No
212498336 | Central HP <5.4 tons | PAYNE HEATING AND COOLING | HRCU-A-CB (Split System: Heat Pump with Remote Outdoor Unit-Air-Source) | 38MURAQ30AB3* | ADP |  | CE3005C+TXV |  | 29800 | 15.2 | 8.2 | 33200 | 27000 | 81.33% | 1.78 | 0 | 8.5 |  |  |  | No | R-410A | 2.4833 | Residential & Commercial | No
214077326 | Central HP <5.4 tons | SAMSUNG | HRCU-A-CB (Split System: Heat Pump with Remote Outdoor Unit-Air-Source) | AC048BXUPCH | ADP |  | A60VGA+TXV+AEF60*XP* |  | 48000 | 17 | 8.5 | 42000 | 41500 | 98.81% | 1.8 | 0 | 8.5 |  |  |  | No | R-410A | 4 | Residential & Commercial | No
215674148 | Central HP <5.4 tons | ARCOAIRE | HRCU-A-CB (Split System: Heat Pump with Remote Outdoor Unit-Air-Source) | H5H0V48*K*AAA* |  |  | EA*5X48M21A*+WALLCON | *96CTN1002122B* | 44000 | 17.5 | 9 | 48500 | 34000 | 70.1% | 2.04 | 0 | 9.5 |  |  |  | No | R-454B | 3.6667 | Residential & Commercial | No
215673998 | Central HP <5.4 tons | ARCOAIRE | HRCU-A-CB (Split System: Heat Pump with Remote Outdoor Unit-Air-Source) | H5H0V48*K*AAA* |  |  | EA*5X48M21A*+WALLCON | *80CSU0802120A* | 44500 | 18 | 9 | 48500 | 34000 | 70.1% | 2.06 | 0 | 9.5 |  |  |  | No | R-454B | 3.7083 | Residential & Commercial | No
213623820 | Central HP <5.4 tons | RUNTRU | HRCU-A-CB (Split System: Heat Pump with Remote Outdoor Unit-Air-Source) | E4HL5030A1000A | ADP |  | PL36H210P299 | A801X060BM4SCA | 30000 | 15.2 | 8.1 | 23400 | 17600 | 75.21% | 1.75 | 0 | 9.5 |  |  |  | No | R-410A | 2.5 | Residential & Commercial | No
212982648 | Central HP <5.4 tons | CARRIER | HRCU-A-CB (Split System: Heat Pump with Remote Outdoor Unit-Air-Source) | 38MURAQ30AB3* |  |  | CAP**4224AL* | 58SU*B080M21**20 | 29600 | 15.5 | 8.5 | 33600 | 27400 | 81.55% | 1.78 | 0 | 9 |  |  |  | No | R-410A | 2.4667 | Residential & Commercial | No
212980200 | Central HP <5.4 tons | CARRIER | HRCU-A-CB (Split System: Heat Pump with Remote Outdoor Unit-Air-Source) | 38MURAQ30AB3* |  |  | CAP**4221AL* | 58S(B,C)*B090M21**16 | 29600 | 15.2 | 8.1 | 33800 | 27600 | 81.66% | 1.78 | 0 | 9 |  |  |  | No | R-410A | 2.4667 | Residential & Commercial | No
212980519 | Central HP <5.4 tons | CARRIER | HRCU-A-CB (Split System: Heat Pump with Remote Outdoor Unit-Air-Source) | 38MURAQ30AB3* |  |  | CAP**4221AL* | 58S(B,C)*B090M21**20 | 30200 | 15.2 | 8.1 | 34400 | 27400 | 79.65% | 1.8 | 0 | 9 |  |  |  | No | R-410A | 2.5167 | Residential & Commercial | No
215668770 | Central HP <5.4 tons | KENMORE | HRCU-A-CB (Split System: Heat Pump with Remote Outdoor Unit-Air-Source) | (C,H,T)5H0V36*K*AAA* |  |  | EA*5X37M21A*+WALLCON | *96CTN0601714B* | 34200 | 17.5 | 9 | 35400 | 25400 | 71.75% | 1.88 | 0 | 9.5 |  |  |  | No | R-454B | 2.85 | Residential & Commercial | No
215668538 | Central HP <5.4 tons | KENMORE | HRCU-A-CB (Split System: Heat Pump with Remote Outdoor Unit-Air-Source) | (C,H,T)5H0V36*K*AAA* |  |  | EA*5X37M17A*+WALLCON | *80CSU0401712A* | 34000 | 17.5 | 9 | 35600 | 25400 | 71.35% | 1.88 | 0 | 9 |  |  |  | No | R-454B | 2.8333 | Residential & Commercial | No
215668738 | Central HP <5.4 tons | KENMORE | HRCU-A-CB (Split System: Heat Pump with Remote Outdoor Unit-Air-Source) | (C,H,T)5H0V36*K*AAA* |  |  | EA*5X37M21A*+WALLCON | *97CMN0602120B* | 34200 | 17.5 | 9 | 35400 | 25400 | 71.75% | 1.88 | 0 | 9.5 |  |  |  | No | R-454B | 2.85 | Residential & Commercial | No
215675241 | Central HP <5.4 tons | KENMORE | HRCU-A-CB (Split System: Heat Pump with Remote Outdoor Unit-Air-Source) | (C,H,T)5H0V48*K*AAA* |  |  | ESH5X60M12A*+WALLCON | *95CSU0601716B* | 45000 | 16 | 8.5 | 48500 | 34200 | 70.52% | 1.94 | 0 | 9 |  |  |  | No | R-454B | 3.75 | Residential & Commercial | No
215675291 | Central HP <5.4 tons | KENMORE | HRCU-A-CB (Split System: Heat Pump with Remote Outdoor Unit-Air-Source) | (C,H,T)5H0V48*K*AAA* |  |  | ESH5X60M12A*+WALLCON | *97CMN0802120B* | 45500 | 16.5 | 8.5 | 48000 | 33800 | 70.42% | 2.06 | 0 | 9.5 |  |  |  | No | R-454B | 3.7917 | Residential & Commercial | No
215675341 | Central HP <5.4 tons | KENMORE | HRCU-A-CB (Split System: Heat Pump with Remote Outdoor Unit-Air-Source) | (C,H,T)5H0V48*K*AAA* |  |  | ESH5X60M12A*+WALLCON | *96CTN1202422B* | 45500 | 16.5 | 8.5 | 48000 | 33800 | 70.42% | 2.08 | 0 | 9.5 |  |  |  | No | R-454B | 3.7917 | Residential & Commercial | No
215431160 | Central HP <5.4 tons | FRIEDRICH | HRCU-A-CB (Split System: Heat Pump with Remote Outdoor Unit-Air-Source) | WFPU18Z483C | ADP |  | A60VHA+TXV+AEFE5* |  | 46500 | 17 | 8.35 | 45000 | 32600 | 72.44% | 1.88 | 0 | 9.5 |  |  |  | No | R-410A | 3.875 | Residential & Commercial | No
214717445 | Central HP <5.4 tons | TEMPSTAR | HRCU-A-C (Split System: Heat Pump with Remote Outdoor Unit with No Indoor Fan --Air Source) | DLCURAH36ABK | ADP |  | H,GE8J(1,2)36+TXV+TD |  | 35600 | 15.2 | 8.45 | 36400 | 31200 | 85.71% | 1.82 | 0 | 9.5 |  |  |  | No | R-410A | 2.9667 | Residential & Commercial | No
215674012 | Central HP <5.4 tons | KENMORE | HRCU-A-CB (Split System: Heat Pump with Remote Outdoor Unit-Air-Source) | (C,H,T)5H0V48*K*AAA* |  |  | EA*5X48M21A*+WALLCON | *80CSU1002120A* | 44000 | 17.5 | 9 | 48500 | 34200 | 70.52% | 2.06 | 0 | 9.5 |  |  |  | No | R-454B | 3.6667 | Residential & Commercial | No
215674062 | Central HP <5.4 tons | KENMORE | HRCU-A-CB (Split System: Heat Pump with Remote Outdoor Unit-Air-Source) | (C,H,T)5H0V48*K*AAA* |  |  | EA*5X48M21A*+WALLCON | *80CTL0902120B* | 44500 | 18 | 9 | 48500 | 34000 | 70.1% | 2.06 | 0 | 9.5 |  |  |  | No | R-454B | 3.7083 | Residential & Commercial | No
215674242 | Central HP <5.4 tons | KENMORE | HRCU-A-CB (Split System: Heat Pump with Remote Outdoor Unit-Air-Source) | (C,H,T)5H0V48*K*AAA* |  |  | EA*5X60M24A*+WALLCON | *97CMN0602120B* | 45000 | 17.5 | 9 | 47500 | 34000 | 71.58% | 2.06 | 0 | 9.5 |  |  |  | No | R-454B | 3.75 | Residential & Commercial | No
212925412 | Central HP <5.4 tons | COMFORT-AIRE | HRCU-A-C (Split System: Heat Pump with Remote Outdoor Unit with No Indoor Fan --Air Source) | A-VCD36SA-1 | ADP |  | H,A,DG8J936+TD |  | 34600 | 15.2 | 9.8 | 37400 | 31600 | 84.49% | 1.96 | 0 | 9.5 |  |  |  | No | R-410A | 2.8833 | Residential & Commercial | No
215679894 | Central HP <5.4 tons | BRYANT HEATING AND COOLING SYSTEMS | HRCU-A-CB (Split System: Heat Pump with Remote Outdoor Unit-Air-Source) | 290VAN036**AA* |  |  | CSAH*4812AM*+UI | 987TA42060C17*** | 33800 | 16 | 8.5 | 35600 | 25600 | 71.91% | 1.78 | 0 | 9 |  |  |  | No | R-454B | 2.8167 | Residential & Commercial | No
211398325 | Central HP <5.4 tons | FRASER-JOHNSTON | HRCU-A-CB (Split System: Heat Pump with Remote Outdoor Unit-Air-Source) | HMH72B341 |  |  | XAFC48FBCN1 | TMLE120C16MP11 | 33600 | 17 | 8.5 | 32400 | 23600 | 72.84% | 2.08 | 0 | 9.5 |  |  |  | No | R-410A | 2.8 | Residential & Commercial | No
211398406 | Central HP <5.4 tons | FRASER-JOHNSTON | HRCU-A-CB (Split System: Heat Pump with Remote Outdoor Unit-Air-Source) | HMH72B341 |  |  | XAHC48FXXN1+TXV | TM8E100C16MP11 | 33000 | 17 | 8.5 | 31800 | 23200 | 72.96% | 2.04 | 0 | 9.5 |  |  |  | No | R-410A | 2.75 | Residential & Commercial | No
214841722 | Central HP <5.4 tons | AC PRO.com | HRCU-A-CB (Split System: Heat Pump with Remote Outdoor Unit-Air-Source) | AUD36W/A1-D(U) | ADP |  | F,PE*BB8937 |  | 31600 | 15.2 | 8.35 | 32400 | 23600 | 72.84% | 1.78 | 0 | 9 |  |  |  | No | R-410A | 2.6333 | Residential & Commercial | No
215412970 | Central HP <5.4 tons | FRIEDRICH | HRCU-A-CB (Split System: Heat Pump with Remote Outdoor Unit-Air-Source) | WFPU17Z243C | ADP |  | H,RG32924+AEFE4B* |  | 21400 | 16 | 8.75 | 21400 | 16500 | 77.1% | 2 | 0 | 9.5 |  |  |  | No | R-410A | 1.7833 | Residential & Commercial | No
215852714 | Central HP <5.4 tons | FRIEDRICH | HRCU-A-CB (Split System: Heat Pump with Remote Outdoor Unit-Air-Source) | WFPU18Z363C | ADP |  | H,GE8J936+AEFE3A* |  | 33200 | 17 | 9.3 | 33400 | 25600 | 76.65% | 2.02 | 0 | 9.5 |  |  |  | No | R-410A | 2.7667 | Residential & Commercial | No
213623911 | Central HP <5.4 tons | RUNTRU | HRCU-A-CB (Split System: Heat Pump with Remote Outdoor Unit-Air-Source) | E4HL5036A1000A | ADP |  | FG47936 | A952V080BU4SAD | 30000 | 15.2 | 8.1 | 23400 | 17600 | 75.21% | 1.75 | 0 | 9.5 |  |  |  | No | R-410A | 2.5 | Residential & Commercial | No
215682594 | Central HP <5.4 tons | BRYANT HEATING AND COOLING SYSTEMS | HRCU-A-CB (Split System: Heat Pump with Remote Outdoor Unit-Air-Source) | 290VAN060**AA* |  |  | CAA**6024AM*+UI | 83*CB60100C21*** | 55000 | 18 | 8.5 | 59000 | 41500 | 70.34% | 2.02 | 0 | 9 |  |  |  | No | R-454B | 4.5833 | Residential & Commercial | No
215682694 | Central HP <5.4 tons | BRYANT HEATING AND COOLING SYSTEMS | HRCU-A-CB (Split System: Heat Pump with Remote Outdoor Unit-Air-Source) | 290VAN060**AA* |  |  | CAA**6124AM*+UI | 987TA66100C21*** | 56000 | 18.5 | 9 | 60000 | 42000 | 70% | 2.02 | 0 | 9 |  |  |  | No | R-454B | 4.6667 | Residential & Commercial | No
213623745 | Central HP <5.4 tons | RUNTRU | HRCU-A-CB (Split System: Heat Pump with Remote Outdoor Unit-Air-Source) | E4HL5024A1000A | ADP |  | FG81936 | A801X060BM4SCA | 24000 | 15.2 | 8.5 | 22400 | 20600 | 91.96% | 1.85 | 0 | 9 |  |  |  | No | R-410A | 2 | Residential & Commercial | No
213312712 | Central HP <5.4 tons | PAYNE HEATING AND COOLING | HRCU-A-CB (Split System: Heat Pump with Remote Outdoor Unit-Air-Source) | 38MURAQ36AB3* | ADP |  | V36H175P139+CBPE4B* |  | 36200 | 16 | 8.1 | 36800 | 34400 | 93.48% | 2 | 0 | 9.5 |  |  |  | No | R-410A | 3.0167 | Residential & Commercial | No
213968916 | Central HP <5.4 tons | SAMSUNG | HRCU-A-CB (Split System: Heat Pump with Remote Outdoor Unit-Air-Source) | AC060BXUPCH | ADP |  | A60VLA+TXV+AEFE5* |  | 57000 | 17 | 9 | 51000 | 47500 | 93.14% | 1.8 | 0 | 8.5 |  |  |  | No | R-410A | 4.75 | Residential & Commercial | No
211225698 | Central HP <5.4 tons | CARRIER | HRCU-A-CB (Split System: Heat Pump with Remote Outdoor Unit-Air-Source) | 38MURAQ36AB3* |  |  | CAP**3717AL* | 58S(B,C)*A070E17**12 | 36000 | 15.2 | 8.1 | 38500 | 35000 | 90.91% | 2 | 0 | 9.5 |  |  |  | No | R-410A | 3 | Residential & Commercial | No
211225819 | Central HP <5.4 tons | CARRIER | HRCU-A-CB (Split System: Heat Pump with Remote Outdoor Unit-Air-Source) | 38MURAQ36AB3* |  |  | CAP**4221AL* | OVMAAB042112 | 35200 | 15.5 | 8.1 | 38500 | 35200 | 91.43% | 1.86 | 0 | 9.5 |  |  |  | No | R-410A | 2.9333 | Residential & Commercial | No
212980970 | Central HP <5.4 tons | CARRIER | HRCU-A-CB (Split System: Heat Pump with Remote Outdoor Unit-Air-Source) | 38MURAQ30AB3* |  |  | CNPV*4221AL* | 58S(B,C)*B110M21**20 | 30200 | 15.2 | 8.1 | 34400 | 27600 | 80.23% | 1.8 | 0 | 9 |  |  |  | No | R-410A | 2.5167 | Residential & Commercial | No
213787630 | Central HP <5.4 tons | BRYANT HEATING AND COOLING SYSTEMS | HRCU-A-CB (Split System: Heat Pump with Remote Outdoor Unit-Air-Source) | 38MURAQ30AB3* |  |  | PF4TNXC48L* |  | 31600 | 15.75 | 9 | 32400 | 25800 | 79.63% | 1.88 | 0 | 9.5 |  |  |  | No | R-410A | 2.6333 | Residential & Commercial | No
213623832 | Central HP <5.4 tons | RUNTRU | HRCU-A-CB (Split System: Heat Pump with Remote Outdoor Unit-Air-Source) | E4HL5030A1000A | ADP |  | FG81936 | A801X060BM4SCA | 30000 | 15.2 | 8.1 | 23400 | 17600 | 75.21% | 1.75 | 0 | 9.5 |  |  |  | No | R-410A | 2.5 | Residential & Commercial | No
211295818 | Central HP <5.4 tons | BRYANT HEATING AND COOLING SYSTEMS | HRCU-A-CB (Split System: Heat Pump with Remote Outdoor Unit-Air-Source) | 38MURAQ30AB3* |  |  | CAP**3721AL* | 83*SA48060E17*** | 31200 | 15.2 | 8.5 | 33400 | 26000 | 77.84% | 1.86 | 0 | 9 |  |  |  | No | R-410A | 2.6 | Residential & Commercial | No
212693027 | Central HP <5.4 tons | TOSOT | HRCU-A-C (Split System: Heat Pump with Remote Outdoor Unit with No Indoor Fan --Air Source) | TU60-48WADU | ADP |  | HG52960 |  | 50500 | 15.2 | 8.5 | 51000 | 36800 | 72.16% | 1.8 | 0 | 9.5 |  |  |  | No | R-410A | 4.2083 | Residential & Commercial | No
215382892 | Central HP <5.4 tons | FRIEDRICH | HRCU-A-C (Split System: Heat Pump with Remote Outdoor Unit with No Indoor Fan --Air Source) | WFPU17Z483C | ADP |  | H,RG48960+TD |  | 44000 | 15.2 | 8.3 | 42000 | 32600 | 77.62% | 1.91 | 0 | 9 |  |  |  | No | R-410A | 3.6667 | Residential & Commercial | No
215431170 | Central HP <5.4 tons | FRIEDRICH | HRCU-A-CB (Split System: Heat Pump with Remote Outdoor Unit-Air-Source) | WFPU18Z483C | ADP |  | H,RG84960+AEFE5* |  | 47000 | 17 | 8.4 | 45000 | 32600 | 72.44% | 1.88 | 0 | 9.5 |  |  |  | No | R-410A | 3.9167 | Residential & Commercial | No
215382895 | Central HP <5.4 tons | FRIEDRICH | HRCU-A-C (Split System: Heat Pump with Remote Outdoor Unit with No Indoor Fan --Air Source) | WFPU17Z483C | ADP |  | H,RG84948+TD |  | 44500 | 15.2 | 8.3 | 42000 | 32600 | 77.62% | 1.91 | 0 | 9.5 |  |  |  | No | R-410A | 3.7083 | Residential & Commercial | No
212693034 | Central HP <5.4 tons | TOSOT | HRCU-A-C (Split System: Heat Pump with Remote Outdoor Unit with No Indoor Fan --Air Source) | TU60-48WADU | ADP |  | HE88960 |  | 50500 | 15.2 | 8.5 | 51000 | 36800 | 72.16% | 1.8 | 0 | 9.5 |  |  |  | No | R-410A | 4.2083 | Residential & Commercial | No
213088489 | Central HP <5.4 tons | TEMPSTAR | HRCU-A-CB (Split System: Heat Pump with Remote Outdoor Unit-Air-Source) | DLCURAH30ABK | ADP |  | V,R36H175P159+AEFE4B* |  | 31200 | 15.2 | 8.5 | 33800 | 26400 | 78.11% | 1.86 | 0 | 9 |  |  |  | No | R-410A | 2.6 | Residential & Commercial | No
215682654 | Central HP <5.4 tons | BRYANT HEATING AND COOLING SYSTEMS | HRCU-A-CB (Split System: Heat Pump with Remote Outdoor Unit-Air-Source) | 290VAN060**AA* |  |  | CAA**6124AM*+UI | 986TD60080C21*** | 56000 | 18.5 | 9 | 60000 | 42000 | 70% | 2.02 | 0 | 9 |  |  |  | No | R-454B | 4.6667 | Residential & Commercial | No
215387296 | Central HP <5.4 tons | FRIEDRICH | HRCU-A-CB (Split System: Heat Pump with Remote Outdoor Unit-Air-Source) | WFPU18Z483C | ADP |  | F,PE*TT9960 |  | 46500 | 17 | 8.35 | 45000 | 32600 | 72.44% | 1.88 | 0 | 9.5 |  |  |  | No | R-410A | 3.875 | Residential & Commercial | No
215387295 | Central HP <5.4 tons | FRIEDRICH | HRCU-A-CB (Split System: Heat Pump with Remote Outdoor Unit-Air-Source) | WFPU18Z483C | ADP |  | F,PE*TT6960 |  | 45500 | 17 | 8.2 | 45000 | 32600 | 72.44% | 1.84 | 0 | 9.5 |  |  |  | No | R-410A | 3.7917 | Residential & Commercial | No
215383008 | Central HP <5.4 tons | FRIEDRICH | HRCU-A-C (Split System: Heat Pump with Remote Outdoor Unit with No Indoor Fan --Air Source) | WFPU17Z483C | ADP |  | H,RG72948+TD |  | 44500 | 15.2 | 8.3 | 42000 | 32600 | 77.62% | 1.91 | 0 | 9.5 |  |  |  | No | R-410A | 3.7083 | Residential & Commercial | No
215675331 | Central HP <5.4 tons | KENMORE | HRCU-A-CB (Split System: Heat Pump with Remote Outdoor Unit-Air-Source) | (C,H,T)5H0V48*K*AAA* |  |  | ESH5X60M12A*+WALLCON | *96CTN1002122B* | 45500 | 16.5 | 8.5 | 48000 | 33800 | 70.42% | 2.08 | 0 | 9.5 |  |  |  | No | R-454B | 3.7917 | Residential & Commercial | No
213613877 | Central HP <5.4 tons | KEEPRITE | HRCU-A-C (Split System: Heat Pump with Remote Outdoor Unit with No Indoor Fan --Air Source) | DLCURAH36ABK | ADP |  | H,GE32936+TD |  | 34800 | 15.2 | 8.2 | 36200 | 31200 | 86.19% | 1.78 | 0 | 9.5 |  |  |  | No | R-410A | 2.9 | Residential & Commercial | No
214604340 | Central HP <5.4 tons | MIDEA | HRCU-A-C (Split System: Heat Pump with Remote Outdoor Unit with No Indoor Fan --Air Source) | 38MURAQ36AB3 | ADP |  | HG7J936+TD |  | 35200 | 15.2 | 8.35 | 36200 | 31200 | 86.19% | 1.8 | 0 | 9.5 |  |  |  | No | R-410A | 2.9333 | Residential & Commercial | No
214596109 | Central HP <5.4 tons | INNOVAIR | HRCU-A-CB (Split System: Heat Pump with Remote Outdoor Unit-Air-Source) | SHV36H2R20 | ADP |  | HG24936+AEFE4B* |  | 33600 | 15.2 | 9.35 | 36800 | 31600 | 85.87% | 1.9 | 0 | 9.5 |  |  |  | No | R-410A | 2.8 | Residential & Commercial | No
216019493 | Central HP <5.4 tons | FRIEDRICH | HRCU-A-CB (Split System: Heat Pump with Remote Outdoor Unit-Air-Source) | WFPU17Z243C | ADP |  | F,PE*G32924 |  | 21200 | 16 | 8.75 | 21400 | 16500 | 77.1% | 2 | 0 | 9.5 |  |  |  | No | R-410A | 1.7667 | Residential & Commercial | No
215407207 | Central HP <5.4 tons | FRIEDRICH | HRCU-A-CB (Split System: Heat Pump with Remote Outdoor Unit-Air-Source) | WFPU17Z243C | ADP |  | CE3005A+TXV |  | 21400 | 16 | 8.75 | 21400 | 16500 | 77.1% | 2 | 0 | 9.5 |  |  |  | No | R-410A | 1.7833 | Residential & Commercial | No
211752604 | Central HP <5.4 tons | SAMSUNG | HRCU-A-CB (Split System: Heat Pump with Remote Outdoor Unit-Air-Source) | AC060BXUPCH | ADP |  | AX602CT |  | 57000 | 17.5 | 9 | 53000 | 48000 | 90.57% | 1.8 | 0 | 8.5 |  |  |  | No | R-410A | 4.75 | Residential & Commercial | No
215682994 | Central HP <5.4 tons | BRYANT HEATING AND COOLING SYSTEMS | HRCU-A-CB (Split System: Heat Pump with Remote Outdoor Unit-Air-Source) | 290VAN060**AA* |  |  | CVAVA6021XMA*+UI | 83*CB36040C17*** | 56000 | 18 | 8.5 | 60500 | 43500 | 71.9% | 2.12 | 0 | 9.5 |  |  |  | No | R-454B | 4.6667 | Residential & Commercial | No
215387355 | Central HP <5.4 tons | FRIEDRICH | HRCU-A-C (Split System: Heat Pump with Remote Outdoor Unit with No Indoor Fan --Air Source) | WFPU17Z483C | ADP |  | F,PE*TT6960 |  | 44500 | 15.2 | 8.3 | 42000 | 32600 | 77.62% | 1.91 | 0 | 9.5 |  |  |  | No | R-410A | 3.7083 | Residential & Commercial | No
215383013 | Central HP <5.4 tons | FRIEDRICH | HRCU-A-C (Split System: Heat Pump with Remote Outdoor Unit with No Indoor Fan --Air Source) | WFPU17Z483C | ADP |  | H,RG74948+TD |  | 44500 | 15.2 | 8.3 | 42000 | 32600 | 77.62% | 1.91 | 0 | 9.5 |  |  |  | No | R-410A | 3.7083 | Residential & Commercial | No
215433844 | Central HP <5.4 tons | FRIEDRICH | HRCU-A-C (Split System: Heat Pump with Remote Outdoor Unit with No Indoor Fan --Air Source) | WFPU17Z483C | ADP |  | V,R48H175P389+AEFE4B* |  | 44500 | 15.2 | 8.3 | 42000 | 32600 | 77.62% | 1.91 | 0 | 9.5 |  |  |  | No | R-410A | 3.7083 | Residential & Commercial | No
215433845 | Central HP <5.4 tons | FRIEDRICH | HRCU-A-C (Split System: Heat Pump with Remote Outdoor Unit with No Indoor Fan --Air Source) | WFPU17Z483C | ADP |  | PL60H210P179+AEFE5* |  | 44500 | 15.2 | 8.3 | 42000 | 32600 | 77.62% | 1.91 | 0 | 9.5 |  |  |  | No | R-410A | 3.7083 | Residential & Commercial | No
215433846 | Central HP <5.4 tons | FRIEDRICH | HRCU-A-C (Split System: Heat Pump with Remote Outdoor Unit with No Indoor Fan --Air Source) | WFPU17Z483C | ADP |  | V,R60H210P179+AEFE5* |  | 44500 | 15.2 | 8.3 | 42000 | 32600 | 77.62% | 1.91 | 0 | 9.5 |  |  |  | No | R-410A | 3.7083 | Residential & Commercial | No
215387297 | Central HP <5.4 tons | FRIEDRICH | HRCU-A-CB (Split System: Heat Pump with Remote Outdoor Unit-Air-Source) | WFPU18Z483C | ADP |  | F,PE*TT4948 |  | 47000 | 16 | 8.4 | 45000 | 32600 | 72.44% | 1.88 | 0 | 9.5 |  |  |  | No | R-410A | 3.9167 | Residential & Commercial | No
213885998 | Central HP <5.4 tons | AC PRO.com | HRCU-A-CB (Split System: Heat Pump with Remote Outdoor Unit-Air-Source) | AUD36W/A1-D(U) | ADP |  | PL36H175P149+AEFE4B* |  | 33200 | 15.5 | 8.9 | 33400 | 27600 | 82.63% | 1.78 | 0 | 9.8 |  |  |  | No | R-410A | 2.7667 | Residential & Commercial | No
215281566 | Central HP <5.4 tons | FRIEDRICH | HRCU-A-CB (Split System: Heat Pump with Remote Outdoor Unit-Air-Source) | WFPU17Z243C | ADP |  | SM5931 |  | 20200 | 16 | 8.55 | 21200 | 16500 | 77.83% | 1.96 | 0 | 9.5 |  |  |  | No | R-410A | 1.6833 | Residential & Commercial | No
215348774 | Central HP <5.4 tons | TRANE | HRCU-A-C (Split System: Heat Pump with Remote Outdoor Unit with No Indoor Fan --Air Source) | 4TXD2060A10NU** | ADP |  | HE49960+TD |  | 50500 | 15.2 | 8.35 | 51000 | 36800 | 72.16% | 1.78 | 0 | 9.5 |  |  |  | No | R-410A | 4.2083 | Residential & Commercial | No
214595973 | Central HP <5.4 tons | INNOVAIR | HRCU-A-CB (Split System: Heat Pump with Remote Outdoor Unit-Air-Source) | SHV36H2R20 | ADP |  | HG24936+AEFE3A* |  | 33400 | 15.2 | 9.35 | 36800 | 31600 | 85.87% | 1.9 | 0 | 9.5 |  |  |  | No | R-410A | 2.7833 | Residential & Commercial | No
215387293 | Central HP <5.4 tons | FRIEDRICH | HRCU-A-CB (Split System: Heat Pump with Remote Outdoor Unit-Air-Source) | WFPU17Z243C | ADP |  | F,PE*G32925 |  | 21400 | 16 | 8.75 | 21400 | 16500 | 77.1% | 2 | 0 | 9.5 |  |  |  | No | R-410A | 1.7833 | Residential & Commercial | No
214311499 | Central HP <5.4 tons | THERMAL ZONE | HRCU-A-C (Split System: Heat Pump with Remote Outdoor Unit with No Indoor Fan --Air Source) | TZPLV362PA | ADP |  | H,RG33936+TD |  | 35400 | 15.2 | 8.35 | 36200 | 31200 | 86.19% | 1.8 | 0 | 9.5 |  |  |  | No | R-410A | 2.95 | Residential & Commercial | No
213607914 | Central HP <5.4 tons | CONTINENTAL | HRCU-A-C (Split System: Heat Pump with Remote Outdoor Unit with No Indoor Fan --Air Source) | WSEHV2436RA1-C | ADP |  | *G34936 |  | 31600 | 15.2 | 8.5 | 32400 | 23600 | 72.84% | 1.8 | 0 | 9 |  |  |  | No | R-410A | 2.6333 | Residential & Commercial | No
212596657 | Central HP <5.4 tons | TOSOT | HRCU-A-CB (Split System: Heat Pump with Remote Outdoor Unit-Air-Source) | TU36-24WADU | ADP |  | BV**C1937 |  | 32000 | 15.2 | 8.5 | 32400 | 23600 | 72.84% | 1.8 | 0 | 9.5 |  |  |  | No | R-410A | 2.6667 | Residential & Commercial | No
214717444 | Central HP <5.4 tons | TEMPSTAR | HRCU-A-C (Split System: Heat Pump with Remote Outdoor Unit with No Indoor Fan --Air Source) | DLCURAH36ABK | ADP |  | H,GE32(1,2)36+TXV+TD |  | 34800 | 15.2 | 8.2 | 36200 | 31200 | 86.19% | 1.78 | 0 | 9.5 |  |  |  | No | R-410A | 2.9 | Residential & Commercial | No
214717446 | Central HP <5.4 tons | TEMPSTAR | HRCU-A-C (Split System: Heat Pump with Remote Outdoor Unit with No Indoor Fan --Air Source) | DLCURAH36ABK | ADP |  | H,GE8J936+TD |  | 35600 | 15.2 | 8.45 | 36400 | 31200 | 85.71% | 1.82 | 0 | 9.5 |  |  |  | No | R-410A | 2.9667 | Residential & Commercial | No
213249352 | Central HP <5.4 tons | TOSOT | HRCU-A-C (Split System: Heat Pump with Remote Outdoor Unit with No Indoor Fan --Air Source) | TU36-24WADU | ADP |  | *E34936 |  | 31600 | 15.2 | 8.5 | 32400 | 23600 | 72.84% | 1.8 | 0 | 9 |  |  |  | No | R-410A | 2.6333 | Residential & Commercial | No
211388794 | Central HP <5.4 tons | FRASER-JOHNSTON | HRCU-A-CB (Split System: Heat Pump with Remote Outdoor Unit-Air-Source) | HMH72B341 |  |  | XAHB36DXXN1+TXV | TM9E080B12MP12 | 33200 | 17 | 8.1 | 33200 | 23400 | 70.48% | 2 | 0 | 9.5 |  |  |  | No | R-410A | 2.7667 | Residential & Commercial | No
211388985 | Central HP <5.4 tons | FRASER-JOHNSTON | HRCU-A-CB (Split System: Heat Pump with Remote Outdoor Unit-Air-Source) | HMH72B341 |  |  | XAHB36DXXN1+TXV | TM9E060B12MP12 | 33200 | 17 | 8.1 | 33200 | 23600 | 71.08% | 2 | 0 | 9.5 |  |  |  | No | R-410A | 2.7667 | Residential & Commercial | No
211388501 | Central HP <5.4 tons | FRASER-JOHNSTON | HRCU-A-CB (Split System: Heat Pump with Remote Outdoor Unit-Air-Source) | HMH72B341 |  |  | XAFB36DXXN1+TXV | TM9V040A10MP12 | 33200 | 17 | 8.1 | 33200 | 23400 | 70.48% | 2 | 0 | 9.5 |  |  |  | No | R-410A | 2.7667 | Residential & Commercial | No
215407205 | Central HP <5.4 tons | FRIEDRICH | HRCU-A-CB (Split System: Heat Pump with Remote Outdoor Unit-Air-Source) | WFPU17Z243C | ADP |  | CE2403C+TXV |  | 21000 | 16 | 8.7 | 21400 | 16500 | 77.1% | 1.98 | 0 | 9.5 |  |  |  | No | R-410A | 1.75 | Residential & Commercial | No
213368028 | Central HP <5.4 tons | Dettson | HRCU-A-C (Split System: Heat Pump with Remote Outdoor Unit with No Indoor Fan --Air Source) | EVD-36-O | ADP |  | HG8J936+TD |  | 34600 | 15.2 | 8.45 | 36400 | 31200 | 85.71% | 1.82 | 0 | 9.5 |  |  |  | No | R-410A | 2.8833 | Residential & Commercial | No
213147622 | Central HP <5.4 tons | PAYNE HEATING AND COOLING | HRCU-A-CB (Split System: Heat Pump with Remote Outdoor Unit-Air-Source) | 38MURAQ36AB3* | ADP |  | V,C36H***P429+AEFE3A* |  | 35600 | 15.2 | 8.1 | 36800 | 34400 | 93.48% | 2 | 0 | 9.5 |  |  |  | No | R-410A | 2.9667 | Residential & Commercial | No
211390337 | Central HP <5.4 tons | FRASER-JOHNSTON | HRCU-A-CB (Split System: Heat Pump with Remote Outdoor Unit-Air-Source) | HMH72B341 |  |  | XAFC30CXXN1+TXV | TM8V080C16MP12 | 33000 | 17.5 | 8.5 | 33000 | 23200 | 70.3% | 2.04 | 0 | 9.5 |  |  |  | No | R-410A | 2.75 | Residential & Commercial | No
215382868 | Central HP <5.4 tons | FRIEDRICH | HRCU-A-CB (Split System: Heat Pump with Remote Outdoor Unit-Air-Source) | WFPU17Z243C | ADP |  | F,PE*E31924 |  | 20800 | 16 | 8.6 | 21200 | 16500 | 77.83% | 1.96 | 0 | 9.5 |  |  |  | No | R-410A | 1.7333 | Residential & Commercial | No
215382869 | Central HP <5.4 tons | FRIEDRICH | HRCU-A-CB (Split System: Heat Pump with Remote Outdoor Unit-Air-Source) | WFPU17Z243C | ADP |  | F,PE*E32930 |  | 21400 | 16 | 8.75 | 21400 | 16500 | 77.1% | 2 | 0 | 9.5 |  |  |  | No | R-410A | 1.7833 | Residential & Commercial | No
211390473 | Central HP <5.4 tons | FRASER-JOHNSTON | HRCU-A-CB (Split System: Heat Pump with Remote Outdoor Unit-Air-Source) | HMH72B341 |  |  | XAHC30CXXN1+TXV | TM8V080B12MP12 | 31800 | 16.5 | 8.1 | 33000 | 23200 | 70.3% | 1.96 | 0 | 9 |  |  |  | No | R-410A | 2.65 | Residential & Commercial | No
211390571 | Central HP <5.4 tons | FRASER-JOHNSTON | HRCU-A-CB (Split System: Heat Pump with Remote Outdoor Unit-Air-Source) | HMH72B341 |  |  | XAHB30CXXN1+TXV | TM8V080B12MP12 | 31600 | 16.5 | 8.1 | 32800 | 23000 | 70.12% | 1.96 | 0 | 9 |  |  |  | No | R-410A | 2.6333 | Residential & Commercial | No
211391282 | Central HP <5.4 tons | FRASER-JOHNSTON | HRCU-A-CB (Split System: Heat Pump with Remote Outdoor Unit-Air-Source) | HMH72B341 |  |  | XAHC30CXXN1+TXV | TM8E120C16MP11 | 32400 | 17.5 | 8.1 | 32400 | 22800 | 70.37% | 2 | 0 | 9.5 |  |  |  | No | R-410A | 2.7 | Residential & Commercial | No
211391634 | Central HP <5.4 tons | FRASER-JOHNSTON | HRCU-A-CB (Split System: Heat Pump with Remote Outdoor Unit-Air-Source) | HMH72B341 |  |  | XAHC30CXXN1+TXV | TM8E100B12MP11 | 32000 | 17.5 | 8.1 | 32600 | 23000 | 70.55% | 1.98 | 0 | 9.5 |  |  |  | No | R-410A | 2.6667 | Residential & Commercial | No
211392168 | Central HP <5.4 tons | FRASER-JOHNSTON | HRCU-A-CB (Split System: Heat Pump with Remote Outdoor Unit-Air-Source) | HMH72B341 |  |  | XAHC36DBCN1 | TM8E080B12MP11 | 33400 | 17.5 | 8.1 | 33200 | 23400 | 70.48% | 2.02 | 0 | 9.5 |  |  |  | No | R-410A | 2.7833 | Residential & Commercial | No
212441647 | Central HP <5.4 tons | CHAMPION HEATING AND COOLING | HRCU-A-CB (Split System: Heat Pump with Remote Outdoor Unit-Air-Source) | HMH72B341 | ADP |  | H,YE8J936 | TM9V060B12MP12 | 32600 | 17 | 8.5 | 32400 | 23200 | 71.6% | 2.02 | 0 | 9.5 |  |  |  | No | R-410A | 2.7167 | Residential & Commercial | No
212411411 | Central HP <5.4 tons | SAMSUNG | HRCU-A-CB (Split System: Heat Pump with Remote Outdoor Unit-Air-Source) | AC048BXUPCH | ADP |  | AX481CT |  | 48000 | 17 | 8.5 | 44000 | 42000 | 95.45% | 1.8 | 0 | 8.6 |  |  |  | No | R-410A | 4 | Residential & Commercial | No
211239800 | Central HP <5.4 tons | CARRIER | HRCU-A-CB (Split System: Heat Pump with Remote Outdoor Unit-Air-Source) | 38MURAQ24AB3* |  |  | CAP**3017AL* | 59SC2D040E14**10 | 24000 | 15.2 | 8.5 | 26600 | 23000 | 86.47% | 1.86 | 0 | 9.5 |  |  |  | No | R-410A | 2 | Residential & Commercial | No
215677804 | Central HP <5.4 tons | BRYANT HEATING AND COOLING SYSTEMS | HRCU-A-CB (Split System: Heat Pump with Remote Outdoor Unit-Air-Source) | 290VAN060**AA* |  |  | CAA**6024AM*+UI | 935CB60080C21*** | 54500 | 18 | 8.5 | 59500 | 42000 | 70.59% | 1.9 | 0 | 8.5 |  |  |  | No | R-454B | 4.5417 | Residential & Commercial | No
215677904 | Central HP <5.4 tons | BRYANT HEATING AND COOLING SYSTEMS | HRCU-A-CB (Split System: Heat Pump with Remote Outdoor Unit-Air-Source) | 290VAN060**AA* |  |  | CAA**6124AM*+UI | 83*CA60100C21*** | 56000 | 18 | 9 | 60000 | 42000 | 70% | 2 | 0 | 9 |  |  |  | No | R-454B | 4.6667 | Residential & Commercial | No
215677954 | Central HP <5.4 tons | BRYANT HEATING AND COOLING SYSTEMS | HRCU-A-CB (Split System: Heat Pump with Remote Outdoor Unit-Air-Source) | 290VAN060**AA* |  |  | CAA**6124AM*+UI | 935CB60080C21*** | 56000 | 18 | 8.5 | 60000 | 42000 | 70% | 2.02 | 0 | 8.5 |  |  |  | No | R-454B | 4.6667 | Residential & Commercial | No
215678154 | Central HP <5.4 tons | BRYANT HEATING AND COOLING SYSTEMS | HRCU-A-CB (Split System: Heat Pump with Remote Outdoor Unit-Air-Source) | 290VAN060**AA* |  |  | CSAH*6012AM*+UI | 987MC66120C24*** | 55500 | 17 | 8.5 | 60000 | 42000 | 70% | 1.9 | 0 | 8.5 |  |  |  | No | R-454B | 4.625 | Residential & Commercial | No
215679794 | Central HP <5.4 tons | BRYANT HEATING AND COOLING SYSTEMS | HRCU-A-CB (Split System: Heat Pump with Remote Outdoor Unit-Air-Source) | 290VAN036**AA* |  |  | CSAH*4212AM*+UI | 83*CB36040C17*** | 34000 | 16.5 | 8.5 | 35600 | 25200 | 70.79% | 1.78 | 0 | 9.5 |  |  |  | No | R-454B | 2.8333 | Residential & Commercial | No
212693020 | Central HP <5.4 tons | TOSOT | HRCU-A-C (Split System: Heat Pump with Remote Outdoor Unit with No Indoor Fan --Air Source) | TU36-24WADU | ADP |  | HE34936 |  | 31600 | 15.2 | 8.5 | 32400 | 23600 | 72.84% | 1.8 | 0 | 9 |  |  |  | No | R-410A | 2.6333 | Residential & Commercial | No
211392536 | Central HP <5.4 tons | FRASER-JOHNSTON | HRCU-A-CB (Split System: Heat Pump with Remote Outdoor Unit-Air-Source) | HMH72B341 |  |  | XAHB36DXXN1+TXV | TMLE060A12MP11 | 33200 | 17 | 8.1 | 33200 | 23400 | 70.48% | 2 | 0 | 9.5 |  |  |  | No | R-410A | 2.7667 | Residential & Commercial | No
211392713 | Central HP <5.4 tons | FRASER-JOHNSTON | HRCU-A-CB (Split System: Heat Pump with Remote Outdoor Unit-Air-Source) | HMH72B341 |  |  | XAUB30CXXN1+TXV | TM8E060A12MP11 | 32800 | 17.5 | 8.1 | 33400 | 23400 | 70.06% | 2.02 | 0 | 9.5 |  |  |  | No | R-410A | 2.7333 | Residential & Commercial | No
211392988 | Central HP <5.4 tons | FRASER-JOHNSTON | HRCU-A-CB (Split System: Heat Pump with Remote Outdoor Unit-Air-Source) | HMH72B341 |  |  | XAHC36DBCN1 | TL9E100C20UH11 | 34000 | 16.5 | 8.1 | 34000 | 24600 | 72.35% | 2.08 | 0 | 9.5 |  |  |  | No | R-410A | 2.8333 | Residential & Commercial | No
215682814 | Central HP <5.4 tons | BRYANT HEATING AND COOLING SYSTEMS | HRCU-A-CB (Split System: Heat Pump with Remote Outdoor Unit-Air-Source) | 290VAN060**AA* |  |  | CVAMA6021XMA*+UI | 83*CB48060C17*** | 56000 | 18 | 8.5 | 60000 | 43000 | 71.67% | 2.12 | 0 | 9.5 |  |  |  | No | R-454B | 4.6667 | Residential & Commercial | No
212396766 | Central HP <5.4 tons | TRANE | HRCU-A-C (Split System: Heat Pump with Remote Outdoor Unit with No Indoor Fan --Air Source) | 4TXD2060A10NU** | ADP |  | H,TE88960+TD |  | 53000 | 15.2 | 8.5 | 51000 | 37200 | 72.94% | 1.8 | 0 | 9.5 |  |  |  | No | R-410A | 4.4167 | Residential & Commercial | No
213333619 | Central HP <5.4 tons | SAMSUNG | HRCU-A-CB (Split System: Heat Pump with Remote Outdoor Unit-Air-Source) | AC060BXUPCH | ADP |  | CH601D9+AEF60DXP* |  | 57000 | 17 | 8.95 | 51000 | 47500 | 93.14% | 1.8 | 0 | 8.5 |  |  |  | No | R-410A | 4.75 | Residential & Commercial | No
211752602 | Central HP <5.4 tons | SAMSUNG | HRCU-A-CB (Split System: Heat Pump with Remote Outdoor Unit-Air-Source) | AC060BXUPCH | ADP |  | AX601CT |  | 57000 | 17.5 | 9 | 53000 | 48000 | 90.57% | 1.8 | 0 | 8.5 |  |  |  | No | R-410A | 4.75 | Residential & Commercial | No
214301867 | Central HP <5.4 tons | CHAMPION HEATING AND COOLING | HRCU-A-CB (Split System: Heat Pump with Remote Outdoor Unit-Air-Source) | HMH72B341 | ADP |  | H,YE7J(1,2)36+TXV | TM9Y060B12MP11 | 32600 | 17 | 8.1 | 32400 | 23400 | 72.22% | 2 | 0 | 9.5 |  |  |  | No | R-410A | 2.7167 | Residential & Commercial | No
214301869 | Central HP <5.4 tons | CHAMPION HEATING AND COOLING | HRCU-A-CB (Split System: Heat Pump with Remote Outdoor Unit-Air-Source) | HMH72B341 | ADP |  | H,YE7J(1,2)36+TXV | TM9Y080C16MP11 | 32200 | 17 | 8.25 | 30600 | 23200 | 75.82% | 2 | 0 | 9 |  |  |  | No | R-410A | 2.6833 | Residential & Commercial | No
214301892 | Central HP <5.4 tons | CHAMPION HEATING AND COOLING | HRCU-A-CB (Split System: Heat Pump with Remote Outdoor Unit-Air-Source) | HMH72B341 | ADP |  | H,YE9J(1,2)36+TXV | Z8ES100B12SMPS1 | 33000 | 18 | 8.5 | 31400 | 22800 | 72.61% | 2.04 | 0 | 9.5 |  |  |  | No | R-410A | 2.75 | Residential & Commercial | No
211289596 | Central HP <5.4 tons | SAMSUNG | HRCU-A-CB (Split System: Heat Pump with Remote Outdoor Unit-Air-Source) | AC048BXUPCH | ADP |  | F,PE*CC3948 |  | 48000 | 17 | 8.5 | 44000 | 42000 | 95.45% | 1.8 | 0 | 8.6 |  |  |  | No | R-410A | 4 | Residential & Commercial | No
215682604 | Central HP <5.4 tons | BRYANT HEATING AND COOLING SYSTEMS | HRCU-A-CB (Split System: Heat Pump with Remote Outdoor Unit-Air-Source) | 290VAN060**AA* |  |  | CAA**6024AM*+UI | 987TA60080C21*** | 54500 | 18.5 | 9 | 59500 | 42000 | 70.59% | 1.9 | 0 | 8.5 |  |  |  | No | R-454B | 4.5417 | Residential & Commercial | No
211289597 | Central HP <5.4 tons | SAMSUNG | HRCU-A-CB (Split System: Heat Pump with Remote Outdoor Unit-Air-Source) | AC060BXUPCH | ADP |  | F,PE*CC7960 |  | 57000 | 17.5 | 9 | 53000 | 48000 | 90.57% | 1.8 | 0 | 8.5 |  |  |  | No | R-410A | 4.75 | Residential & Commercial | No
215677194 | Central HP <5.4 tons | BRYANT HEATING AND COOLING SYSTEMS | HRCU-A-CB (Split System: Heat Pump with Remote Outdoor Unit-Air-Source) | 290VAN060**AA* |  |  | CVAMA6024XMA*+UI | 986TD66100C21*** | 56500 | 18.5 | 9 | 63000 | 44500 | 70.63% | 2.08 | 0 | 9 |  |  |  | No | R-454B | 4.7083 | Residential & Commercial | No
215677314 | Central HP <5.4 tons | BRYANT HEATING AND COOLING SYSTEMS | HRCU-A-CB (Split System: Heat Pump with Remote Outdoor Unit-Air-Source) | 290VAN060**AA* |  |  | CVAVA6021XMA*+UI | 83*CA60080C21*** | 57000 | 18 | 9 | 63500 | 44500 | 70.08% | 2.08 | 0 | 9 |  |  |  | No | R-454B | 4.75 | Residential & Commercial | No
215677364 | Central HP <5.4 tons | BRYANT HEATING AND COOLING SYSTEMS | HRCU-A-CB (Split System: Heat Pump with Remote Outdoor Unit-Air-Source) | 290VAN060**AA* |  |  | CVAVA6021XMA*+UI | 88*TB60110C21*** | 57000 | 18.5 | 9 | 63500 | 44500 | 70.08% | 2.08 | 0 | 9.5 |  |  |  | No | R-454B | 4.75 | Residential & Commercial | No
215681304 | Central HP <5.4 tons | BRYANT HEATING AND COOLING SYSTEMS | HRCU-A-CB (Split System: Heat Pump with Remote Outdoor Unit-Air-Source) | 290VAN048**AA* |  |  | CAA**4821AM*+UI | 83*CB36040C17*** | 44000 | 17.5 | 9 | 48500 | 34000 | 70.1% | 2.04 | 0 | 9.5 |  |  |  | No | R-454B | 3.6667 | Residential & Commercial | No
215682874 | Central HP <5.4 tons | BRYANT HEATING AND COOLING SYSTEMS | HRCU-A-CB (Split System: Heat Pump with Remote Outdoor Unit-Air-Source) | 290VAN060**AA* |  |  | CVAMA6024XMA*+UI | 83*CB60080C21*** | 57000 | 18 | 9 | 62500 | 44000 | 70.4% | 2.1 | 0 | 9.5 |  |  |  | No | R-454B | 4.75 | Residential & Commercial | No
215677764 | Central HP <5.4 tons | BRYANT HEATING AND COOLING SYSTEMS | HRCU-A-CB (Split System: Heat Pump with Remote Outdoor Unit-Air-Source) | 290VAN060**AA* |  |  | CAA**6024AM*+UI | 88*TB60070C21*** | 54500 | 18 | 8.5 | 59500 | 42000 | 70.59% | 1.88 | 0 | 8.5 |  |  |  | No | R-454B | 4.5417 | Residential & Commercial | No
215678164 | Central HP <5.4 tons | BRYANT HEATING AND COOLING SYSTEMS | HRCU-A-CB (Split System: Heat Pump with Remote Outdoor Unit-Air-Source) | 290VAN060**AA* |  |  | CSAH*6012AM*+UI | 986TD66100C21*** | 55500 | 17 | 8.5 | 60000 | 42000 | 70% | 1.9 | 0 | 8.5 |  |  |  | No | R-454B | 4.625 | Residential & Commercial | No
215682924 | Central HP <5.4 tons | BRYANT HEATING AND COOLING SYSTEMS | HRCU-A-CB (Split System: Heat Pump with Remote Outdoor Unit-Air-Source) | 290VAN060**AA* |  |  | CVAMA6124XMA*+UI | 986TD60080C21*** | 57500 | 18.5 | 9 | 64000 | 45000 | 70.31% | 2.08 | 0 | 9 |  |  |  | No | R-454B | 4.7917 | Residential & Commercial | No
215348775 | Central HP <5.4 tons | TRANE | HRCU-A-C (Split System: Heat Pump with Remote Outdoor Unit with No Indoor Fan --Air Source) | 4TXD2060A10NU** | ADP |  | H,TE49960 |  | 50500 | 15.2 | 8.35 | 51000 | 36800 | 72.16% | 1.78 | 0 | 9.5 |  |  |  | No | R-410A | 4.2083 | Residential & Commercial | No
215683124 | Central HP <5.4 tons | BRYANT HEATING AND COOLING SYSTEMS | HRCU-A-CB (Split System: Heat Pump with Remote Outdoor Unit-Air-Source) | 290VAN060**AA* |  |  | CVAVA6121XMA*+UI | 83*CB36040C17*** | 56500 | 18 | 9 | 61500 | 43500 | 70.73% | 2.12 | 0 | 9.5 |  |  |  | No | R-454B | 4.7083 | Residential & Commercial | No
211389014 | Central HP <5.4 tons | FRASER-JOHNSTON | HRCU-A-CB (Split System: Heat Pump with Remote Outdoor Unit-Air-Source) | HMH72B341 |  |  | XAHB30CXXN1+TXV | TM9E060B12MP12 | 32000 | 16.5 | 8.1 | 33000 | 23200 | 70.3% | 1.96 | 0 | 9 |  |  |  | No | R-410A | 2.6667 | Residential & Commercial | No
211389515 | Central HP <5.4 tons | FRASER-JOHNSTON | HRCU-A-CB (Split System: Heat Pump with Remote Outdoor Unit-Air-Source) | HMH72B341 |  |  | XAHC30CXXN1+TXV | TM8Y080C16MP11 | 32600 | 18 | 8.1 | 33000 | 23200 | 70.3% | 2 | 0 | 9 |  |  |  | No | R-410A | 2.7167 | Residential & Commercial | No
212927286 | Central HP <5.4 tons | CHAMPION HEATING AND COOLING | HRCU-A-CB (Split System: Heat Pump with Remote Outdoor Unit-Air-Source) | HMH72B341 | ADP |  | H,YG9J936 | TM9E060A10MP12 | 33600 | 17 | 8.5 | 32200 | 23400 | 72.67% | 2.02 | 0 | 9.5 |  |  |  | No | R-410A | 2.8 | Residential & Commercial | No
213249351 | Central HP <5.4 tons | TOSOT | HRCU-A-C (Split System: Heat Pump with Remote Outdoor Unit with No Indoor Fan --Air Source) | TU36-24WADU | ADP |  | *G34936 |  | 31600 | 15.2 | 8.5 | 32400 | 23600 | 72.84% | 1.8 | 0 | 9 |  |  |  | No | R-410A | 2.6333 | Residential & Commercial | No
213370122 | Central HP <5.4 tons | TOSOT | HRCU-A-C (Split System: Heat Pump with Remote Outdoor Unit with No Indoor Fan --Air Source) | TU36-24WADU | ADP |  | *E35936+TD |  | 31800 | 15.2 | 8.5 | 32400 | 23600 | 72.84% | 1.8 | 0 | 9 |  |  |  | No | R-410A | 2.65 | Residential & Commercial | No
215682144 | Central HP <5.4 tons | BRYANT HEATING AND COOLING SYSTEMS | HRCU-A-CB (Split System: Heat Pump with Remote Outdoor Unit-Air-Source) | 290VAN048**AA* |  |  | CVAVA4821XMA*+UI | 987TA42080C17*** | 46500 | 18 | 9 | 50000 | 37000 | 74% | 1.98 | 0 | 9.5 |  |  |  | No | R-454B | 3.875 | Residential & Commercial | No
211388460 | Central HP <5.4 tons | FRASER-JOHNSTON | HRCU-A-CB (Split System: Heat Pump with Remote Outdoor Unit-Air-Source) | HMH72B341 |  |  | XAHB36DXXN1+TXV | TM9V040A10MP12 | 32400 | 16.5 | 8.1 | 32600 | 23000 | 70.55% | 1.96 | 0 | 9.5 |  |  |  | No | R-410A | 2.7 | Residential & Commercial | No
213312363 | Central HP <5.4 tons | CHAMPION HEATING AND COOLING | HRCU-A-CB (Split System: Heat Pump with Remote Outdoor Unit-Air-Source) | HMH72B341 | ADP |  | PL36H***P449+AEFE3A* |  | 33800 | 18 | 8.45 | 32200 | 23400 | 72.67% | 2.1 | 0 | 9.5 |  |  |  | No | R-410A | 2.8167 | Residential & Commercial | No
212441627 | Central HP <5.4 tons | CHAMPION HEATING AND COOLING | HRCU-A-CB (Split System: Heat Pump with Remote Outdoor Unit-Air-Source) | HMH72B341 | ADP |  | H,YE8J936 | TM9E040A10MP12 | 32200 | 17 | 8.5 | 32400 | 23000 | 70.99% | 1.98 | 0 | 9.5 |  |  |  | No | R-410A | 2.6833 | Residential & Commercial | No
212441645 | Central HP <5.4 tons | CHAMPION HEATING AND COOLING | HRCU-A-CB (Split System: Heat Pump with Remote Outdoor Unit-Air-Source) | HMH72B341 | ADP |  | H,YE8J936 | TM9V040A10MP12 | 32000 | 16 | 8.5 | 32400 | 23000 | 70.99% | 2 | 0 | 9.5 |  |  |  | No | R-410A | 2.6667 | Residential & Commercial | No
211393213 | Central HP <5.4 tons | FRASER-JOHNSTON | HRCU-A-CB (Split System: Heat Pump with Remote Outdoor Unit-Air-Source) | HMH72B341 |  |  | XAFC36DBCN1 | TL9E060B12UH11 | 33800 | 18 | 8.1 | 34000 | 24200 | 71.18% | 2.04 | 0 | 9.5 |  |  |  | No | R-410A | 2.8167 | Residential & Commercial | No
211395476 | Central HP <5.4 tons | FRASER-JOHNSTON | HRCU-A-CB (Split System: Heat Pump with Remote Outdoor Unit-Air-Source) | HMH72B341 |  |  | XAHC48FXXN1+TXV | TP9C080B12MP13 | 32800 | 16 | 8.1 | 32200 | 23600 | 73.29% | 2.02 | 0 | 9 |  |  |  | No | R-410A | 2.7333 | Residential & Commercial | No
211396691 | Central HP <5.4 tons | FRASER-JOHNSTON | HRCU-A-CB (Split System: Heat Pump with Remote Outdoor Unit-Air-Source) | HMH72B341 |  |  | XAFC48FBCN1 | TM8Y100C20MP11 | 34000 | 16.5 | 8.5 | 33000 | 24200 | 73.33% | 2.1 | 0 | 9.5 |  |  |  | No | R-410A | 2.8333 | Residential & Commercial | No
211396707 | Central HP <5.4 tons | FRASER-JOHNSTON | HRCU-A-CB (Split System: Heat Pump with Remote Outdoor Unit-Air-Source) | HMH72B341 |  |  | XAUC48FXXN1+TXV | TM8Y100C20MP11 | 34000 | 16.5 | 8.5 | 33000 | 24200 | 73.33% | 2.1 | 0 | 9.5 |  |  |  | No | R-410A | 2.8333 | Residential & Commercial | No
212693015 | Central HP <5.4 tons | TOSOT | HRCU-A-C (Split System: Heat Pump with Remote Outdoor Unit with No Indoor Fan --Air Source) | TU36-24WADU | ADP |  | HG34936 |  | 31600 | 15.2 | 8.5 | 32400 | 23600 | 72.84% | 1.8 | 0 | 9 |  |  |  | No | R-410A | 2.6333 | Residential & Commercial | No
214569302 | Central HP <5.4 tons | MOOVAIR | HRCU-A-CB (Split System: Heat Pump with Remote Outdoor Unit-Air-Source) | DMA36HOS20230E7 | ADP |  | SL5937 |  | 32800 | 15.2 | 9.3 | 36800 | 31600 | 85.87% | 1.88 | 0 | 9.5 |  |  |  | No | R-410A | 2.7333 | Residential & Commercial | No
214074426 | Central HP <5.4 tons | MOOVAIR | HRCU-A-C (Split System: Heat Pump with Remote Outdoor Unit with No Indoor Fan --Air Source) | DMA36HOS20230E7 | ADP |  | HG33(1,2)36+TXV+TD |  | 35400 | 15.2 | 8.35 | 36200 | 31200 | 86.19% | 1.8 | 0 | 9.5 |  |  |  | No | R-410A | 2.95 | Residential & Commercial | No
213368026 | Central HP <5.4 tons | Dettson | HRCU-A-C (Split System: Heat Pump with Remote Outdoor Unit with No Indoor Fan --Air Source) | EVD-36-O | ADP |  | HE32936+TD |  | 33800 | 15.2 | 8.2 | 36000 | 31200 | 86.67% | 1.78 | 0 | 9.5 |  |  |  | No | R-410A | 2.8167 | Residential & Commercial | No
213369637 | Central HP <5.4 tons | Dettson | HRCU-A-C (Split System: Heat Pump with Remote Outdoor Unit with No Indoor Fan --Air Source) | EVD-36-O | ADP |  | *E32936+TD |  | 33800 | 15.2 | 8.2 | 36000 | 31200 | 86.67% | 1.78 | 0 | 9.5 |  |  |  | No | R-410A | 2.8167 | Residential & Commercial | No
211393142 | Central HP <5.4 tons | FRASER-JOHNSTON | HRCU-A-CB (Split System: Heat Pump with Remote Outdoor Unit-Air-Source) | HMH72B341 |  |  | XAHC36DXXN1+TXV | TL9E060B12UH11 | 32800 | 17.5 | 8.1 | 32400 | 22800 | 70.37% | 1.98 | 0 | 9.5 |  |  |  | No | R-410A | 2.7333 | Residential & Commercial | No
211393678 | Central HP <5.4 tons | FRASER-JOHNSTON | HRCU-A-CB (Split System: Heat Pump with Remote Outdoor Unit-Air-Source) | HMH72B341 |  |  | XAFA30DXXN1+TXV | TM8V060A12MP12 | 34000 | 17 | 8.1 | 34000 | 24200 | 71.18% | 2.04 | 0 | 9.5 |  |  |  | No | R-410A | 2.8333 | Residential & Commercial | No
211393157 | Central HP <5.4 tons | FRASER-JOHNSTON | HRCU-A-CB (Split System: Heat Pump with Remote Outdoor Unit-Air-Source) | HMH72B341 |  |  | XAHC36DBCN1 | TL9E060B12UH11 | 32800 | 17.5 | 8.1 | 32400 | 22800 | 70.37% | 1.98 | 0 | 9.5 |  |  |  | No | R-410A | 2.7333 | Residential & Commercial | No
214301834 | Central HP <5.4 tons | CHAMPION HEATING AND COOLING | HRCU-A-CB (Split System: Heat Pump with Remote Outdoor Unit-Air-Source) | HMH72B341 | ADP |  | H,YE7J(1,2)36+TXV | TM8E060A12MP11 | 32800 | 17 | 8.1 | 31800 | 23000 | 72.33% | 2.02 | 0 | 9.5 |  |  |  | No | R-410A | 2.7333 | Residential & Commercial | No
214301836 | Central HP <5.4 tons | CHAMPION HEATING AND COOLING | HRCU-A-CB (Split System: Heat Pump with Remote Outdoor Unit-Air-Source) | HMH72B341 | ADP |  | H,YE7J(1,2)36+TXV | TM8E080B12MP11 | 32800 | 17 | 8.1 | 32400 | 23400 | 72.22% | 2.02 | 0 | 9.5 |  |  |  | No | R-410A | 2.7333 | Residential & Commercial | No
213258342 | Central HP <5.4 tons | KEEPRITE | HRCU-A-CB (Split System: Heat Pump with Remote Outdoor Unit-Air-Source) | DLCURAH24ABK | ADP |  | H,GE30924 | *96VTN0401410A* | 22800 | 15.2 | 8.5 | 25200 | 24400 | 96.83% | 2.04 | 0 | 9.5 |  |  |  | No | R-410A | 1.9 | Residential & Commercial | No
213258383 | Central HP <5.4 tons | KEEPRITE | HRCU-A-CB (Split System: Heat Pump with Remote Outdoor Unit-Air-Source) | DLCURAH24ABK | ADP |  | H,GE30924 | *96VTN1002120A* | 22600 | 16 | 8.5 | 24400 | 22400 | 91.8% | 1.9 | 0 | 9.5 |  |  |  | No | R-410A | 1.8833 | Residential & Commercial | No
215682834 | Central HP <5.4 tons | BRYANT HEATING AND COOLING SYSTEMS | HRCU-A-CB (Split System: Heat Pump with Remote Outdoor Unit-Air-Source) | 290VAN060**AA* |  |  | CVAMA6021XMA*+UI | 83*CB60100C21*** | 57000 | 18 | 9 | 63500 | 44500 | 70.08% | 2.08 | 0 | 9 |  |  |  | No | R-454B | 4.75 | Residential & Commercial | No
215682854 | Central HP <5.4 tons | BRYANT HEATING AND COOLING SYSTEMS | HRCU-A-CB (Split System: Heat Pump with Remote Outdoor Unit-Air-Source) | 290VAN060**AA* |  |  | CVAMA6021XMA*+UI | 987TA66100C21*** | 56500 | 18.5 | 9 | 64000 | 45000 | 70.31% | 2.08 | 0 | 9 |  |  |  | No | R-454B | 4.7083 | Residential & Commercial | No
212441561 | Central HP <5.4 tons | PAYNE HEATING AND COOLING | HRCU-A-CB (Split System: Heat Pump with Remote Outdoor Unit-Air-Source) | 38MURAQ24AB3* | ADP |  | H,PG7J936 | PG95ESAA30026A** | 22800 | 16 | 8.5 | 24000 | 23200 | 96.67% | 1.96 | 0 | 9.5 |  |  |  | No | R-410A | 1.9 | Residential & Commercial | No
213623944 | Central HP <5.4 tons | RUNTRU | HRCU-A-CB (Split System: Heat Pump with Remote Outdoor Unit-Air-Source) | E4HL5060A1000A | ADP |  | FG49960 | A801X120DM5SCA | 47500 | 15.2 | 8.1 | 43000 | 33000 | 76.74% | 1.75 | 0 | 9.5 |  |  |  | No | R-410A | 3.9583 | Residential & Commercial | No
212509263 | Central HP <5.4 tons | PAYNE HEATING AND COOLING | HRCU-A-CB (Split System: Heat Pump with Remote Outdoor Unit-Air-Source) | 38MURAQ24AB3* | ADP |  | H,PG7J936 | PG92ESAA36060A** | 23000 | 17 | 8.5 | 24200 | 23800 | 98.35% | 2.02 | 0 | 9.5 |  |  |  | No | R-410A | 1.9167 | Residential & Commercial | No
211397975 | Central HP <5.4 tons | FRASER-JOHNSTON | HRCU-A-CB (Split System: Heat Pump with Remote Outdoor Unit-Air-Source) | HMH72B341 |  |  | XAHC48FBCN1 | TM8V080B12MP12 | 32400 | 16 | 8.1 | 32000 | 23600 | 73.75% | 1.98 | 0 | 8.5 |  |  |  | No | R-410A | 2.7 | Residential & Commercial | No
211393812 | Central HP <5.4 tons | FRASER-JOHNSTON | HRCU-A-CB (Split System: Heat Pump with Remote Outdoor Unit-Air-Source) | HMH72B341 |  |  | XAHD48FBCN1 | TM9Y120D20MP11 | 33200 | 16.5 | 8.5 | 32000 | 23400 | 73.12% | 2.04 | 0 | 9 |  |  |  | No | R-410A | 2.7667 | Residential & Commercial | No
211394363 | Central HP <5.4 tons | FRASER-JOHNSTON | HRCU-A-CB (Split System: Heat Pump with Remote Outdoor Unit-Air-Source) | HMH72B341 |  |  | XAFD48FBCN1 | TM9V120D20MP12 | 34000 | 17 | 8.5 | 32400 | 23800 | 73.46% | 2.1 | 0 | 9.5 |  |  |  | No | R-410A | 2.8333 | Residential & Commercial | No
213333623 | Central HP <5.4 tons | SAMSUNG | HRCU-A-CB (Split System: Heat Pump with Remote Outdoor Unit-Air-Source) | AC060BXUPCH | ADP |  | CH606C9-A+AEF60CXP* |  | 57000 | 17 | 9 | 51000 | 47500 | 93.14% | 1.8 | 0 | 8.5 |  |  |  | No | R-410A | 4.75 | Residential & Commercial | No
214077327 | Central HP <5.4 tons | SAMSUNG | HRCU-A-CB (Split System: Heat Pump with Remote Outdoor Unit-Air-Source) | AC060BXUPCH | ADP |  | A60VLA+TXV+AEF60*XP* |  | 57000 | 17 | 9 | 51000 | 47500 | 93.14% | 1.8 | 0 | 8.5 |  |  |  | No | R-410A | 4.75 | Residential & Commercial | No
215682954 | Central HP <5.4 tons | BRYANT HEATING AND COOLING SYSTEMS | HRCU-A-CB (Split System: Heat Pump with Remote Outdoor Unit-Air-Source) | 290VAN060**AA* |  |  | CVAMA6124XMA*+UI | 987TA60080C21*** | 57500 | 18.5 | 9 | 64000 | 45000 | 70.31% | 2.08 | 0 | 9 |  |  |  | No | R-454B | 4.7917 | Residential & Commercial | No
215683034 | Central HP <5.4 tons | BRYANT HEATING AND COOLING SYSTEMS | HRCU-A-CB (Split System: Heat Pump with Remote Outdoor Unit-Air-Source) | 290VAN060**AA* |  |  | CVAVA6021XMA*+UI | 987TA60080C21*** | 56500 | 18 | 9 | 64000 | 45000 | 70.31% | 2.08 | 0 | 9 |  |  |  | No | R-454B | 4.7083 | Residential & Commercial | No
212396765 | Central HP <5.4 tons | TRANE | HRCU-A-C (Split System: Heat Pump with Remote Outdoor Unit with No Indoor Fan --Air Source) | 4TXD2060A10NU** | ADP |  | H,TE86960+TD |  | 53000 | 15.2 | 8.5 | 51000 | 37200 | 72.94% | 1.8 | 0 | 9.5 |  |  |  | No | R-410A | 4.4167 | Residential & Commercial | No
216017478 | Central HP <5.4 tons | FRIEDRICH | HRCU-A-CB (Split System: Heat Pump with Remote Outdoor Unit-Air-Source) | WFPU18Z483C | ADP |  | H,RG48948+AEFE4B* |  | 46000 | 16 | 8.3 | 45000 | 32600 | 72.44% | 1.86 | 0 | 9.5 |  |  |  | No | R-410A | 3.8333 | Residential & Commercial | No
215682104 | Central HP <5.4 tons | BRYANT HEATING AND COOLING SYSTEMS | HRCU-A-CB (Split System: Heat Pump with Remote Outdoor Unit-Air-Source) | 290VAN048**AA* |  |  | CVAVA4821XMA*+UI | 83*CB36040C17*** | 47000 | 18 | 9 | 50000 | 36400 | 72.8% | 2.02 | 0 | 9.5 |  |  |  | No | R-454B | 3.9167 | Residential & Commercial | No
211396864 | Central HP <5.4 tons | FRASER-JOHNSTON | HRCU-A-CB (Split System: Heat Pump with Remote Outdoor Unit-Air-Source) | HMH72B341 |  |  | XAFD48FBCN1 | TM8Y100C16MP11 | 34000 | 17.5 | 8.5 | 33200 | 24400 | 73.49% | 2.08 | 0 | 9 |  |  |  | No | R-410A | 2.8333 | Residential & Commercial | No
211397264 | Central HP <5.4 tons | FRASER-JOHNSTON | HRCU-A-CB (Split System: Heat Pump with Remote Outdoor Unit-Air-Source) | HMH72B341 |  |  | XAHD48FXXN1+TXV | TPLC100C16MP13 | 33600 | 16 | 8.5 | 32400 | 23800 | 73.46% | 2.06 | 0 | 9 |  |  |  | No | R-410A | 2.8 | Residential & Commercial | No
211395930 | Central HP <5.4 tons | FRASER-JOHNSTON | HRCU-A-CB (Split System: Heat Pump with Remote Outdoor Unit-Air-Source) | HMH72B341 |  |  | XAHD48FXXN1+TXV | TM9E100C16MP12 | 32800 | 16.5 | 8.5 | 31800 | 23200 | 72.96% | 2.02 | 0 | 9 |  |  |  | No | R-410A | 2.7333 | Residential & Commercial | No
213369639 | Central HP <5.4 tons | Dettson | HRCU-A-C (Split System: Heat Pump with Remote Outdoor Unit with No Indoor Fan --Air Source) | EVD-36-O | ADP |  | *G8J936+TD |  | 34600 | 15.2 | 8.45 | 36400 | 31200 | 85.71% | 1.82 | 0 | 9.5 |  |  |  | No | R-410A | 2.8833 | Residential & Commercial | No
212614020 | Central HP <5.4 tons | MOOVAIR | HRCU-A-C (Split System: Heat Pump with Remote Outdoor Unit with No Indoor Fan --Air Source) | DMA36HOS20230E7 | ADP |  | HG8J936+TD |  | 34600 | 15.2 | 9.8 | 37400 | 31600 | 84.49% | 1.96 | 0 | 9.5 |  |  |  | No | R-410A | 2.8833 | Residential & Commercial | No
211396205 | Central HP <5.4 tons | FRASER-JOHNSTON | HRCU-A-CB (Split System: Heat Pump with Remote Outdoor Unit-Air-Source) | HMH72B341 |  |  | XAHC48FXXN1+TXV | TM9E080B12MP12 | 32600 | 16.5 | 8.1 | 31800 | 23400 | 73.58% | 2 | 0 | 9 |  |  |  | No | R-410A | 2.7167 | Residential & Commercial | No
215682644 | Central HP <5.4 tons | BRYANT HEATING AND COOLING SYSTEMS | HRCU-A-CB (Split System: Heat Pump with Remote Outdoor Unit-Air-Source) | 290VAN060**AA* |  |  | CAA**6121AM*+UI | 83*CB48060C17*** | 55500 | 18 | 8.5 | 58500 | 41000 | 70.09% | 2.04 | 0 | 9 |  |  |  | No | R-454B | 4.625 | Residential & Commercial | No
215682894 | Central HP <5.4 tons | BRYANT HEATING AND COOLING SYSTEMS | HRCU-A-CB (Split System: Heat Pump with Remote Outdoor Unit-Air-Source) | 290VAN060**AA* |  |  | CVAMA6024XMA*+UI | 987TA60080C21*** | 56500 | 18 | 9 | 63500 | 44500 | 70.08% | 2.08 | 0 | 9 |  |  |  | No | R-454B | 4.7083 | Residential & Commercial | No
215683114 | Central HP <5.4 tons | BRYANT HEATING AND COOLING SYSTEMS | HRCU-A-CB (Split System: Heat Pump with Remote Outdoor Unit-Air-Source) | 290VAN060**AA* |  |  | CVAVA6121XMA*+UI | 986TD60080C21*** | 57000 | 18.5 | 9 | 64000 | 45000 | 70.31% | 2.08 | 0 | 9 |  |  |  | No | R-454B | 4.75 | Residential & Commercial | No
211389163 | Central HP <5.4 tons | FRASER-JOHNSTON | HRCU-A-CB (Split System: Heat Pump with Remote Outdoor Unit-Air-Source) | HMH72B341 |  |  | XAHB36DBCN1 | TM9E060A10MP12 | 32600 | 17 | 8.1 | 32400 | 22800 | 70.37% | 1.98 | 0 | 9.5 |  |  |  | No | R-410A | 2.7167 | Residential & Commercial | No
215681594 | Central HP <5.4 tons | BRYANT HEATING AND COOLING SYSTEMS | HRCU-A-CB (Split System: Heat Pump with Remote Outdoor Unit-Air-Source) | 290VAN048**AA* |  |  | CSAH*4812AM*+UI | 83*CB48060C17*** | 45000 | 16 | 8.5 | 49000 | 34400 | 70.2% | 2.04 | 0 | 9 |  |  |  | No | R-454B | 3.75 | Residential & Commercial | No
211396680 | Central HP <5.4 tons | FRASER-JOHNSTON | HRCU-A-CB (Split System: Heat Pump with Remote Outdoor Unit-Air-Source) | HMH72B341 |  |  | XAUC48FXXN1+TXV | TM8Y120C20MP11 | 34000 | 16.5 | 8.5 | 33000 | 24200 | 73.33% | 2.1 | 0 | 9.5 |  |  |  | No | R-410A | 2.8333 | Residential & Commercial | No
211397032 | Central HP <5.4 tons | FRASER-JOHNSTON | HRCU-A-CB (Split System: Heat Pump with Remote Outdoor Unit-Air-Source) | HMH72B341 |  |  | XAUC48FXXN1+TXV | TM8Y080B12MP11 | 33200 | 17 | 8.5 | 32200 | 23600 | 73.29% | 2.04 | 0 | 9.5 |  |  |  | No | R-410A | 2.7667 | Residential & Commercial | No
211397525 | Central HP <5.4 tons | FRASER-JOHNSTON | HRCU-A-CB (Split System: Heat Pump with Remote Outdoor Unit-Air-Source) | HMH72B341 |  |  | XAFD48FXXN1+TXV | TM8V100C16MP12 | 34000 | 16.5 | 8.5 | 33000 | 24400 | 73.94% | 2.1 | 0 | 9 |  |  |  | No | R-410A | 2.8333 | Residential & Commercial | No
211398270 | Central HP <5.4 tons | FRASER-JOHNSTON | HRCU-A-CB (Split System: Heat Pump with Remote Outdoor Unit-Air-Source) | HMH72B341 |  |  | XAFC48FXXN1+TXV | TM8E120C16MP11 | 33600 | 17 | 8.5 | 32400 | 23600 | 72.84% | 2.08 | 0 | 9.5 |  |  |  | No | R-410A | 2.8 | Residential & Commercial | No
213305984 | Central HP <5.4 tons | TEMPSTAR | HRCU-A-CB (Split System: Heat Pump with Remote Outdoor Unit-Air-Source) | DLCURAH30ABK | ADP |  | CE2903C+TXV |  | 29400 | 15.2 | 8.15 | 33200 | 27000 | 81.33% | 1.76 | 0 | 8.5 |  |  |  | No | R-410A | 2.45 | Residential & Commercial | No
211391939 | Central HP <5.4 tons | FRASER-JOHNSTON | HRCU-A-CB (Split System: Heat Pump with Remote Outdoor Unit-Air-Source) | HMH72B341 |  |  | XAUB30CXXN1+TXV | TM8E100B12MP11 | 32800 | 17.5 | 8.1 | 33400 | 23400 | 70.06% | 2.04 | 0 | 9.5 |  |  |  | No | R-410A | 2.7333 | Residential & Commercial | No
211398436 | Central HP <5.4 tons | FRASER-JOHNSTON | HRCU-A-CB (Split System: Heat Pump with Remote Outdoor Unit-Air-Source) | HMH72B341 |  |  | XAHC48FBCN1 | TM8E100C16MP11 | 33000 | 17 | 8.5 | 31800 | 23200 | 72.96% | 2.04 | 0 | 9.5 |  |  |  | No | R-410A | 2.75 | Residential & Commercial | No
215412971 | Central HP <5.4 tons | FRIEDRICH | HRCU-A-CB (Split System: Heat Pump with Remote Outdoor Unit-Air-Source) | WFPU17Z243C | ADP |  | H,RG32924+AEFE3A* |  | 21200 | 16 | 8.75 | 21400 | 16500 | 77.1% | 2 | 0 | 9.5 |  |  |  | No | R-410A | 1.7667 | Residential & Commercial | No
215412953 | Central HP <5.4 tons | FRIEDRICH | HRCU-A-CB (Split System: Heat Pump with Remote Outdoor Unit-Air-Source) | WFPU18Z483C | ADP |  | H,RG50960+AEFE5* |  | 47000 | 17 | 8.35 | 45000 | 32600 | 72.44% | 1.88 | 0 | 9.5 |  |  |  | No | R-410A | 3.9167 | Residential & Commercial | No
215412955 | Central HP <5.4 tons | FRIEDRICH | HRCU-A-CB (Split System: Heat Pump with Remote Outdoor Unit-Air-Source) | WFPU18Z483C | ADP |  | H,RG84948+AEFE4B* |  | 47000 | 17 | 8.4 | 45000 | 32600 | 72.44% | 1.88 | 0 | 9.5 |  |  |  | No | R-410A | 3.9167 | Residential & Commercial | No
215433843 | Central HP <5.4 tons | FRIEDRICH | HRCU-A-C (Split System: Heat Pump with Remote Outdoor Unit with No Indoor Fan --Air Source) | WFPU17Z483C | ADP |  | A48VGA+TXV+AEFE5* |  | 44500 | 15.2 | 8.3 | 42000 | 32600 | 77.62% | 1.91 | 0 | 9.5 |  |  |  | No | R-410A | 3.7083 | Residential & Commercial | No
211398529 | Central HP <5.4 tons | FRASER-JOHNSTON | HRCU-A-CB (Split System: Heat Pump with Remote Outdoor Unit-Air-Source) | HMH72B341 |  |  | XAFC48FXXN1+TXV | TMLE100C16MP11 | 33600 | 17 | 8.5 | 32400 | 23600 | 72.84% | 2.06 | 0 | 9.5 |  |  |  | No | R-410A | 2.8 | Residential & Commercial | No
211398838 | Central HP <5.4 tons | FRASER-JOHNSTON | HRCU-A-CB (Split System: Heat Pump with Remote Outdoor Unit-Air-Source) | HMH72B341 |  |  | XAHC48FBCN1 | TMLE080C16MP11 | 32800 | 16.5 | 8.5 | 31600 | 23000 | 72.78% | 2.04 | 0 | 9.5 |  |  |  | No | R-410A | 2.7333 | Residential & Commercial | No
211398879 | Central HP <5.4 tons | FRASER-JOHNSTON | HRCU-A-CB (Split System: Heat Pump with Remote Outdoor Unit-Air-Source) | HMH72B341 |  |  | XAFD48FBCN1 | TM8E080C16MP11 | 33400 | 17 | 8.5 | 32200 | 23400 | 72.67% | 2.06 | 0 | 9.5 |  |  |  | No | R-410A | 2.7833 | Residential & Commercial | No
214301902 | Central HP <5.4 tons | CHAMPION HEATING AND COOLING | HRCU-A-CB (Split System: Heat Pump with Remote Outdoor Unit-Air-Source) | HMH72B341 | ADP |  | H,YE9J(1,2)36+TXV | Z8ES120C16SMPS1 | 34000 | 18 | 8.5 | 31800 | 24000 | 75.47% | 2.12 | 0 | 9.5 |  |  |  | No | R-410A | 2.8333 | Residential & Commercial | No
215682114 | Central HP <5.4 tons | BRYANT HEATING AND COOLING SYSTEMS | HRCU-A-CB (Split System: Heat Pump with Remote Outdoor Unit-Air-Source) | 290VAN048**AA* |  |  | CVAVA4821XMA*+UI | 83*CB48060C17*** | 47000 | 18 | 9 | 50000 | 36400 | 72.8% | 2 | 0 | 9.5 |  |  |  | No | R-454B | 3.9167 | Residential & Commercial | No
213334148 | Central HP <5.4 tons | SAMSUNG | HRCU-A-CB (Split System: Heat Pump with Remote Outdoor Unit-Air-Source) | AC048BXUPCH | ADP |  | V48H175D789+AEFE4B* |  | 48000 | 17 | 8.45 | 42000 | 41500 | 98.81% | 1.8 | 0 | 8.5 |  |  |  | No | R-410A | 4 | Residential & Commercial | No
215675183 | Central HP <5.4 tons | CARRIER | HRCU-A-CB (Split System: Heat Pump with Remote Outdoor Unit-Air-Source) | 27VNA048A*030* |  |  | CSAH*6012AM*+UI | 58TN*B070C21**20 | 45500 | 16.5 | 8.5 | 48000 | 33800 | 70.42% | 2.06 | 0 | 9.5 |  |  |  | No | R-454B | 3.7917 | Residential & Commercial | No
213386561 | Central HP <5.4 tons | TOSOT | HRCU-A-C (Split System: Heat Pump with Remote Outdoor Unit with No Indoor Fan --Air Source) | TU60-48WADU | ADP |  | *E86960+TD |  | 50500 | 15.2 | 8.5 | 51000 | 36800 | 72.16% | 1.8 | 0 | 9.5 |  |  |  | No | R-410A | 4.2083 | Residential & Commercial | No
213370124 | Central HP <5.4 tons | TOSOT | HRCU-A-C (Split System: Heat Pump with Remote Outdoor Unit with No Indoor Fan --Air Source) | TU60-48WADU | ADP |  | *E50960+TD |  | 50500 | 15.2 | 8.4 | 51000 | 36800 | 72.16% | 1.78 | 0 | 9.5 |  |  |  | No | R-410A | 4.2083 | Residential & Commercial | No
213613883 | Central HP <5.4 tons | TOSOT | HRCU-A-C (Split System: Heat Pump with Remote Outdoor Unit with No Indoor Fan --Air Source) | TU60-48WADU | ADP |  | *E49960 |  | 50500 | 15.2 | 8.35 | 51000 | 36800 | 72.16% | 1.78 | 0 | 9.5 |  |  |  | No | R-410A | 4.2083 | Residential & Commercial | No
212979441 | Central HP <5.4 tons | CARRIER | HRCU-A-CB (Split System: Heat Pump with Remote Outdoor Unit-Air-Source) | 38MURAQ30AB3* |  |  | CAP**4221AL* | 58S(B,C)*B070M21**16 | 29800 | 15.2 | 8.1 | 34200 | 27600 | 80.7% | 1.8 | 0 | 9 |  |  |  | No | R-410A | 2.4833 | Residential & Commercial | No
214301894 | Central HP <5.4 tons | CHAMPION HEATING AND COOLING | HRCU-A-CB (Split System: Heat Pump with Remote Outdoor Unit-Air-Source) | HMH72B341 | ADP |  | H,YE9J(1,2)36+TXV | Z8ES100C16LMPS1 | 34000 | 18 | 8.5 | 31800 | 24000 | 75.47% | 2.12 | 0 | 9.5 |  |  |  | No | R-410A | 2.8333 | Residential & Commercial | No
215681364 | Central HP <5.4 tons | BRYANT HEATING AND COOLING SYSTEMS | HRCU-A-CB (Split System: Heat Pump with Remote Outdoor Unit-Air-Source) | 290VAN048**AA* |  |  | CAA**4821AM*+UI | 987TA66100C21*** | 44000 | 18 | 9 | 48500 | 34000 | 70.1% | 2.04 | 0 | 9.5 |  |  |  | No | R-454B | 3.6667 | Residential & Commercial | No
213147624 | Central HP <5.4 tons | PAYNE HEATING AND COOLING | HRCU-A-CB (Split System: Heat Pump with Remote Outdoor Unit-Air-Source) | 38MURAQ36AB3* | ADP |  | C36A***L139+AEFE4B* |  | 36000 | 16 | 8.1 | 36800 | 34400 | 93.48% | 2 | 0 | 9.5 |  |  |  | No | R-410A | 3 | Residential & Commercial | No
213623720 | Central HP <5.4 tons | RUNTRU | HRCU-A-CB (Split System: Heat Pump with Remote Outdoor Unit-Air-Source) | E4HL5018A1000A | ADP |  | FG35936 | A952V040BU3SAD | 20000 | 15.2 | 8.5 | 18400 | 17600 | 95.65% | 1.85 | 0 | 9 |  |  |  | No | R-410A | 1.6667 | Residential & Commercial | No
215668794 | Central HP <5.4 tons | KENMORE | HRCU-A-CB (Split System: Heat Pump with Remote Outdoor Unit-Air-Source) | (C,H,T)5H0V36*K*AAA* |  |  | EA*5X42M21A*+WALLCON | *80CSU0401712A* | 33000 | 17.5 | 9 | 35800 | 25600 | 71.51% | 1.86 | 0 | 9.5 |  |  |  | No | R-454B | 2.75 | Residential & Commercial | No
213088493 | Central HP <5.4 tons | TEMPSTAR | HRCU-A-CB (Split System: Heat Pump with Remote Outdoor Unit-Air-Source) | DLCURAH30ABK | ADP |  | H,RG80936+AEFE4B* |  | 31200 | 15.2 | 8.5 | 33800 | 26400 | 78.11% | 1.86 | 0 | 9 |  |  |  | No | R-410A | 2.6 | Residential & Commercial | No
213765022 | Central HP <5.4 tons | TEMPSTAR | HRCU-A-CB (Split System: Heat Pump with Remote Outdoor Unit-Air-Source) | DLCURAH30ABK | ADP |  | H,GE8J936+AEFE3A* |  | 30000 | 15.2 | 8.4 | 33400 | 27000 | 80.84% | 1.8 | 0 | 8.5 |  |  |  | No | R-410A | 2.5 | Residential & Commercial | No
215668626 | Central HP <5.4 tons | KENMORE | HRCU-A-CB (Split System: Heat Pump with Remote Outdoor Unit-Air-Source) | (C,H,T)5H0V36*K*AAA* |  |  | EA*5X37M17A*+WALLCON | *96CTN0801714B* | 33800 | 17.5 | 9 | 35800 | 25600 | 71.51% | 1.88 | 0 | 9.5 |  |  |  | No | R-454B | 2.8167 | Residential & Commercial | No
211712446 | Central HP <5.4 tons | CARRIER | HRCU-A-CB (Split System: Heat Pump with Remote Outdoor Unit-Air-Source) | 38MURAQ30AB3* |  |  | CAP**4221AL* | 58S(B,C)*A070E21**16 | 29600 | 15.2 | 8.1 | 33600 | 27400 | 81.55% | 1.78 | 0 | 9 |  |  |  | No | R-410A | 2.4667 | Residential & Commercial | No
211712523 | Central HP <5.4 tons | CARRIER | HRCU-A-CB (Split System: Heat Pump with Remote Outdoor Unit-Air-Source) | 38MURAQ30AB3* |  |  | CAP**4221AL* | 59SC2D080E17**16 | 29600 | 15.2 | 8.1 | 33800 | 27400 | 81.07% | 1.78 | 0 | 9 |  |  |  | No | R-410A | 2.4667 | Residential & Commercial | No
212976727 | Central HP <5.4 tons | CARRIER | HRCU-A-CB (Split System: Heat Pump with Remote Outdoor Unit-Air-Source) | 38MURAQ30AB3* |  |  | CAP**4221AL* | 59TP6C100V21**20 | 30200 | 15.2 | 8.5 | 34200 | 27600 | 80.7% | 1.8 | 0 | 9 |  |  |  | No | R-410A | 2.5167 | Residential & Commercial | No
213386562 | Central HP <5.4 tons | TOSOT | HRCU-A-C (Split System: Heat Pump with Remote Outdoor Unit with No Indoor Fan --Air Source) | TU60-48WADU | ADP |  | HE86960+TD |  | 50500 | 15.2 | 8.5 | 51000 | 36800 | 72.16% | 1.8 | 0 | 9.5 |  |  |  | No | R-410A | 4.2083 | Residential & Commercial | No
214074424 | Central HP <5.4 tons | MOOVAIR | HRCU-A-C (Split System: Heat Pump with Remote Outdoor Unit with No Indoor Fan --Air Source) | DMA36HOS20230E7 | ADP |  | HE32(1,2)36+TXV+TD |  | 34800 | 15.2 | 8.2 | 36200 | 31200 | 86.19% | 1.78 | 0 | 9.5 |  |  |  | No | R-410A | 2.9 | Residential & Commercial | No
214301866 | Central HP <5.4 tons | CHAMPION HEATING AND COOLING | HRCU-A-CB (Split System: Heat Pump with Remote Outdoor Unit-Air-Source) | HMH72B341 | ADP |  | H,YE9J(1,2)36+TXV | TM9V100C20MP12 | 34000 | 17 | 8.1 | 32400 | 24400 | 75.31% | 2.12 | 0 | 9.5 |  |  |  | No | R-410A | 2.8333 | Residential & Commercial | No
211396496 | Central HP <5.4 tons | FRASER-JOHNSTON | HRCU-A-CB (Split System: Heat Pump with Remote Outdoor Unit-Air-Source) | HMH72B341 |  |  | XAHD48FBCN1 | TM8Y100C20MP11 | 33800 | 16.5 | 8.5 | 32400 | 23800 | 73.46% | 2.06 | 0 | 9 |  |  |  | No | R-410A | 2.8167 | Residential & Commercial | No
211396537 | Central HP <5.4 tons | FRASER-JOHNSTON | HRCU-A-CB (Split System: Heat Pump with Remote Outdoor Unit-Air-Source) | HMH72B341 |  |  | XAHC48FXXN1+TXV | TM8Y100C20MP11 | 33800 | 16.5 | 8.5 | 32400 | 23800 | 73.46% | 2.06 | 0 | 9 |  |  |  | No | R-410A | 2.8167 | Residential & Commercial | No
211394097 | Central HP <5.4 tons | FRASER-JOHNSTON | HRCU-A-CB (Split System: Heat Pump with Remote Outdoor Unit-Air-Source) | HMH72B341 |  |  | XAFC48FBCN1 | TM9Y080C16MP11 | 33800 | 17.5 | 8.5 | 32800 | 24200 | 73.78% | 2.06 | 0 | 9 |  |  |  | No | R-410A | 2.8167 | Residential & Commercial | No
215431118 | Central HP <5.4 tons | FRIEDRICH | HRCU-A-CB (Split System: Heat Pump with Remote Outdoor Unit-Air-Source) | WFPU17Z243C | ADP |  | A24VBA+TXV+AEFE3A* |  | 21400 | 16 | 8.8 | 21400 | 16500 | 77.1% | 2 | 0 | 9.5 |  |  |  | No | R-410A | 1.7833 | Residential & Commercial | No
211395810 | Central HP <5.4 tons | FRASER-JOHNSTON | HRCU-A-CB (Split System: Heat Pump with Remote Outdoor Unit-Air-Source) | HMH72B341 |  |  | XAFC48FXXN1+TXV | TM9V060B12MP12 | 33000 | 16.5 | 8.1 | 32400 | 24000 | 74.07% | 2.04 | 0 | 9 |  |  |  | No | R-410A | 2.75 | Residential & Commercial | No
214301837 | Central HP <5.4 tons | CHAMPION HEATING AND COOLING | HRCU-A-CB (Split System: Heat Pump with Remote Outdoor Unit-Air-Source) | HMH72B341 | ADP |  | H,YE9J(1,2)36+TXV | TM8E080B12MP11 | 34000 | 18 | 8.1 | 32400 | 24000 | 74.07% | 2.06 | 0 | 9.5 |  |  |  | No | R-410A | 2.8333 | Residential & Commercial | No
214301873 | Central HP <5.4 tons | CHAMPION HEATING AND COOLING | HRCU-A-CB (Split System: Heat Pump with Remote Outdoor Unit-Air-Source) | HMH72B341 | ADP |  | H,YE7J(1,2)36+TXV | TM9Y120D20MP11 | 32800 | 16 | 8.25 | 30600 | 23400 | 76.47% | 2.02 | 0 | 9 |  |  |  | No | R-410A | 2.7333 | Residential & Commercial | No
215407204 | Central HP <5.4 tons | FRIEDRICH | HRCU-A-CB (Split System: Heat Pump with Remote Outdoor Unit-Air-Source) | WFPU17Z243C | ADP |  | CE2903C+TXV |  | 21000 | 16 | 8.7 | 21400 | 16500 | 77.1% | 1.98 | 0 | 9.5 |  |  |  | No | R-410A | 1.75 | Residential & Commercial | No
212396763 | Central HP <5.4 tons | TRANE | HRCU-A-C (Split System: Heat Pump with Remote Outdoor Unit with No Indoor Fan --Air Source) | 4TXD2036A10NU** | ADP |  | H,TG34936+TD |  | 33400 | 15.2 | 8.5 | 32400 | 24000 | 74.07% | 1.8 | 0 | 9 |  |  |  | No | R-410A | 2.7833 | Residential & Commercial | No
214301890 | Central HP <5.4 tons | CHAMPION HEATING AND COOLING | HRCU-A-CB (Split System: Heat Pump with Remote Outdoor Unit-Air-Source) | HMH72B341 | ADP |  | H,YE9J(1,2)36+TXV | Z8ES100B12LMPS1 | 33000 | 18 | 8.5 | 31400 | 22800 | 72.61% | 2.04 | 0 | 9.5 |  |  |  | No | R-410A | 2.75 | Residential & Commercial | No
211394812 | Central HP <5.4 tons | FRASER-JOHNSTON | HRCU-A-CB (Split System: Heat Pump with Remote Outdoor Unit-Air-Source) | HMH72B341 |  |  | XAHC48FBCN1 | TP9C100C16MP13 | 33000 | 16.5 | 8.5 | 31800 | 23200 | 72.96% | 2.04 | 0 | 9 |  |  |  | No | R-410A | 2.75 | Residential & Commercial | No
211391806 | Central HP <5.4 tons | FRASER-JOHNSTON | HRCU-A-CB (Split System: Heat Pump with Remote Outdoor Unit-Air-Source) | HMH72B341 |  |  | XAFC30CXXN1+TXV | TMLE100B12MP11 | 32800 | 17.5 | 8.1 | 33400 | 23400 | 70.06% | 2.04 | 0 | 9.5 |  |  |  | No | R-410A | 2.7333 | Residential & Commercial | No
211392138 | Central HP <5.4 tons | FRASER-JOHNSTON | HRCU-A-CB (Split System: Heat Pump with Remote Outdoor Unit-Air-Source) | HMH72B341 |  |  | XAHC36DXXN1+TXV | TM8E080B12MP11 | 33400 | 17.5 | 8.1 | 33200 | 23400 | 70.48% | 2.02 | 0 | 9.5 |  |  |  | No | R-410A | 2.7833 | Residential & Commercial | No
211392424 | Central HP <5.4 tons | FRASER-JOHNSTON | HRCU-A-CB (Split System: Heat Pump with Remote Outdoor Unit-Air-Source) | HMH72B341 |  |  | XAUB36DXXN1+TXV | TM8E080B12MP11 | 34000 | 18 | 8.1 | 34000 | 24400 | 71.76% | 2.06 | 0 | 9.5 |  |  |  | No | R-410A | 2.8333 | Residential & Commercial | No
211392205 | Central HP <5.4 tons | FRASER-JOHNSTON | HRCU-A-CB (Split System: Heat Pump with Remote Outdoor Unit-Air-Source) | HMH72B341 |  |  | XAHC30CXXN1+TXV | TMLE080B12MP11 | 32200 | 17 | 8.1 | 33000 | 23200 | 70.3% | 1.98 | 0 | 9 |  |  |  | No | R-410A | 2.6833 | Residential & Commercial | No
211392275 | Central HP <5.4 tons | FRASER-JOHNSTON | HRCU-A-CB (Split System: Heat Pump with Remote Outdoor Unit-Air-Source) | HMH72B341 |  |  | XAHB30CXXN1+TXV | TM8E080B12MP11 | 32000 | 17 | 8.1 | 32800 | 23400 | 71.34% | 1.98 | 0 | 9 |  |  |  | No | R-410A | 2.6667 | Residential & Commercial | No
213153598 | Central HP <5.4 tons | CONTINENTAL | HRCU-A-C (Split System: Heat Pump with Remote Outdoor Unit with No Indoor Fan --Air Source) | WSEHV2436RA1-C | ADP |  | HG34936 |  | 31600 | 15.2 | 8.5 | 32400 | 23600 | 72.84% | 1.8 | 0 | 9 |  |  |  | No | R-410A | 2.6333 | Residential & Commercial | No
214665274 | Central HP <5.4 tons | TEMPSTAR | HRCU-A-C (Split System: Heat Pump with Remote Outdoor Unit with No Indoor Fan --Air Source) | DLCURAH36ABK | ADP |  | H,GE32936+TD |  | 34800 | 15.2 | 8.2 | 36200 | 31200 | 86.19% | 1.78 | 0 | 9.5 |  |  |  | No | R-410A | 2.9 | Residential & Commercial | No
211392592 | Central HP <5.4 tons | FRASER-JOHNSTON | HRCU-A-CB (Split System: Heat Pump with Remote Outdoor Unit-Air-Source) | HMH72B341 |  |  | XAHB30CXXN1+TXV | TMLE060A12MP11 | 32000 | 17 | 8.1 | 32800 | 23000 | 70.12% | 1.98 | 0 | 9.5 |  |  |  | No | R-410A | 2.6667 | Residential & Commercial | No
212441615 | Central HP <5.4 tons | CHAMPION HEATING AND COOLING | HRCU-A-CB (Split System: Heat Pump with Remote Outdoor Unit-Air-Source) | HMH72B341 | ADP |  | H,YE8J936 | TM8E080B12MP11 | 32800 | 17 | 8.5 | 32400 | 23400 | 72.22% | 2.02 | 0 | 9.5 |  |  |  | No | R-410A | 2.7333 | Residential & Commercial | No
212441632 | Central HP <5.4 tons | CHAMPION HEATING AND COOLING | HRCU-A-CB (Split System: Heat Pump with Remote Outdoor Unit-Air-Source) | HMH72B341 | ADP |  | H,YE8J936 | TM9E060B12MP12 | 32600 | 17 | 8.5 | 32400 | 23200 | 71.6% | 2 | 0 | 9.5 |  |  |  | No | R-410A | 2.7167 | Residential & Commercial | No
211392743 | Central HP <5.4 tons | FRASER-JOHNSTON | HRCU-A-CB (Split System: Heat Pump with Remote Outdoor Unit-Air-Source) | HMH72B341 |  |  | XAHB36DXXN1+TXV | TM8E040A12MP11 | 33200 | 17.5 | 8.1 | 33000 | 23200 | 70.3% | 2.02 | 0 | 9.5 |  |  |  | No | R-410A | 2.7667 | Residential & Commercial | No
211392758 | Central HP <5.4 tons | FRASER-JOHNSTON | HRCU-A-CB (Split System: Heat Pump with Remote Outdoor Unit-Air-Source) | HMH72B341 |  |  | XAHB36DXXN1+TXV | TMLE040A12MP11 | 33200 | 17.5 | 8.1 | 33000 | 23200 | 70.3% | 2.02 | 0 | 9.5 |  |  |  | No | R-410A | 2.7667 | Residential & Commercial | No
213623787 | Central HP <5.4 tons | RUNTRU | HRCU-A-CB (Split System: Heat Pump with Remote Outdoor Unit-Air-Source) | E4HL5024A1000A | ADP |  | PL36H175P159 | A952V040BU3SAD | 24000 | 15.2 | 8.5 | 22400 | 20600 | 91.96% | 1.85 | 0 | 9 |  |  |  | No | R-410A | 2 | Residential & Commercial | No
213153600 | Central HP <5.4 tons | CONTINENTAL | HRCU-A-C (Split System: Heat Pump with Remote Outdoor Unit with No Indoor Fan --Air Source) | WSEHV4860RA1-C | ADP |  | HG52960 |  | 50500 | 15.2 | 8.5 | 51000 | 36400 | 71.37% | 1.8 | 0 | 9.5 |  |  |  | No | R-410A | 4.2083 | Residential & Commercial | No
213311182 | Central HP <5.4 tons | PAYNE HEATING AND COOLING | HRCU-A-CB (Split System: Heat Pump with Remote Outdoor Unit-Air-Source) | 38MURAQ36AB3* | ADP |  | C36A***L139+CBPE4B* |  | 36000 | 16 | 8.1 | 36800 | 34400 | 93.48% | 2 | 0 | 9.5 |  |  |  | No | R-410A | 3 | Residential & Commercial | No
212927285 | Central HP <5.4 tons | CHAMPION HEATING AND COOLING | HRCU-A-CB (Split System: Heat Pump with Remote Outdoor Unit-Air-Source) | HMH72B341 | ADP |  | H,YG9J936 | TM9E040A10MP12 | 32200 | 17 | 8.5 | 32400 | 23000 | 70.99% | 1.98 | 0 | 9.5 |  |  |  | No | R-410A | 2.6833 | Residential & Commercial | No
214301908 | Central HP <5.4 tons | CHAMPION HEATING AND COOLING | HRCU-A-CB (Split System: Heat Pump with Remote Outdoor Unit-Air-Source) | HMH72B341 | ADP |  | H,YE9J(1,2)36+TXV | Z8ET080B12LMPS1 | 33200 | 18 | 8.5 | 31400 | 23000 | 73.25% | 2.04 | 0 | 9.5 |  |  |  | No | R-410A | 2.7667 | Residential & Commercial | No
213297774 | Central HP <5.4 tons | LUXAIRE | HRCU-A-CB (Split System: Heat Pump with Remote Outdoor Unit-Air-Source) | HMH72B341 |  |  | XAFC30CXXN1+TXV | Z8ES120C16LMPS1 | 33600 | 18 | 8.5 | 33000 | 23400 | 70.91% | 2.06 | 0 | 9.5 |  |  |  | No | R-410A | 2.8 | Residential & Commercial | No
212441652 | Central HP <5.4 tons | CHAMPION HEATING AND COOLING | HRCU-A-CB (Split System: Heat Pump with Remote Outdoor Unit-Air-Source) | HMH72B341 | ADP |  | H,YE8J936 | TM9V080C16MP12 | 32800 | 17 | 8.5 | 32400 | 23000 | 70.99% | 2.04 | 0 | 9.5 |  |  |  | No | R-410A | 2.7333 | Residential & Commercial | No
212596705 | Central HP <5.4 tons | CHAMPION HEATING AND COOLING | HRCU-A-CB (Split System: Heat Pump with Remote Outdoor Unit-Air-Source) | HMH72B341 | ADP |  | F,PE*G34936 |  | 33600 | 18 | 8.4 | 32200 | 23400 | 72.67% | 2.1 | 0 | 9.5 |  |  |  | No | R-410A | 2.8 | Residential & Commercial | No
213297899 | Central HP <5.4 tons | LUXAIRE | HRCU-A-CB (Split System: Heat Pump with Remote Outdoor Unit-Air-Source) | HMH72B341 |  |  | XAFB36DBCN1 | Z9ES060A10SMPS1 | 33400 | 18.5 | 8.1 | 32800 | 23200 | 70.73% | 2.02 | 0 | 9.5 |  |  |  | No | R-410A | 2.7833 | Residential & Commercial | No
213297349 | Central HP <5.4 tons | LUXAIRE | HRCU-A-CB (Split System: Heat Pump with Remote Outdoor Unit-Air-Source) | HMH72B341 |  |  | XAFC36DBCN1 | Z8ES100C20LMPS1 | 34000 | 17.5 | 8.5 | 33400 | 24200 | 72.46% | 2.14 | 0 | 9.5 |  |  |  | No | R-410A | 2.8333 | Residential & Commercial | No
215675234 | Central HP <5.4 tons | BRYANT HEATING AND COOLING SYSTEMS | HRCU-A-CB (Split System: Heat Pump with Remote Outdoor Unit-Air-Source) | 290VAN048**AA* |  |  | CSAH*6012AM*+UI | 935CB48060C17*** | 45000 | 16 | 8.5 | 48500 | 34200 | 70.52% | 1.94 | 0 | 9 |  |  |  | No | R-454B | 3.75 | Residential & Commercial | No
215675304 | Central HP <5.4 tons | BRYANT HEATING AND COOLING SYSTEMS | HRCU-A-CB (Split System: Heat Pump with Remote Outdoor Unit-Air-Source) | 290VAN048**AA* |  |  | CSAH*6012AM*+UI | 987MC66120C24*** | 45500 | 16.5 | 8.5 | 48000 | 33800 | 70.42% | 2.08 | 0 | 9.5 |  |  |  | No | R-454B | 3.7917 | Residential & Commercial | No
212441612 | Central HP <5.4 tons | CHAMPION HEATING AND COOLING | HRCU-A-CB (Split System: Heat Pump with Remote Outdoor Unit-Air-Source) | HMH72B341 | ADP |  | H,YE8J936 | TM8E060A12MP11 | 32800 | 17 | 8.5 | 32400 | 23000 | 70.99% | 2.02 | 0 | 9.5 |  |  |  | No | R-410A | 2.7333 | Residential & Commercial | No
213623709 | Central HP <5.4 tons | RUNTRU | HRCU-A-CB (Split System: Heat Pump with Remote Outdoor Unit-Air-Source) | E4HL5018A1000A | ADP |  | FG81936 | A951X040BU3SAB | 20000 | 15.2 | 8.5 | 18400 | 17600 | 95.65% | 1.85 | 0 | 9 |  |  |  | No | R-410A | 1.6667 | Residential & Commercial | No
213623727 | Central HP <5.4 tons | RUNTRU | HRCU-A-CB (Split System: Heat Pump with Remote Outdoor Unit-Air-Source) | E4HL5018A1000A | ADP |  | FG81936 | A952V040BU3SAD | 20000 | 15.2 | 8.5 | 18400 | 17600 | 95.65% | 1.85 | 0 | 9 |  |  |  | No | R-410A | 1.6667 | Residential & Commercial | No
215668570 | Central HP <5.4 tons | KENMORE | HRCU-A-CB (Split System: Heat Pump with Remote Outdoor Unit-Air-Source) | (C,H,T)5H0V36*K*AAA* |  |  | EA*5X37M17A*+WALLCON | *80CTL0701716B* | 33800 | 17.5 | 9 | 35800 | 25600 | 71.51% | 1.88 | 0 | 9.5 |  |  |  | No | R-454B | 2.8167 | Residential & Commercial | No
215382878 | Central HP <5.4 tons | AMERISTAR | HRCU-A-CB (Split System: Heat Pump with Remote Outdoor Unit-Air-Source) | E4HL5018A1000A | ADP |  | F,PE*E32924 |  | 19300 | 15.2 | 8.25 | 18300 | 17600 | 96.17% | 1.86 | 0 | 9.5 |  |  |  | No | R-410A | 1.6083 | Residential & Commercial | No
215679524 | Central HP <5.4 tons | BRYANT HEATING AND COOLING SYSTEMS | HRCU-A-CB (Split System: Heat Pump with Remote Outdoor Unit-Air-Source) | 290VAN036**AA* |  |  | CAA**4821AM*+UI | 987TA42080C17*** | 33600 | 17.5 | 9 | 35200 | 25200 | 71.59% | 1.88 | 0 | 9.5 |  |  |  | No | R-454B | 2.8 | Residential & Commercial | No
214280288 | Central HP <5.4 tons | KEEPRITE | HRCU-A-CB (Split System: Heat Pump with Remote Outdoor Unit-Air-Source) | DLCURAH36ABK |  |  | EA*4X42L21A* | *96MSN0601716A* | 35200 | 15.5 | 8.5 | 38500 | 35200 | 91.43% | 1.88 | 0 | 9.5 |  |  |  | No | R-410A | 2.9333 | Residential & Commercial | No
213297149 | Central HP <5.4 tons | LUXAIRE | HRCU-A-CB (Split System: Heat Pump with Remote Outdoor Unit-Air-Source) | HMH72B341 |  |  | XAHB30CXXN1+TXV | Z8ES100B12SMPS1 | 32000 | 17 | 8.1 | 32200 | 22600 | 70.19% | 2 | 0 | 9.5 |  |  |  | No | R-410A | 2.6667 | Residential & Commercial | No
213297299 | Central HP <5.4 tons | LUXAIRE | HRCU-A-CB (Split System: Heat Pump with Remote Outdoor Unit-Air-Source) | HMH72B341 |  |  | XAFC36DXXN1+TXV | Z8ET100C16LMPS1 | 34000 | 18 | 8.5 | 33400 | 24200 | 72.46% | 2.12 | 0 | 9.5 |  |  |  | No | R-410A | 2.8333 | Residential & Commercial | No
213297524 | Central HP <5.4 tons | LUXAIRE | HRCU-A-CB (Split System: Heat Pump with Remote Outdoor Unit-Air-Source) | HMH72B341 |  |  | XAHC36DXXN1+TXV | Z8ES120C16LMPS1 | 34000 | 17.5 | 8.1 | 33400 | 24000 | 71.86% | 2.08 | 0 | 9.5 |  |  |  | No | R-410A | 2.8333 | Residential & Commercial | No
215383011 | Central HP <5.4 tons | FRIEDRICH | HRCU-A-C (Split System: Heat Pump with Remote Outdoor Unit with No Indoor Fan --Air Source) | WFPU17Z483C | ADP |  | H,RG55960+TD |  | 44500 | 15.2 | 8.3 | 42000 | 32600 | 77.62% | 1.91 | 0 | 9.5 |  |  |  | No | R-410A | 3.7083 | Residential & Commercial | No
215433848 | Central HP <5.4 tons | FRIEDRICH | HRCU-A-C (Split System: Heat Pump with Remote Outdoor Unit with No Indoor Fan --Air Source) | WFPU17Z483C | ADP |  | H,RG84948+AEFE4B* |  | 44500 | 15.2 | 8.3 | 42000 | 32600 | 77.62% | 1.91 | 0 | 9.5 |  |  |  | No | R-410A | 3.7083 | Residential & Commercial | No
213296814 | Central HP <5.4 tons | LUXAIRE | HRCU-A-CB (Split System: Heat Pump with Remote Outdoor Unit-Air-Source) | HMH72B341 |  |  | XAHC30CXXN1+TXV | Z9ES080B12SMPS1 | 31800 | 16.5 | 8.1 | 32200 | 22600 | 70.19% | 1.98 | 0 | 9.5 |  |  |  | No | R-410A | 2.65 | Residential & Commercial | No
213297064 | Central HP <5.4 tons | LUXAIRE | HRCU-A-CB (Split System: Heat Pump with Remote Outdoor Unit-Air-Source) | HMH72B341 |  |  | XAUB30CXXN1+TXV | Z9ES060A10SMPS1 | 32400 | 18.5 | 8.1 | 33000 | 23200 | 70.3% | 2.02 | 0 | 9.5 |  |  |  | No | R-410A | 2.7 | Residential & Commercial | No
215679924 | Central HP <5.4 tons | BRYANT HEATING AND COOLING SYSTEMS | HRCU-A-CB (Split System: Heat Pump with Remote Outdoor Unit-Air-Source) | 290VAN036**AA* |  |  | CSAH*4812AM*+UI | 987TA66120C24*** | 34200 | 17 | 8.5 | 35400 | 25200 | 71.19% | 1.9 | 0 | 9.5 |  |  |  | No | R-454B | 2.85 | Residential & Commercial | No
215407209 | Central HP <5.4 tons | FRIEDRICH | HRCU-A-CB (Split System: Heat Pump with Remote Outdoor Unit-Air-Source) | WFPU17Z243C | ADP |  | CE3005C+TXV |  | 21400 | 16 | 8.75 | 21400 | 16500 | 77.1% | 2 | 0 | 9.5 |  |  |  | No | R-410A | 1.7833 | Residential & Commercial | No
212596656 | Central HP <5.4 tons | TOSOT | HRCU-A-CB (Split System: Heat Pump with Remote Outdoor Unit-Air-Source) | TU36-24WADU | ADP |  | F,PE*E32936 |  | 31000 | 15.2 | 8.25 | 32200 | 23600 | 73.29% | 1.76 | 0 | 9 |  |  |  | No | R-410A | 2.5833 | Residential & Commercial | No
214074425 | Central HP <5.4 tons | MOOVAIR | HRCU-A-C (Split System: Heat Pump with Remote Outdoor Unit with No Indoor Fan --Air Source) | DMA36HOS20230E7 | ADP |  | HE32936+TD |  | 34800 | 15.2 | 8.2 | 36200 | 31200 | 86.19% | 1.78 | 0 | 9.5 |  |  |  | No | R-410A | 2.9 | Residential & Commercial | No
211388545 | Central HP <5.4 tons | FRASER-JOHNSTON | HRCU-A-CB (Split System: Heat Pump with Remote Outdoor Unit-Air-Source) | HMH72B341 |  |  | XAUB30CXXN1+TXV | TM9V040A10MP12 | 32000 | 16.5 | 8.1 | 33400 | 23400 | 70.06% | 2 | 0 | 9.5 |  |  |  | No | R-410A | 2.6667 | Residential & Commercial | No
211398686 | Central HP <5.4 tons | FRASER-JOHNSTON | HRCU-A-CB (Split System: Heat Pump with Remote Outdoor Unit-Air-Source) | HMH72B341 |  |  | XAFC48FBCN1 | TM8E100B12MP11 | 33400 | 17 | 8.5 | 32400 | 23800 | 73.46% | 2.06 | 0 | 9.5 |  |  |  | No | R-410A | 2.7833 | Residential & Commercial | No
211398797 | Central HP <5.4 tons | FRASER-JOHNSTON | HRCU-A-CB (Split System: Heat Pump with Remote Outdoor Unit-Air-Source) | HMH72B341 |  |  | XAHC48FXXN1+TXV | TM8E080C16MP11 | 32800 | 16.5 | 8.5 | 31600 | 23000 | 72.78% | 2.04 | 0 | 9.5 |  |  |  | No | R-410A | 2.7333 | Residential & Commercial | No
214861365 | Central HP <5.4 tons | SAMSUNG | HRCU-A-CB (Split System: Heat Pump with Remote Outdoor Unit-Air-Source) | AC060BXUPCH | ADP |  | F,PE*CC7(1,2)60+TXV |  | 57000 | 17 | 9 | 51000 | 47500 | 93.14% | 1.8 | 0 | 8.5 |  |  |  | No | R-410A | 4.75 | Residential & Commercial | No
213297979 | Central HP <5.4 tons | LUXAIRE | HRCU-A-CB (Split System: Heat Pump with Remote Outdoor Unit-Air-Source) | HMH72B341 |  |  | XAHB36DXXN1+TXV | Z8ES100B12SMPS1 | 33400 | 17.5 | 8.1 | 32800 | 23200 | 70.73% | 2.02 | 0 | 9.5 |  |  |  | No | R-410A | 2.7833 | Residential & Commercial | No
211393476 | Central HP <5.4 tons | FRASER-JOHNSTON | HRCU-A-CB (Split System: Heat Pump with Remote Outdoor Unit-Air-Source) | HMH72B341 |  |  | XAFC30CXXN1+TXV | TL8E080C16UH11 | 33200 | 17.5 | 8.5 | 33400 | 23400 | 70.06% | 2.04 | 0 | 9.5 |  |  |  | No | R-410A | 2.7667 | Residential & Commercial | No
211393693 | Central HP <5.4 tons | FRASER-JOHNSTON | HRCU-A-CB (Split System: Heat Pump with Remote Outdoor Unit-Air-Source) | HMH72B341 |  |  | XAFA30DXXN1+TXV | TMLV060A12MP12 | 34000 | 17 | 8.1 | 34000 | 24200 | 71.18% | 2.04 | 0 | 9.5 |  |  |  | No | R-410A | 2.8333 | Residential & Commercial | No
215682714 | Central HP <5.4 tons | BRYANT HEATING AND COOLING SYSTEMS | HRCU-A-CB (Split System: Heat Pump with Remote Outdoor Unit-Air-Source) | 290VAN060**AA* |  |  | CSAH*6012AM*+UI | 986TD60080C21*** | 55500 | 17 | 8.5 | 60000 | 42000 | 70% | 1.9 | 0 | 8.5 |  |  |  | No | R-454B | 4.625 | Residential & Commercial | No
215682914 | Central HP <5.4 tons | BRYANT HEATING AND COOLING SYSTEMS | HRCU-A-CB (Split System: Heat Pump with Remote Outdoor Unit-Air-Source) | 290VAN060**AA* |  |  | CVAMA6024XMA*+UI | 987TA66120C24*** | 56500 | 18.5 | 9 | 63000 | 44500 | 70.63% | 2.1 | 0 | 9 |  |  |  | No | R-454B | 4.7083 | Residential & Commercial | No
215683064 | Central HP <5.4 tons | BRYANT HEATING AND COOLING SYSTEMS | HRCU-A-CB (Split System: Heat Pump with Remote Outdoor Unit-Air-Source) | 290VAN060**AA* |  |  | CVAVA6024XMA*+UI | 83*CB60080C21*** | 57000 | 18 | 9 | 62500 | 44000 | 70.4% | 2.1 | 0 | 9.5 |  |  |  | No | R-454B | 4.75 | Residential & Commercial | No
213297339 | Central HP <5.4 tons | LUXAIRE | HRCU-A-CB (Split System: Heat Pump with Remote Outdoor Unit-Air-Source) | HMH72B341 |  |  | XAFC36DXXN1+TXV | Z8ES100C20LMPS1 | 34000 | 17.5 | 8.5 | 33400 | 24200 | 72.46% | 2.14 | 0 | 9.5 |  |  |  | No | R-410A | 2.8333 | Residential & Commercial | No
213297364 | Central HP <5.4 tons | LUXAIRE | HRCU-A-CB (Split System: Heat Pump with Remote Outdoor Unit-Air-Source) | HMH72B341 |  |  | XAFB30CXXN1+TXV | Z8ES100B12SMPS1 | 32800 | 18 | 8.5 | 33000 | 23200 | 70.3% | 2.04 | 0 | 9.5 |  |  |  | No | R-410A | 2.7333 | Residential & Commercial | No
213297564 | Central HP <5.4 tons | LUXAIRE | HRCU-A-CB (Split System: Heat Pump with Remote Outdoor Unit-Air-Source) | HMH72B341 |  |  | XAHC36DXXN1+TXV | Z8ES100B12LMPS1 | 33400 | 17.5 | 8.1 | 32800 | 23200 | 70.73% | 2.02 | 0 | 9.5 |  |  |  | No | R-410A | 2.7833 | Residential & Commercial | No
213297689 | Central HP <5.4 tons | LUXAIRE | HRCU-A-CB (Split System: Heat Pump with Remote Outdoor Unit-Air-Source) | HMH72B341 |  |  | XAFC36DXXN1+TXV | Z9ET060B12SMPS1 | 34000 | 18.5 | 8.1 | 33400 | 24000 | 71.86% | 2.06 | 0 | 9.5 |  |  |  | No | R-410A | 2.8333 | Residential & Commercial | No
213297784 | Central HP <5.4 tons | LUXAIRE | HRCU-A-CB (Split System: Heat Pump with Remote Outdoor Unit-Air-Source) | HMH72B341 |  |  | XAFC30CXXN1+TXV | Z8ES100C16LMPS1 | 33600 | 18 | 8.5 | 33000 | 23400 | 70.91% | 2.06 | 0 | 9.5 |  |  |  | No | R-410A | 2.8 | Residential & Commercial | No
213297984 | Central HP <5.4 tons | LUXAIRE | HRCU-A-CB (Split System: Heat Pump with Remote Outdoor Unit-Air-Source) | HMH72B341 |  |  | XAHB36DXXN1+TXV | Z8ES100B12LMPS1 | 33400 | 17.5 | 8.1 | 32800 | 23200 | 70.73% | 2.02 | 0 | 9.5 |  |  |  | No | R-410A | 2.7833 | Residential & Commercial | No
213296864 | Central HP <5.4 tons | LUXAIRE | HRCU-A-CB (Split System: Heat Pump with Remote Outdoor Unit-Air-Source) | HMH72B341 |  |  | XAFC36DBCN1 | Z8ES120C20SMPS1 | 34000 | 17.5 | 8.5 | 34000 | 24600 | 72.35% | 2.12 | 0 | 9.5 |  |  |  | No | R-410A | 2.8333 | Residential & Commercial | No
211388862 | Central HP <5.4 tons | FRASER-JOHNSTON | HRCU-A-CB (Split System: Heat Pump with Remote Outdoor Unit-Air-Source) | HMH72B341 |  |  | XAFC30CXXN1+TXV | TM9E080B12MP12 | 32800 | 17.5 | 8.1 | 33400 | 23400 | 70.06% | 2.02 | 0 | 9.5 |  |  |  | No | R-410A | 2.7333 | Residential & Commercial | No
211389029 | Central HP <5.4 tons | FRASER-JOHNSTON | HRCU-A-CB (Split System: Heat Pump with Remote Outdoor Unit-Air-Source) | HMH72B341 |  |  | XAFC36DXXN1+TXV | TM9E060B12MP12 | 34000 | 17.5 | 8.1 | 34000 | 24200 | 71.18% | 2.04 | 0 | 9.5 |  |  |  | No | R-410A | 2.8333 | Residential & Commercial | No
211389133 | Central HP <5.4 tons | FRASER-JOHNSTON | HRCU-A-CB (Split System: Heat Pump with Remote Outdoor Unit-Air-Source) | HMH72B341 |  |  | XAUB30CXXN1+TXV | TM9E060B12MP12 | 32600 | 17 | 8.1 | 33600 | 23600 | 70.24% | 2 | 0 | 9.5 |  |  |  | No | R-410A | 2.7167 | Residential & Commercial | No
211393281 | Central HP <5.4 tons | FRASER-JOHNSTON | HRCU-A-CB (Split System: Heat Pump with Remote Outdoor Unit-Air-Source) | HMH72B341 |  |  | XAFB30CXXN1+TXV | TL9E060B12UH11 | 32600 | 17.5 | 8.1 | 33600 | 23600 | 70.24% | 2 | 0 | 9.5 |  |  |  | No | R-410A | 2.7167 | Residential & Commercial | No
212441630 | Central HP <5.4 tons | CHAMPION HEATING AND COOLING | HRCU-A-CB (Split System: Heat Pump with Remote Outdoor Unit-Air-Source) | HMH72B341 | ADP |  | H,YE8J936 | TM9E060A10MP12 | 32400 | 17 | 8.5 | 32400 | 23200 | 71.6% | 2 | 0 | 9.5 |  |  |  | No | R-410A | 2.7 | Residential & Commercial | No
212441660 | Central HP <5.4 tons | CHAMPION HEATING AND COOLING | HRCU-A-CB (Split System: Heat Pump with Remote Outdoor Unit-Air-Source) | HMH72B341 | ADP |  | H,YE8J936 | TM9V120D20MP12 | 33400 | 16 | 8.4 | 30800 | 23400 | 75.97% | 2.08 | 0 | 9 |  |  |  | No | R-410A | 2.7833 | Residential & Commercial | No
213297494 | Central HP <5.4 tons | LUXAIRE | HRCU-A-CB (Split System: Heat Pump with Remote Outdoor Unit-Air-Source) | HMH72B341 |  |  | XAFC48FXXN1+TXV | Z8ET080C16LMPS1 | 33600 | 17.5 | 8.5 | 32800 | 23200 | 70.73% | 2.08 | 0 | 9.5 |  |  |  | No | R-410A | 2.8 | Residential & Commercial | No
213296794 | Central HP <5.4 tons | LUXAIRE | HRCU-A-CB (Split System: Heat Pump with Remote Outdoor Unit-Air-Source) | HMH72B341 |  |  | XAFB30CXXN1+TXV | Z9ET080B12SMPS1 | 32600 | 18.5 | 8.1 | 33000 | 23400 | 70.91% | 2.02 | 0 | 9.5 |  |  |  | No | R-410A | 2.7167 | Residential & Commercial | No
214301907 | Central HP <5.4 tons | CHAMPION HEATING AND COOLING | HRCU-A-CB (Split System: Heat Pump with Remote Outdoor Unit-Air-Source) | HMH72B341 | ADP |  | H,YE7J(1,2)36+TXV | Z8ET080B12LMPS1 | 33200 | 18 | 8.5 | 31400 | 23000 | 73.25% | 2.04 | 0 | 9.5 |  |  |  | No | R-410A | 2.7667 | Residential & Commercial | No
212927283 | Central HP <5.4 tons | CHAMPION HEATING AND COOLING | HRCU-A-CB (Split System: Heat Pump with Remote Outdoor Unit-Air-Source) | HMH72B341 | ADP |  | H,YG9J936 | TM8E080B12MP11 | 34000 | 18 | 8.5 | 32400 | 24000 | 74.07% | 2.06 | 0 | 9.5 |  |  |  | No | R-410A | 2.8333 | Residential & Commercial | No
213297014 | Central HP <5.4 tons | LUXAIRE | HRCU-A-CB (Split System: Heat Pump with Remote Outdoor Unit-Air-Source) | HMH72B341 |  |  | XAFB36DXXN1+TXV | Z9ET080B12SMPS1 | 34000 | 18.5 | 8.1 | 33400 | 24200 | 72.46% | 2.08 | 0 | 9.5 |  |  |  | No | R-410A | 2.8333 | Residential & Commercial | No
213297114 | Central HP <5.4 tons | LUXAIRE | HRCU-A-CB (Split System: Heat Pump with Remote Outdoor Unit-Air-Source) | HMH72B341 |  |  | XAFC48FXXN1+TXV | Z8ES120C16LMPS1 | 34000 | 16.5 | 8.5 | 32800 | 23400 | 71.34% | 2.1 | 0 | 9.5 |  |  |  | No | R-410A | 2.8333 | Residential & Commercial | No
211396584 | Central HP <5.4 tons | FRASER-JOHNSTON | HRCU-A-CB (Split System: Heat Pump with Remote Outdoor Unit-Air-Source) | HMH72B341 |  |  | XAFD48FXXN1+TXV | TM8Y120C20MP11 | 34000 | 16.5 | 8.5 | 34000 | 24200 | 71.18% | 2.1 | 0 | 9.5 |  |  |  | No | R-410A | 2.8333 | Residential & Commercial | No
211396751 | Central HP <5.4 tons | FRASER-JOHNSTON | HRCU-A-CB (Split System: Heat Pump with Remote Outdoor Unit-Air-Source) | HMH72B341 |  |  | XAHD48FBCN1 | TM8Y100C16MP11 | 33600 | 17 | 8.1 | 32600 | 24000 | 73.62% | 2.04 | 0 | 9 |  |  |  | No | R-410A | 2.8 | Residential & Commercial | No
211396921 | Central HP <5.4 tons | FRASER-JOHNSTON | HRCU-A-CB (Split System: Heat Pump with Remote Outdoor Unit-Air-Source) | HMH72B341 |  |  | XAFC48FBCN1 | TM8Y100C16MP11 | 34000 | 17.5 | 8.5 | 33200 | 24400 | 73.49% | 2.08 | 0 | 9 |  |  |  | No | R-410A | 2.8333 | Residential & Commercial | No
211395634 | Central HP <5.4 tons | FRASER-JOHNSTON | HRCU-A-CB (Split System: Heat Pump with Remote Outdoor Unit-Air-Source) | HMH72B341 |  |  | XAUC48FXXN1+TXV | TM9V080B12MP12 | 33400 | 16.5 | 8.5 | 32600 | 24000 | 73.62% | 2.06 | 0 | 9 |  |  |  | No | R-410A | 2.7833 | Residential & Commercial | No
213297584 | Central HP <5.4 tons | LUXAIRE | HRCU-A-CB (Split System: Heat Pump with Remote Outdoor Unit-Air-Source) | HMH72B341 |  |  | XAFB36DXXN1+TXV | Z8ES100B12LMPS1 | 34000 | 18 | 8.1 | 34000 | 24600 | 72.35% | 2.1 | 0 | 9.5 |  |  |  | No | R-410A | 2.8333 | Residential & Commercial | No
213297684 | Central HP <5.4 tons | LUXAIRE | HRCU-A-CB (Split System: Heat Pump with Remote Outdoor Unit-Air-Source) | HMH72B341 |  |  | XAFC36DBCN1 | Z9ET100C16SMPS1 | 34800 | 18.5 | 8.5 | 34800 | 24400 | 70.11% | 2.06 | 0 | 9.5 |  |  |  | No | R-410A | 2.9 | Residential & Commercial | No
211393347 | Central HP <5.4 tons | FRASER-JOHNSTON | HRCU-A-CB (Split System: Heat Pump with Remote Outdoor Unit-Air-Source) | HMH72B341 |  |  | XAHC30CXXN1+TXV | TL8E100C20UH11 | 32600 | 17 | 8.1 | 32400 | 22800 | 70.37% | 2.02 | 0 | 9.5 |  |  |  | No | R-410A | 2.7167 | Residential & Commercial | No
211393797 | Central HP <5.4 tons | FRASER-JOHNSTON | HRCU-A-CB (Split System: Heat Pump with Remote Outdoor Unit-Air-Source) | HMH72B341 |  |  | XAHD48FXXN1+TXV | TM9Y120D20MP11 | 33200 | 16.5 | 8.5 | 32000 | 23400 | 73.12% | 2.04 | 0 | 9 |  |  |  | No | R-410A | 2.7667 | Residential & Commercial | No
213297789 | Central HP <5.4 tons | LUXAIRE | HRCU-A-CB (Split System: Heat Pump with Remote Outdoor Unit-Air-Source) | HMH72B341 |  |  | XAFC30CXXN1+TXV | Z8ES100B12SMPS1 | 33000 | 18 | 8.5 | 33000 | 23200 | 70.3% | 2.04 | 0 | 9.5 |  |  |  | No | R-410A | 2.75 | Residential & Commercial | No
213297959 | Central HP <5.4 tons | LUXAIRE | HRCU-A-CB (Split System: Heat Pump with Remote Outdoor Unit-Air-Source) | HMH72B341 |  |  | XAHC36DXXN1+TXV | Z8ES100C16SMPS1 | 34000 | 17.5 | 8.1 | 33400 | 24000 | 71.86% | 2.08 | 0 | 9.5 |  |  |  | No | R-410A | 2.8333 | Residential & Commercial | No
212441635 | Central HP <5.4 tons | CHAMPION HEATING AND COOLING | HRCU-A-CB (Split System: Heat Pump with Remote Outdoor Unit-Air-Source) | HMH72B341 | ADP |  | H,YE8J936 | TM9E080B12MP12 | 32800 | 17 | 8.5 | 32400 | 23000 | 70.99% | 2.02 | 0 | 9.5 |  |  |  | No | R-410A | 2.7333 | Residential & Commercial | No
212441662 | Central HP <5.4 tons | CHAMPION HEATING AND COOLING | HRCU-A-CB (Split System: Heat Pump with Remote Outdoor Unit-Air-Source) | HMH72B341 | ADP |  | H,YE8J936 | TM9Y060B12MP11 | 32600 | 17 | 8.5 | 32400 | 23400 | 72.22% | 2 | 0 | 9.5 |  |  |  | No | R-410A | 2.7167 | Residential & Commercial | No
211393992 | Central HP <5.4 tons | FRASER-JOHNSTON | HRCU-A-CB (Split System: Heat Pump with Remote Outdoor Unit-Air-Source) | HMH72B341 |  |  | XAHD48FXXN1+TXV | TM9Y080C16MP11 | 32800 | 17 | 8.1 | 31800 | 23200 | 72.96% | 2.02 | 0 | 9 |  |  |  | No | R-410A | 2.7333 | Residential & Commercial | No
211394410 | Central HP <5.4 tons | FRASER-JOHNSTON | HRCU-A-CB (Split System: Heat Pump with Remote Outdoor Unit-Air-Source) | HMH72B341 |  |  | XAHD48FXXN1+TXV | TP9C100C20MP13 | 33600 | 16.5 | 8.5 | 32400 | 23800 | 73.46% | 2.06 | 0 | 9 |  |  |  | No | R-410A | 2.8 | Residential & Commercial | No
211394540 | Central HP <5.4 tons | FRASER-JOHNSTON | HRCU-A-CB (Split System: Heat Pump with Remote Outdoor Unit-Air-Source) | HMH72B341 |  |  | XAFD48FXXN1+TXV | TP9C100C20MP13 | 34000 | 16.5 | 8.5 | 33000 | 24200 | 73.33% | 2.1 | 0 | 9 |  |  |  | No | R-410A | 2.8333 | Residential & Commercial | No
211394776 | Central HP <5.4 tons | FRASER-JOHNSTON | HRCU-A-CB (Split System: Heat Pump with Remote Outdoor Unit-Air-Source) | HMH72B341 |  |  | XAHC48FXXN1+TXV | TP9C100C16MP13 | 33000 | 16.5 | 8.5 | 31800 | 23200 | 72.96% | 2.04 | 0 | 9 |  |  |  | No | R-410A | 2.75 | Residential & Commercial | No
211395350 | Central HP <5.4 tons | FRASER-JOHNSTON | HRCU-A-CB (Split System: Heat Pump with Remote Outdoor Unit-Air-Source) | HMH72B341 |  |  | XAFC48FBCN1 | TM9V080C16MP12 | 33400 | 16.5 | 8.5 | 32400 | 23600 | 72.84% | 2.06 | 0 | 9.5 |  |  |  | No | R-410A | 2.7833 | Residential & Commercial | No
211395984 | Central HP <5.4 tons | FRASER-JOHNSTON | HRCU-A-CB (Split System: Heat Pump with Remote Outdoor Unit-Air-Source) | HMH72B341 |  |  | XAFD48FXXN1+TXV | TM9E100C16MP12 | 33400 | 17 | 8.5 | 32400 | 23600 | 72.84% | 2.06 | 0 | 9.5 |  |  |  | No | R-410A | 2.7833 | Residential & Commercial | No
211398023 | Central HP <5.4 tons | FRASER-JOHNSTON | HRCU-A-CB (Split System: Heat Pump with Remote Outdoor Unit-Air-Source) | HMH72B341 |  |  | XAFC48FXXN1+TXV | TPLC080B12MP13 | 33000 | 16 | 8.1 | 32600 | 24000 | 73.62% | 2.02 | 0 | 9 |  |  |  | No | R-410A | 2.75 | Residential & Commercial | No
213298004 | Central HP <5.4 tons | LUXAIRE | HRCU-A-CB (Split System: Heat Pump with Remote Outdoor Unit-Air-Source) | HMH72B341 |  |  | XAHC36DXXN1+TXV | Z8ES080C20LMPS1 | 34000 | 17.5 | 8.1 | 33400 | 23600 | 70.66% | 2.08 | 0 | 9.5 |  |  |  | No | R-410A | 2.8333 | Residential & Commercial | No
213297314 | Central HP <5.4 tons | LUXAIRE | HRCU-A-CB (Split System: Heat Pump with Remote Outdoor Unit-Air-Source) | HMH72B341 |  |  | XAFC36DBCN1 | Z8ET080C16LMPS1 | 34000 | 18.5 | 8.5 | 33400 | 24200 | 72.46% | 2.14 | 0 | 9.5 |  |  |  | No | R-410A | 2.8333 | Residential & Commercial | No
213297589 | Central HP <5.4 tons | LUXAIRE | HRCU-A-CB (Split System: Heat Pump with Remote Outdoor Unit-Air-Source) | HMH72B341 |  |  | XAFB36DBCN1 | Z8ES100B12SMPS1 | 34000 | 18 | 8.1 | 34000 | 24600 | 72.35% | 2.1 | 0 | 9.5 |  |  |  | No | R-410A | 2.8333 | Residential & Commercial | No
211398141 | Central HP <5.4 tons | FRASER-JOHNSTON | HRCU-A-CB (Split System: Heat Pump with Remote Outdoor Unit-Air-Source) | HMH72B341 |  |  | XAHD48FBCN1 | TMLE120C16MP11 | 33000 | 16.5 | 8.5 | 31800 | 23200 | 72.96% | 2.04 | 0 | 9.5 |  |  |  | No | R-410A | 2.75 | Residential & Commercial | No
211398255 | Central HP <5.4 tons | FRASER-JOHNSTON | HRCU-A-CB (Split System: Heat Pump with Remote Outdoor Unit-Air-Source) | HMH72B341 |  |  | XAFD48FBCN1 | TMLE120C16MP11 | 33600 | 17 | 8.5 | 32400 | 23600 | 72.84% | 2.08 | 0 | 9.5 |  |  |  | No | R-410A | 2.8 | Residential & Commercial | No
211398808 | Central HP <5.4 tons | FRASER-JOHNSTON | HRCU-A-CB (Split System: Heat Pump with Remote Outdoor Unit-Air-Source) | HMH72B341 |  |  | XAHC48FXXN1+TXV | TMLE080C16MP11 | 32800 | 16.5 | 8.5 | 31600 | 23000 | 72.78% | 2.04 | 0 | 9.5 |  |  |  | No | R-410A | 2.7333 | Residential & Commercial | No
211398823 | Central HP <5.4 tons | FRASER-JOHNSTON | HRCU-A-CB (Split System: Heat Pump with Remote Outdoor Unit-Air-Source) | HMH72B341 |  |  | XAHC48FBCN1 | TM8E080C16MP11 | 32800 | 16.5 | 8.5 | 31600 | 23000 | 72.78% | 2.04 | 0 | 9.5 |  |  |  | No | R-410A | 2.7333 | Residential & Commercial | No
211398893 | Central HP <5.4 tons | FRASER-JOHNSTON | HRCU-A-CB (Split System: Heat Pump with Remote Outdoor Unit-Air-Source) | HMH72B341 |  |  | XAFD48FBCN1 | TMLE080C16MP11 | 33400 | 17 | 8.5 | 32200 | 23400 | 72.67% | 2.06 | 0 | 9.5 |  |  |  | No | R-410A | 2.7833 | Residential & Commercial | No
212441665 | Central HP <5.4 tons | CHAMPION HEATING AND COOLING | HRCU-A-CB (Split System: Heat Pump with Remote Outdoor Unit-Air-Source) | HMH72B341 | ADP |  | H,YE8J936 | TM9Y080B12MP11 | 32800 | 17 | 8.5 | 32400 | 23400 | 72.22% | 2.02 | 0 | 9.5 |  |  |  | No | R-410A | 2.7333 | Residential & Commercial | No
212441667 | Central HP <5.4 tons | CHAMPION HEATING AND COOLING | HRCU-A-CB (Split System: Heat Pump with Remote Outdoor Unit-Air-Source) | HMH72B341 | ADP |  | H,YE8J936 | TM9Y080C16MP11 | 33200 | 18 | 8.5 | 32400 | 23200 | 71.6% | 2.04 | 0 | 9.5 |  |  |  | No | R-410A | 2.7667 | Residential & Commercial | No
215681294 | Central HP <5.4 tons | BRYANT HEATING AND COOLING SYSTEMS | HRCU-A-CB (Split System: Heat Pump with Remote Outdoor Unit-Air-Source) | 290VAN048**AA* |  |  | CAA**4821AM*+UI | 986TD60080C21*** | 44000 | 17.5 | 9 | 48500 | 34200 | 70.52% | 2.06 | 0 | 9.5 |  |  |  | No | R-454B | 3.6667 | Residential & Commercial | No
215681794 | Central HP <5.4 tons | BRYANT HEATING AND COOLING SYSTEMS | HRCU-A-CB (Split System: Heat Pump with Remote Outdoor Unit-Air-Source) | 290VAN048**AA* |  |  | CVAMA4821XMA*+UI | 987TA42080C17*** | 46500 | 18 | 9 | 50000 | 37000 | 74% | 2 | 0 | 9.5 |  |  |  | No | R-454B | 3.875 | Residential & Commercial | No
213296909 | Central HP <5.4 tons | LUXAIRE | HRCU-A-CB (Split System: Heat Pump with Remote Outdoor Unit-Air-Source) | HMH72B341 |  |  | XAFC36DBCN1 | Z8ES100C16LMPS1 | 34000 | 18 | 8.5 | 33400 | 24400 | 73.05% | 2.12 | 0 | 9.5 |  |  |  | No | R-410A | 2.8333 | Residential & Commercial | No
213297144 | Central HP <5.4 tons | LUXAIRE | HRCU-A-CB (Split System: Heat Pump with Remote Outdoor Unit-Air-Source) | HMH72B341 |  |  | XAHC30CXXN1+TXV | Z8ES100C16LMPS1 | 32400 | 17.5 | 8.1 | 32000 | 22800 | 71.25% | 2.02 | 0 | 9.5 |  |  |  | No | R-410A | 2.7 | Residential & Commercial | No
213297309 | Central HP <5.4 tons | LUXAIRE | HRCU-A-CB (Split System: Heat Pump with Remote Outdoor Unit-Air-Source) | HMH72B341 |  |  | XAFC36DXXN1+TXV | Z8ET080C16LMPS1 | 34000 | 18.5 | 8.5 | 33400 | 24200 | 72.46% | 2.14 | 0 | 9.5 |  |  |  | No | R-410A | 2.8333 | Residential & Commercial | No
213297379 | Central HP <5.4 tons | LUXAIRE | HRCU-A-CB (Split System: Heat Pump with Remote Outdoor Unit-Air-Source) | HMH72B341 |  |  | XAUB30CXXN1+TXV | Z8ES100B12LMPS1 | 32800 | 18 | 8.5 | 33000 | 23200 | 70.3% | 2.04 | 0 | 9.5 |  |  |  | No | R-410A | 2.7333 | Residential & Commercial | No
213297509 | Central HP <5.4 tons | LUXAIRE | HRCU-A-CB (Split System: Heat Pump with Remote Outdoor Unit-Air-Source) | HMH72B341 |  |  | XAFC36DXXN1+TXV | Z8ET080B12LMPS1 | 34000 | 18.5 | 8.1 | 33400 | 24000 | 71.86% | 2.08 | 0 | 9.5 |  |  |  | No | R-410A | 2.8333 | Residential & Commercial | No
213296849 | Central HP <5.4 tons | LUXAIRE | HRCU-A-CB (Split System: Heat Pump with Remote Outdoor Unit-Air-Source) | HMH72B341 |  |  | XAHC30CXXN1+TXV | Z8ET080B12LMPS1 | 31800 | 18 | 8.1 | 32200 | 22600 | 70.19% | 2 | 0 | 9.5 |  |  |  | No | R-410A | 2.65 | Residential & Commercial | No
213296919 | Central HP <5.4 tons | LUXAIRE | HRCU-A-CB (Split System: Heat Pump with Remote Outdoor Unit-Air-Source) | HMH72B341 |  |  | XAFC36DXXN1+TXV | Z8ES100B12LMPS1 | 34000 | 18.5 | 8.1 | 34000 | 24600 | 72.35% | 2.12 | 0 | 9.5 |  |  |  | No | R-410A | 2.8333 | Residential & Commercial | No
213297034 | Central HP <5.4 tons | LUXAIRE | HRCU-A-CB (Split System: Heat Pump with Remote Outdoor Unit-Air-Source) | HMH72B341 |  |  | XAFC36DBCN1 | Z9ES100C20SMPS1 | 34000 | 17.5 | 8.5 | 33400 | 24000 | 71.86% | 2.1 | 0 | 9.5 |  |  |  | No | R-410A | 2.8333 | Residential & Commercial | No
215683214 | Central HP <5.4 tons | BRYANT HEATING AND COOLING SYSTEMS | HRCU-A-CB (Split System: Heat Pump with Remote Outdoor Unit-Air-Source) | 290VAN060**AA* |  |  | CVAVA6124XMA*+UI | 987TA60080C21*** | 57500 | 18.5 | 9 | 64000 | 45000 | 70.31% | 2.08 | 0 | 9 |  |  |  | No | R-454B | 4.7917 | Residential & Commercial | No
215682764 | Central HP <5.4 tons | BRYANT HEATING AND COOLING SYSTEMS | HRCU-A-CB (Split System: Heat Pump with Remote Outdoor Unit-Air-Source) | 290VAN060**AA* |  |  | CSAH*6012AM*+UI | 987TA60080C21*** | 55500 | 17 | 8.5 | 60000 | 42000 | 70% | 1.9 | 0 | 8.5 |  |  |  | No | R-454B | 4.625 | Residential & Commercial | No
212396759 | Central HP <5.4 tons | TRANE | HRCU-A-CB (Split System: Heat Pump with Remote Outdoor Unit-Air-Source) | 4TXD2060A10NU** | ADP |  | BV**C9(1,2)60+TXV |  | 46500 | 15.2 | 8.5 | 46000 | 33200 | 72.17% | 1.8 | 0 | 9.5 |  |  |  | No | R-410A | 3.875 | Residential & Commercial | No
215676984 | Central HP <5.4 tons | BRYANT HEATING AND COOLING SYSTEMS | HRCU-A-CB (Split System: Heat Pump with Remote Outdoor Unit-Air-Source) | 290VAN060**AA* |  |  | CVAMA6021XMA*+UI | 88*TB48070C17*** | 55000 | 18 | 9 | 59500 | 43500 | 73.11% | 2.1 | 0 | 9.5 |  |  |  | No | R-454B | 4.5833 | Residential & Commercial | No
213623940 | Central HP <5.4 tons | RUNTRU | HRCU-A-CB (Split System: Heat Pump with Remote Outdoor Unit-Air-Source) | E4HL5060A1000A | ADP |  | V,T60H210P199 | A801X080CM5SCA | 48000 | 15.2 | 8.1 | 43000 | 33000 | 76.74% | 1.75 | 0 | 9.5 |  |  |  | No | R-410A | 4 | Residential & Commercial | No
212509284 | Central HP <5.4 tons | PAYNE HEATING AND COOLING | HRCU-A-CB (Split System: Heat Pump with Remote Outdoor Unit-Air-Source) | 38MURAQ24AB3* | ADP |  | H,PG7J936 | PG96VTAA60100C** | 23600 | 17 | 8.5 | 24400 | 22400 | 91.8% | 1.9 | 0 | 9.5 |  |  |  | No | R-410A | 1.9667 | Residential & Commercial | No
213147602 | Central HP <5.4 tons | PAYNE HEATING AND COOLING | HRCU-A-CB (Split System: Heat Pump with Remote Outdoor Unit-Air-Source) | 38MURAQ24AB3* | ADP |  | V,C36H***P039+AEFE3A* |  | 22800 | 17 | 8.6 | 25400 | 25400 | 100% | 2.1 | 0 | 9.5 |  |  |  | No | R-410A | 1.9 | Residential & Commercial | No
215431165 | Central HP <5.4 tons | FRIEDRICH | HRCU-A-CB (Split System: Heat Pump with Remote Outdoor Unit-Air-Source) | WFPU18Z483C | ADP |  | V,R60H210P179+AEFE5* |  | 46000 | 17 | 8.3 | 45000 | 32600 | 72.44% | 1.86 | 0 | 9.5 |  |  |  | No | R-410A | 3.8333 | Residential & Commercial | No
215419935 | Central HP <5.4 tons | FRIEDRICH | HRCU-A-C (Split System: Heat Pump with Remote Outdoor Unit with No Indoor Fan --Air Source) | WFPU17Z483C | ADP |  | H,GG48960+TD |  | 44000 | 15.2 | 8.3 | 42000 | 32600 | 77.62% | 1.91 | 0 | 9 |  |  |  | No | R-410A | 3.6667 | Residential & Commercial | No
212480081 | Central HP <5.4 tons | CARRIER | HRCU-A-CB (Split System: Heat Pump with Remote Outdoor Unit-Air-Source) | 38MURAQ24AB3* | ADP |  | A24VBA+TXV | 59SP6A040V14**10 | 22800 | 16 | 8.5 | 24000 | 23400 | 97.5% | 1.96 | 0 | 9.5 |  |  |  | No | R-410A | 1.9 | Residential & Commercial | No
215679624 | Central HP <5.4 tons | BRYANT HEATING AND COOLING SYSTEMS | HRCU-A-CB (Split System: Heat Pump with Remote Outdoor Unit-Air-Source) | 290VAN036**AA* |  |  | CAA**6121AM*+UI | 987TA42060C17*** | 34400 | 17.5 | 9 | 34600 | 25200 | 72.83% | 1.9 | 0 | 9.5 |  |  |  | No | R-454B | 2.8667 | Residential & Commercial | No
215679724 | Central HP <5.4 tons | BRYANT HEATING AND COOLING SYSTEMS | HRCU-A-CB (Split System: Heat Pump with Remote Outdoor Unit-Air-Source) | 290VAN036**AA* |  |  | CSAH*3612AM*+UI | 83*CB48060C17*** | 33800 | 16.5 | 8.5 | 35600 | 25400 | 71.35% | 1.76 | 0 | 9.5 |  |  |  | No | R-454B | 2.8167 | Residential & Commercial | No
215677064 | Central HP <5.4 tons | BRYANT HEATING AND COOLING SYSTEMS | HRCU-A-CB (Split System: Heat Pump with Remote Outdoor Unit-Air-Source) | 290VAN060**AA* |  |  | CVAMA6021XMA*+UI | 987MC66100C21*** | 56500 | 18.5 | 9 | 64000 | 45000 | 70.31% | 2.08 | 0 | 9 |  |  |  | No | R-454B | 4.7083 | Residential & Commercial | No
215677484 | Central HP <5.4 tons | BRYANT HEATING AND COOLING SYSTEMS | HRCU-A-CB (Split System: Heat Pump with Remote Outdoor Unit-Air-Source) | 290VAN060**AA* |  |  | CVAVA6024XMA*+UI | 935CB60080C21*** | 56500 | 18 | 9 | 63500 | 44500 | 70.08% | 2.08 | 0 | 9 |  |  |  | No | R-454B | 4.7083 | Residential & Commercial | No
215683084 | Central HP <5.4 tons | BRYANT HEATING AND COOLING SYSTEMS | HRCU-A-CB (Split System: Heat Pump with Remote Outdoor Unit-Air-Source) | 290VAN060**AA* |  |  | CVAVA6024XMA*+UI | 987TA60080C21*** | 56500 | 18 | 9 | 63500 | 44500 | 70.08% | 2.08 | 0 | 9 |  |  |  | No | R-454B | 4.7083 | Residential & Commercial | No
214861364 | Central HP <5.4 tons | SAMSUNG | HRCU-A-CB (Split System: Heat Pump with Remote Outdoor Unit-Air-Source) | AC048BXUPCH | ADP |  | F,PE*CC3(1,2)60+TXV |  | 48000 | 17 | 8.5 | 42000 | 41500 | 98.81% | 1.8 | 0 | 8.5 |  |  |  | No | R-410A | 4 | Residential & Commercial | No
213297334 | Central HP <5.4 tons | LUXAIRE | HRCU-A-CB (Split System: Heat Pump with Remote Outdoor Unit-Air-Source) | HMH72B341 |  |  | XAFC36DXXN1+TXV | Z8ES100C20SMPS1 | 34000 | 17.5 | 8.5 | 33400 | 24200 | 72.46% | 2.14 | 0 | 9.5 |  |  |  | No | R-410A | 2.8333 | Residential & Commercial | No
213297369 | Central HP <5.4 tons | LUXAIRE | HRCU-A-CB (Split System: Heat Pump with Remote Outdoor Unit-Air-Source) | HMH72B341 |  |  | XAFB30CXXN1+TXV | Z8ES100B12LMPS1 | 32800 | 18 | 8.5 | 33000 | 23200 | 70.3% | 2.04 | 0 | 9.5 |  |  |  | No | R-410A | 2.7333 | Residential & Commercial | No
215682884 | Central HP <5.4 tons | BRYANT HEATING AND COOLING SYSTEMS | HRCU-A-CB (Split System: Heat Pump with Remote Outdoor Unit-Air-Source) | 290VAN060**AA* |  |  | CVAMA6024XMA*+UI | 83*CB60100C21*** | 57000 | 18 | 9 | 63000 | 44500 | 70.63% | 2.08 | 0 | 9 |  |  |  | No | R-454B | 4.75 | Residential & Commercial | No
211390963 | Central HP <5.4 tons | COLEMAN | HRCU-A-CB (Split System: Heat Pump with Remote Outdoor Unit-Air-Source) | HMH72B341 |  |  | XAHB30CXXN1+TXV | TMLV060A12MP12 | 32000 | 17 | 8.1 | 32800 | 23000 | 70.12% | 1.98 | 0 | 9.5 |  |  |  | No | R-410A | 2.6667 | Residential & Commercial | No
211391128 | Central HP <5.4 tons | COLEMAN | HRCU-A-CB (Split System: Heat Pump with Remote Outdoor Unit-Air-Source) | HMH72B341 |  |  | XAFB30CXXN1+TXV | TM8V060A12MP12 | 32800 | 17.5 | 8.1 | 33400 | 23400 | 70.06% | 2.02 | 0 | 9.5 |  |  |  | No | R-410A | 2.7333 | Residential & Commercial | No
211391698 | Central HP <5.4 tons | COLEMAN | HRCU-A-CB (Split System: Heat Pump with Remote Outdoor Unit-Air-Source) | HMH72B341 |  |  | XAHB36DBCN1 | TMLE100B12MP11 | 33200 | 17.5 | 8.1 | 33000 | 23400 | 70.91% | 2.02 | 0 | 9.5 |  |  |  | No | R-410A | 2.7667 | Residential & Commercial | No
211391948 | Central HP <5.4 tons | COLEMAN | HRCU-A-CB (Split System: Heat Pump with Remote Outdoor Unit-Air-Source) | HMH72B341 |  |  | XAUB30CXXN1+TXV | TMLE100B12MP11 | 32800 | 17.5 | 8.1 | 33400 | 23400 | 70.06% | 2.04 | 0 | 9.5 |  |  |  | No | R-410A | 2.7333 | Residential & Commercial | No
215679874 | Central HP <5.4 tons | BRYANT HEATING AND COOLING SYSTEMS | HRCU-A-CB (Split System: Heat Pump with Remote Outdoor Unit-Air-Source) | 290VAN036**AA* |  |  | CSAH*4812AM*+UI | 83*CB36040C17*** | 34200 | 17 | 8.5 | 35400 | 25200 | 71.19% | 1.9 | 0 | 9.5 |  |  |  | No | R-454B | 2.85 | Residential & Commercial | No
215670564 | Central HP <5.4 tons | KENMORE | HRCU-A-CB (Split System: Heat Pump with Remote Outdoor Unit-Air-Source) | (C,H,T)5H0V36*K*AAA* |  |  | ESH5X60M12A*+WALLCON | *96CTN0401410B* | 33000 | 15.5 | 8.5 | 35000 | 25200 | 72% | 1.78 | 0 | 9 |  |  |  | No | R-454B | 2.75 | Residential & Commercial | No
215670364 | Central HP <5.4 tons | KENMORE | HRCU-A-CB (Split System: Heat Pump with Remote Outdoor Unit-Air-Source) | (C,H,T)5H0V36*K*AAA* |  |  | ESH5X48M12A*+WALLCON | *96CTN1002122B* | 34200 | 17 | 8.5 | 35400 | 25200 | 71.19% | 1.9 | 0 | 9.5 |  |  |  | No | R-454B | 2.85 | Residential & Commercial | No
215828423 | Central HP <5.4 tons | BOSCH | HRCU-A-CB (Split System: Heat Pump with Remote Outdoor Unit-Air-Source) | BOVA-60RXB-M15S | ADP |  | FE*TT9*60+TXV |  | 53000 | 16 | 8.3 | 54000 | 39000 | 72.22% | 1.84 | 0 | 9.5 |  |  |  | No | R-454B | 4.4167 | Residential & Commercial | No
215682643 | Central HP <5.4 tons | CARRIER | HRCU-A-CB (Split System: Heat Pump with Remote Outdoor Unit-Air-Source) | 27VNA060A*030* |  |  | CAA**6121AM*+UI | 58CU*B060C17**16 | 55500 | 18 | 8.5 | 58500 | 41000 | 70.09% | 2.04 | 0 | 9 |  |  |  | No | R-454B | 4.625 | Residential & Commercial | No
215682693 | Central HP <5.4 tons | CARRIER | HRCU-A-CB (Split System: Heat Pump with Remote Outdoor Unit-Air-Source) | 27VNA060A*030* |  |  | CAA**6124AM*+UI | 59TN7A100C21**22 | 56000 | 18.5 | 9 | 60000 | 42000 | 70% | 2.02 | 0 | 9 |  |  |  | No | R-454B | 4.6667 | Residential & Commercial | No
215674913 | Central HP <5.4 tons | KENMORE | HRCU-A-CB (Split System: Heat Pump with Remote Outdoor Unit-Air-Source) | (C,H,T)5H0V48*K*AAA* |  |  | ESH5X48M12A*+WALLCON | *95CSU0601716B* | 44500 | 16 | 8.5 | 49500 | 34800 | 70.3% | 1.92 | 0 | 9 |  |  |  | No | R-454B | 3.7083 | Residential & Commercial | No
215682993 | Central HP <5.4 tons | CARRIER | HRCU-A-CB (Split System: Heat Pump with Remote Outdoor Unit-Air-Source) | 27VNA060A*030* |  |  | CVAVA6021XMA*+UI | 58CU*B040C17**12 | 56000 | 18 | 8.5 | 60500 | 43500 | 71.9% | 2.12 | 0 | 9.5 |  |  |  | No | R-454B | 4.6667 | Residential & Commercial | No
215683093 | Central HP <5.4 tons | CARRIER | HRCU-A-CB (Split System: Heat Pump with Remote Outdoor Unit-Air-Source) | 27VNA060A*030* |  |  | CVAVA6024XMA*+UI | 59TN7A100C21**22 | 56500 | 18.5 | 9 | 63000 | 44500 | 70.63% | 2.08 | 0 | 9 |  |  |  | No | R-454B | 4.7083 | Residential & Commercial | No
214625005 | Central HP <5.4 tons | CARRIER | HRCU-A-CB (Split System: Heat Pump with Remote Outdoor Unit-Air-Source) | 38MURAQ48AB3* | ADP |  | V,C60H210P299 | 58SU*B100M21**20 | 46500 | 15.2 | 8.1 | 48000 | 34000 | 70.83% | 1.92 | 0 | 9.5 |  |  |  | No | R-410A | 3.875 | Residential & Commercial | No
215679873 | Central HP <5.4 tons | CARRIER | HRCU-A-CB (Split System: Heat Pump with Remote Outdoor Unit-Air-Source) | 27VNA036A*030* |  |  | CSAH*4812AM*+UI | 58CU*B040C17**12 | 34200 | 17 | 8.5 | 35400 | 25200 | 71.19% | 1.9 | 0 | 9.5 |  |  |  | No | R-454B | 2.85 | Residential & Commercial | No
214853967 | Central HP <5.4 tons | RHEEM | HRCU-A-CB (Split System: Heat Pump with Remote Outdoor Unit-Air-Source) | RD17AZ60AJ3N | ADP |  | H,RE51(1,2)60+TXV | R801V1005A21UHS | 54000 | 17 | 8.1 | 51500 | 48500 | 94.17% | 1.75 | 0 | 9.5 |  |  |  | No | R-410A | 4.5 | Residential & Commercial | No
215682653 | Central HP <5.4 tons | CARRIER | HRCU-A-CB (Split System: Heat Pump with Remote Outdoor Unit-Air-Source) | 27VNA060A*030* |  |  | CAA**6124AM*+UI | 59TN6C080C21**20 | 56000 | 18.5 | 9 | 60000 | 42000 | 70% | 2.02 | 0 | 9 |  |  |  | No | R-454B | 4.6667 | Residential & Commercial | No
215682623 | Central HP <5.4 tons | CARRIER | HRCU-A-CB (Split System: Heat Pump with Remote Outdoor Unit-Air-Source) | 27VNA060A*030* |  |  | CAA**6024AM*+UI | 59TN7A120C24**22 | 55000 | 18.5 | 9 | 59000 | 41500 | 70.34% | 2.02 | 0 | 9 |  |  |  | No | R-454B | 4.5833 | Residential & Commercial | No
214853968 | Central HP <5.4 tons | RHEEM | HRCU-A-CB (Split System: Heat Pump with Remote Outdoor Unit-Air-Source) | RD17AZ60AJ3N | ADP |  | H,RE51(1,2)60+TXV | R801V1255A24UH | 54000 | 17 | 8.1 | 51500 | 48500 | 94.17% | 1.75 | 0 | 9.5 |  |  |  | No | R-410A | 4.5 | Residential & Commercial | No
214624876 | Central HP <5.4 tons | CARRIER | HRCU-A-CB (Split System: Heat Pump with Remote Outdoor Unit-Air-Source) | 38MURAQ36AB3* | ADP |  | V,C36H175P149 | 58SU*B040M17**12 | 34600 | 16 | 8.5 | 36200 | 34200 | 94.48% | 2.04 | 0 | 9.5 |  |  |  | No | R-410A | 2.8833 | Residential & Commercial | No
215668554 | Central HP <5.4 tons | KENMORE | HRCU-A-CB (Split System: Heat Pump with Remote Outdoor Unit-Air-Source) | (C,H,T)5H0V36*K*AAA* |  |  | EA*5X37M17A*+WALLCON | *80CTL0451712B* | 33600 | 17 | 9 | 36000 | 25800 | 71.67% | 1.86 | 0 | 9 |  |  |  | No | R-454B | 2.8 | Residential & Commercial | No
213370120 | Central HP <5.4 tons | TOSOT | HRCU-A-C (Split System: Heat Pump with Remote Outdoor Unit with No Indoor Fan --Air Source) | TU36-24WADU | ADP |  | *G35936+TD |  | 31800 | 15.2 | 8.5 | 32400 | 23600 | 72.84% | 1.8 | 0 | 9 |  |  |  | No | R-410A | 2.65 | Residential & Commercial | No
213368027 | Central HP <5.4 tons | Dettson | HRCU-A-C (Split System: Heat Pump with Remote Outdoor Unit with No Indoor Fan --Air Source) | EVD-36-O | ADP |  | HG33936+TD |  | 34400 | 15.2 | 8.3 | 36200 | 31200 | 86.19% | 1.8 | 0 | 9.5 |  |  |  | No | R-410A | 2.8667 | Residential & Commercial | No
213369638 | Central HP <5.4 tons | Dettson | HRCU-A-C (Split System: Heat Pump with Remote Outdoor Unit with No Indoor Fan --Air Source) | EVD-36-O | ADP |  | *G33936+TD |  | 34400 | 15.2 | 8.3 | 36200 | 31200 | 86.19% | 1.8 | 0 | 9.5 |  |  |  | No | R-410A | 2.8667 | Residential & Commercial | No
213352705 | Central HP <5.4 tons | CARRIER | HRCU-A-CB (Split System: Heat Pump with Remote Outdoor Unit-Air-Source) | 38MURAQ24AB3* | ADP |  | C24A***L039 | 59TP6C060V17**16 | 22800 | 16 | 8.5 | 25200 | 25000 | 99.21% | 2.12 | 0 | 9.5 |  |  |  | No | R-410A | 1.9 | Residential & Commercial | No
215675233 | Central HP <5.4 tons | CARRIER | HRCU-A-CB (Split System: Heat Pump with Remote Outdoor Unit-Air-Source) | 27VNA048A*030* |  |  | CSAH*6012AM*+UI | 59CU5B060C17**16 | 45000 | 16 | 8.5 | 48500 | 34200 | 70.52% | 1.94 | 0 | 9 |  |  |  | No | R-454B | 3.75 | Residential & Commercial | No
215675263 | Central HP <5.4 tons | CARRIER | HRCU-A-CB (Split System: Heat Pump with Remote Outdoor Unit-Air-Source) | 27VNA048A*030* |  |  | CSAH*6012AM*+UI | 59MN7C060C21**20 | 45000 | 16 | 8.5 | 48500 | 34200 | 70.52% | 1.96 | 0 | 9 |  |  |  | No | R-454B | 3.75 | Residential & Commercial | No
214336192 | Central HP <5.4 tons | SAMSUNG | HRCU-A-CB (Split System: Heat Pump with Remote Outdoor Unit-Air-Source) | AC036BXUDCH | ADP |  | F,PE*CC1937 |  | 36000 | 17 | 8.1 | 33000 | 31200 | 94.55% | 1.8 | 0 | 9 |  |  |  | No | R-410A | 3 | Residential & Commercial | No
215679303 | Central HP <5.4 tons | CARRIER | HRCU-A-CB (Split System: Heat Pump with Remote Outdoor Unit-Air-Source) | 27VNA036A*030* |  |  | CAA**3721AM*+UI | 59TN7A060C17**16 | 34200 | 17.5 | 9 | 35600 | 25400 | 71.35% | 1.88 | 0 | 9.5 |  |  |  | No | R-454B | 2.85 | Residential & Commercial | No
215679523 | Central HP <5.4 tons | CARRIER | HRCU-A-CB (Split System: Heat Pump with Remote Outdoor Unit-Air-Source) | 27VNA036A*030* |  |  | CAA**4821AM*+UI | 59TN7A080C17**16 | 33600 | 17.5 | 9 | 35200 | 25200 | 71.59% | 1.88 | 0 | 9.5 |  |  |  | No | R-454B | 2.8 | Residential & Commercial | No
215679723 | Central HP <5.4 tons | CARRIER | HRCU-A-CB (Split System: Heat Pump with Remote Outdoor Unit-Air-Source) | 27VNA036A*030* |  |  | CSAH*3612AM*+UI | 58CU*B060C17**16 | 33800 | 16.5 | 8.5 | 35600 | 25400 | 71.35% | 1.76 | 0 | 9.5 |  |  |  | No | R-454B | 2.8167 | Residential & Commercial | No
211392132 | Central HP <5.4 tons | COLEMAN | HRCU-A-CB (Split System: Heat Pump with Remote Outdoor Unit-Air-Source) | HMH72B341 |  |  | XAHC36DXXN1+TXV | TM8E080B12MP11 | 33400 | 17.5 | 8.1 | 33200 | 23400 | 70.48% | 2.02 | 0 | 9.5 |  |  |  | No | R-410A | 2.7833 | Residential & Commercial | No
211392147 | Central HP <5.4 tons | COLEMAN | HRCU-A-CB (Split System: Heat Pump with Remote Outdoor Unit-Air-Source) | HMH72B341 |  |  | XAHC36DXXN1+TXV | TMLE080B12MP11 | 33400 | 17.5 | 8.1 | 33200 | 23400 | 70.48% | 2.02 | 0 | 9.5 |  |  |  | No | R-410A | 2.7833 | Residential & Commercial | No
211392199 | Central HP <5.4 tons | COLEMAN | HRCU-A-CB (Split System: Heat Pump with Remote Outdoor Unit-Air-Source) | HMH72B341 |  |  | XAHC30CXXN1+TXV | TMLE080B12MP11 | 32200 | 17 | 8.1 | 33000 | 23200 | 70.3% | 1.98 | 0 | 9 |  |  |  | No | R-410A | 2.6833 | Residential & Commercial | No
211392349 | Central HP <5.4 tons | COLEMAN | HRCU-A-CB (Split System: Heat Pump with Remote Outdoor Unit-Air-Source) | HMH72B341 |  |  | XAFC30CXXN1+TXV | TM8E080B12MP11 | 32800 | 17.5 | 8.1 | 34000 | 23800 | 70% | 2.02 | 0 | 9.5 |  |  |  | No | R-410A | 2.7333 | Residential & Commercial | No
211392364 | Central HP <5.4 tons | COLEMAN | HRCU-A-CB (Split System: Heat Pump with Remote Outdoor Unit-Air-Source) | HMH72B341 |  |  | XAFC30CXXN1+TXV | TMLE080B12MP11 | 32800 | 17.5 | 8.1 | 34000 | 23800 | 70% | 2.02 | 0 | 9.5 |  |  |  | No | R-410A | 2.7333 | Residential & Commercial | No
211392767 | Central HP <5.4 tons | COLEMAN | HRCU-A-CB (Split System: Heat Pump with Remote Outdoor Unit-Air-Source) | HMH72B341 |  |  | XAHB36DBCN1 | TM8E040A12MP11 | 33200 | 17.5 | 8.1 | 33000 | 23200 | 70.3% | 2.02 | 0 | 9.5 |  |  |  | No | R-410A | 2.7667 | Residential & Commercial | No
214624745 | Central HP <5.4 tons | CARRIER | HRCU-A-CB (Split System: Heat Pump with Remote Outdoor Unit-Air-Source) | 38MURAQ24AB3* | ADP |  | C36A***L129 | 58SU*B040M17**12 | 23000 | 17 | 8.5 | 24200 | 22800 | 94.21% | 1.94 | 0 | 9.5 |  |  |  | No | R-410A | 1.9167 | Residential & Commercial | No
215670264 | Central HP <5.4 tons | KENMORE | HRCU-A-CB (Split System: Heat Pump with Remote Outdoor Unit-Air-Source) | (C,H,T)5H0V36*K*AAA* |  |  | ESH5X48M12A*+WALLCON | *95CSU1002122B* | 34200 | 16.5 | 8.5 | 35400 | 25200 | 71.19% | 1.9 | 0 | 9.5 |  |  |  | No | R-454B | 2.85 | Residential & Commercial | No
213739942 | Central HP <5.4 tons | DAY & NIGHT | HRCU-A-CB (Split System: Heat Pump with Remote Outdoor Unit-Air-Source) | DLCURAH24ABK | ADP |  | FG35936 | *96MSN0401712A* | 23400 | 16 | 8.5 | 24600 | 23800 | 96.75% | 2 | 0 | 9.5 |  |  |  | No | R-410A | 1.95 | Residential & Commercial | No
213352719 | Central HP <5.4 tons | CARRIER | HRCU-A-CB (Split System: Heat Pump with Remote Outdoor Unit-Air-Source) | 38MURAQ36AB3* | ADP |  | C36A***L139 | 59TP6C080V17**16 | 34400 | 15.2 | 8.5 | 36800 | 34800 | 94.57% | 2 | 0 | 9.5 |  |  |  | No | R-410A | 2.8667 | Residential & Commercial | No
215669828 | Central HP <5.4 tons | KENMORE | HRCU-A-CB (Split System: Heat Pump with Remote Outdoor Unit-Air-Source) | (C,H,T)5H0V36*K*AAA* |  |  | ESH5X36M12A*+WALLCON | *80CTL1352422B* | 33800 | 16 | 8.5 | 35600 | 25400 | 71.35% | 1.76 | 0 | 9.5 |  |  |  | No | R-454B | 2.8167 | Residential & Commercial | No
215669996 | Central HP <5.4 tons | KENMORE | HRCU-A-CB (Split System: Heat Pump with Remote Outdoor Unit-Air-Source) | (C,H,T)5H0V36*K*AAA* |  |  | ESH5X42M12A*+WALLCON | *80CTL0901716B* | 34000 | 16.5 | 8.5 | 35600 | 25400 | 71.35% | 1.76 | 0 | 9.5 |  |  |  | No | R-454B | 2.8333 | Residential & Commercial | No
215670012 | Central HP <5.4 tons | KENMORE | HRCU-A-CB (Split System: Heat Pump with Remote Outdoor Unit-Air-Source) | (C,H,T)5H0V36*K*AAA* |  |  | ESH5X42M12A*+WALLCON | *80CTL1102120B* | 34000 | 16.5 | 8.5 | 35600 | 25200 | 70.79% | 1.78 | 0 | 9.5 |  |  |  | No | R-454B | 2.8333 | Residential & Commercial | No
212980954 | Central HP <5.4 tons | KEEPRITE | HRCU-A-CB (Split System: Heat Pump with Remote Outdoor Unit-Air-Source) | DLCURAH30ABK |  |  | EA*4X43L21A* | *80MS(N,L)1102120A* | 31000 | 15.2 | 8.5 | 33600 | 26200 | 77.98% | 1.88 | 0 | 9 |  |  |  | No | R-410A | 2.5833 | Residential & Commercial | No
212980186 | Central HP <5.4 tons | KEEPRITE | HRCU-A-CB (Split System: Heat Pump with Remote Outdoor Unit-Air-Source) | DLCURAH30ABK |  |  | EA*4X36L21A* | *80MS(N,L)0902116A* | 29400 | 15.2 | 8.1 | 34000 | 28000 | 82.35% | 1.76 | 0 | 9 |  |  |  | No | R-410A | 2.45 | Residential & Commercial | No
213370126 | Central HP <5.4 tons | TOSOT | HRCU-A-C (Split System: Heat Pump with Remote Outdoor Unit with No Indoor Fan --Air Source) | TU60-48WADU | ADP |  | *E51960+TD |  | 50500 | 15.2 | 8.45 | 51000 | 36800 | 72.16% | 1.78 | 0 | 9.5 |  |  |  | No | R-410A | 4.2083 | Residential & Commercial | No
212480263 | Central HP <5.4 tons | CARRIER | HRCU-A-CB (Split System: Heat Pump with Remote Outdoor Unit-Air-Source) | 38MURAQ30AB3* | ADP |  | C36A***L159 | 59SC2D100E21**20 | 30600 | 15.2 | 8.1 | 32600 | 26600 | 81.6% | 1.82 | 0 | 9 |  |  |  | No | R-410A | 2.55 | Residential & Commercial | No
213249353 | Central HP <5.4 tons | TOSOT | HRCU-A-C (Split System: Heat Pump with Remote Outdoor Unit with No Indoor Fan --Air Source) | TU60-48WADU | ADP |  | *G52960 |  | 50500 | 15.2 | 8.5 | 51000 | 36800 | 72.16% | 1.8 | 0 | 9.5 |  |  |  | No | R-410A | 4.2083 | Residential & Commercial | No
213249354 | Central HP <5.4 tons | TOSOT | HRCU-A-C (Split System: Heat Pump with Remote Outdoor Unit with No Indoor Fan --Air Source) | TU60-48WADU | ADP |  | *E88960 |  | 50500 | 15.2 | 8.5 | 51000 | 36800 | 72.16% | 1.8 | 0 | 9.5 |  |  |  | No | R-410A | 4.2083 | Residential & Commercial | No
211393166 | Central HP <5.4 tons | COLEMAN | HRCU-A-CB (Split System: Heat Pump with Remote Outdoor Unit-Air-Source) | HMH72B341 |  |  | XAHC30CXXN1+TXV | TL9E060B12UH11 | 31800 | 17 | 8.1 | 32800 | 23200 | 70.73% | 1.96 | 0 | 9 |  |  |  | No | R-410A | 2.65 | Residential & Commercial | No
211393821 | Central HP <5.4 tons | COLEMAN | HRCU-A-CB (Split System: Heat Pump with Remote Outdoor Unit-Air-Source) | HMH72B341 |  |  | XAFD48FXXN1+TXV | TM9Y120D20MP11 | 34000 | 16.5 | 8.5 | 32400 | 23800 | 73.46% | 2.08 | 0 | 9.5 |  |  |  | No | R-410A | 2.8333 | Residential & Commercial | No
211393971 | Central HP <5.4 tons | COLEMAN | HRCU-A-CB (Split System: Heat Pump with Remote Outdoor Unit-Air-Source) | HMH72B341 |  |  | XAUC48FXXN1+TXV | TM9Y100C16MP11 | 33800 | 17.5 | 8.5 | 32800 | 24200 | 73.78% | 2.06 | 0 | 9 |  |  |  | No | R-410A | 2.8167 | Residential & Commercial | No
211393986 | Central HP <5.4 tons | COLEMAN | HRCU-A-CB (Split System: Heat Pump with Remote Outdoor Unit-Air-Source) | HMH72B341 |  |  | XAHD48FXXN1+TXV | TM9Y080C16MP11 | 32800 | 17 | 8.1 | 31800 | 23200 | 72.96% | 2.02 | 0 | 9 |  |  |  | No | R-410A | 2.7333 | Residential & Commercial | No
211394188 | Central HP <5.4 tons | COLEMAN | HRCU-A-CB (Split System: Heat Pump with Remote Outdoor Unit-Air-Source) | HMH72B341 |  |  | XAHC48FXXN1+TXV | TM9Y060B12MP11 | 32400 | 16.5 | 8.1 | 32200 | 23600 | 73.29% | 1.98 | 0 | 9 |  |  |  | No | R-410A | 2.7 | Residential & Commercial | No
211394288 | Central HP <5.4 tons | COLEMAN | HRCU-A-CB (Split System: Heat Pump with Remote Outdoor Unit-Air-Source) | HMH72B341 |  |  | XAHD48FXXN1+TXV | CP9C120D20MP13 | 33400 | 16.5 | 8.5 | 32000 | 23200 | 72.5% | 2.06 | 0 | 9.5 |  |  |  | No | R-410A | 2.7833 | Residential & Commercial | No
211388923 | Central HP <5.4 tons | COLEMAN | HRCU-A-CB (Split System: Heat Pump with Remote Outdoor Unit-Air-Source) | HMH72B341 |  |  | XAUB30CXXN1+TXV | TM9E080B12MP12 | 32800 | 17.5 | 8.1 | 33600 | 23600 | 70.24% | 2.02 | 0 | 9.5 |  |  |  | No | R-410A | 2.7333 | Residential & Commercial | No
213623895 | Central HP <5.4 tons | RUNTRU | HRCU-A-CB (Split System: Heat Pump with Remote Outdoor Unit-Air-Source) | E4HL5036A1000A | ADP |  | FG47936 | A951X080BU4SAB | 30000 | 15.2 | 8.1 | 25400 | 18600 | 73.23% | 1.75 | 0 | 9.5 |  |  |  | No | R-410A | 2.5 | Residential & Commercial | No
215681444 | Central HP <5.4 tons | BRYANT HEATING AND COOLING SYSTEMS | HRCU-A-CB (Split System: Heat Pump with Remote Outdoor Unit-Air-Source) | 290VAN048**AA* |  |  | CAA**6121AM*+UI | 83*CB36040C17*** | 46000 | 18 | 9 | 47500 | 33600 | 70.74% | 2.06 | 0 | 9.5 |  |  |  | No | R-454B | 3.8333 | Residential & Commercial | No
215681744 | Central HP <5.4 tons | BRYANT HEATING AND COOLING SYSTEMS | HRCU-A-CB (Split System: Heat Pump with Remote Outdoor Unit-Air-Source) | 290VAN048**AA* |  |  | CSAH*6012AM*+UI | 987TA66120C24*** | 45500 | 16.5 | 8.5 | 48000 | 33800 | 70.42% | 2.08 | 0 | 9.5 |  |  |  | No | R-454B | 3.7917 | Residential & Commercial | No
215683113 | Central HP <5.4 tons | CARRIER | HRCU-A-CB (Split System: Heat Pump with Remote Outdoor Unit-Air-Source) | 27VNA060A*030* |  |  | CVAVA6121XMA*+UI | 59TN6C080C21**20 | 57000 | 18.5 | 9 | 64000 | 45000 | 70.31% | 2.08 | 0 | 9 |  |  |  | No | R-454B | 4.75 | Residential & Commercial | No
215675281 | Central HP <5.4 tons | KENMORE | HRCU-A-CB (Split System: Heat Pump with Remote Outdoor Unit-Air-Source) | (C,H,T)5H0V48*K*AAA* |  |  | ESH5X60M12A*+WALLCON | *97CMN0801714B* | 45000 | 16 | 8.5 | 48500 | 34200 | 70.52% | 1.94 | 0 | 9 |  |  |  | No | R-454B | 3.75 | Residential & Commercial | No
215674392 | Central HP <5.4 tons | KENMORE | HRCU-A-CB (Split System: Heat Pump with Remote Outdoor Unit-Air-Source) | (C,H,T)5H0V48*K*AAA* |  |  | EA*5X61M21A*+WALLCON | *95CSU0601716B* | 45500 | 17.5 | 9 | 48000 | 34200 | 71.25% | 2.06 | 0 | 9.5 |  |  |  | No | R-454B | 3.7917 | Residential & Commercial | No
212396760 | Central HP <5.4 tons | TRANE | HRCU-A-CB (Split System: Heat Pump with Remote Outdoor Unit-Air-Source) | 4TXD2060A10NU** | ADP |  | BV**C9960 |  | 46500 | 15.2 | 8.5 | 46000 | 33200 | 72.17% | 1.8 | 0 | 9.5 |  |  |  | No | R-410A | 3.875 | Residential & Commercial | No
215284839 | Central HP <5.4 tons | BRYANT HEATING AND COOLING SYSTEMS | HRCU-A-CB (Split System: Heat Pump with Remote Outdoor Unit-Air-Source) | 38MURAQ18AB3* | ADP |  | H,PG21918 | 926TC30040V14*** | 16200 | 16 | 8.5 | 16600 | 19000 | 114.5% | 2.34 | 0 | 9.5 |  |  |  | No | R-410A | 1.35 | Residential & Commercial | No
214624888 | Central HP <5.4 tons | CARRIER | HRCU-A-CB (Split System: Heat Pump with Remote Outdoor Unit-Air-Source) | 38MURAQ36AB3* | ADP |  | V,C36H175P139 | 58SU*B040M17**12 | 35000 | 16 | 8.1 | 36800 | 34600 | 94.02% | 1.88 | 0 | 9.5 |  |  |  | No | R-410A | 2.9167 | Residential & Commercial | No
215670484 | Central HP <5.4 tons | KENMORE | HRCU-A-CB (Split System: Heat Pump with Remote Outdoor Unit-Air-Source) | (C,H,T)5H0V36*K*AAA* |  |  | ESH5X60M12A*+WALLCON | *95CSU0601716B* | 34400 | 16.5 | 8.5 | 34800 | 25000 | 71.84% | 1.78 | 0 | 9.5 |  |  |  | No | R-454B | 2.8667 | Residential & Commercial | No
215670584 | Central HP <5.4 tons | KENMORE | HRCU-A-CB (Split System: Heat Pump with Remote Outdoor Unit-Air-Source) | (C,H,T)5H0V36*K*AAA* |  |  | ESH5X60M12A*+WALLCON | *96CTN0801714B* | 34400 | 17 | 8.5 | 34800 | 25000 | 71.84% | 1.78 | 0 | 9.5 |  |  |  | No | R-454B | 2.8667 | Residential & Commercial | No
215670068 | Central HP <5.4 tons | KENMORE | HRCU-A-CB (Split System: Heat Pump with Remote Outdoor Unit-Air-Source) | (C,H,T)5H0V36*K*AAA* |  |  | ESH5X42M12A*+WALLCON | *97CMN0802120B* | 34000 | 16.5 | 8.5 | 35600 | 25200 | 70.79% | 1.78 | 0 | 9.5 |  |  |  | No | R-454B | 2.8333 | Residential & Commercial | No
211394976 | Central HP <5.4 tons | FRASER-JOHNSTON | HRCU-A-CB (Split System: Heat Pump with Remote Outdoor Unit-Air-Source) | HMH72B341 |  |  | XAUC48FXXN1+TXV | TP9C100C16MP13 | 33800 | 16.5 | 8.5 | 32400 | 23800 | 73.46% | 2.08 | 0 | 9.5 |  |  |  | No | R-410A | 2.8167 | Residential & Commercial | No
211391193 | Central HP <5.4 tons | FRASER-JOHNSTON | HRCU-A-CB (Split System: Heat Pump with Remote Outdoor Unit-Air-Source) | HMH72B341 |  |  | XAUB30CXXN1+TXV | TMLV060A12MP12 | 32800 | 17.5 | 8.1 | 33400 | 23400 | 70.06% | 2.02 | 0 | 9.5 |  |  |  | No | R-410A | 2.7333 | Residential & Commercial | No
213297499 | Central HP <5.4 tons | LUXAIRE | HRCU-A-CB (Split System: Heat Pump with Remote Outdoor Unit-Air-Source) | HMH72B341 |  |  | XAFC48FBCN1 | Z8ET080C16LMPS1 | 33600 | 17.5 | 8.5 | 32800 | 23200 | 70.73% | 2.08 | 0 | 9.5 |  |  |  | No | R-410A | 2.8 | Residential & Commercial | No
215670514 | Central HP <5.4 tons | KENMORE | HRCU-A-CB (Split System: Heat Pump with Remote Outdoor Unit-Air-Source) | (C,H,T)5H0V36*K*AAA* |  |  | ESH5X60M12A*+WALLCON | *97CMN0602120B* | 34400 | 16 | 8.5 | 34800 | 25000 | 71.84% | 1.78 | 0 | 9.5 |  |  |  | No | R-454B | 2.8667 | Residential & Commercial | No
215677353 | Central HP <5.4 tons | CARRIER | HRCU-A-CB (Split System: Heat Pump with Remote Outdoor Unit-Air-Source) | 27VNA060A*030* |  |  | CVAVA6021XMA*+UI | 58TN*B090C21**20 | 57000 | 18.5 | 9 | 63500 | 44500 | 70.08% | 2.08 | 0 | 9.5 |  |  |  | No | R-454B | 4.75 | Residential & Commercial | No
215678163 | Central HP <5.4 tons | CARRIER | HRCU-A-CB (Split System: Heat Pump with Remote Outdoor Unit-Air-Source) | 27VNA060A*030* |  |  | CSAH*6012AM*+UI | 59TN6C100C21**22 | 55500 | 17 | 8.5 | 60000 | 42000 | 70% | 1.9 | 0 | 8.5 |  |  |  | No | R-454B | 4.625 | Residential & Commercial | No
215682873 | Central HP <5.4 tons | CARRIER | HRCU-A-CB (Split System: Heat Pump with Remote Outdoor Unit-Air-Source) | 27VNA060A*030* |  |  | CVAMA6024XMA*+UI | 58CU*B080C21**20 | 57000 | 18 | 9 | 62500 | 44000 | 70.4% | 2.1 | 0 | 9.5 |  |  |  | No | R-454B | 4.75 | Residential & Commercial | No
215670414 | Central HP <5.4 tons | KENMORE | HRCU-A-CB (Split System: Heat Pump with Remote Outdoor Unit-Air-Source) | (C,H,T)5H0V36*K*AAA* |  |  | ESH5X60M12A*+WALLCON | *80CTL0701412B* | 34400 | 16.5 | 8.5 | 34800 | 25000 | 71.84% | 1.78 | 0 | 9.5 |  |  |  | No | R-454B | 2.8667 | Residential & Commercial | No
215669796 | Central HP <5.4 tons | KENMORE | HRCU-A-CB (Split System: Heat Pump with Remote Outdoor Unit-Air-Source) | (C,H,T)5H0V36*K*AAA* |  |  | ESH5X36M12A*+WALLCON | *80CTL0702120B* | 33600 | 16.5 | 8.5 | 35800 | 25400 | 70.95% | 1.76 | 0 | 9.5 |  |  |  | No | R-454B | 2.8 | Residential & Commercial | No
215669948 | Central HP <5.4 tons | KENMORE | HRCU-A-CB (Split System: Heat Pump with Remote Outdoor Unit-Air-Source) | (C,H,T)5H0V36*K*AAA* |  |  | ESH5X42M12A*+WALLCON | *80CSU0601716A* | 34000 | 16.5 | 8.5 | 35600 | 25400 | 71.35% | 1.78 | 0 | 9.5 |  |  |  | No | R-454B | 2.8333 | Residential & Commercial | No
215669980 | Central HP <5.4 tons | KENMORE | HRCU-A-CB (Split System: Heat Pump with Remote Outdoor Unit-Air-Source) | (C,H,T)5H0V36*K*AAA* |  |  | ESH5X42M12A*+WALLCON | *80CTL0701716B* | 33800 | 16.5 | 8.5 | 35600 | 25400 | 71.35% | 1.78 | 0 | 9.5 |  |  |  | No | R-454B | 2.8167 | Residential & Commercial | No
214624844 | Central HP <5.4 tons | CARRIER | HRCU-A-CB (Split System: Heat Pump with Remote Outdoor Unit-Air-Source) | 38MURAQ30AB3* | ADP |  | PL36H175P149 | 58SU*B060M17**16 | 29600 | 15.2 | 8.1 | 32200 | 27000 | 83.85% | 1.8 | 0 | 9 |  |  |  | No | R-410A | 2.4667 | Residential & Commercial | No
215675283 | Central HP <5.4 tons | CARRIER | HRCU-A-CB (Split System: Heat Pump with Remote Outdoor Unit-Air-Source) | 27VNA048A*030* |  |  | CSAH*6012AM*+UI | 59MN7C080C21**20 | 45500 | 16.5 | 8.5 | 48000 | 33800 | 70.42% | 2.06 | 0 | 9.5 |  |  |  | No | R-454B | 3.7917 | Residential & Commercial | No
215675333 | Central HP <5.4 tons | CARRIER | HRCU-A-CB (Split System: Heat Pump with Remote Outdoor Unit-Air-Source) | 27VNA048A*030* |  |  | CSAH*6012AM*+UI | 59TN6C120C24**22 | 45500 | 16.5 | 8.5 | 48000 | 33800 | 70.42% | 2.08 | 0 | 9.5 |  |  |  | No | R-454B | 3.7917 | Residential & Commercial | No
215682133 | Central HP <5.4 tons | CARRIER | HRCU-A-CB (Split System: Heat Pump with Remote Outdoor Unit-Air-Source) | 27VNA048A*030* |  |  | CVAVA4821XMA*+UI | 58CU*B100C21**20 | 47000 | 18 | 9 | 50000 | 36400 | 72.8% | 2.02 | 0 | 9.5 |  |  |  | No | R-454B | 3.9167 | Residential & Commercial | No
215682793 | Central HP <5.4 tons | CARRIER | HRCU-A-CB (Split System: Heat Pump with Remote Outdoor Unit-Air-Source) | 27VNA060A*030* |  |  | CVAMA6021XMA*+UI | 59TN6C080C21**20 | 56500 | 18 | 9 | 64000 | 45000 | 70.31% | 2.06 | 0 | 9 |  |  |  | No | R-454B | 4.7083 | Residential & Commercial | No
215682843 | Central HP <5.4 tons | CARRIER | HRCU-A-CB (Split System: Heat Pump with Remote Outdoor Unit-Air-Source) | 27VNA060A*030* |  |  | CVAMA6021XMA*+UI | 59TN7A080C21**20 | 56500 | 18 | 9 | 64000 | 45000 | 70.31% | 2.06 | 0 | 9 |  |  |  | No | R-454B | 4.7083 | Residential & Commercial | No
211389171 | Central HP <5.4 tons | COLEMAN | HRCU-A-CB (Split System: Heat Pump with Remote Outdoor Unit-Air-Source) | HMH72B341 |  |  | XAHB30CXXN1+TXV | TM9E060A10MP12 | 31600 | 16.5 | 8.1 | 33000 | 23200 | 70.3% | 1.96 | 0 | 9 |  |  |  | No | R-410A | 2.6333 | Residential & Commercial | No
211389509 | Central HP <5.4 tons | COLEMAN | HRCU-A-CB (Split System: Heat Pump with Remote Outdoor Unit-Air-Source) | HMH72B341 |  |  | XAHC30CXXN1+TXV | TM8Y080C16MP11 | 32600 | 18 | 8.1 | 33000 | 23200 | 70.3% | 2 | 0 | 9 |  |  |  | No | R-410A | 2.7167 | Residential & Commercial | No
211392982 | Central HP <5.4 tons | COLEMAN | HRCU-A-CB (Split System: Heat Pump with Remote Outdoor Unit-Air-Source) | HMH72B341 |  |  | XAHC36DBCN1 | TL9E100C20UH11 | 34000 | 16.5 | 8.1 | 34000 | 24600 | 72.35% | 2.08 | 0 | 9.5 |  |  |  | No | R-410A | 2.8333 | Residential & Commercial | No
211393319 | Central HP <5.4 tons | COLEMAN | HRCU-A-CB (Split System: Heat Pump with Remote Outdoor Unit-Air-Source) | HMH72B341 |  |  | XAHC36DBCN1 | TL8E100C20UH11 | 34000 | 17 | 8.1 | 34000 | 24400 | 71.76% | 2.1 | 0 | 9.5 |  |  |  | No | R-410A | 2.8333 | Residential & Commercial | No
211394339 | Central HP <5.4 tons | COLEMAN | HRCU-A-CB (Split System: Heat Pump with Remote Outdoor Unit-Air-Source) | HMH72B341 |  |  | XAFD48FXXN1+TXV | TP9C120D20MP13 | 34000 | 17 | 8.5 | 32400 | 23800 | 73.46% | 2.1 | 0 | 9.5 |  |  |  | No | R-410A | 2.8333 | Residential & Commercial | No
211394703 | Central HP <5.4 tons | COLEMAN | HRCU-A-CB (Split System: Heat Pump with Remote Outdoor Unit-Air-Source) | HMH72B341 |  |  | XAHD48FXXN1+TXV | TP9C100C16MP13 | 33000 | 16 | 8.5 | 31800 | 23200 | 72.96% | 2.04 | 0 | 9 |  |  |  | No | R-410A | 2.75 | Residential & Commercial | No
211394770 | Central HP <5.4 tons | COLEMAN | HRCU-A-CB (Split System: Heat Pump with Remote Outdoor Unit-Air-Source) | HMH72B341 |  |  | XAHC48FXXN1+TXV | TP9C100C16MP13 | 33000 | 16.5 | 8.5 | 31800 | 23200 | 72.96% | 2.04 | 0 | 9 |  |  |  | No | R-410A | 2.75 | Residential & Commercial | No
211395876 | Central HP <5.4 tons | COLEMAN | HRCU-A-CB (Split System: Heat Pump with Remote Outdoor Unit-Air-Source) | HMH72B341 |  |  | XAUC48FXXN1+TXV | TM9V060B12MP12 | 33000 | 16.5 | 8.1 | 32400 | 24000 | 74.07% | 2.04 | 0 | 9 |  |  |  | No | R-410A | 2.75 | Residential & Commercial | No
211396628 | Central HP <5.4 tons | COLEMAN | HRCU-A-CB (Split System: Heat Pump with Remote Outdoor Unit-Air-Source) | HMH72B341 |  |  | XAFC48FXXN1+TXV | TM8Y120C20MP11 | 34000 | 16.5 | 8.5 | 33000 | 24200 | 73.33% | 2.1 | 0 | 9.5 |  |  |  | No | R-410A | 2.8333 | Residential & Commercial | No
211396843 | Central HP <5.4 tons | COLEMAN | HRCU-A-CB (Split System: Heat Pump with Remote Outdoor Unit-Air-Source) | HMH72B341 |  |  | XAFD48FXXN1+TXV | TM8Y080C16MP11 | 34000 | 17.5 | 8.5 | 33200 | 24400 | 73.49% | 2.08 | 0 | 9 |  |  |  | No | R-410A | 2.8333 | Residential & Commercial | No
211396996 | Central HP <5.4 tons | COLEMAN | HRCU-A-CB (Split System: Heat Pump with Remote Outdoor Unit-Air-Source) | HMH72B341 |  |  | XAFC48FXXN1+TXV | TM8Y080B12MP11 | 33200 | 17 | 8.5 | 32200 | 23600 | 73.29% | 2.04 | 0 | 9.5 |  |  |  | No | R-410A | 2.7667 | Residential & Commercial | No
211397228 | Central HP <5.4 tons | COLEMAN | HRCU-A-CB (Split System: Heat Pump with Remote Outdoor Unit-Air-Source) | HMH72B341 |  |  | XAHD48FXXN1+TXV | TMLV100C16MP12 | 33600 | 16 | 8.5 | 32400 | 23800 | 73.46% | 2.06 | 0 | 9 |  |  |  | No | R-410A | 2.8 | Residential & Commercial | No
211397243 | Central HP <5.4 tons | COLEMAN | HRCU-A-CB (Split System: Heat Pump with Remote Outdoor Unit-Air-Source) | HMH72B341 |  |  | XAHD48FXXN1+TXV | TPLC080C16MP13 | 33600 | 16 | 8.5 | 32400 | 23800 | 73.46% | 2.06 | 0 | 9 |  |  |  | No | R-410A | 2.8 | Residential & Commercial | No
211394370 | Central HP <5.4 tons | COLEMAN | HRCU-A-CB (Split System: Heat Pump with Remote Outdoor Unit-Air-Source) | HMH72B341 |  |  | XAFD48FBCN1 | TP9C120D20MP13 | 34000 | 17 | 8.5 | 32400 | 23800 | 73.46% | 2.1 | 0 | 9.5 |  |  |  | No | R-410A | 2.8333 | Residential & Commercial | No
211394437 | Central HP <5.4 tons | COLEMAN | HRCU-A-CB (Split System: Heat Pump with Remote Outdoor Unit-Air-Source) | HMH72B341 |  |  | XAHD48FBCN1 | TP9C100C20MP13 | 33600 | 16.5 | 8.5 | 32400 | 23800 | 73.46% | 2.06 | 0 | 9 |  |  |  | No | R-410A | 2.8 | Residential & Commercial | No
215674332 | Central HP <5.4 tons | KENMORE | HRCU-A-CB (Split System: Heat Pump with Remote Outdoor Unit-Air-Source) | (C,H,T)5H0V48*K*AAA* |  |  | EA*5X61M21A*+WALLCON | *80CTL0451712B* | 45500 | 17 | 9 | 48500 | 34600 | 71.34% | 2.06 | 0 | 9.5 |  |  |  | No | R-454B | 3.7917 | Residential & Commercial | No
215675311 | Central HP <5.4 tons | KENMORE | HRCU-A-CB (Split System: Heat Pump with Remote Outdoor Unit-Air-Source) | (C,H,T)5H0V48*K*AAA* |  |  | ESH5X60M12A*+WALLCON | *97CMN1202422B* | 45500 | 16.5 | 8.5 | 48000 | 33800 | 70.42% | 2.08 | 0 | 9.5 |  |  |  | No | R-454B | 3.7917 | Residential & Commercial | No
215675701 | Central HP <5.4 tons | KENMORE | HRCU-A-CB (Split System: Heat Pump with Remote Outdoor Unit-Air-Source) | (C,H,T)5H0V48*K*AAA* |  |  | EVM5X60M21A*+WALLCON | *80CTL0451712B* | 47500 | 18 | 9 | 50000 | 37600 | 75.2% | 1.98 | 0 | 9.5 |  |  |  | No | R-454B | 3.9583 | Residential & Commercial | No
215669460 | Central HP <5.4 tons | KENMORE | HRCU-A-CB (Split System: Heat Pump with Remote Outdoor Unit-Air-Source) | (C,H,T)5H0V36*K*AAA* |  |  | EA*5X61M21A*+WALLCON | *80CTL0451712B* | 34400 | 17.5 | 9 | 34600 | 25200 | 72.83% | 1.9 | 0 | 9.5 |  |  |  | No | R-454B | 2.8667 | Residential & Commercial | No
213739879 | Central HP <5.4 tons | DAY & NIGHT | HRCU-A-CB (Split System: Heat Pump with Remote Outdoor Unit-Air-Source) | DLCURAH24ABK | ADP |  | PL36H***P039 | *80VTL0451412B* | 22600 | 16 | 8.5 | 25400 | 24600 | 96.85% | 2.08 | 0 | 9.5 |  |  |  | No | R-410A | 1.8833 | Residential & Commercial | No
215674572 | Central HP <5.4 tons | KENMORE | HRCU-A-CB (Split System: Heat Pump with Remote Outdoor Unit-Air-Source) | (C,H,T)5H0V48*K*AAA* |  |  | EA*5X61M24A*+WALLCON | *97CMN0602120B* | 45500 | 17.5 | 9 | 48000 | 34200 | 71.25% | 2.06 | 0 | 9.5 |  |  |  | No | R-454B | 3.7917 | Residential & Commercial | No
215674302 | Central HP <5.4 tons | KENMORE | HRCU-A-CB (Split System: Heat Pump with Remote Outdoor Unit-Air-Source) | (C,H,T)5H0V48*K*AAA* |  |  | EA*5X61M21A*+WALLCON | *80CSU0601716A* | 46000 | 18 | 9 | 48000 | 33800 | 70.42% | 2.08 | 0 | 9.5 |  |  |  | No | R-454B | 3.8333 | Residential & Commercial | No
215674122 | Central HP <5.4 tons | KENMORE | HRCU-A-CB (Split System: Heat Pump with Remote Outdoor Unit-Air-Source) | (C,H,T)5H0V48*K*AAA* |  |  | EA*5X48M21A*+WALLCON | *97CMN0802120B* | 44000 | 17.5 | 9 | 48500 | 34200 | 70.52% | 2.06 | 0 | 9.5 |  |  |  | No | R-454B | 3.6667 | Residential & Commercial | No
213297449 | Central HP <5.4 tons | LUXAIRE | HRCU-A-CB (Split System: Heat Pump with Remote Outdoor Unit-Air-Source) | HMH72B341 |  |  | XAUB36DXXN1+TXV | Z9ET060B12SMPS1 | 34000 | 18.5 | 8.1 | 33400 | 24000 | 71.86% | 2.06 | 0 | 9.5 |  |  |  | No | R-410A | 2.8333 | Residential & Commercial | No
211394504 | Central HP <5.4 tons | COLEMAN | HRCU-A-CB (Split System: Heat Pump with Remote Outdoor Unit-Air-Source) | HMH72B341 |  |  | XAHC48FBCN1 | TP9C100C20MP13 | 33200 | 17 | 8.5 | 32000 | 23400 | 73.12% | 2.04 | 0 | 9 |  |  |  | No | R-410A | 2.7667 | Residential & Commercial | No
211394890 | Central HP <5.4 tons | COLEMAN | HRCU-A-CB (Split System: Heat Pump with Remote Outdoor Unit-Air-Source) | HMH72B341 |  |  | XAFD48FBCN1 | CP9C100C16MP13 | 33800 | 16.5 | 8.5 | 32400 | 23600 | 72.84% | 2.08 | 0 | 9.5 |  |  |  | No | R-410A | 2.8167 | Residential & Commercial | No
211395055 | Central HP <5.4 tons | COLEMAN | HRCU-A-CB (Split System: Heat Pump with Remote Outdoor Unit-Air-Source) | HMH72B341 |  |  | XAHD48FBCN1 | CP9C080C16MP13 | 32600 | 16 | 8.1 | 31800 | 23200 | 72.96% | 2.02 | 0 | 9 |  |  |  | No | R-410A | 2.7167 | Residential & Commercial | No
211395275 | Central HP <5.4 tons | COLEMAN | HRCU-A-CB (Split System: Heat Pump with Remote Outdoor Unit-Air-Source) | HMH72B341 |  |  | XAFD48FBCN1 | CP9C080C16MP13 | 33400 | 16.5 | 8.5 | 32400 | 23600 | 72.84% | 2.06 | 0 | 9.5 |  |  |  | No | R-410A | 2.7833 | Residential & Commercial | No
215682763 | Central HP <5.4 tons | CARRIER | HRCU-A-CB (Split System: Heat Pump with Remote Outdoor Unit-Air-Source) | 27VNA060A*030* |  |  | CSAH*6012AM*+UI | 59TN7A080C21**20 | 55500 | 17 | 8.5 | 60000 | 42000 | 70% | 1.9 | 0 | 8.5 |  |  |  | No | R-454B | 4.625 | Residential & Commercial | No
215683033 | Central HP <5.4 tons | CARRIER | HRCU-A-CB (Split System: Heat Pump with Remote Outdoor Unit-Air-Source) | 27VNA060A*030* |  |  | CVAVA6021XMA*+UI | 59TN7A080C21**20 | 56500 | 18 | 9 | 64000 | 45000 | 70.31% | 2.08 | 0 | 9 |  |  |  | No | R-454B | 4.7083 | Residential & Commercial | No
215677973 | Central HP <5.4 tons | CARRIER | HRCU-A-CB (Split System: Heat Pump with Remote Outdoor Unit-Air-Source) | 27VNA060A*030* |  |  | CAA**6124AM*+UI | 59MN7C060C21**20 | 55000 | 17.5 | 8.5 | 61000 | 43000 | 70.49% | 1.88 | 0 | 8 |  |  |  | No | R-454B | 4.5833 | Residential & Commercial | No
215682813 | Central HP <5.4 tons | CARRIER | HRCU-A-CB (Split System: Heat Pump with Remote Outdoor Unit-Air-Source) | 27VNA060A*030* |  |  | CVAMA6021XMA*+UI | 58CU*B060C17**16 | 56000 | 18 | 8.5 | 60000 | 43000 | 71.67% | 2.12 | 0 | 9.5 |  |  |  | No | R-454B | 4.6667 | Residential & Commercial | No
215682883 | Central HP <5.4 tons | CARRIER | HRCU-A-CB (Split System: Heat Pump with Remote Outdoor Unit-Air-Source) | 27VNA060A*030* |  |  | CVAMA6024XMA*+UI | 58CU*B100C21**20 | 57000 | 18 | 9 | 63000 | 44500 | 70.63% | 2.08 | 0 | 9 |  |  |  | No | R-454B | 4.75 | Residential & Commercial | No
215682953 | Central HP <5.4 tons | CARRIER | HRCU-A-CB (Split System: Heat Pump with Remote Outdoor Unit-Air-Source) | 27VNA060A*030* |  |  | CVAMA6124XMA*+UI | 59TN7A080C21**20 | 57500 | 18.5 | 9 | 64000 | 45000 | 70.31% | 2.08 | 0 | 9 |  |  |  | No | R-454B | 4.7917 | Residential & Commercial | No
211391700 | Central HP <5.4 tons | FRASER-JOHNSTON | HRCU-A-CB (Split System: Heat Pump with Remote Outdoor Unit-Air-Source) | HMH72B341 |  |  | XAHB36DBCN1 | TMLE100B12MP11 | 33200 | 17.5 | 8.1 | 33000 | 23400 | 70.91% | 2.02 | 0 | 9.5 |  |  |  | No | R-410A | 2.7667 | Residential & Commercial | No
211392452 | Central HP <5.4 tons | FRASER-JOHNSTON | HRCU-A-CB (Split System: Heat Pump with Remote Outdoor Unit-Air-Source) | HMH72B341 |  |  | XAUB36DXXN1+TXV | TMLE080B12MP11 | 34000 | 18 | 8.1 | 34000 | 24400 | 71.76% | 2.06 | 0 | 9.5 |  |  |  | No | R-410A | 2.8333 | Residential & Commercial | No
211386100 | Central HP <5.4 tons | CHAMPION HEATING AND COOLING | HRCU-A-CB (Split System: Heat Pump with Remote Outdoor Unit-Air-Source) | HMH72B341 |  |  | XAHC48FBCN1 | TL9E100C20UH11 | 33400 | 15.5 | 8.5 | 32000 | 23400 | 73.12% | 2.04 | 0 | 9 |  |  |  | No | R-410A | 2.7833 | Residential & Commercial | No
211386145 | Central HP <5.4 tons | CHAMPION HEATING AND COOLING | HRCU-A-CB (Split System: Heat Pump with Remote Outdoor Unit-Air-Source) | HMH72B341 |  |  | XAFC48FXXN1+TXV | TL9E100C20UH11 | 34000 | 15.5 | 8.5 | 32400 | 23800 | 73.46% | 2.08 | 0 | 9.5 |  |  |  | No | R-410A | 2.8333 | Residential & Commercial | No
213298009 | Central HP <5.4 tons | LUXAIRE | HRCU-A-CB (Split System: Heat Pump with Remote Outdoor Unit-Air-Source) | HMH72B341 |  |  | XAHC36DBCN1 | Z8ES080C20SMPS1 | 34000 | 17.5 | 8.1 | 33400 | 23600 | 70.66% | 2.08 | 0 | 9.5 |  |  |  | No | R-410A | 2.8333 | Residential & Commercial | No
213297164 | Central HP <5.4 tons | LUXAIRE | HRCU-A-CB (Split System: Heat Pump with Remote Outdoor Unit-Air-Source) | HMH72B341 |  |  | XAHC30CXXN1+TXV | Z8ES080C20LMPS1 | 32800 | 17.5 | 8.5 | 32000 | 22800 | 71.25% | 2.02 | 0 | 9.5 |  |  |  | No | R-410A | 2.7333 | Residential & Commercial | No
213297539 | Central HP <5.4 tons | LUXAIRE | HRCU-A-CB (Split System: Heat Pump with Remote Outdoor Unit-Air-Source) | HMH72B341 |  |  | XAHC36DXXN1+TXV | Z8ES100C20SMPS1 | 34000 | 17 | 8.5 | 33400 | 23600 | 70.66% | 2.08 | 0 | 9.5 |  |  |  | No | R-410A | 2.8333 | Residential & Commercial | No
213352711 | Central HP <5.4 tons | CARRIER | HRCU-A-CB (Split System: Heat Pump with Remote Outdoor Unit-Air-Source) | 38MURAQ24AB3* | ADP |  | C24A***L039 | 59TP6C100V21**20 | 22600 | 17 | 8.5 | 24600 | 23400 | 95.12% | 1.98 | 0 | 9.5 |  |  |  | No | R-410A | 1.8833 | Residential & Commercial | No
213352689 | Central HP <5.4 tons | CARRIER | HRCU-A-CB (Split System: Heat Pump with Remote Outdoor Unit-Air-Source) | 38MURAQ18AB3* | ADP |  | C24A***L039 | 59TP6C040V14**10 | 17000 | 16 | 8.5 | 16600 | 19000 | 114.5% | 2.34 | 0 | 9.5 |  |  |  | No | R-410A | 1.4167 | Residential & Commercial | No
212982644 | Central HP <5.4 tons | KEEPRITE | HRCU-A-CB (Split System: Heat Pump with Remote Outdoor Unit-Air-Source) | DLCURAH30ABK |  |  | EA*4X42L21A* | *80MSU0601716A* | 29800 | 15.2 | 8.1 | 33800 | 27400 | 81.07% | 1.8 | 0 | 9 |  |  |  | No | R-410A | 2.4833 | Residential & Commercial | No
212982176 | Central HP <5.4 tons | KEEPRITE | HRCU-A-CB (Split System: Heat Pump with Remote Outdoor Unit-Air-Source) | DLCURAH30ABK |  |  | EA*4X43L21A* | *80MSU0401712A* | 30600 | 15.2 | 8.1 | 33200 | 26200 | 78.92% | 1.86 | 0 | 9 |  |  |  | No | R-410A | 2.55 | Residential & Commercial | No
215681393 | Central HP <5.4 tons | CARRIER | HRCU-A-CB (Split System: Heat Pump with Remote Outdoor Unit-Air-Source) | 27VNA048A*030* |  |  | CAA**6024AM*+UI | 58CU*B100C21**20 | 45000 | 17.5 | 9 | 47500 | 33600 | 70.74% | 2.06 | 0 | 9.5 |  |  |  | No | R-454B | 3.75 | Residential & Commercial | No
215681743 | Central HP <5.4 tons | CARRIER | HRCU-A-CB (Split System: Heat Pump with Remote Outdoor Unit-Air-Source) | 27VNA048A*030* |  |  | CSAH*6012AM*+UI | 59TN7A120C24**22 | 45500 | 16.5 | 8.5 | 48000 | 33800 | 70.42% | 2.08 | 0 | 9.5 |  |  |  | No | R-454B | 3.7917 | Residential & Commercial | No
215681293 | Central HP <5.4 tons | CARRIER | HRCU-A-CB (Split System: Heat Pump with Remote Outdoor Unit-Air-Source) | 27VNA048A*030* |  |  | CAA**4821AM*+UI | 59TN6C080C21**20 | 44000 | 17.5 | 9 | 48500 | 34200 | 70.52% | 2.06 | 0 | 9.5 |  |  |  | No | R-454B | 3.6667 | Residential & Commercial | No
213623697 | Central HP <5.4 tons | RUNTRU | HRCU-A-CB (Split System: Heat Pump with Remote Outdoor Unit-Air-Source) | E4HL5018A1000A | ADP |  | PL36H175P159 | A951X040BU3SAB | 20000 | 15.2 | 8.5 | 18400 | 17600 | 95.65% | 1.85 | 0 | 9 |  |  |  | No | R-410A | 1.6667 | Residential & Commercial | No
215681593 | Central HP <5.4 tons | CARRIER | HRCU-A-CB (Split System: Heat Pump with Remote Outdoor Unit-Air-Source) | 27VNA048A*030* |  |  | CSAH*4812AM*+UI | 58CU*B060C17**16 | 45000 | 16 | 8.5 | 49000 | 34400 | 70.2% | 2.04 | 0 | 9 |  |  |  | No | R-454B | 3.75 | Residential & Commercial | No
215681763 | Central HP <5.4 tons | CARRIER | HRCU-A-CB (Split System: Heat Pump with Remote Outdoor Unit-Air-Source) | 27VNA048A*030* |  |  | CVAMA4821XMA*+UI | 58CU*B060C17**16 | 47000 | 18 | 9 | 50000 | 36400 | 72.8% | 2 | 0 | 9.5 |  |  |  | No | R-454B | 3.9167 | Residential & Commercial | No
215675463 | Central HP <5.4 tons | CARRIER | HRCU-A-CB (Split System: Heat Pump with Remote Outdoor Unit-Air-Source) | 27VNA048A*030* |  |  | CVAMA4821XMA*+UI | 59TN6C080C17**14 | 46500 | 18 | 9 | 50000 | 35600 | 71.2% | 2 | 0 | 9.5 |  |  |  | No | R-454B | 3.875 | Residential & Commercial | No
215681313 | Central HP <5.4 tons | CARRIER | HRCU-A-CB (Split System: Heat Pump with Remote Outdoor Unit-Air-Source) | 27VNA048A*030* |  |  | CAA**4821AM*+UI | 58CU*B060C17**16 | 44000 | 17 | 9 | 48500 | 34200 | 70.52% | 2.04 | 0 | 9.5 |  |  |  | No | R-454B | 3.6667 | Residential & Commercial | No
215681363 | Central HP <5.4 tons | CARRIER | HRCU-A-CB (Split System: Heat Pump with Remote Outdoor Unit-Air-Source) | 27VNA048A*030* |  |  | CAA**4821AM*+UI | 59TN7A100C21**22 | 44000 | 18 | 9 | 48500 | 34000 | 70.1% | 2.04 | 0 | 9.5 |  |  |  | No | R-454B | 3.6667 | Residential & Commercial | No
215681483 | Central HP <5.4 tons | CARRIER | HRCU-A-CB (Split System: Heat Pump with Remote Outdoor Unit-Air-Source) | 27VNA048A*030* |  |  | CAA**6121AM*+UI | 59TN7A080C17**16 | 45500 | 17.5 | 9 | 48000 | 34200 | 71.25% | 2.06 | 0 | 9.5 |  |  |  | No | R-454B | 3.7917 | Residential & Commercial | No
215681683 | Central HP <5.4 tons | CARRIER | HRCU-A-CB (Split System: Heat Pump with Remote Outdoor Unit-Air-Source) | 27VNA048A*030* |  |  | CSAH*6012AM*+UI | 58CU*B060C17**16 | 45500 | 17 | 8.5 | 48000 | 33800 | 70.42% | 2.08 | 0 | 9.5 |  |  |  | No | R-454B | 3.7917 | Residential & Commercial | No
215676113 | Central HP <5.4 tons | CARRIER | HRCU-A-CB (Split System: Heat Pump with Remote Outdoor Unit-Air-Source) | 27VNA048A*030* |  |  | CVAVA4821XMA*+UI | 58TN*B070C17**16 | 46500 | 18 | 9 | 50000 | 36800 | 73.6% | 1.98 | 0 | 9.5 |  |  |  | No | R-454B | 3.875 | Residential & Commercial | No
215681343 | Central HP <5.4 tons | CARRIER | HRCU-A-CB (Split System: Heat Pump with Remote Outdoor Unit-Air-Source) | 27VNA048A*030* |  |  | CAA**4821AM*+UI | 59TN7A080C17**16 | 44000 | 17 | 9 | 49000 | 34600 | 70.61% | 2.04 | 0 | 9 |  |  |  | No | R-454B | 3.6667 | Residential & Commercial | No
215681663 | Central HP <5.4 tons | CARRIER | HRCU-A-CB (Split System: Heat Pump with Remote Outdoor Unit-Air-Source) | 27VNA048A*030* |  |  | CSAH*6012AM*+UI | 59TN6C080C21**20 | 45500 | 16.5 | 8.5 | 48000 | 33800 | 70.42% | 2.06 | 0 | 9.5 |  |  |  | No | R-454B | 3.7917 | Residential & Commercial | No
215682583 | Central HP <5.4 tons | CARRIER | HRCU-A-CB (Split System: Heat Pump with Remote Outdoor Unit-Air-Source) | 27VNA060A*030* |  |  | CAA**6024AM*+UI | 58CU*B080C21**20 | 55500 | 18.5 | 8.5 | 58500 | 41000 | 70.09% | 2.04 | 0 | 9 |  |  |  | No | R-454B | 4.625 | Residential & Commercial | No
215683003 | Central HP <5.4 tons | CARRIER | HRCU-A-CB (Split System: Heat Pump with Remote Outdoor Unit-Air-Source) | 27VNA060A*030* |  |  | CVAVA6021XMA*+UI | 58CU*B060C17**16 | 56000 | 18.5 | 8.5 | 60000 | 43000 | 71.67% | 2.12 | 0 | 9.5 |  |  |  | No | R-454B | 4.6667 | Residential & Commercial | No
215677333 | Central HP <5.4 tons | CARRIER | HRCU-A-CB (Split System: Heat Pump with Remote Outdoor Unit-Air-Source) | 27VNA060A*030* |  |  | CVAVA6021XMA*+UI | 58TN*B070C17**16 | 55000 | 18 | 9 | 59500 | 43500 | 73.11% | 2.1 | 0 | 9.5 |  |  |  | No | R-454B | 4.5833 | Residential & Commercial | No
215677433 | Central HP <5.4 tons | CARRIER | HRCU-A-CB (Split System: Heat Pump with Remote Outdoor Unit-Air-Source) | 27VNA060A*030* |  |  | CVAVA6024XMA*+UI | 58CU*A100C21**20 | 56500 | 18 | 9 | 63000 | 44500 | 70.63% | 2.08 | 0 | 9 |  |  |  | No | R-454B | 4.7083 | Residential & Commercial | No
215677683 | Central HP <5.4 tons | CARRIER | HRCU-A-CB (Split System: Heat Pump with Remote Outdoor Unit-Air-Source) | 27VNA060A*030* |  |  | CVAVA6124XMA*+UI | 59MN7C060C21**20 | 56500 | 18 | 9 | 65000 | 46000 | 70.77% | 2.06 | 0 | 8.5 |  |  |  | No | R-454B | 4.7083 | Residential & Commercial | No
215677953 | Central HP <5.4 tons | CARRIER | HRCU-A-CB (Split System: Heat Pump with Remote Outdoor Unit-Air-Source) | 27VNA060A*030* |  |  | CAA**6124AM*+UI | 59CU5B080C21**20 | 56000 | 18 | 8.5 | 60000 | 42000 | 70% | 2.02 | 0 | 8.5 |  |  |  | No | R-454B | 4.6667 | Residential & Commercial | No
215677983 | Central HP <5.4 tons | CARRIER | HRCU-A-CB (Split System: Heat Pump with Remote Outdoor Unit-Air-Source) | 27VNA060A*030* |  |  | CAA**6124AM*+UI | 59MN7C080C21**20 | 56000 | 18.5 | 9 | 60000 | 42000 | 70% | 2.02 | 0 | 9 |  |  |  | No | R-454B | 4.6667 | Residential & Commercial | No
215678003 | Central HP <5.4 tons | CARRIER | HRCU-A-CB (Split System: Heat Pump with Remote Outdoor Unit-Air-Source) | 27VNA060A*030* |  |  | CAA**6124AM*+UI | 59MN7C120C24**22 | 56000 | 18.5 | 9 | 60000 | 42000 | 70% | 2 | 0 | 9 |  |  |  | No | R-454B | 4.6667 | Residential & Commercial | No
215682713 | Central HP <5.4 tons | CARRIER | HRCU-A-CB (Split System: Heat Pump with Remote Outdoor Unit-Air-Source) | 27VNA060A*030* |  |  | CSAH*6012AM*+UI | 59TN6C080C21**20 | 55500 | 17 | 8.5 | 60000 | 42000 | 70% | 1.9 | 0 | 8.5 |  |  |  | No | R-454B | 4.625 | Residential & Commercial | No
215682833 | Central HP <5.4 tons | CARRIER | HRCU-A-CB (Split System: Heat Pump with Remote Outdoor Unit-Air-Source) | 27VNA060A*030* |  |  | CVAMA6021XMA*+UI | 58CU*B100C21**20 | 57000 | 18 | 9 | 63500 | 44500 | 70.08% | 2.08 | 0 | 9 |  |  |  | No | R-454B | 4.75 | Residential & Commercial | No
215682863 | Central HP <5.4 tons | CARRIER | HRCU-A-CB (Split System: Heat Pump with Remote Outdoor Unit-Air-Source) | 27VNA060A*030* |  |  | CVAMA6024XMA*+UI | 59TN6C080C21**20 | 56500 | 18 | 9 | 63500 | 44500 | 70.08% | 2.08 | 0 | 9 |  |  |  | No | R-454B | 4.7083 | Residential & Commercial | No
215683133 | Central HP <5.4 tons | CARRIER | HRCU-A-CB (Split System: Heat Pump with Remote Outdoor Unit-Air-Source) | 27VNA060A*030* |  |  | CVAVA6121XMA*+UI | 58CU*B060C17**16 | 56500 | 18 | 9 | 61000 | 43500 | 71.31% | 2.1 | 0 | 9.5 |  |  |  | No | R-454B | 4.7083 | Residential & Commercial | No
215679623 | Central HP <5.4 tons | CARRIER | HRCU-A-CB (Split System: Heat Pump with Remote Outdoor Unit-Air-Source) | 27VNA036A*030* |  |  | CAA**6121AM*+UI | 59TN7A060C17**16 | 34400 | 17.5 | 9 | 34600 | 25200 | 72.83% | 1.9 | 0 | 9.5 |  |  |  | No | R-454B | 2.8667 | Residential & Commercial | No
215679923 | Central HP <5.4 tons | CARRIER | HRCU-A-CB (Split System: Heat Pump with Remote Outdoor Unit-Air-Source) | 27VNA036A*030* |  |  | CSAH*4812AM*+UI | 59TN7A120C24**22 | 34200 | 17 | 8.5 | 35400 | 25200 | 71.19% | 1.9 | 0 | 9.5 |  |  |  | No | R-454B | 2.85 | Residential & Commercial | No
215679973 | Central HP <5.4 tons | CARRIER | HRCU-A-CB (Split System: Heat Pump with Remote Outdoor Unit-Air-Source) | 27VNA036A*030* |  |  | CSAH*6012AM*+UI | 59TN7A080C17**16 | 34400 | 16 | 8.5 | 34800 | 25000 | 71.84% | 1.78 | 0 | 9.5 |  |  |  | No | R-454B | 2.8667 | Residential & Commercial | No
213296879 | Central HP <5.4 tons | LUXAIRE | HRCU-A-CB (Split System: Heat Pump with Remote Outdoor Unit-Air-Source) | HMH72B341 |  |  | XAFC36DXXN1+TXV | Z8ES120C16LMPS1 | 34000 | 18 | 8.5 | 33400 | 24400 | 73.05% | 2.12 | 0 | 9.5 |  |  |  | No | R-410A | 2.8333 | Residential & Commercial | No
213297024 | Central HP <5.4 tons | LUXAIRE | HRCU-A-CB (Split System: Heat Pump with Remote Outdoor Unit-Air-Source) | HMH72B341 |  |  | XAUB36DXXN1+TXV | Z9ET080B12SMPS1 | 34000 | 18.5 | 8.1 | 33400 | 24200 | 72.46% | 2.08 | 0 | 9.5 |  |  |  | No | R-410A | 2.8333 | Residential & Commercial | No
211387474 | Central HP <5.4 tons | CHAMPION HEATING AND COOLING | HRCU-A-CB (Split System: Heat Pump with Remote Outdoor Unit-Air-Source) | HMH72B341 |  |  | XAHC30CXXN1+TXV | TM9V100C16MP12 | 32400 | 17 | 8.1 | 32800 | 23000 | 70.12% | 2 | 0 | 9.5 |  |  |  | No | R-410A | 2.7 | Residential & Commercial | No
211387733 | Central HP <5.4 tons | CHAMPION HEATING AND COOLING | HRCU-A-CB (Split System: Heat Pump with Remote Outdoor Unit-Air-Source) | HMH72B341 |  |  | XAHC30CXXN1+TXV | TP9C080B12MP13 | 32000 | 16.5 | 8.1 | 33000 | 23200 | 70.3% | 1.98 | 0 | 9 |  |  |  | No | R-410A | 2.6667 | Residential & Commercial | No
211388126 | Central HP <5.4 tons | CHAMPION HEATING AND COOLING | HRCU-A-CB (Split System: Heat Pump with Remote Outdoor Unit-Air-Source) | HMH72B341 |  |  | XAHB36DXXN1+TXV | TM9V060B12MP12 | 32800 | 17 | 8.1 | 33000 | 23400 | 70.91% | 1.98 | 0 | 9.5 |  |  |  | No | R-410A | 2.7333 | Residential & Commercial | No
211386086 | Central HP <5.4 tons | CHAMPION HEATING AND COOLING | HRCU-A-CB (Split System: Heat Pump with Remote Outdoor Unit-Air-Source) | HMH72B341 |  |  | XAHC48FXXN1+TXV | TL9E100C20UH11 | 33400 | 15.5 | 8.5 | 32000 | 23400 | 73.12% | 2.04 | 0 | 9 |  |  |  | No | R-410A | 2.7833 | Residential & Commercial | No
213297079 | Central HP <5.4 tons | LUXAIRE | HRCU-A-CB (Split System: Heat Pump with Remote Outdoor Unit-Air-Source) | HMH72B341 |  |  | XAHC36DXXN1+TXV | Z8ET080C16LMPS1 | 34000 | 18.5 | 8.5 | 33400 | 24000 | 71.86% | 2.1 | 0 | 9.5 |  |  |  | No | R-410A | 2.8333 | Residential & Commercial | No
213297104 | Central HP <5.4 tons | LUXAIRE | HRCU-A-CB (Split System: Heat Pump with Remote Outdoor Unit-Air-Source) | HMH72B341 |  |  | XAUB30CXXN1+TXV | Z8ET080B12LMPS1 | 33000 | 18.5 | 8.1 | 33000 | 23400 | 70.91% | 2.04 | 0 | 9.5 |  |  |  | No | R-410A | 2.75 | Residential & Commercial | No
213297124 | Central HP <5.4 tons | LUXAIRE | HRCU-A-CB (Split System: Heat Pump with Remote Outdoor Unit-Air-Source) | HMH72B341 |  |  | XAUC48FXXN1+TXV | Z8ES120C16SMPS1 | 34000 | 16.5 | 8.5 | 32800 | 23400 | 71.34% | 2.1 | 0 | 9.5 |  |  |  | No | R-410A | 2.8333 | Residential & Commercial | No
213297039 | Central HP <5.4 tons | LUXAIRE | HRCU-A-CB (Split System: Heat Pump with Remote Outdoor Unit-Air-Source) | HMH72B341 |  |  | XAHC36DXXN1+TXV | Z9ES080B12SMPS1 | 33000 | 16.5 | 8.1 | 32200 | 22800 | 70.81% | 2 | 0 | 9.5 |  |  |  | No | R-410A | 2.75 | Residential & Commercial | No
213367332 | Central HP <5.4 tons | CARRIER | HRCU-A-CB (Split System: Heat Pump with Remote Outdoor Unit-Air-Source) | 38MURAQ18AB3* | ADP |  | H,PG31930 | 59TP6C040V14**10 | 16600 | 16 | 8.5 | 16600 | 19000 | 114.5% | 2.34 | 0 | 9.5 |  |  |  | No | R-410A | 1.3833 | Residential & Commercial | No
213297139 | Central HP <5.4 tons | LUXAIRE | HRCU-A-CB (Split System: Heat Pump with Remote Outdoor Unit-Air-Source) | HMH72B341 |  |  | XAHC30CXXN1+TXV | Z8ES100C16SMPS1 | 32400 | 17.5 | 8.1 | 32000 | 22800 | 71.25% | 2.02 | 0 | 9.5 |  |  |  | No | R-410A | 2.7 | Residential & Commercial | No
213297289 | Central HP <5.4 tons | LUXAIRE | HRCU-A-CB (Split System: Heat Pump with Remote Outdoor Unit-Air-Source) | HMH72B341 |  |  | XAHC36DXXN1+TXV | Z8ET100C20LMPS1 | 34000 | 18.5 | 8.5 | 33400 | 23600 | 70.66% | 2.08 | 0 | 9.5 |  |  |  | No | R-410A | 2.8333 | Residential & Commercial | No
213297389 | Central HP <5.4 tons | LUXAIRE | HRCU-A-CB (Split System: Heat Pump with Remote Outdoor Unit-Air-Source) | HMH72B341 |  |  | XAHC30CXXN1+TXV | Z8ES080C16LMPS1 | 32800 | 17.5 | 8.5 | 32000 | 22800 | 71.25% | 2.04 | 0 | 9.5 |  |  |  | No | R-410A | 2.7333 | Residential & Commercial | No
211386352 | Central HP <5.4 tons | CHAMPION HEATING AND COOLING | HRCU-A-CB (Split System: Heat Pump with Remote Outdoor Unit-Air-Source) | HMH72B341 |  |  | XAUC48FXXN1+TXV | TL9E060B12UH11 | 33200 | 17 | 8.1 | 32600 | 24000 | 73.62% | 2.02 | 0 | 9 |  |  |  | No | R-410A | 2.7667 | Residential & Commercial | No
211386911 | Central HP <5.4 tons | CHAMPION HEATING AND COOLING | HRCU-A-CB (Split System: Heat Pump with Remote Outdoor Unit-Air-Source) | HMH72B341 |  |  | XAHC30CXXN1+TXV | TM9Y080B12MP11 | 32000 | 17 | 8.1 | 33400 | 23400 | 70.06% | 1.98 | 0 | 9 |  |  |  | No | R-410A | 2.6667 | Residential & Commercial | No
211387065 | Central HP <5.4 tons | CHAMPION HEATING AND COOLING | HRCU-A-CB (Split System: Heat Pump with Remote Outdoor Unit-Air-Source) | HMH72B341 |  |  | XAUB30CXXN1+TXV | TM9Y080B12MP11 | 32800 | 17.5 | 8.1 | 34000 | 23800 | 70% | 2.02 | 0 | 9.5 |  |  |  | No | R-410A | 2.7333 | Residential & Commercial | No
211392563 | Central HP <5.4 tons | FRASER-JOHNSTON | HRCU-A-CB (Split System: Heat Pump with Remote Outdoor Unit-Air-Source) | HMH72B341 |  |  | XAHB36DBCN1 | TMLE060A12MP11 | 33200 | 17 | 8.1 | 33200 | 23400 | 70.48% | 2 | 0 | 9.5 |  |  |  | No | R-410A | 2.7667 | Residential & Commercial | No
215669972 | Central HP <5.4 tons | KENMORE | HRCU-A-CB (Split System: Heat Pump with Remote Outdoor Unit-Air-Source) | (C,H,T)5H0V36*K*AAA* |  |  | ESH5X42M12A*+WALLCON | *80CTL0701412B* | 33800 | 16.5 | 8.5 | 35800 | 25400 | 70.95% | 1.78 | 0 | 9 |  |  |  | No | R-454B | 2.8167 | Residential & Commercial | No
215670154 | Central HP <5.4 tons | KENMORE | HRCU-A-CB (Split System: Heat Pump with Remote Outdoor Unit-Air-Source) | (C,H,T)5H0V36*K*AAA* |  |  | ESH5X48M12A*+WALLCON | *80CSU1002120A* | 34200 | 16.5 | 8.5 | 35400 | 25200 | 71.19% | 1.88 | 0 | 9.5 |  |  |  | No | R-454B | 2.85 | Residential & Commercial | No
215669836 | Central HP <5.4 tons | KENMORE | HRCU-A-CB (Split System: Heat Pump with Remote Outdoor Unit-Air-Source) | (C,H,T)5H0V36*K*AAA* |  |  | ESH5X36M12A*+WALLCON | *95CSU0601716B* | 33600 | 16 | 8.5 | 35800 | 25600 | 71.51% | 1.76 | 0 | 9 |  |  |  | No | R-454B | 2.8 | Residential & Commercial | No
215669050 | Central HP <5.4 tons | KENMORE | HRCU-A-CB (Split System: Heat Pump with Remote Outdoor Unit-Air-Source) | (C,H,T)5H0V36*K*AAA* |  |  | EA*5X43M21A*+WALLCON | *97CMN0601714B* | 34200 | 17.5 | 9 | 35600 | 25400 | 71.35% | 1.88 | 0 | 9.5 |  |  |  | No | R-454B | 2.85 | Residential & Commercial | No
211389681 | Central HP <5.4 tons | FRASER-JOHNSTON | HRCU-A-CB (Split System: Heat Pump with Remote Outdoor Unit-Air-Source) | HMH72B341 |  |  | XAHB30CXXN1+TXV | TM8Y080B12MP11 | 32000 | 17 | 8.1 | 32200 | 22800 | 70.81% | 1.98 | 0 | 9.5 |  |  |  | No | R-410A | 2.6667 | Residential & Commercial | No
211388765 | Central HP <5.4 tons | FRASER-JOHNSTON | HRCU-A-CB (Split System: Heat Pump with Remote Outdoor Unit-Air-Source) | HMH72B341 |  |  | XAHC36DBCN1 | TM9E080B12MP12 | 33400 | 17 | 8.1 | 33200 | 23400 | 70.48% | 2.02 | 0 | 9.5 |  |  |  | No | R-410A | 2.7833 | Residential & Commercial | No
213296869 | Central HP <5.4 tons | LUXAIRE | HRCU-A-CB (Split System: Heat Pump with Remote Outdoor Unit-Air-Source) | HMH72B341 |  |  | XAFC36DBCN1 | Z8ES120C20LMPS1 | 34000 | 17.5 | 8.5 | 34000 | 24600 | 72.35% | 2.12 | 0 | 9.5 |  |  |  | No | R-410A | 2.8333 | Residential & Commercial | No
213297974 | Central HP <5.4 tons | LUXAIRE | HRCU-A-CB (Split System: Heat Pump with Remote Outdoor Unit-Air-Source) | HMH72B341 |  |  | XAHC36DBCN1 | Z8ES100C16LMPS1 | 34000 | 17.5 | 8.1 | 33400 | 24000 | 71.86% | 2.08 | 0 | 9.5 |  |  |  | No | R-410A | 2.8333 | Residential & Commercial | No
213362745 | Central HP <5.4 tons | COLEMAN | HRCU-A-CB (Split System: Heat Pump with Remote Outdoor Unit-Air-Source) | HMH72B341 | ADP |  | H,YG81936 | TM8V060A12MP12 | 34000 | 17 | 8.1 | 32400 | 23800 | 73.46% | 2.06 | 0 | 9.5 |  |  |  | No | R-410A | 2.8333 | Residential & Commercial | No
213362777 | Central HP <5.4 tons | COLEMAN | HRCU-A-CB (Split System: Heat Pump with Remote Outdoor Unit-Air-Source) | HMH72B341 | ADP |  | H,YG81936 | TMLV060A12MP12 | 34000 | 17 | 8.1 | 32400 | 23800 | 73.46% | 2.06 | 0 | 9.5 |  |  |  | No | R-410A | 2.8333 | Residential & Commercial | No
213297559 | Central HP <5.4 tons | LUXAIRE | HRCU-A-CB (Split System: Heat Pump with Remote Outdoor Unit-Air-Source) | HMH72B341 |  |  | XAHC36DXXN1+TXV | Z8ES100B12SMPS1 | 33400 | 17.5 | 8.1 | 32800 | 23200 | 70.73% | 2.02 | 0 | 9.5 |  |  |  | No | R-410A | 2.7833 | Residential & Commercial | No
215877297 | Central HP <5.4 tons | BRYANT HEATING AND COOLING SYSTEMS | HRCU-A-CB (Split System: Heat Pump with Remote Outdoor Unit-Air-Source) | 38MURAQ24AB3* | ADP |  | H,PG21930 | 926TC36060V14*** | 21800 | 16 | 8.45 | 25200 | 26600 | 105.6% | 2.3 | 0 | 9 |  |  |  | No | R-410A | 1.8167 | Residential & Commercial | No
213297554 | Central HP <5.4 tons | LUXAIRE | HRCU-A-CB (Split System: Heat Pump with Remote Outdoor Unit-Air-Source) | HMH72B341 |  |  | XAHC36DBCN1 | Z8ES100C20LMPS1 | 34000 | 17 | 8.5 | 33400 | 23600 | 70.66% | 2.08 | 0 | 9.5 |  |  |  | No | R-410A | 2.8333 | Residential & Commercial | No
213296819 | Central HP <5.4 tons | LUXAIRE | HRCU-A-CB (Split System: Heat Pump with Remote Outdoor Unit-Air-Source) | HMH72B341 |  |  | XAFC36DXXN1+TXV | Z9ES060B12SMPS1 | 34000 | 17.5 | 8.1 | 33400 | 24000 | 71.86% | 2.06 | 0 | 9.5 |  |  |  | No | R-410A | 2.8333 | Residential & Commercial | No
213297134 | Central HP <5.4 tons | LUXAIRE | HRCU-A-CB (Split System: Heat Pump with Remote Outdoor Unit-Air-Source) | HMH72B341 |  |  | XAUC48FXXN1+TXV | Z8ES120C16LMPS1 | 34000 | 16.5 | 8.5 | 32800 | 23400 | 71.34% | 2.1 | 0 | 9.5 |  |  |  | No | R-410A | 2.8333 | Residential & Commercial | No
212441620 | Central HP <5.4 tons | CHAMPION HEATING AND COOLING | HRCU-A-CB (Split System: Heat Pump with Remote Outdoor Unit-Air-Source) | HMH72B341 | ADP |  | H,YE8J936 | TM8E100B12MP11 | 32800 | 17 | 8.5 | 32400 | 23000 | 70.99% | 2.04 | 0 | 9.5 |  |  |  | No | R-410A | 2.7333 | Residential & Commercial | No
213362746 | Central HP <5.4 tons | COLEMAN | HRCU-A-CB (Split System: Heat Pump with Remote Outdoor Unit-Air-Source) | HMH72B341 | ADP |  | H,YG9J936 | TM8V080B12MP12 | 32400 | 17 | 8.1 | 32000 | 23200 | 72.5% | 2 | 0 | 9.5 |  |  |  | No | R-410A | 2.7 | Residential & Commercial | No
213145650 | Central HP <5.4 tons | TEMPSTAR | HRCU-A-CB (Split System: Heat Pump with Remote Outdoor Unit-Air-Source) | DLCURAH30ABK | ADP |  | PL36H175P159+AEFE4B* |  | 31200 | 15.2 | 8.5 | 33800 | 26400 | 78.11% | 1.86 | 0 | 9 |  |  |  | No | R-410A | 2.6 | Residential & Commercial | No
215679703 | Central HP <5.4 tons | CARRIER | HRCU-A-CB (Split System: Heat Pump with Remote Outdoor Unit-Air-Source) | 27VNA036A*030* |  |  | CSAH*3612AM*+UI | 59TN6C080C21**20 | 33600 | 16 | 8.5 | 35800 | 25400 | 70.95% | 1.76 | 0 | 9.5 |  |  |  | No | R-454B | 2.8 | Residential & Commercial | No
215679753 | Central HP <5.4 tons | CARRIER | HRCU-A-CB (Split System: Heat Pump with Remote Outdoor Unit-Air-Source) | 27VNA036A*030* |  |  | CSAH*3612AM*+UI | 59TN7A080C21**20 | 33600 | 16 | 8.5 | 35800 | 25400 | 70.95% | 1.76 | 0 | 9.5 |  |  |  | No | R-454B | 2.8 | Residential & Commercial | No
215679903 | Central HP <5.4 tons | CARRIER | HRCU-A-CB (Split System: Heat Pump with Remote Outdoor Unit-Air-Source) | 27VNA036A*030* |  |  | CSAH*4812AM*+UI | 59TN7A080C21**20 | 34200 | 16 | 8.5 | 35400 | 25200 | 71.19% | 1.88 | 0 | 9.5 |  |  |  | No | R-454B | 2.85 | Residential & Commercial | No
216410927 | Central HP <5.4 tons | LUXAIRE | HRCU-A-CB (Split System: Heat Pump with Remote Outdoor Unit-Air-Source) | HMH72B361 |  |  | XAHC36DBCN1 | Z9ET080C16SMPS1 | 34200 | 16.5 | 8.5 | 33800 | 24400 | 72.19% | 2.04 | 0 | 8.5 |  |  |  | No | R-410A | 2.85 | Residential & Commercial | No
215682893 | Central HP <5.4 tons | CARRIER | HRCU-A-CB (Split System: Heat Pump with Remote Outdoor Unit-Air-Source) | 27VNA060A*030* |  |  | CVAMA6024XMA*+UI | 59TN7A080C21**20 | 56500 | 18 | 9 | 63500 | 44500 | 70.08% | 2.08 | 0 | 9 |  |  |  | No | R-454B | 4.7083 | Residential & Commercial | No
215683163 | Central HP <5.4 tons | CARRIER | HRCU-A-CB (Split System: Heat Pump with Remote Outdoor Unit-Air-Source) | 27VNA060A*030* |  |  | CVAVA6121XMA*+UI | 59TN7A080C21**20 | 57000 | 18.5 | 9 | 64000 | 45000 | 70.31% | 2.08 | 0 | 9 |  |  |  | No | R-454B | 4.75 | Residential & Commercial | No
211393872 | Central HP <5.4 tons | FRASER-JOHNSTON | HRCU-A-CB (Split System: Heat Pump with Remote Outdoor Unit-Air-Source) | HMH72B341 |  |  | XAHD48FBCN1 | TM9Y100C16MP11 | 33200 | 15.5 | 8.1 | 32400 | 23600 | 72.84% | 2.02 | 0 | 9 |  |  |  | No | R-410A | 2.7667 | Residential & Commercial | No
211390520 | Central HP <5.4 tons | FRASER-JOHNSTON | HRCU-A-CB (Split System: Heat Pump with Remote Outdoor Unit-Air-Source) | HMH72B341 |  |  | XAHB36DXXN1+TXV | TPLC080B12MP13 | 32800 | 16.5 | 8.1 | 33000 | 23400 | 70.91% | 1.98 | 0 | 9.5 |  |  |  | No | R-410A | 2.7333 | Residential & Commercial | No
211389196 | Central HP <5.4 tons | FRASER-JOHNSTON | HRCU-A-CB (Split System: Heat Pump with Remote Outdoor Unit-Air-Source) | HMH72B341 |  |  | XAFB36DBCN1 | TM9E060A10MP12 | 33600 | 17.5 | 8.1 | 33800 | 23800 | 70.41% | 2.02 | 0 | 9.5 |  |  |  | No | R-410A | 2.8 | Residential & Commercial | No
213765021 | Central HP <5.4 tons | TEMPSTAR | HRCU-A-CB (Split System: Heat Pump with Remote Outdoor Unit-Air-Source) | DLCURAH30ABK | ADP |  | H,GE8J936+AEFE4B* |  | 30200 | 15.2 | 8.4 | 33400 | 27000 | 80.84% | 1.8 | 0 | 9 |  |  |  | No | R-410A | 2.5167 | Residential & Commercial | No
213796969 | Central HP <5.4 tons | BRYANT HEATING AND COOLING SYSTEMS | HRCU-A-CB (Split System: Heat Pump with Remote Outdoor Unit-Air-Source) | 38MURAQ24AB3* | ADP |  | V,C36H***P039+CBPE3A* |  | 22800 | 16 | 8.6 | 25400 | 25400 | 100% | 2.1 | 0 | 9.5 |  |  |  | No | R-410A | 1.9 | Residential & Commercial | No
213297766 | Central HP <5.4 tons | CHAMPION HEATING AND COOLING | HRCU-A-CB (Split System: Heat Pump with Remote Outdoor Unit-Air-Source) | HMH72B341 |  |  | XAFC30CXXN1+TXV | Z8ES120C20LMPS1 | 33000 | 17.5 | 8.5 | 33000 | 23400 | 70.91% | 2.04 | 0 | 9.5 |  |  |  | No | R-410A | 2.75 | Residential & Commercial | No
213297366 | Central HP <5.4 tons | CHAMPION HEATING AND COOLING | HRCU-A-CB (Split System: Heat Pump with Remote Outdoor Unit-Air-Source) | HMH72B341 |  |  | XAFB30CXXN1+TXV | Z8ES100B12SMPS1 | 32800 | 18 | 8.5 | 33000 | 23200 | 70.3% | 2.04 | 0 | 9.5 |  |  |  | No | R-410A | 2.7333 | Residential & Commercial | No
216410907 | Central HP <5.4 tons | LUXAIRE | HRCU-A-CB (Split System: Heat Pump with Remote Outdoor Unit-Air-Source) | HMH72B361 |  |  | XAHC36DBCN1 | Z9ET060B12SMPS1 | 34000 | 16.5 | 8.5 | 33800 | 23800 | 70.41% | 2 | 0 | 8.5 |  |  |  | No | R-410A | 2.8333 | Residential & Commercial | No
216410932 | Central HP <5.4 tons | LUXAIRE | HRCU-A-CB (Split System: Heat Pump with Remote Outdoor Unit-Air-Source) | HMH72B361 |  |  | XAFC36DBCN1 | Z9ET080C16SMPS1 | 35000 | 17 | 8.5 | 34600 | 25200 | 72.83% | 2.06 | 0 | 8.5 |  |  |  | No | R-410A | 2.9167 | Residential & Commercial | No
213362804 | Central HP <5.4 tons | COLEMAN | HRCU-A-CB (Split System: Heat Pump with Remote Outdoor Unit-Air-Source) | HMH72B341 | ADP |  | H,YG9J936 | Z9ET060B12SMPS1 | 34000 | 18 | 8.1 | 31800 | 23600 | 74.21% | 2.06 | 0 | 9.5 |  |  |  | No | R-410A | 2.8333 | Residential & Commercial | No
213297824 | Central HP <5.4 tons | LUXAIRE | HRCU-A-CB (Split System: Heat Pump with Remote Outdoor Unit-Air-Source) | HMH72B341 |  |  | XAFB30CXXN1+TXV | Z8ES080B12LMPS1 | 33000 | 18 | 8.5 | 33000 | 23400 | 70.91% | 2.04 | 0 | 9.5 |  |  |  | No | R-410A | 2.75 | Residential & Commercial | No
213297924 | Central HP <5.4 tons | LUXAIRE | HRCU-A-CB (Split System: Heat Pump with Remote Outdoor Unit-Air-Source) | HMH72B341 |  |  | XAFB36DXXN1+TXV | Z8ET080B12LMPS1 | 34000 | 18.5 | 8.1 | 33400 | 24000 | 71.86% | 2.08 | 0 | 9.5 |  |  |  | No | R-410A | 2.8333 | Residential & Commercial | No
213297254 | Central HP <5.4 tons | LUXAIRE | HRCU-A-CB (Split System: Heat Pump with Remote Outdoor Unit-Air-Source) | HMH72B341 |  |  | XAUB36DXXN1+TXV | Z9ET040A10SMPS1 | 34000 | 18 | 8.1 | 33400 | 23800 | 71.26% | 2.04 | 0 | 9.5 |  |  |  | No | R-410A | 2.8333 | Residential & Commercial | No
213297354 | Central HP <5.4 tons | LUXAIRE | HRCU-A-CB (Split System: Heat Pump with Remote Outdoor Unit-Air-Source) | HMH72B341 |  |  | XAHC30CXXN1+TXV | Z8ES100B12SMPS1 | 32000 | 17.5 | 8.1 | 32200 | 22600 | 70.19% | 2 | 0 | 9.5 |  |  |  | No | R-410A | 2.6667 | Residential & Commercial | No
215674132 | Central HP <5.4 tons | KENMORE | HRCU-A-CB (Split System: Heat Pump with Remote Outdoor Unit-Air-Source) | (C,H,T)5H0V48*K*AAA* |  |  | EA*5X48M21A*+WALLCON | *97CMN1002122B* | 44000 | 17.5 | 9 | 48500 | 34000 | 70.1% | 2.04 | 0 | 9.5 |  |  |  | No | R-454B | 3.6667 | Residential & Commercial | No
214810417 | Central HP <5.4 tons | RHEEM | HRCU-A-CB (Split System: Heat Pump with Remote Outdoor Unit-Air-Source) | RD17AZ60AJ3N | ADP |  | H,RE84960 | R97MV1005A21DHS | 53000 | 17 | 8.1 | 52000 | 49000 | 94.23% | 1.75 | 0 | 9.5 |  |  |  | No | R-410A | 4.4167 | Residential & Commercial | No
213297669 | Central HP <5.4 tons | LUXAIRE | HRCU-A-CB (Split System: Heat Pump with Remote Outdoor Unit-Air-Source) | HMH72B341 |  |  | XAHB30CXXN1+JMVT12BC2N1+TXV |  | 32600 | 17.5 | 8.1 | 32400 | 22800 | 70.37% | 2.02 | 0 | 9.5 |  |  |  | No | R-410A | 2.7167 | Residential & Commercial | No
213352708 | Central HP <5.4 tons | CARRIER | HRCU-A-CB (Split System: Heat Pump with Remote Outdoor Unit-Air-Source) | 38MURAQ24AB3* | ADP |  | C36A***L139 | 59TP6C080V17**16 | 23200 | 17 | 8.5 | 24600 | 23600 | 95.93% | 2 | 0 | 9.5 |  |  |  | No | R-410A | 1.9333 | Residential & Commercial | No
215670234 | Central HP <5.4 tons | KENMORE | HRCU-A-CB (Split System: Heat Pump with Remote Outdoor Unit-Air-Source) | (C,H,T)5H0V36*K*AAA* |  |  | ESH5X48M12A*+WALLCON | *80CTL1352422B* | 34200 | 17 | 8.5 | 35400 | 25200 | 71.19% | 1.9 | 0 | 9.5 |  |  |  | No | R-454B | 2.85 | Residential & Commercial | No
215669748 | Central HP <5.4 tons | KENMORE | HRCU-A-CB (Split System: Heat Pump with Remote Outdoor Unit-Air-Source) | (C,H,T)5H0V36*K*AAA* |  |  | ESH5X36M12A*+WALLCON | *80CSU0401712A* | 33600 | 16.5 | 8.5 | 35800 | 25400 | 70.95% | 1.76 | 0 | 9.5 |  |  |  | No | R-454B | 2.8 | Residential & Commercial | No
213739945 | Central HP <5.4 tons | DAY & NIGHT | HRCU-A-CB (Split System: Heat Pump with Remote Outdoor Unit-Air-Source) | DLCURAH24ABK | ADP |  | PL36H***P039 | *96MSN0601412A* | 22600 | 16 | 8.5 | 25400 | 26000 | 102.4% | 2.22 | 0 | 9.5 |  |  |  | No | R-410A | 1.8833 | Residential & Commercial | No
213297384 | Central HP <5.4 tons | LUXAIRE | HRCU-A-CB (Split System: Heat Pump with Remote Outdoor Unit-Air-Source) | HMH72B341 |  |  | XAHC30CXXN1+TXV | Z8ES080C16SMPS1 | 32800 | 17.5 | 8.5 | 32000 | 22800 | 71.25% | 2.04 | 0 | 9.5 |  |  |  | No | R-410A | 2.7333 | Residential & Commercial | No
213297454 | Central HP <5.4 tons | LUXAIRE | HRCU-A-CB (Split System: Heat Pump with Remote Outdoor Unit-Air-Source) | HMH72B341 |  |  | XAFC36DXXN1+TXV | Z9ES080C20SMPS1 | 34000 | 17.5 | 8.5 | 33400 | 24000 | 71.86% | 2.1 | 0 | 9.5 |  |  |  | No | R-410A | 2.8333 | Residential & Commercial | No
213297954 | Central HP <5.4 tons | LUXAIRE | HRCU-A-CB (Split System: Heat Pump with Remote Outdoor Unit-Air-Source) | HMH72B341 |  |  | XAFD48FBCN1 | Z8ES120C16LMPS1 | 34000 | 16.5 | 8.5 | 32800 | 23400 | 71.34% | 2.1 | 0 | 9.5 |  |  |  | No | R-410A | 2.8333 | Residential & Commercial | No
213296884 | Central HP <5.4 tons | LUXAIRE | HRCU-A-CB (Split System: Heat Pump with Remote Outdoor Unit-Air-Source) | HMH72B341 |  |  | XAFC36DBCN1 | Z8ES120C16SMPS1 | 34000 | 18 | 8.5 | 33400 | 24400 | 73.05% | 2.12 | 0 | 9.5 |  |  |  | No | R-410A | 2.8333 | Residential & Commercial | No
211394299 | Central HP <5.4 tons | FRASER-JOHNSTON | HRCU-A-CB (Split System: Heat Pump with Remote Outdoor Unit-Air-Source) | HMH72B341 |  |  | XAHD48FBCN1 | TM9V120D20MP12 | 33400 | 16.5 | 8.5 | 32000 | 23200 | 72.5% | 2.06 | 0 | 9.5 |  |  |  | No | R-410A | 2.7833 | Residential & Commercial | No
211395905 | Central HP <5.4 tons | FRASER-JOHNSTON | HRCU-A-CB (Split System: Heat Pump with Remote Outdoor Unit-Air-Source) | HMH72B341 |  |  | XAUC48FXXN1+TXV | TP9C060B12MP13 | 33000 | 16.5 | 8.1 | 32400 | 24000 | 74.07% | 2.04 | 0 | 9 |  |  |  | No | R-410A | 2.75 | Residential & Commercial | No
213352701 | Central HP <5.4 tons | CARRIER | HRCU-A-CB (Split System: Heat Pump with Remote Outdoor Unit-Air-Source) | 38MURAQ24AB3* | ADP |  | C24A***L039 | 59TP6C040V17**12 | 22400 | 16 | 8.5 | 24600 | 23800 | 96.75% | 2 | 0 | 9.5 |  |  |  | No | R-410A | 1.8667 | Residential & Commercial | No
214728330 | Central HP <5.4 tons | INNOVAIR | HRCU-A-CB (Split System: Heat Pump with Remote Outdoor Unit-Air-Source) | SEV24H2R19 | ADP |  | SK1925 |  | 21400 | 15.2 | 8.6 | 23400 | 18000 | 76.92% | 1.96 | 0 | 9 |  |  |  | No | R-410A | 1.7833 | Residential & Commercial | No
215674342 | Central HP <5.4 tons | KENMORE | HRCU-A-CB (Split System: Heat Pump with Remote Outdoor Unit-Air-Source) | (C,H,T)5H0V48*K*AAA* |  |  | EA*5X61M21A*+WALLCON | *80CTL0701716B* | 45500 | 17.5 | 9 | 48000 | 34000 | 70.83% | 2.06 | 0 | 9.5 |  |  |  | No | R-454B | 3.7917 | Residential & Commercial | No
211396312 | Central HP <5.4 tons | FRASER-JOHNSTON | HRCU-A-CB (Split System: Heat Pump with Remote Outdoor Unit-Air-Source) | HMH72B341 |  |  | XAHC48FXXN1+TXV | TM9E060B12MP12 | 32400 | 16 | 8.1 | 32000 | 23600 | 73.75% | 2 | 0 | 9 |  |  |  | No | R-410A | 2.7 | Residential & Commercial | No
211396405 | Central HP <5.4 tons | FRASER-JOHNSTON | HRCU-A-CB (Split System: Heat Pump with Remote Outdoor Unit-Air-Source) | HMH72B341 |  |  | XAUC48FXXN1+TXV | TM9E060B12MP12 | 33200 | 16.5 | 8.1 | 32600 | 24000 | 73.62% | 2.02 | 0 | 9 |  |  |  | No | R-410A | 2.7667 | Residential & Commercial | No
215675404 | Central HP <5.4 tons | BRYANT HEATING AND COOLING SYSTEMS | HRCU-A-CB (Split System: Heat Pump with Remote Outdoor Unit-Air-Source) | 290VAN048**AA* |  |  | CVAMA4821XMA*+UI | 935CB48060C17*** | 46500 | 17.5 | 9 | 50000 | 37000 | 74% | 1.98 | 0 | 9.5 |  |  |  | No | R-454B | 3.875 | Residential & Commercial | No
215676154 | Central HP <5.4 tons | BRYANT HEATING AND COOLING SYSTEMS | HRCU-A-CB (Split System: Heat Pump with Remote Outdoor Unit-Air-Source) | 290VAN048**AA* |  |  | CVAVA4821XMA*+UI | 986TD42080C17*** | 46500 | 18 | 9 | 50000 | 35600 | 71.2% | 2 | 0 | 9.5 |  |  |  | No | R-454B | 3.875 | Residential & Commercial | No
215676974 | Central HP <5.4 tons | BRYANT HEATING AND COOLING SYSTEMS | HRCU-A-CB (Split System: Heat Pump with Remote Outdoor Unit-Air-Source) | 290VAN060**AA* |  |  | CVAMA6021XMA*+UI | 83*CA60100C21*** | 56500 | 18 | 9 | 64000 | 45000 | 70.31% | 2.08 | 0 | 9 |  |  |  | No | R-454B | 4.7083 | Residential & Commercial | No
215677324 | Central HP <5.4 tons | BRYANT HEATING AND COOLING SYSTEMS | HRCU-A-CB (Split System: Heat Pump with Remote Outdoor Unit-Air-Source) | 290VAN060**AA* |  |  | CVAVA6021XMA*+UI | 83*CA60100C21*** | 56500 | 18 | 9 | 64000 | 45000 | 70.31% | 2.08 | 0 | 9 |  |  |  | No | R-454B | 4.7083 | Residential & Commercial | No
215677524 | Central HP <5.4 tons | BRYANT HEATING AND COOLING SYSTEMS | HRCU-A-CB (Split System: Heat Pump with Remote Outdoor Unit-Air-Source) | 290VAN060**AA* |  |  | CVAVA6024XMA*+UI | 987MC66100C21*** | 56500 | 18.5 | 9 | 63000 | 44500 | 70.63% | 2.08 | 0 | 9 |  |  |  | No | R-454B | 4.7083 | Residential & Commercial | No
215670274 | Central HP <5.4 tons | KENMORE | HRCU-A-CB (Split System: Heat Pump with Remote Outdoor Unit-Air-Source) | (C,H,T)5H0V36*K*AAA* |  |  | ESH5X48M12A*+WALLCON | *97CMN0601714B* | 33800 | 16.5 | 8.5 | 35600 | 25400 | 71.35% | 1.78 | 0 | 9 |  |  |  | No | R-454B | 2.8167 | Residential & Commercial | No
215670194 | Central HP <5.4 tons | KENMORE | HRCU-A-CB (Split System: Heat Pump with Remote Outdoor Unit-Air-Source) | (C,H,T)5H0V36*K*AAA* |  |  | ESH5X48M12A*+WALLCON | *80CTL0702120B* | 34200 | 17 | 8.5 | 35400 | 25200 | 71.19% | 1.88 | 0 | 9.5 |  |  |  | No | R-454B | 2.85 | Residential & Commercial | No
215669908 | Central HP <5.4 tons | KENMORE | HRCU-A-CB (Split System: Heat Pump with Remote Outdoor Unit-Air-Source) | (C,H,T)5H0V36*K*AAA* |  |  | ESH5X36M12A*+WALLCON | *96CTN0401410B* | 32200 | 15.2 | 8.5 | 36200 | 25800 | 71.27% | 1.76 | 0 | 9 |  |  |  | No | R-454B | 2.6833 | Residential & Commercial | No
215669058 | Central HP <5.4 tons | KENMORE | HRCU-A-CB (Split System: Heat Pump with Remote Outdoor Unit-Air-Source) | (C,H,T)5H0V36*K*AAA* |  |  | EA*5X43M21A*+WALLCON | *97CMN0801714B* | 34200 | 18 | 9 | 35400 | 25400 | 71.75% | 1.88 | 0 | 9.5 |  |  |  | No | R-454B | 2.85 | Residential & Commercial | No
212980197 | Central HP <5.4 tons | KEEPRITE | HRCU-A-CB (Split System: Heat Pump with Remote Outdoor Unit-Air-Source) | DLCURAH30ABK |  |  | EA*4X37L21A* | *80MS(N,L)0902116A* | 30600 | 15.2 | 8.1 | 33200 | 26400 | 79.52% | 1.86 | 0 | 9 |  |  |  | No | R-410A | 2.55 | Residential & Commercial | No
212980208 | Central HP <5.4 tons | KEEPRITE | HRCU-A-CB (Split System: Heat Pump with Remote Outdoor Unit-Air-Source) | DLCURAH30ABK |  |  | EA*4X42L21A* | *80MS(N,L)0902116A* | 29600 | 15.2 | 8.1 | 33800 | 27600 | 81.66% | 1.78 | 0 | 9 |  |  |  | No | R-410A | 2.4667 | Residential & Commercial | No
213881431 | Central HP <5.4 tons | CARRIER | HRCU-A-CB (Split System: Heat Pump with Remote Outdoor Unit-Air-Source) | 38MURAQ36AB3* | ADP |  | C36A***L139 | 58TP*B090V17**16 | 34800 | 16 | 8.1 | 36800 | 34800 | 94.57% | 1.82 | 0 | 9.5 |  |  |  | No | R-410A | 2.9 | Residential & Commercial | No
212441650 | Central HP <5.4 tons | CHAMPION HEATING AND COOLING | HRCU-A-CB (Split System: Heat Pump with Remote Outdoor Unit-Air-Source) | HMH72B341 | ADP |  | H,YE8J936 | TM9V080B12MP12 | 32800 | 17 | 8.5 | 32400 | 23200 | 71.6% | 2.02 | 0 | 9.5 |  |  |  | No | R-410A | 2.7333 | Residential & Commercial | No
213297491 | Central HP <5.4 tons | CHAMPION HEATING AND COOLING | HRCU-A-CB (Split System: Heat Pump with Remote Outdoor Unit-Air-Source) | HMH72B341 |  |  | XAHC30CXXN1+TXV | Z8ET100C16LMPS1 | 32400 | 17.5 | 8.5 | 32000 | 22800 | 71.25% | 2.02 | 0 | 9.5 |  |  |  | No | R-410A | 2.7 | Residential & Commercial | No
213297541 | Central HP <5.4 tons | CHAMPION HEATING AND COOLING | HRCU-A-CB (Split System: Heat Pump with Remote Outdoor Unit-Air-Source) | HMH72B341 |  |  | XAHC36DXXN1+TXV | Z8ES100C20SMPS1 | 34000 | 17 | 8.5 | 33400 | 23600 | 70.66% | 2.08 | 0 | 9.5 |  |  |  | No | R-410A | 2.8333 | Residential & Commercial | No
213297246 | Central HP <5.4 tons | CHAMPION HEATING AND COOLING | HRCU-A-CB (Split System: Heat Pump with Remote Outdoor Unit-Air-Source) | HMH72B341 |  |  | XAFB36DXXN1+TXV | Z9ET040A10SMPS1 | 34000 | 18 | 8.1 | 33400 | 23800 | 71.26% | 2.04 | 0 | 9.5 |  |  |  | No | R-410A | 2.8333 | Residential & Commercial | No
211390637 | Central HP <5.4 tons | FRASER-JOHNSTON | HRCU-A-CB (Split System: Heat Pump with Remote Outdoor Unit-Air-Source) | HMH72B341 |  |  | XAFC36DBCN1 | TM8V080B12MP12 | 33800 | 17 | 8.1 | 34000 | 24200 | 71.18% | 2.04 | 0 | 9.5 |  |  |  | No | R-410A | 2.8167 | Residential & Commercial | No
215682773 | Central HP <5.4 tons | CARRIER | HRCU-A-CB (Split System: Heat Pump with Remote Outdoor Unit-Air-Source) | 27VNA060A*030* |  |  | CSAH*6012AM*+UI | 59TN7A100C21**22 | 55500 | 17 | 8.5 | 60000 | 42000 | 70% | 1.9 | 0 | 9 |  |  |  | No | R-454B | 4.625 | Residential & Commercial | No
211390586 | Central HP <5.4 tons | FRASER-JOHNSTON | HRCU-A-CB (Split System: Heat Pump with Remote Outdoor Unit-Air-Source) | HMH72B341 |  |  | XAHB30CXXN1+TXV | TPLC080B12MP13 | 31600 | 16.5 | 8.1 | 32800 | 23000 | 70.12% | 1.96 | 0 | 9 |  |  |  | No | R-410A | 2.6333 | Residential & Commercial | No
211390669 | Central HP <5.4 tons | FRASER-JOHNSTON | HRCU-A-CB (Split System: Heat Pump with Remote Outdoor Unit-Air-Source) | HMH72B341 |  |  | XAFC30CXXN1+TXV | TM8V080B12MP12 | 32400 | 17 | 8.1 | 34000 | 23800 | 70% | 2 | 0 | 9.5 |  |  |  | No | R-410A | 2.7 | Residential & Commercial | No
211391104 | Central HP <5.4 tons | FRASER-JOHNSTON | HRCU-A-CB (Split System: Heat Pump with Remote Outdoor Unit-Air-Source) | HMH72B341 |  |  | XAFB36DBCN1 | TPLC060A12MP13 | 34000 | 17.5 | 8.1 | 34000 | 24200 | 71.18% | 2.06 | 0 | 9.5 |  |  |  | No | R-410A | 2.8333 | Residential & Commercial | No
213297904 | Central HP <5.4 tons | LUXAIRE | HRCU-A-CB (Split System: Heat Pump with Remote Outdoor Unit-Air-Source) | HMH72B341 |  |  | XAUB36DXXN1+TXV | Z9ES060A10SMPS1 | 33400 | 18.5 | 8.1 | 32800 | 23200 | 70.73% | 2.02 | 0 | 9.5 |  |  |  | No | R-410A | 2.7833 | Residential & Commercial | No
212979055 | Central HP <5.4 tons | KEEPRITE | HRCU-A-CB (Split System: Heat Pump with Remote Outdoor Unit-Air-Source) | DLCURAH30ABK |  |  | EA*4X43L21A* | *80MS(N,L)0701716A* | 30600 | 15.2 | 8.5 | 33600 | 26400 | 78.57% | 1.86 | 0 | 9 |  |  |  | No | R-410A | 2.55 | Residential & Commercial | No
212980978 | Central HP <5.4 tons | KEEPRITE | HRCU-A-CB (Split System: Heat Pump with Remote Outdoor Unit-Air-Source) | DLCURAH30ABK |  |  | EN(A,D,W)4X42L21** | *80MS(N,L)1102120A* | 30200 | 15.2 | 8.1 | 34400 | 27600 | 80.23% | 1.8 | 0 | 9 |  |  |  | No | R-410A | 2.5167 | Residential & Commercial | No
212982632 | Central HP <5.4 tons | KEEPRITE | HRCU-A-CB (Split System: Heat Pump with Remote Outdoor Unit-Air-Source) | DLCURAH30ABK |  |  | EA*4X37L21A* | *80MSU0601716A* | 30800 | 15.2 | 8.5 | 33000 | 26200 | 79.39% | 1.84 | 0 | 9 |  |  |  | No | R-410A | 2.5667 | Residential & Commercial | No
212982932 | Central HP <5.4 tons | KEEPRITE | HRCU-A-CB (Split System: Heat Pump with Remote Outdoor Unit-Air-Source) | DLCURAH30ABK |  |  | EA*4X36L21A* | *80MSU0802120A* | 29400 | 15.2 | 8.5 | 33800 | 28000 | 82.84% | 1.76 | 0 | 9 |  |  |  | No | R-410A | 2.45 | Residential & Commercial | No
213297749 | Central HP <5.4 tons | LUXAIRE | HRCU-A-CB (Split System: Heat Pump with Remote Outdoor Unit-Air-Source) | HMH72B341 |  |  | XAFD48FBCN1 | Z8ET080C16LMPS1 | 33600 | 17.5 | 8.5 | 32800 | 23200 | 70.73% | 2.08 | 0 | 9.5 |  |  |  | No | R-410A | 2.8 | Residential & Commercial | No
213297324 | Central HP <5.4 tons | LUXAIRE | HRCU-A-CB (Split System: Heat Pump with Remote Outdoor Unit-Air-Source) | HMH72B341 |  |  | XAHC30CXXN1+TXV | Z8ES120C16SMPS1 | 32600 | 17 | 8.5 | 32000 | 22600 | 70.62% | 2.04 | 0 | 9.5 |  |  |  | No | R-410A | 2.7167 | Residential & Commercial | No
215681473 | Central HP <5.4 tons | CARRIER | HRCU-A-CB (Split System: Heat Pump with Remote Outdoor Unit-Air-Source) | 27VNA048A*030* |  |  | CAA**6121AM*+UI | 58CU*B100C21**20 | 46000 | 17.5 | 9 | 47500 | 33600 | 70.74% | 2.06 | 0 | 9.5 |  |  |  | No | R-454B | 3.8333 | Residential & Commercial | No
214301845 | Central HP <5.4 tons | CHAMPION HEATING AND COOLING | HRCU-A-CB (Split System: Heat Pump with Remote Outdoor Unit-Air-Source) | HMH72B341 | ADP |  | H,YE7J(1,2)36+TXV | TM9E040A10MP12 | 32200 | 17 | 8.1 | 31800 | 23000 | 72.33% | 1.98 | 0 | 9.5 |  |  |  | No | R-410A | 2.6833 | Residential & Commercial | No
214301846 | Central HP <5.4 tons | CHAMPION HEATING AND COOLING | HRCU-A-CB (Split System: Heat Pump with Remote Outdoor Unit-Air-Source) | HMH72B341 | ADP |  | H,YE9J(1,2)36+TXV | TM9E040A10MP12 | 32200 | 17 | 8.1 | 31800 | 23000 | 72.33% | 1.98 | 0 | 9.5 |  |  |  | No | R-410A | 2.6833 | Residential & Commercial | No
214301850 | Central HP <5.4 tons | CHAMPION HEATING AND COOLING | HRCU-A-CB (Split System: Heat Pump with Remote Outdoor Unit-Air-Source) | HMH72B341 | ADP |  | H,YE7J(1,2)36+TXV | TM9E080B12MP12 | 32800 | 17 | 8.1 | 31800 | 23000 | 72.33% | 2.02 | 0 | 9.5 |  |  |  | No | R-410A | 2.7333 | Residential & Commercial | No
214301859 | Central HP <5.4 tons | CHAMPION HEATING AND COOLING | HRCU-A-CB (Split System: Heat Pump with Remote Outdoor Unit-Air-Source) | HMH72B341 | ADP |  | H,YE7J(1,2)36+TXV | TM9V060B12MP12 | 32600 | 17 | 8.1 | 32000 | 23200 | 72.5% | 2.02 | 0 | 9.5 |  |  |  | No | R-410A | 2.7167 | Residential & Commercial | No
215677594 | Central HP <5.4 tons | BRYANT HEATING AND COOLING SYSTEMS | HRCU-A-CB (Split System: Heat Pump with Remote Outdoor Unit-Air-Source) | 290VAN060**AA* |  |  | CVAVA6121XMA*+UI | 935CB60080C21*** | 57000 | 18 | 9 | 64000 | 45000 | 70.31% | 2.08 | 0 | 9 |  |  |  | No | R-454B | 4.75 | Residential & Commercial | No
216367899 | Central HP <5.4 tons | BRYANT HEATING AND COOLING SYSTEMS | HRCU-A-CB (Split System: Heat Pump with Remote Outdoor Unit-Air-Source) | 38MURAQ36AB3* | ADP |  | V,C36H175P139 | 935SB48060M17*** | 34800 | 16 | 8.1 | 36800 | 34600 | 94.02% | 1.86 | 0 | 9.5 |  |  |  | No | R-410A | 2.9 | Residential & Commercial | No
214588330 | Central HP <5.4 tons | BRYANT HEATING AND COOLING SYSTEMS | HRCU-A-CB (Split System: Heat Pump with Remote Outdoor Unit-Air-Source) | 38MURAQ36AB3* | ADP |  | C36A***L139 | 926TC48080V17*** | 34400 | 15.2 | 8.5 | 36800 | 34800 | 94.57% | 2 | 0 | 9.5 |  |  |  | No | R-410A | 2.8667 | Residential & Commercial | No
212593610 | Central HP <5.4 tons | CARRIER | HRCU-A-CB (Split System: Heat Pump with Remote Outdoor Unit-Air-Source) | 38MURAQ24AB3* | ADP |  | C24A***L039 | 59TP6B040V14**10 | 23000 | 15.2 | 8.5 | 25000 | 23600 | 94.4% | 1.96 | 0 | 9.5 |  |  |  | No | R-410A | 1.9167 | Residential & Commercial | No
214624748 | Central HP <5.4 tons | CARRIER | HRCU-A-CB (Split System: Heat Pump with Remote Outdoor Unit-Air-Source) | 38MURAQ24AB3* | ADP |  | C36A***L139 | 58SU*B040M17**12 | 23200 | 17 | 8.5 | 24200 | 22800 | 94.21% | 1.94 | 0 | 9.5 |  |  |  | No | R-410A | 1.9333 | Residential & Commercial | No
213352707 | Central HP <5.4 tons | CARRIER | HRCU-A-CB (Split System: Heat Pump with Remote Outdoor Unit-Air-Source) | 38MURAQ24AB3* | ADP |  | C24A***L039 | 59TP6C080V17**16 | 23200 | 16 | 8.5 | 25400 | 25200 | 99.21% | 2.14 | 0 | 9.5 |  |  |  | No | R-410A | 1.9333 | Residential & Commercial | No
214301849 | Central HP <5.4 tons | CHAMPION HEATING AND COOLING | HRCU-A-CB (Split System: Heat Pump with Remote Outdoor Unit-Air-Source) | HMH72B341 | ADP |  | H,YE7J(1,2)36+TXV | TM9E060B12MP12 | 32600 | 17 | 8.1 | 32000 | 23200 | 72.5% | 2 | 0 | 9.5 |  |  |  | No | R-410A | 2.7167 | Residential & Commercial | No
214301901 | Central HP <5.4 tons | CHAMPION HEATING AND COOLING | HRCU-A-CB (Split System: Heat Pump with Remote Outdoor Unit-Air-Source) | HMH72B341 | ADP |  | H,YE7J(1,2)36+TXV | Z8ES120C16SMPS1 | 32600 | 17 | 8.5 | 30400 | 22200 | 73.03% | 2.04 | 0 | 9.5 |  |  |  | No | R-410A | 2.7167 | Residential & Commercial | No
214301848 | Central HP <5.4 tons | CHAMPION HEATING AND COOLING | HRCU-A-CB (Split System: Heat Pump with Remote Outdoor Unit-Air-Source) | HMH72B341 | ADP |  | H,YE9J(1,2)36+TXV | TM9E060A10MP12 | 33600 | 17 | 8.1 | 32200 | 23400 | 72.67% | 2.02 | 0 | 9.5 |  |  |  | No | R-410A | 2.8 | Residential & Commercial | No
214624816 | Central HP <5.4 tons | CARRIER | HRCU-A-CB (Split System: Heat Pump with Remote Outdoor Unit-Air-Source) | 38MURAQ30AB3* | ADP |  | V,C36H175P149 | 58SU*B040M17**12 | 29800 | 15.2 | 8.5 | 32200 | 27000 | 83.85% | 1.78 | 0 | 9 |  |  |  | No | R-410A | 2.4833 | Residential & Commercial | No
212979459 | Central HP <5.4 tons | KEEPRITE | HRCU-A-CB (Split System: Heat Pump with Remote Outdoor Unit-Air-Source) | DLCURAH30ABK |  |  | EA*4X42L24A* | *80MS(N,L)0702116A* | 29800 | 15.2 | 8.1 | 34200 | 27600 | 80.7% | 1.8 | 0 | 9 |  |  |  | No | R-410A | 2.4833 | Residential & Commercial | No
215681623 | Central HP <5.4 tons | CARRIER | HRCU-A-CB (Split System: Heat Pump with Remote Outdoor Unit-Air-Source) | 27VNA048A*030* |  |  | CSAH*4812AM*+UI | 59TN7A080C17**16 | 44500 | 16 | 8.5 | 49500 | 34800 | 70.3% | 1.92 | 0 | 9 |  |  |  | No | R-454B | 3.7083 | Residential & Commercial | No
215681723 | Central HP <5.4 tons | CARRIER | HRCU-A-CB (Split System: Heat Pump with Remote Outdoor Unit-Air-Source) | 27VNA048A*030* |  |  | CSAH*6012AM*+UI | 59TN7A080C21**20 | 45500 | 16.5 | 8.5 | 48000 | 33800 | 70.42% | 2.06 | 0 | 9.5 |  |  |  | No | R-454B | 3.7917 | Residential & Commercial | No
215682913 | Central HP <5.4 tons | CARRIER | HRCU-A-CB (Split System: Heat Pump with Remote Outdoor Unit-Air-Source) | 27VNA060A*030* |  |  | CVAMA6024XMA*+UI | 59TN7A120C24**22 | 56500 | 18.5 | 9 | 63000 | 44500 | 70.63% | 2.1 | 0 | 9 |  |  |  | No | R-454B | 4.7083 | Residential & Commercial | No
214301898 | Central HP <5.4 tons | CHAMPION HEATING AND COOLING | HRCU-A-CB (Split System: Heat Pump with Remote Outdoor Unit-Air-Source) | HMH72B341 | ADP |  | H,YE9J(1,2)36+TXV | Z8ES100C20SMPS1 | 34000 | 17 | 8.5 | 31800 | 23800 | 74.84% | 2.14 | 0 | 9.5 |  |  |  | No | R-410A | 2.8333 | Residential & Commercial | No
213296829 | Central HP <5.4 tons | LUXAIRE | HRCU-A-CB (Split System: Heat Pump with Remote Outdoor Unit-Air-Source) | HMH72B341 |  |  | XAHC36DXXN1+TXV | Z8ET120C20LMPS1 | 34000 | 18.5 | 8.1 | 33400 | 23800 | 71.26% | 2.06 | 0 | 9.5 |  |  |  | No | R-410A | 2.8333 | Residential & Commercial | No
213296854 | Central HP <5.4 tons | LUXAIRE | HRCU-A-CB (Split System: Heat Pump with Remote Outdoor Unit-Air-Source) | HMH72B341 |  |  | XAFC36DXXN1+TXV | Z8ES120C20SMPS1 | 34000 | 17.5 | 8.5 | 34000 | 24600 | 72.35% | 2.12 | 0 | 9.5 |  |  |  | No | R-410A | 2.8333 | Residential & Commercial | No
211391089 | Central HP <5.4 tons | FRASER-JOHNSTON | HRCU-A-CB (Split System: Heat Pump with Remote Outdoor Unit-Air-Source) | HMH72B341 |  |  | XAUB36DXXN1+TXV | TMLV060A12MP12 | 34000 | 17.5 | 8.1 | 34000 | 24200 | 71.18% | 2.06 | 0 | 9.5 |  |  |  | No | R-410A | 2.8333 | Residential & Commercial | No
214301874 | Central HP <5.4 tons | CHAMPION HEATING AND COOLING | HRCU-A-CB (Split System: Heat Pump with Remote Outdoor Unit-Air-Source) | HMH72B341 | ADP |  | H,YE9J(1,2)36+TXV | TM9Y120D20MP11 | 33800 | 16 | 8.5 | 30800 | 23400 | 75.97% | 2.08 | 0 | 9 |  |  |  | No | R-410A | 2.8167 | Residential & Commercial | No
213297029 | Central HP <5.4 tons | LUXAIRE | HRCU-A-CB (Split System: Heat Pump with Remote Outdoor Unit-Air-Source) | HMH72B341 |  |  | XAFC36DXXN1+TXV | Z9ES100C20SMPS1 | 34000 | 17.5 | 8.5 | 33400 | 24000 | 71.86% | 2.1 | 0 | 9.5 |  |  |  | No | R-410A | 2.8333 | Residential & Commercial | No
213739938 | Central HP <5.4 tons | DAY & NIGHT | HRCU-A-CB (Split System: Heat Pump with Remote Outdoor Unit-Air-Source) | DLCURAH24ABK | ADP |  | FG33936 | *96MSN0401712A* | 23000 | 16 | 8.5 | 24600 | 24000 | 97.56% | 2 | 0 | 9 |  |  |  | No | R-410A | 1.9167 | Residential & Commercial | No
214301912 | Central HP <5.4 tons | CHAMPION HEATING AND COOLING | HRCU-A-CB (Split System: Heat Pump with Remote Outdoor Unit-Air-Source) | HMH72B341 | ADP |  | H,YE9J(1,2)36+TXV | Z8ET100C16LMPS1 | 34000 | 18 | 8.5 | 31800 | 23800 | 74.84% | 2.12 | 0 | 9.5 |  |  |  | No | R-410A | 2.8333 | Residential & Commercial | No
213252518 | Central HP <5.4 tons | BRYANT HEATING AND COOLING SYSTEMS | HRCU-A-CB (Split System: Heat Pump with Remote Outdoor Unit-Air-Source) | 38MURAQ30AB3* | ADP |  | CF371E* |  | 31200 | 15.2 | 8.5 | 33800 | 26400 | 78.11% | 1.86 | 0 | 9 |  |  |  | No | R-410A | 2.6 | Residential & Commercial | No
211295761 | Central HP <5.4 tons | BRYANT HEATING AND COOLING SYSTEMS | HRCU-A-CB (Split System: Heat Pump with Remote Outdoor Unit-Air-Source) | 38MURAQ30AB3* |  |  | CAP**3621AL* | 83*SA60080E21*** | 29600 | 15.2 | 8.1 | 33800 | 27600 | 81.66% | 1.76 | 0 | 9 |  |  |  | No | R-410A | 2.4667 | Residential & Commercial | No
213297154 | Central HP <5.4 tons | LUXAIRE | HRCU-A-CB (Split System: Heat Pump with Remote Outdoor Unit-Air-Source) | HMH72B341 |  |  | XAHB30CXXN1+TXV | Z8ES100B12LMPS1 | 32000 | 17 | 8.1 | 32200 | 22600 | 70.19% | 2 | 0 | 9.5 |  |  |  | No | R-410A | 2.6667 | Residential & Commercial | No
213296929 | Central HP <5.4 tons | LUXAIRE | HRCU-A-CB (Split System: Heat Pump with Remote Outdoor Unit-Air-Source) | HMH72B341 |  |  | XAFC36DBCN1 | Z8ES100B12LMPS1 | 34000 | 18.5 | 8.1 | 34000 | 24600 | 72.35% | 2.12 | 0 | 9.5 |  |  |  | No | R-410A | 2.8333 | Residential & Commercial | No
213145924 | Central HP <5.4 tons | CARRIER | HRCU-A-CB (Split System: Heat Pump with Remote Outdoor Unit-Air-Source) | 38MURAQ30AB3* | ADP |  | C36A***L159+AEFE3A* |  | 30400 | 15.2 | 8.5 | 33400 | 27000 | 80.84% | 1.82 | 0 | 9 |  |  |  | No | R-410A | 2.5333 | Residential & Commercial | No
211295781 | Central HP <5.4 tons | BRYANT HEATING AND COOLING SYSTEMS | HRCU-A-CB (Split System: Heat Pump with Remote Outdoor Unit-Air-Source) | 38MURAQ30AB3* |  |  | CAP**3621AL* | 926TB66100V21*** | 29600 | 15.2 | 8.1 | 33800 | 27800 | 82.25% | 1.76 | 0 | 9 |  |  |  | No | R-410A | 2.4667 | Residential & Commercial | No
213352716 | Central HP <5.4 tons | CARRIER | HRCU-A-CB (Split System: Heat Pump with Remote Outdoor Unit-Air-Source) | 38MURAQ30AB3* | ADP |  | C36A***L139 | 59TP6C100V21**20 | 29800 | 15.2 | 8.5 | 32600 | 27200 | 83.44% | 1.8 | 0 | 8.5 |  |  |  | No | R-410A | 2.4833 | Residential & Commercial | No
211295817 | Central HP <5.4 tons | BRYANT HEATING AND COOLING SYSTEMS | HRCU-A-CB (Split System: Heat Pump with Remote Outdoor Unit-Air-Source) | 38MURAQ30AB3* |  |  | CAP**3721AL* | 83*SA36040E17*** | 31000 | 15.2 | 8.1 | 33400 | 26000 | 77.84% | 1.86 | 0 | 9 |  |  |  | No | R-410A | 2.5833 | Residential & Commercial | No
215669964 | Central HP <5.4 tons | KENMORE | HRCU-A-CB (Split System: Heat Pump with Remote Outdoor Unit-Air-Source) | (C,H,T)5H0V36*K*AAA* |  |  | ESH5X42M12A*+WALLCON | *80CTL0451712B* | 33600 | 16 | 8.5 | 35800 | 25600 | 71.51% | 1.76 | 0 | 9 |  |  |  | No | R-454B | 2.8 | Residential & Commercial | No
215670028 | Central HP <5.4 tons | KENMORE | HRCU-A-CB (Split System: Heat Pump with Remote Outdoor Unit-Air-Source) | (C,H,T)5H0V36*K*AAA* |  |  | ESH5X42M12A*+WALLCON | *95CSU0601716B* | 33800 | 16 | 8.5 | 35600 | 25400 | 71.35% | 1.78 | 0 | 9 |  |  |  | No | R-454B | 2.8167 | Residential & Commercial | No
211782039 | Central HP <5.4 tons | KEEPRITE | HRCU-A-CB (Split System: Heat Pump with Remote Outdoor Unit-Air-Source) | DLCURAH24ABK | ADP |  | H,GE22936 | *92ESN0801716A* | 23000 | 16 | 8.5 | 25200 | 23000 | 91.27% | 1.94 | 0 | 9.5 |  |  |  | No | R-410A | 1.9167 | Residential & Commercial | No
211388403 | Central HP <5.4 tons | CHAMPION HEATING AND COOLING | HRCU-A-CB (Split System: Heat Pump with Remote Outdoor Unit-Air-Source) | HMH72B341 |  |  | XAFB30CXXN1+TXV | TM9V060B12MP12 | 32600 | 17 | 8.1 | 33600 | 23600 | 70.24% | 2.02 | 0 | 9.5 |  |  |  | No | R-410A | 2.7167 | Residential & Commercial | No
211388185 | Central HP <5.4 tons | COLEMAN | HRCU-A-CB (Split System: Heat Pump with Remote Outdoor Unit-Air-Source) | HMH72B341 |  |  | XAHB30CXXN1+TXV | TM9V060B12MP12 | 31600 | 16.5 | 8.1 | 32800 | 23000 | 70.12% | 1.96 | 0 | 9 |  |  |  | No | R-410A | 2.6333 | Residential & Commercial | No
213297834 | Central HP <5.4 tons | LUXAIRE | HRCU-A-CB (Split System: Heat Pump with Remote Outdoor Unit-Air-Source) | HMH72B341 |  |  | XAUB30CXXN1+TXV | Z8ES080B12LMPS1 | 33000 | 18 | 8.5 | 33000 | 23400 | 70.91% | 2.04 | 0 | 9.5 |  |  |  | No | R-410A | 2.75 | Residential & Commercial | No
213297909 | Central HP <5.4 tons | LUXAIRE | HRCU-A-CB (Split System: Heat Pump with Remote Outdoor Unit-Air-Source) | HMH72B341 |  |  | XAHC30CXXN1+TXV | Z8ET100C20LMPS1 | 32800 | 18.5 | 8.5 | 32000 | 22800 | 71.25% | 2.04 | 0 | 9.5 |  |  |  | No | R-410A | 2.7333 | Residential & Commercial | No
213297874 | Central HP <5.4 tons | LUXAIRE | HRCU-A-CB (Split System: Heat Pump with Remote Outdoor Unit-Air-Source) | HMH72B341 |  |  | XAFC36DXXN1+TXV | Z9ES080C16SMPS1 | 34000 | 17.5 | 8.1 | 33400 | 23800 | 71.26% | 2.06 | 0 | 9.5 |  |  |  | No | R-410A | 2.8333 | Residential & Commercial | No
213297999 | Central HP <5.4 tons | LUXAIRE | HRCU-A-CB (Split System: Heat Pump with Remote Outdoor Unit-Air-Source) | HMH72B341 |  |  | XAHC36DXXN1+TXV | Z8ES080C20SMPS1 | 34000 | 17.5 | 8.1 | 33400 | 23600 | 70.66% | 2.08 | 0 | 9.5 |  |  |  | No | R-410A | 2.8333 | Residential & Commercial | No
213297049 | Central HP <5.4 tons | LUXAIRE | HRCU-A-CB (Split System: Heat Pump with Remote Outdoor Unit-Air-Source) | HMH72B341 |  |  | XAHC36DXXN1+TXV | Z9ES060B12SMPS1 | 33000 | 16.5 | 8.1 | 32200 | 22800 | 70.81% | 2 | 0 | 9.5 |  |  |  | No | R-410A | 2.75 | Residential & Commercial | No
213297549 | Central HP <5.4 tons | LUXAIRE | HRCU-A-CB (Split System: Heat Pump with Remote Outdoor Unit-Air-Source) | HMH72B341 |  |  | XAHC36DBCN1 | Z8ES100C20SMPS1 | 34000 | 17 | 8.5 | 33400 | 23600 | 70.66% | 2.08 | 0 | 9.5 |  |  |  | No | R-410A | 2.8333 | Residential & Commercial | No
212517484 | Central HP <5.4 tons | YORK | HRCU-A-CB (Split System: Heat Pump with Remote Outdoor Unit-Air-Source) | HMH72B341 | ADP |  | CV365*9 | TM8Y100C20MP11 | 33600 | 18 | 8.5 | 32400 | 23200 | 71.6% | 2.06 | 0 | 9.5 |  |  |  | No | R-410A | 2.8 | Residential & Commercial | No
215679314 | Central HP <5.4 tons | BRYANT HEATING AND COOLING SYSTEMS | HRCU-A-CB (Split System: Heat Pump with Remote Outdoor Unit-Air-Source) | 290VAN036**AA* |  |  | CAA**3721AM*+UI | 987TA42080C17*** | 34200 | 17.5 | 9 | 35400 | 25400 | 71.75% | 1.88 | 0 | 9.5 |  |  |  | No | R-454B | 2.85 | Residential & Commercial | No
215679514 | Central HP <5.4 tons | BRYANT HEATING AND COOLING SYSTEMS | HRCU-A-CB (Split System: Heat Pump with Remote Outdoor Unit-Air-Source) | 290VAN036**AA* |  |  | CAA**4821AM*+UI | 987TA42060C17*** | 33400 | 17.5 | 9 | 35200 | 25400 | 72.16% | 1.88 | 0 | 9.5 |  |  |  | No | R-454B | 2.7833 | Residential & Commercial | No
213739890 | Central HP <5.4 tons | DAY & NIGHT | HRCU-A-CB (Split System: Heat Pump with Remote Outdoor Unit-Air-Source) | DLCURAH24ABK | ADP |  | FG32936 | *92MSN0401712A* | 23000 | 16 | 8.5 | 24800 | 23600 | 95.16% | 1.96 | 0 | 9.5 |  |  |  | No | R-410A | 1.9167 | Residential & Commercial | No
213739891 | Central HP <5.4 tons | DAY & NIGHT | HRCU-A-CB (Split System: Heat Pump with Remote Outdoor Unit-Air-Source) | DLCURAH24ABK | ADP |  | FG33936 | *92MSN0401712A* | 23200 | 16 | 8.5 | 24800 | 23600 | 95.16% | 1.96 | 0 | 9.5 |  |  |  | No | R-410A | 1.9333 | Residential & Commercial | No
213739941 | Central HP <5.4 tons | DAY & NIGHT | HRCU-A-CB (Split System: Heat Pump with Remote Outdoor Unit-Air-Source) | DLCURAH24ABK | ADP |  | PL36H175P789 | *96MSN0401712A* | 23400 | 16 | 8.5 | 24600 | 23800 | 96.75% | 2 | 0 | 9.5 |  |  |  | No | R-410A | 1.95 | Residential & Commercial | No
215679764 | Central HP <5.4 tons | BRYANT HEATING AND COOLING SYSTEMS | HRCU-A-CB (Split System: Heat Pump with Remote Outdoor Unit-Air-Source) | 290VAN036**AA* |  |  | CSAH*3612AM*+UI | 987TA66100C21*** | 33800 | 16 | 8.5 | 35800 | 25400 | 70.95% | 1.76 | 0 | 9.5 |  |  |  | No | R-454B | 2.8167 | Residential & Commercial | No
215679864 | Central HP <5.4 tons | BRYANT HEATING AND COOLING SYSTEMS | HRCU-A-CB (Split System: Heat Pump with Remote Outdoor Unit-Air-Source) | 290VAN036**AA* |  |  | CSAH*4812AM*+UI | 986TD60080C21*** | 34200 | 16 | 8.5 | 35400 | 25200 | 71.19% | 1.88 | 0 | 9.5 |  |  |  | No | R-454B | 2.85 | Residential & Commercial | No
213297374 | Central HP <5.4 tons | LUXAIRE | HRCU-A-CB (Split System: Heat Pump with Remote Outdoor Unit-Air-Source) | HMH72B341 |  |  | XAUB30CXXN1+TXV | Z8ES100B12SMPS1 | 32800 | 18 | 8.5 | 33000 | 23200 | 70.3% | 2.04 | 0 | 9.5 |  |  |  | No | R-410A | 2.7333 | Residential & Commercial | No
213297724 | Central HP <5.4 tons | LUXAIRE | HRCU-A-CB (Split System: Heat Pump with Remote Outdoor Unit-Air-Source) | HMH72B341 |  |  | XAFC36DXXN1+TXV | Z8ET120C20LMPS1 | 34000 | 18.5 | 8.5 | 33400 | 24200 | 72.46% | 2.12 | 0 | 9.5 |  |  |  | No | R-410A | 2.8333 | Residential & Commercial | No
213297829 | Central HP <5.4 tons | LUXAIRE | HRCU-A-CB (Split System: Heat Pump with Remote Outdoor Unit-Air-Source) | HMH72B341 |  |  | XAUB30CXXN1+TXV | Z8ES080B12SMPS1 | 33000 | 18 | 8.5 | 33000 | 23400 | 70.91% | 2.04 | 0 | 9.5 |  |  |  | No | R-410A | 2.75 | Residential & Commercial | No
213297964 | Central HP <5.4 tons | LUXAIRE | HRCU-A-CB (Split System: Heat Pump with Remote Outdoor Unit-Air-Source) | HMH72B341 |  |  | XAHC36DXXN1+TXV | Z8ES100C16LMPS1 | 34000 | 17.5 | 8.1 | 33400 | 24000 | 71.86% | 2.08 | 0 | 9.5 |  |  |  | No | R-410A | 2.8333 | Residential & Commercial | No
213297059 | Central HP <5.4 tons | LUXAIRE | HRCU-A-CB (Split System: Heat Pump with Remote Outdoor Unit-Air-Source) | HMH72B341 |  |  | XAFB30CXXN1+TXV | Z9ES060A10SMPS1 | 32400 | 18.5 | 8.1 | 33000 | 23200 | 70.3% | 2.02 | 0 | 9.5 |  |  |  | No | R-410A | 2.7 | Residential & Commercial | No
213297159 | Central HP <5.4 tons | LUXAIRE | HRCU-A-CB (Split System: Heat Pump with Remote Outdoor Unit-Air-Source) | HMH72B341 |  |  | XAHC30CXXN1+TXV | Z8ES080C20SMPS1 | 32800 | 17.5 | 8.5 | 32000 | 22800 | 71.25% | 2.02 | 0 | 9.5 |  |  |  | No | R-410A | 2.7333 | Residential & Commercial | No
215682983 | Central HP <5.4 tons | CARRIER | HRCU-A-CB (Split System: Heat Pump with Remote Outdoor Unit-Air-Source) | 27VNA060A*030* |  |  | CVAVA6021XMA*+UI | 59TN6C080C21**20 | 56500 | 18 | 9 | 64000 | 45000 | 70.31% | 2.08 | 0 | 9 |  |  |  | No | R-454B | 4.7083 | Residential & Commercial | No
215683083 | Central HP <5.4 tons | CARRIER | HRCU-A-CB (Split System: Heat Pump with Remote Outdoor Unit-Air-Source) | 27VNA060A*030* |  |  | CVAVA6024XMA*+UI | 59TN7A080C21**20 | 56500 | 18 | 9 | 63500 | 44500 | 70.08% | 2.08 | 0 | 9 |  |  |  | No | R-454B | 4.7083 | Residential & Commercial | No
213297279 | Central HP <5.4 tons | LUXAIRE | HRCU-A-CB (Split System: Heat Pump with Remote Outdoor Unit-Air-Source) | HMH72B341 |  |  | XAFB30CXXN1+TXV | Z9ES060B12SMPS1 | 32400 | 17 | 8.1 | 33000 | 23200 | 70.3% | 2.02 | 0 | 9.5 |  |  |  | No | R-410A | 2.7 | Residential & Commercial | No
214301896 | Central HP <5.4 tons | CHAMPION HEATING AND COOLING | HRCU-A-CB (Split System: Heat Pump with Remote Outdoor Unit-Air-Source) | HMH72B341 | ADP |  | H,YE9J(1,2)36+TXV | Z8ES100C16SMPS1 | 34000 | 18 | 8.5 | 31800 | 24000 | 75.47% | 2.12 | 0 | 9.5 |  |  |  | No | R-410A | 2.8333 | Residential & Commercial | No
213296924 | Central HP <5.4 tons | LUXAIRE | HRCU-A-CB (Split System: Heat Pump with Remote Outdoor Unit-Air-Source) | HMH72B341 |  |  | XAFC36DBCN1 | Z8ES100B12SMPS1 | 34000 | 18.5 | 8.1 | 34000 | 24600 | 72.35% | 2.12 | 0 | 9.5 |  |  |  | No | R-410A | 2.8333 | Residential & Commercial | No
213297574 | Central HP <5.4 tons | LUXAIRE | HRCU-A-CB (Split System: Heat Pump with Remote Outdoor Unit-Air-Source) | HMH72B341 |  |  | XAHC36DBCN1 | Z8ES100B12LMPS1 | 33400 | 17.5 | 8.1 | 32800 | 23200 | 70.73% | 2.02 | 0 | 9.5 |  |  |  | No | R-410A | 2.7833 | Residential & Commercial | No
213297599 | Central HP <5.4 tons | LUXAIRE | HRCU-A-CB (Split System: Heat Pump with Remote Outdoor Unit-Air-Source) | HMH72B341 |  |  | XAFB36DBCN1 | Z8ES100B12LMPS1 | 34000 | 18 | 8.1 | 34000 | 24600 | 72.35% | 2.1 | 0 | 9.5 |  |  |  | No | R-410A | 2.8333 | Residential & Commercial | No
212520208 | Central HP <5.4 tons | CARRIER | HRCU-A-CB (Split System: Heat Pump with Remote Outdoor Unit-Air-Source) | 38MURAQ24AB3* | ADP |  | H,PG24936 | 58S(B,C)*A070E14**12 | 23800 | 17 | 8.5 | 24600 | 22000 | 89.43% | 1.86 | 0 | 9.5 |  |  |  | No | R-410A | 1.9833 | Residential & Commercial | No
212520253 | Central HP <5.4 tons | CARRIER | HRCU-A-CB (Split System: Heat Pump with Remote Outdoor Unit-Air-Source) | 38MURAQ24AB3* | ADP |  | H,PG32936 | 58SP*A090V21**20 | 23600 | 17 | 8.5 | 24400 | 22400 | 91.8% | 1.88 | 0 | 9.5 |  |  |  | No | R-410A | 1.9667 | Residential & Commercial | No
211386559 | Central HP <5.4 tons | CHAMPION HEATING AND COOLING | HRCU-A-CB (Split System: Heat Pump with Remote Outdoor Unit-Air-Source) | HMH72B341 |  |  | XAFC48FXXN1+TXV | TL8E080C16UH11 | 34000 | 16.5 | 8.5 | 33400 | 24600 | 73.65% | 2.08 | 0 | 9 |  |  |  | No | R-410A | 2.8333 | Residential & Commercial | No
211385973 | Central HP <5.4 tons | CHAMPION HEATING AND COOLING | HRCU-A-CB (Split System: Heat Pump with Remote Outdoor Unit-Air-Source) | HMH72B341 |  |  | XAFC48FXXN1+TXV | TM8E080B12MP11 | 33400 | 17 | 8.5 | 32400 | 23800 | 73.46% | 2.04 | 0 | 9 |  |  |  | No | R-410A | 2.7833 | Residential & Commercial | No
214301903 | Central HP <5.4 tons | CHAMPION HEATING AND COOLING | HRCU-A-CB (Split System: Heat Pump with Remote Outdoor Unit-Air-Source) | HMH72B341 | ADP |  | H,YE7J(1,2)36+TXV | Z8ES120C20LMPS1 | 33000 | 17 | 8.5 | 31400 | 23000 | 73.25% | 2.04 | 0 | 9.5 |  |  |  | No | R-410A | 2.75 | Residential & Commercial | No
214301910 | Central HP <5.4 tons | CHAMPION HEATING AND COOLING | HRCU-A-CB (Split System: Heat Pump with Remote Outdoor Unit-Air-Source) | HMH72B341 | ADP |  | H,YE9J(1,2)36+TXV | Z8ET080C16LMPS1 | 34000 | 18 | 8.5 | 31800 | 23800 | 74.84% | 2.14 | 0 | 9.5 |  |  |  | No | R-410A | 2.8333 | Residential & Commercial | No
213411111 | Central HP <5.4 tons | COLEMAN | HRCU-A-CB (Split System: Heat Pump with Remote Outdoor Unit-Air-Source) | HMH72B341 | ADP |  | H,YG35936 | Z8ET080C16LMPS1 | 34000 | 18 | 8.5 | 31800 | 23600 | 74.21% | 2.1 | 0 | 9.5 |  |  |  | No | R-410A | 2.8333 | Residential & Commercial | No
214301913 | Central HP <5.4 tons | CHAMPION HEATING AND COOLING | HRCU-A-CB (Split System: Heat Pump with Remote Outdoor Unit-Air-Source) | HMH72B341 | ADP |  | H,YE9J(1,2)36+TXV | Z8ET100C20LMPS1 | 34000 | 18 | 8.5 | 31800 | 23200 | 72.96% | 2.08 | 0 | 9.5 |  |  |  | No | R-410A | 2.8333 | Residential & Commercial | No
211394110 | Central HP <5.4 tons | FRASER-JOHNSTON | HRCU-A-CB (Split System: Heat Pump with Remote Outdoor Unit-Air-Source) | HMH72B341 |  |  | XAUC48FXXN1+TXV | TM9Y080C16MP11 | 33800 | 17.5 | 8.5 | 32800 | 24200 | 73.78% | 2.06 | 0 | 9 |  |  |  | No | R-410A | 2.8167 | Residential & Commercial | No
211394179 | Central HP <5.4 tons | FRASER-JOHNSTON | HRCU-A-CB (Split System: Heat Pump with Remote Outdoor Unit-Air-Source) | HMH72B341 |  |  | XAUC48FXXN1+TXV | TM9Y080B12MP11 | 33400 | 17 | 8.1 | 32800 | 24200 | 73.78% | 2.04 | 0 | 9 |  |  |  | No | R-410A | 2.7833 | Residential & Commercial | No
211394464 | Central HP <5.4 tons | FRASER-JOHNSTON | HRCU-A-CB (Split System: Heat Pump with Remote Outdoor Unit-Air-Source) | HMH72B341 |  |  | XAHC48FXXN1+TXV | TM9V100C20MP12 | 33200 | 17 | 8.5 | 32000 | 23400 | 73.12% | 2.04 | 0 | 9 |  |  |  | No | R-410A | 2.7667 | Residential & Commercial | No
214588333 | Central HP <5.4 tons | BRYANT HEATING AND COOLING SYSTEMS | HRCU-A-CB (Split System: Heat Pump with Remote Outdoor Unit-Air-Source) | 38MURAQ36AB3* | ADP |  | PL36H175P159 | 926TC48080V17*** | 35000 | 16 | 8.1 | 36200 | 34400 | 95.03% | 2 | 0 | 9.5 |  |  |  | No | R-410A | 2.9167 | Residential & Commercial | No
213881430 | Central HP <5.4 tons | CARRIER | HRCU-A-CB (Split System: Heat Pump with Remote Outdoor Unit-Air-Source) | 38MURAQ36AB3* | ADP |  | C36A***L129 | 58TP*B090V17**16 | 34600 | 16 | 8.1 | 36800 | 34800 | 94.57% | 1.82 | 0 | 9.5 |  |  |  | No | R-410A | 2.8833 | Residential & Commercial | No
211386552 | Central HP <5.4 tons | COLEMAN | HRCU-A-CB (Split System: Heat Pump with Remote Outdoor Unit-Air-Source) | HMH72B341 |  |  | XAFC48FXXN1+TXV | TL8E080C16UH11 | 34000 | 16.5 | 8.5 | 33400 | 24600 | 73.65% | 2.08 | 0 | 9 |  |  |  | No | R-410A | 2.8333 | Residential & Commercial | No
211386627 | Central HP <5.4 tons | COLEMAN | HRCU-A-CB (Split System: Heat Pump with Remote Outdoor Unit-Air-Source) | HMH72B341 |  |  | XAFC48FBCN1+JMET12CS2N1 |  | 34000 | 17.5 | 8.5 | 32600 | 23800 | 73.01% | 2.12 | 0 | 9.5 |  |  |  | No | R-410A | 2.8333 | Residential & Commercial | No
211387708 | Central HP <5.4 tons | COLEMAN | HRCU-A-CB (Split System: Heat Pump with Remote Outdoor Unit-Air-Source) | HMH72B341 |  |  | XAHC36DBCN1 | TP9C080B12MP13 | 33200 | 17 | 8.1 | 33200 | 23400 | 70.48% | 2.02 | 0 | 9.5 |  |  |  | No | R-410A | 2.7667 | Residential & Commercial | No
211387070 | Central HP <5.4 tons | COLEMAN | HRCU-A-CB (Split System: Heat Pump with Remote Outdoor Unit-Air-Source) | HMH72B341 |  |  | XAHC36DXXN1+TXV | TM9Y060B12MP11 | 33200 | 17.5 | 8.1 | 33400 | 23600 | 70.66% | 2 | 0 | 9.5 |  |  |  | No | R-410A | 2.7667 | Residential & Commercial | No
211387413 | Central HP <5.4 tons | COLEMAN | HRCU-A-CB (Split System: Heat Pump with Remote Outdoor Unit-Air-Source) | HMH72B341 |  |  | XAHC36DXXN1+TXV | TP9C100C16MP13 | 33800 | 17 | 8.1 | 33400 | 23600 | 70.66% | 2.06 | 0 | 9.5 |  |  |  | No | R-410A | 2.8167 | Residential & Commercial | No
211387579 | Central HP <5.4 tons | COLEMAN | HRCU-A-CB (Split System: Heat Pump with Remote Outdoor Unit-Air-Source) | HMH72B341 |  |  | XAHC36DXXN1+TXV | CP9C080C16MP13 | 33400 | 17 | 8.1 | 33200 | 23400 | 70.48% | 2.04 | 0 | 9.5 |  |  |  | No | R-410A | 2.7833 | Residential & Commercial | No
211387688 | Central HP <5.4 tons | COLEMAN | HRCU-A-CB (Split System: Heat Pump with Remote Outdoor Unit-Air-Source) | HMH72B341 |  |  | XAHC36DXXN1+TXV | TP9C080B12MP13 | 33200 | 17 | 8.1 | 33200 | 23400 | 70.48% | 2.02 | 0 | 9.5 |  |  |  | No | R-410A | 2.7667 | Residential & Commercial | No
215683024 | Central HP <5.4 tons | BRYANT HEATING AND COOLING SYSTEMS | HRCU-A-CB (Split System: Heat Pump with Remote Outdoor Unit-Air-Source) | 290VAN060**AA* |  |  | CVAVA6021XMA*+UI | 83*CB60100C21*** | 57000 | 18 | 9 | 63500 | 44500 | 70.08% | 2.08 | 0 | 9 |  |  |  | No | R-454B | 4.75 | Residential & Commercial | No
214301909 | Central HP <5.4 tons | CHAMPION HEATING AND COOLING | HRCU-A-CB (Split System: Heat Pump with Remote Outdoor Unit-Air-Source) | HMH72B341 | ADP |  | H,YE7J(1,2)36+TXV | Z8ET080C16LMPS1 | 32400 | 17 | 8.25 | 31000 | 22800 | 73.55% | 2.02 | 0 | 9 |  |  |  | No | R-410A | 2.7 | Residential & Commercial | No
211386316 | Central HP <5.4 tons | CHAMPION HEATING AND COOLING | HRCU-A-CB (Split System: Heat Pump with Remote Outdoor Unit-Air-Source) | HMH72B341 |  |  | XAHC48FBCN1 | TL9E060B12UH11 | 32400 | 16.5 | 8.1 | 32000 | 23600 | 73.75% | 2 | 0 | 9 |  |  |  | No | R-410A | 2.7 | Residential & Commercial | No
211386014 | Central HP <5.4 tons | CHAMPION HEATING AND COOLING | HRCU-A-CB (Split System: Heat Pump with Remote Outdoor Unit-Air-Source) | HMH72B341 |  |  | XAUC48FXXN1+TXV | TM8E080B12MP11 | 33400 | 17 | 8.5 | 32400 | 23800 | 73.46% | 2.04 | 0 | 9 |  |  |  | No | R-410A | 2.7833 | Residential & Commercial | No
211386114 | Central HP <5.4 tons | CHAMPION HEATING AND COOLING | HRCU-A-CB (Split System: Heat Pump with Remote Outdoor Unit-Air-Source) | HMH72B341 |  |  | XAFD48FXXN1+TXV | TL9E100C20UH11 | 34000 | 16 | 8.5 | 32400 | 23800 | 73.46% | 2.08 | 0 | 9.5 |  |  |  | No | R-410A | 2.8333 | Residential & Commercial | No
215676973 | Central HP <5.4 tons | CARRIER | HRCU-A-CB (Split System: Heat Pump with Remote Outdoor Unit-Air-Source) | 27VNA060A*030* |  |  | CVAMA6021XMA*+UI | 58CU*A100C21**20 | 56500 | 18 | 9 | 64000 | 45000 | 70.31% | 2.08 | 0 | 9 |  |  |  | No | R-454B | 4.7083 | Residential & Commercial | No
215677323 | Central HP <5.4 tons | CARRIER | HRCU-A-CB (Split System: Heat Pump with Remote Outdoor Unit-Air-Source) | 27VNA060A*030* |  |  | CVAVA6021XMA*+UI | 58CU*A100C21**20 | 56500 | 18 | 9 | 64000 | 45000 | 70.31% | 2.08 | 0 | 9 |  |  |  | No | R-454B | 4.7083 | Residential & Commercial | No
215677793 | Central HP <5.4 tons | CARRIER | HRCU-A-CB (Split System: Heat Pump with Remote Outdoor Unit-Air-Source) | 27VNA060A*030* |  |  | CAA**6024AM*+UI | 58TN*B135C24**22 | 55500 | 18.5 | 9 | 59000 | 41500 | 70.34% | 2.02 | 0 | 9 |  |  |  | No | R-454B | 4.625 | Residential & Commercial | No
216411152 | Central HP <5.4 tons | LUXAIRE | HRCU-A-CB (Split System: Heat Pump with Remote Outdoor Unit-Air-Source) | HMH72B341 |  |  | XAHB36DBCN1 | Z9ET040A10SMPS1 | 32600 | 17.5 | 8.5 | 32800 | 23000 | 70.12% | 1.96 | 0 | 9.5 |  |  |  | No | R-410A | 2.7167 | Residential & Commercial | No
212519538 | Central HP <5.4 tons | YORK | HRCU-A-CB (Split System: Heat Pump with Remote Outdoor Unit-Air-Source) | HMH72B341 | ADP |  | CV365*9+JMET12CS2N1 |  | 33400 | 17 | 8.35 | 31000 | 23400 | 75.48% | 2.08 | 0 | 9 |  |  |  | No | R-410A | 2.7833 | Residential & Commercial | No
211394946 | Central HP <5.4 tons | FRASER-JOHNSTON | HRCU-A-CB (Split System: Heat Pump with Remote Outdoor Unit-Air-Source) | HMH72B341 |  |  | XAUC48FXXN1+TXV | TM9V100C16MP12 | 33800 | 16.5 | 8.5 | 32400 | 23800 | 73.46% | 2.08 | 0 | 9.5 |  |  |  | No | R-410A | 2.8167 | Residential & Commercial | No
211395180 | Central HP <5.4 tons | FRASER-JOHNSTON | HRCU-A-CB (Split System: Heat Pump with Remote Outdoor Unit-Air-Source) | HMH72B341 |  |  | XAFD48FXXN1+TXV | TM9V080C16MP12 | 33400 | 16.5 | 8.5 | 32400 | 23600 | 72.84% | 2.06 | 0 | 9.5 |  |  |  | No | R-410A | 2.7833 | Residential & Commercial | No
211395681 | Central HP <5.4 tons | FRASER-JOHNSTON | HRCU-A-CB (Split System: Heat Pump with Remote Outdoor Unit-Air-Source) | HMH72B341 |  |  | XAUC48FXXN1+TXV | TP9C080B12MP13 | 33400 | 16.5 | 8.5 | 32600 | 24000 | 73.62% | 2.06 | 0 | 9 |  |  |  | No | R-410A | 2.7833 | Residential & Commercial | No
211395882 | Central HP <5.4 tons | FRASER-JOHNSTON | HRCU-A-CB (Split System: Heat Pump with Remote Outdoor Unit-Air-Source) | HMH72B341 |  |  | XAUC48FXXN1+TXV | TM9V060B12MP12 | 33000 | 16.5 | 8.1 | 32400 | 24000 | 74.07% | 2.04 | 0 | 9 |  |  |  | No | R-410A | 2.75 | Residential & Commercial | No
215674082 | Central HP <5.4 tons | KENMORE | HRCU-A-CB (Split System: Heat Pump with Remote Outdoor Unit-Air-Source) | (C,H,T)5H0V48*K*AAA* |  |  | EA*5X48M21A*+WALLCON | *95CSU0601716B* | 44000 | 17 | 9 | 49000 | 34600 | 70.61% | 2.04 | 0 | 9 |  |  |  | No | R-454B | 3.6667 | Residential & Commercial | No
213739629 | Central HP <5.4 tons | DAY & NIGHT | HRCU-A-CB (Split System: Heat Pump with Remote Outdoor Unit-Air-Source) | DLCURAH18ABK | ADP |  | FG32936 | *96VTN0401410B* | 16800 | 16 | 8.5 | 16600 | 19000 | 114.5% | 2.34 | 0 | 9.5 |  |  |  | No | R-410A | 1.4 | Residential & Commercial | No
213623714 | Central HP <5.4 tons | RUNTRU | HRCU-A-CB (Split System: Heat Pump with Remote Outdoor Unit-Air-Source) | E4HL5018A1000A | ADP |  | FG33936 | A952V040BU3SAD | 20000 | 15.2 | 8.5 | 18400 | 17600 | 95.65% | 1.85 | 0 | 9 |  |  |  | No | R-410A | 1.6667 | Residential & Commercial | No
213739898 | Central HP <5.4 tons | DAY & NIGHT | HRCU-A-CB (Split System: Heat Pump with Remote Outdoor Unit-Air-Source) | DLCURAH24ABK | ADP |  | PL36H***P039 | *92MSN0601412A* | 22800 | 16 | 9 | 25400 | 25000 | 98.43% | 2.12 | 0 | 9.5 |  |  |  | No | R-410A | 1.9 | Residential & Commercial | No
215683174 | Central HP <5.4 tons | BRYANT HEATING AND COOLING SYSTEMS | HRCU-A-CB (Split System: Heat Pump with Remote Outdoor Unit-Air-Source) | 290VAN060**AA* |  |  | CVAVA6121XMA*+UI | 987TA66100C21*** | 57500 | 18.5 | 9 | 64000 | 45000 | 70.31% | 2.06 | 0 | 9 |  |  |  | No | R-454B | 4.7917 | Residential & Commercial | No
215683134 | Central HP <5.4 tons | BRYANT HEATING AND COOLING SYSTEMS | HRCU-A-CB (Split System: Heat Pump with Remote Outdoor Unit-Air-Source) | 290VAN060**AA* |  |  | CVAVA6121XMA*+UI | 83*CB48060C17*** | 56500 | 18 | 9 | 61000 | 43500 | 71.31% | 2.1 | 0 | 9.5 |  |  |  | No | R-454B | 4.7083 | Residential & Commercial | No
215683184 | Central HP <5.4 tons | BRYANT HEATING AND COOLING SYSTEMS | HRCU-A-CB (Split System: Heat Pump with Remote Outdoor Unit-Air-Source) | 290VAN060**AA* |  |  | CVAVA6124XMA*+UI | 986TD60080C21*** | 57500 | 18.5 | 9 | 64000 | 45000 | 70.31% | 2.08 | 0 | 9 |  |  |  | No | R-454B | 4.7917 | Residential & Commercial | No
214588332 | Central HP <5.4 tons | BRYANT HEATING AND COOLING SYSTEMS | HRCU-A-CB (Split System: Heat Pump with Remote Outdoor Unit-Air-Source) | 38MURAQ36AB3* | ADP |  | V,C36H175P149 | 926TC48080V17*** | 34400 | 16 | 8.1 | 36200 | 34400 | 95.03% | 2 | 0 | 9.5 |  |  |  | No | R-410A | 2.8667 | Residential & Commercial | No
214595903 | Central HP <5.4 tons | CARRIER | HRCU-A-C (Split System: Heat Pump with Remote Outdoor Unit with No Indoor Fan --Air Source) | 38MURAQ36AB3 | ADP |  | H,PG7J936+TD |  | 35200 | 15.2 | 8.35 | 36200 | 31200 | 86.19% | 1.8 | 0 | 9.5 |  |  |  | No | R-410A | 2.9333 | Residential & Commercial | No
216410937 | Central HP <5.4 tons | LUXAIRE | HRCU-A-CB (Split System: Heat Pump with Remote Outdoor Unit-Air-Source) | HMH72B361 |  |  | XAFC36DBCN1 | Z9ET100C16SMPS1 | 35000 | 17.5 | 8.5 | 34600 | 24800 | 71.68% | 2.06 | 0 | 8.5 |  |  |  | No | R-410A | 2.9167 | Residential & Commercial | No
213352702 | Central HP <5.4 tons | CARRIER | HRCU-A-CB (Split System: Heat Pump with Remote Outdoor Unit-Air-Source) | 38MURAQ24AB3* | ADP |  | C36A***L139 | 59TP6C040V17**12 | 23400 | 16 | 8.5 | 25400 | 25800 | 101.6% | 2.18 | 0 | 9.5 |  |  |  | No | R-410A | 1.95 | Residential & Commercial | No
211295841 | Central HP <5.4 tons | BRYANT HEATING AND COOLING SYSTEMS | HRCU-A-CB (Split System: Heat Pump with Remote Outdoor Unit-Air-Source) | 38MURAQ30AB3* |  |  | CAP**3721AL* | 926TB66100V21*** | 30600 | 15.2 | 8.1 | 33000 | 26200 | 79.39% | 1.84 | 0 | 9 |  |  |  | No | R-410A | 2.55 | Residential & Commercial | No
215675153 | Central HP <5.4 tons | CARRIER | HRCU-A-CB (Split System: Heat Pump with Remote Outdoor Unit-Air-Source) | 27VNA048A*030* |  |  | CSAH*6012AM*+UI | 58TN*B045C17**12 | 45000 | 15.5 | 8.5 | 48500 | 34600 | 71.34% | 1.94 | 0 | 9 |  |  |  | No | R-454B | 3.75 | Residential & Commercial | No
211396116 | Central HP <5.4 tons | FRASER-JOHNSTON | HRCU-A-CB (Split System: Heat Pump with Remote Outdoor Unit-Air-Source) | HMH72B341 |  |  | XAFD48FXXN1+TXV | TM9E080C16MP12 | 34000 | 17 | 8.1 | 33400 | 24600 | 73.65% | 2.08 | 0 | 9 |  |  |  | No | R-410A | 2.8333 | Residential & Commercial | No
211396804 | Central HP <5.4 tons | FRASER-JOHNSTON | HRCU-A-CB (Split System: Heat Pump with Remote Outdoor Unit-Air-Source) | HMH72B341 |  |  | XAHC48FBCN1 | TM8Y100C16MP11 | 33600 | 17 | 8.1 | 32600 | 24000 | 73.62% | 2.04 | 0 | 9 |  |  |  | No | R-410A | 2.8 | Residential & Commercial | No
211396834 | Central HP <5.4 tons | FRASER-JOHNSTON | HRCU-A-CB (Split System: Heat Pump with Remote Outdoor Unit-Air-Source) | HMH72B341 |  |  | XAFD48FXXN1+TXV | TM8Y100C16MP11 | 34000 | 17.5 | 8.5 | 33200 | 24400 | 73.49% | 2.08 | 0 | 9 |  |  |  | No | R-410A | 2.8333 | Residential & Commercial | No
211396987 | Central HP <5.4 tons | FRASER-JOHNSTON | HRCU-A-CB (Split System: Heat Pump with Remote Outdoor Unit-Air-Source) | HMH72B341 |  |  | XAHC48FBCN1 | TM8Y080B12MP11 | 32600 | 17 | 8.1 | 31600 | 23000 | 72.78% | 2.02 | 0 | 9 |  |  |  | No | R-410A | 2.7167 | Residential & Commercial | No
211388120 | Central HP <5.4 tons | LUXAIRE | HRCU-A-CB (Split System: Heat Pump with Remote Outdoor Unit-Air-Source) | HMH72B341 |  |  | XAHB36DXXN1+TXV | TM9V060B12MP12 | 32800 | 17 | 8.1 | 33000 | 23400 | 70.91% | 1.98 | 0 | 9.5 |  |  |  | No | R-410A | 2.7333 | Residential & Commercial | No
211385980 | Central HP <5.4 tons | LUXAIRE | HRCU-A-CB (Split System: Heat Pump with Remote Outdoor Unit-Air-Source) | HMH72B341 |  |  | XAFC48FXXN1+TXV | TMLE080B12MP11 | 33400 | 17 | 8.5 | 32400 | 23800 | 73.46% | 2.04 | 0 | 9 |  |  |  | No | R-410A | 2.7833 | Residential & Commercial | No
211386347 | Central HP <5.4 tons | LUXAIRE | HRCU-A-CB (Split System: Heat Pump with Remote Outdoor Unit-Air-Source) | HMH72B341 |  |  | XAUC48FXXN1+TXV | TL9E060B12UH11 | 33200 | 17 | 8.1 | 32600 | 24000 | 73.62% | 2.02 | 0 | 9 |  |  |  | No | R-410A | 2.7667 | Residential & Commercial | No
211386835 | Central HP <5.4 tons | LUXAIRE | HRCU-A-CB (Split System: Heat Pump with Remote Outdoor Unit-Air-Source) | HMH72B341 |  |  | XAFC36DXXN1+TXV | TM9Y080C16MP11 | 34000 | 18.5 | 8.1 | 34000 | 24400 | 71.76% | 2.08 | 0 | 9.5 |  |  |  | No | R-410A | 2.8333 | Residential & Commercial | No
212603117 | Central HP <5.4 tons | DAY & NIGHT | HRCU-A-CB (Split System: Heat Pump with Remote Outdoor Unit-Air-Source) | DLCURAH24ABK | ADP |  | FG32936 | *80ES(N,L)0901714A* | 24400 | 17 | 8.5 | 24800 | 21600 | 87.1% | 1.84 | 0 | 9.5 |  |  |  | No | R-410A | 2.0333 | Residential & Commercial | No
211387151 | Central HP <5.4 tons | LUXAIRE | HRCU-A-CB (Split System: Heat Pump with Remote Outdoor Unit-Air-Source) | HMH72B341 |  |  | XAFC36DXXN1+TXV | TM9Y060B12MP11 | 34000 | 17.5 | 8.1 | 34000 | 24200 | 71.18% | 2.04 | 0 | 9.5 |  |  |  | No | R-410A | 2.8333 | Residential & Commercial | No
211387251 | Central HP <5.4 tons | LUXAIRE | HRCU-A-CB (Split System: Heat Pump with Remote Outdoor Unit-Air-Source) | HMH72B341 |  |  | XAUB30CXXN1+TXV | TM9Y060B12MP11 | 32600 | 17.5 | 8.1 | 34000 | 23800 | 70% | 2 | 0 | 9.5 |  |  |  | No | R-410A | 2.7167 | Residential & Commercial | No
211387620 | Central HP <5.4 tons | LUXAIRE | HRCU-A-CB (Split System: Heat Pump with Remote Outdoor Unit-Air-Source) | HMH72B341 |  |  | XAHC30CXXN1+TXV | LP9C080C16MP13 | 32200 | 16.5 | 8.1 | 32800 | 23000 | 70.12% | 2 | 0 | 9.5 |  |  |  | No | R-410A | 2.6833 | Residential & Commercial | No
211387802 | Central HP <5.4 tons | LUXAIRE | HRCU-A-CB (Split System: Heat Pump with Remote Outdoor Unit-Air-Source) | HMH72B341 |  |  | XAFC36DXXN1+TXV | TM9V080B12MP12 | 34000 | 17 | 8.1 | 34000 | 24400 | 71.76% | 2.06 | 0 | 9.5 |  |  |  | No | R-410A | 2.8333 | Residential & Commercial | No
214301868 | Central HP <5.4 tons | CHAMPION HEATING AND COOLING | HRCU-A-CB (Split System: Heat Pump with Remote Outdoor Unit-Air-Source) | HMH72B341 | ADP |  | H,YE9J(1,2)36+TXV | TM9Y080B12MP11 | 33600 | 17 | 8.5 | 31800 | 23200 | 72.96% | 2.04 | 0 | 9.5 |  |  |  | No | R-410A | 2.8 | Residential & Commercial | No
213297359 | Central HP <5.4 tons | LUXAIRE | HRCU-A-CB (Split System: Heat Pump with Remote Outdoor Unit-Air-Source) | HMH72B341 |  |  | XAHC30CXXN1+TXV | Z8ES100B12LMPS1 | 32000 | 17.5 | 8.1 | 32200 | 22600 | 70.19% | 2 | 0 | 9.5 |  |  |  | No | R-410A | 2.6667 | Residential & Commercial | No
213297479 | Central HP <5.4 tons | LUXAIRE | HRCU-A-CB (Split System: Heat Pump with Remote Outdoor Unit-Air-Source) | HMH72B341 |  |  | XAUB36DXXN1+TXV | Z9ES060B12SMPS1 | 34000 | 17 | 8.1 | 33400 | 23800 | 71.26% | 2.04 | 0 | 9.5 |  |  |  | No | R-410A | 2.8333 | Residential & Commercial | No
213297594 | Central HP <5.4 tons | LUXAIRE | HRCU-A-CB (Split System: Heat Pump with Remote Outdoor Unit-Air-Source) | HMH72B341 |  |  | XAUB36DXXN1+TXV | Z8ES100B12SMPS1 | 34000 | 18 | 8.1 | 34000 | 24600 | 72.35% | 2.1 | 0 | 9.5 |  |  |  | No | R-410A | 2.8333 | Residential & Commercial | No
211387854 | Central HP <5.4 tons | LUXAIRE | HRCU-A-CB (Split System: Heat Pump with Remote Outdoor Unit-Air-Source) | HMH72B341 |  |  | XAFC30CXXN1+TXV | TP9C080B12MP13 | 32800 | 17 | 8.1 | 33600 | 23600 | 70.24% | 2.02 | 0 | 9.5 |  |  |  | No | R-410A | 2.7333 | Residential & Commercial | No
211387868 | Central HP <5.4 tons | LUXAIRE | HRCU-A-CB (Split System: Heat Pump with Remote Outdoor Unit-Air-Source) | HMH72B341 |  |  | XAFC30CXXN1+TXV | LP9C080B12MP13 | 32800 | 17 | 8.1 | 33600 | 23600 | 70.24% | 2.02 | 0 | 9.5 |  |  |  | No | R-410A | 2.7333 | Residential & Commercial | No
211388169 | Central HP <5.4 tons | LUXAIRE | HRCU-A-CB (Split System: Heat Pump with Remote Outdoor Unit-Air-Source) | HMH72B341 |  |  | XAHB36DBCN1 | TP9C060B12MP13 | 32800 | 17 | 8.1 | 33000 | 23400 | 70.91% | 1.98 | 0 | 9.5 |  |  |  | No | R-410A | 2.7333 | Residential & Commercial | No
211386516 | Central HP <5.4 tons | LUXAIRE | HRCU-A-CB (Split System: Heat Pump with Remote Outdoor Unit-Air-Source) | HMH72B341 |  |  | XAHC48FBCN1 | TL8E080C16UH11 | 33600 | 16.5 | 8.1 | 32600 | 24200 | 74.23% | 2.04 | 0 | 9 |  |  |  | No | R-410A | 2.8 | Residential & Commercial | No
214301891 | Central HP <5.4 tons | CHAMPION HEATING AND COOLING | HRCU-A-CB (Split System: Heat Pump with Remote Outdoor Unit-Air-Source) | HMH72B341 | ADP |  | H,YE7J(1,2)36+TXV | Z8ES100B12SMPS1 | 33000 | 18 | 8.5 | 31400 | 22800 | 72.61% | 2.04 | 0 | 9.5 |  |  |  | No | R-410A | 2.75 | Residential & Commercial | No
213297316 | Central HP <5.4 tons | CHAMPION HEATING AND COOLING | HRCU-A-CB (Split System: Heat Pump with Remote Outdoor Unit-Air-Source) | HMH72B341 |  |  | XAFC36DBCN1 | Z8ET080C16LMPS1 | 34000 | 18.5 | 8.5 | 33400 | 24200 | 72.46% | 2.14 | 0 | 9.5 |  |  |  | No | R-410A | 2.8333 | Residential & Commercial | No
211386128 | Central HP <5.4 tons | CHAMPION HEATING AND COOLING | HRCU-A-CB (Split System: Heat Pump with Remote Outdoor Unit-Air-Source) | HMH72B341 |  |  | XAFD48FBCN1 | TL9E100C20UH11 | 34000 | 16 | 8.5 | 32400 | 23800 | 73.46% | 2.08 | 0 | 9.5 |  |  |  | No | R-410A | 2.8333 | Residential & Commercial | No
211386851 | Central HP <5.4 tons | LUXAIRE | HRCU-A-CB (Split System: Heat Pump with Remote Outdoor Unit-Air-Source) | HMH72B341 |  |  | XAFC36DBCN1 | TM9Y080C16MP11 | 34000 | 18.5 | 8.1 | 34000 | 24400 | 71.76% | 2.08 | 0 | 9.5 |  |  |  | No | R-410A | 2.8333 | Residential & Commercial | No
211386934 | Central HP <5.4 tons | LUXAIRE | HRCU-A-CB (Split System: Heat Pump with Remote Outdoor Unit-Air-Source) | HMH72B341 |  |  | XAHB36DBCN1 | TM9Y080B12MP11 | 33000 | 17 | 8.1 | 32800 | 23200 | 70.73% | 2 | 0 | 9.5 |  |  |  | No | R-410A | 2.75 | Residential & Commercial | No
211387018 | Central HP <5.4 tons | LUXAIRE | HRCU-A-CB (Split System: Heat Pump with Remote Outdoor Unit-Air-Source) | HMH72B341 |  |  | XAFB36DBCN1 | TM9Y080B12MP11 | 33600 | 17.5 | 8.5 | 33400 | 23600 | 70.66% | 2.04 | 0 | 9.5 |  |  |  | No | R-410A | 2.8 | Residential & Commercial | No
211387601 | Central HP <5.4 tons | LUXAIRE | HRCU-A-CB (Split System: Heat Pump with Remote Outdoor Unit-Air-Source) | HMH72B341 |  |  | XAHC36DBCN1 | LP9C080C16MP13 | 33400 | 17 | 8.1 | 33200 | 23400 | 70.48% | 2.04 | 0 | 9.5 |  |  |  | No | R-410A | 2.7833 | Residential & Commercial | No
216411122 | Central HP <5.4 tons | LUXAIRE | HRCU-A-CB (Split System: Heat Pump with Remote Outdoor Unit-Air-Source) | HMH72B341 |  |  | XAHC36DBCN1 | Z9ET060B12SMPS1 | 33200 | 17.5 | 8.5 | 33400 | 23400 | 70.06% | 2 | 0 | 9.5 |  |  |  | No | R-410A | 2.7667 | Residential & Commercial | No
211386328 | Central HP <5.4 tons | CHAMPION HEATING AND COOLING | HRCU-A-CB (Split System: Heat Pump with Remote Outdoor Unit-Air-Source) | HMH72B341 |  |  | XAFC48FXXN1+TXV | TL9E060B12UH11 | 33200 | 17 | 8.1 | 32600 | 24000 | 73.62% | 2.02 | 0 | 9 |  |  |  | No | R-410A | 2.7667 | Residential & Commercial | No
214301893 | Central HP <5.4 tons | CHAMPION HEATING AND COOLING | HRCU-A-CB (Split System: Heat Pump with Remote Outdoor Unit-Air-Source) | HMH72B341 | ADP |  | H,YE7J(1,2)36+TXV | Z8ES100C16LMPS1 | 32400 | 17 | 8.1 | 30400 | 22400 | 73.68% | 2.02 | 0 | 9.5 |  |  |  | No | R-410A | 2.7 | Residential & Commercial | No
214301911 | Central HP <5.4 tons | CHAMPION HEATING AND COOLING | HRCU-A-CB (Split System: Heat Pump with Remote Outdoor Unit-Air-Source) | HMH72B341 | ADP |  | H,YE7J(1,2)36+TXV | Z8ET100C16LMPS1 | 32400 | 17 | 8.5 | 30400 | 22400 | 73.68% | 2.02 | 0 | 9.5 |  |  |  | No | R-410A | 2.7 | Residential & Commercial | No
211396102 | Central HP <5.4 tons | FRASER-JOHNSTON | HRCU-A-CB (Split System: Heat Pump with Remote Outdoor Unit-Air-Source) | HMH72B341 |  |  | XAHC48FBCN1 | TM9E080C16MP12 | 33600 | 17 | 8.1 | 32800 | 24200 | 73.78% | 2.04 | 0 | 9 |  |  |  | No | R-410A | 2.8 | Residential & Commercial | No
211396167 | Central HP <5.4 tons | FRASER-JOHNSTON | HRCU-A-CB (Split System: Heat Pump with Remote Outdoor Unit-Air-Source) | HMH72B341 |  |  | XAFC48FBCN1 | TM9E080C16MP12 | 34000 | 17 | 8.1 | 33400 | 24600 | 73.65% | 2.08 | 0 | 9 |  |  |  | No | R-410A | 2.8333 | Residential & Commercial | No
211398056 | Central HP <5.4 tons | FRASER-JOHNSTON | HRCU-A-CB (Split System: Heat Pump with Remote Outdoor Unit-Air-Source) | HMH72B341 |  |  | XAUC48FXXN1+TXV | TM8V080B12MP12 | 33000 | 16 | 8.1 | 32600 | 24000 | 73.62% | 2.02 | 0 | 9 |  |  |  | No | R-410A | 2.75 | Residential & Commercial | No
211398559 | Central HP <5.4 tons | FRASER-JOHNSTON | HRCU-A-CB (Split System: Heat Pump with Remote Outdoor Unit-Air-Source) | HMH72B341 |  |  | XAUC48FXXN1+TXV | TM8E100C16MP11 | 33600 | 17 | 8.5 | 32400 | 23600 | 72.84% | 2.06 | 0 | 9.5 |  |  |  | No | R-410A | 2.8 | Residential & Commercial | No
211398641 | Central HP <5.4 tons | FRASER-JOHNSTON | HRCU-A-CB (Split System: Heat Pump with Remote Outdoor Unit-Air-Source) | HMH72B341 |  |  | XAHC48FBCN1 | TMLE100B12MP11 | 32600 | 17 | 8.1 | 31800 | 23200 | 72.96% | 2.02 | 0 | 9 |  |  |  | No | R-410A | 2.7167 | Residential & Commercial | No
211398773 | Central HP <5.4 tons | FRASER-JOHNSTON | HRCU-A-CB (Split System: Heat Pump with Remote Outdoor Unit-Air-Source) | HMH72B341 |  |  | XAHD48FBCN1 | TM8E080C16MP11 | 32800 | 16.5 | 8.5 | 31600 | 23000 | 72.78% | 2.02 | 0 | 9.5 |  |  |  | No | R-410A | 2.7333 | Residential & Commercial | No
213297779 | Central HP <5.4 tons | LUXAIRE | HRCU-A-CB (Split System: Heat Pump with Remote Outdoor Unit-Air-Source) | HMH72B341 |  |  | XAFC30CXXN1+TXV | Z8ES100C16SMPS1 | 33600 | 18 | 8.5 | 33000 | 23400 | 70.91% | 2.06 | 0 | 9.5 |  |  |  | No | R-410A | 2.8 | Residential & Commercial | No
213297444 | Central HP <5.4 tons | LUXAIRE | HRCU-A-CB (Split System: Heat Pump with Remote Outdoor Unit-Air-Source) | HMH72B341 |  |  | XAFB36DBCN1 | Z9ET060B12SMPS1 | 33800 | 17.5 | 8.5 | 33400 | 23400 | 70.06% | 2 | 0 | 9.5 |  |  |  | No | R-410A | 2.8167 | Residential & Commercial | No
213297119 | Central HP <5.4 tons | LUXAIRE | HRCU-A-CB (Split System: Heat Pump with Remote Outdoor Unit-Air-Source) | HMH72B341 |  |  | XAFC48FBCN1 | Z8ES120C16SMPS1 | 34000 | 16.5 | 8.5 | 32800 | 23400 | 71.34% | 2.1 | 0 | 9.5 |  |  |  | No | R-410A | 2.8333 | Residential & Commercial | No
211387838 | Central HP <5.4 tons | LUXAIRE | HRCU-A-CB (Split System: Heat Pump with Remote Outdoor Unit-Air-Source) | HMH72B341 |  |  | XAFC36DBCN1 | LP9C080B12MP13 | 34000 | 17 | 8.1 | 34000 | 24400 | 71.76% | 2.06 | 0 | 9.5 |  |  |  | No | R-410A | 2.8333 | Residential & Commercial | No
213297109 | Central HP <5.4 tons | LUXAIRE | HRCU-A-CB (Split System: Heat Pump with Remote Outdoor Unit-Air-Source) | HMH72B341 |  |  | XAFC48FXXN1+TXV | Z8ES120C16SMPS1 | 34000 | 16.5 | 8.5 | 32800 | 23400 | 71.34% | 2.1 | 0 | 9.5 |  |  |  | No | R-410A | 2.8333 | Residential & Commercial | No
213297129 | Central HP <5.4 tons | LUXAIRE | HRCU-A-CB (Split System: Heat Pump with Remote Outdoor Unit-Air-Source) | HMH72B341 |  |  | XAFC48FBCN1 | Z8ES120C16LMPS1 | 34000 | 16.5 | 8.5 | 32800 | 23400 | 71.34% | 2.1 | 0 | 9.5 |  |  |  | No | R-410A | 2.8333 | Residential & Commercial | No
211387038 | Central HP <5.4 tons | CHAMPION HEATING AND COOLING | HRCU-A-CB (Split System: Heat Pump with Remote Outdoor Unit-Air-Source) | HMH72B341 |  |  | XAUB36DXXN1+TXV | TM9Y080B12MP11 | 33600 | 17.5 | 8.5 | 33400 | 23600 | 70.66% | 2.04 | 0 | 9.5 |  |  |  | No | R-410A | 2.8 | Residential & Commercial | No
211385959 | Central HP <5.4 tons | CHAMPION HEATING AND COOLING | HRCU-A-CB (Split System: Heat Pump with Remote Outdoor Unit-Air-Source) | HMH72B341 |  |  | XAHC48FBCN1 | TMLE080B12MP11 | 32800 | 16.5 | 8.1 | 32400 | 23800 | 73.46% | 2 | 0 | 9 |  |  |  | No | R-410A | 2.7333 | Residential & Commercial | No
211386363 | Central HP <5.4 tons | CHAMPION HEATING AND COOLING | HRCU-A-CB (Split System: Heat Pump with Remote Outdoor Unit-Air-Source) | HMH72B341 |  |  | XAHD48FXXN1+TXV | TL8E100C20UH11 | 33400 | 16 | 8.5 | 32000 | 23200 | 72.5% | 2.06 | 0 | 9.5 |  |  |  | No | R-410A | 2.7833 | Residential & Commercial | No
211386438 | Central HP <5.4 tons | CHAMPION HEATING AND COOLING | HRCU-A-CB (Split System: Heat Pump with Remote Outdoor Unit-Air-Source) | HMH72B341 |  |  | XAFC48FXXN1+TXV | TL8E100C20UH11 | 34000 | 16.5 | 8.5 | 32400 | 23800 | 73.46% | 2.1 | 0 | 9.5 |  |  |  | No | R-410A | 2.8333 | Residential & Commercial | No
213297469 | Central HP <5.4 tons | LUXAIRE | HRCU-A-CB (Split System: Heat Pump with Remote Outdoor Unit-Air-Source) | HMH72B341 |  |  | XAFB36DXXN1+TXV | Z9ES060B12SMPS1 | 34000 | 17 | 8.1 | 33400 | 23800 | 71.26% | 2.04 | 0 | 9.5 |  |  |  | No | R-410A | 2.8333 | Residential & Commercial | No
213296886 | Central HP <5.4 tons | CHAMPION HEATING AND COOLING | HRCU-A-CB (Split System: Heat Pump with Remote Outdoor Unit-Air-Source) | HMH72B341 |  |  | XAFC36DBCN1 | Z8ES120C16SMPS1 | 34000 | 18 | 8.5 | 33400 | 24400 | 73.05% | 2.12 | 0 | 9.5 |  |  |  | No | R-410A | 2.8333 | Residential & Commercial | No
213297051 | Central HP <5.4 tons | CHAMPION HEATING AND COOLING | HRCU-A-CB (Split System: Heat Pump with Remote Outdoor Unit-Air-Source) | HMH72B341 |  |  | XAHC36DXXN1+TXV | Z9ES060B12SMPS1 | 33000 | 16.5 | 8.1 | 32200 | 22800 | 70.81% | 2 | 0 | 9.5 |  |  |  | No | R-410A | 2.75 | Residential & Commercial | No
213297351 | Central HP <5.4 tons | CHAMPION HEATING AND COOLING | HRCU-A-CB (Split System: Heat Pump with Remote Outdoor Unit-Air-Source) | HMH72B341 |  |  | XAFC36DBCN1 | Z8ES100C20LMPS1 | 34000 | 17.5 | 8.5 | 33400 | 24200 | 72.46% | 2.14 | 0 | 9.5 |  |  |  | No | R-410A | 2.8333 | Residential & Commercial | No
213297986 | Central HP <5.4 tons | CHAMPION HEATING AND COOLING | HRCU-A-CB (Split System: Heat Pump with Remote Outdoor Unit-Air-Source) | HMH72B341 |  |  | XAHB36DXXN1+TXV | Z8ES100B12LMPS1 | 33400 | 17.5 | 8.1 | 32800 | 23200 | 70.73% | 2.02 | 0 | 9.5 |  |  |  | No | R-410A | 2.7833 | Residential & Commercial | No
211386288 | Central HP <5.4 tons | CHAMPION HEATING AND COOLING | HRCU-A-CB (Split System: Heat Pump with Remote Outdoor Unit-Air-Source) | HMH72B341 |  |  | XAUC48FXXN1+TXV | TL9E080C16UH11 | 34000 | 16.5 | 8.5 | 32800 | 24200 | 73.78% | 2.08 | 0 | 9 |  |  |  | No | R-410A | 2.8333 | Residential & Commercial | No
211386507 | Central HP <5.4 tons | CHAMPION HEATING AND COOLING | HRCU-A-CB (Split System: Heat Pump with Remote Outdoor Unit-Air-Source) | HMH72B341 |  |  | XAHC48FXXN1+TXV | TL8E080C16UH11 | 33600 | 16.5 | 8.1 | 32600 | 24200 | 74.23% | 2.04 | 0 | 9 |  |  |  | No | R-410A | 2.8 | Residential & Commercial | No
211386623 | Central HP <5.4 tons | CHAMPION HEATING AND COOLING | HRCU-A-CB (Split System: Heat Pump with Remote Outdoor Unit-Air-Source) | HMH72B341 |  |  | XAFC48FXXN1+JMET12CS2N1+TXV |  | 34000 | 17.5 | 8.5 | 32600 | 23800 | 73.01% | 2.12 | 0 | 9.5 |  |  |  | No | R-410A | 2.8333 | Residential & Commercial | No
213297746 | Central HP <5.4 tons | CHAMPION HEATING AND COOLING | HRCU-A-CB (Split System: Heat Pump with Remote Outdoor Unit-Air-Source) | HMH72B341 |  |  | XAFD48FXXN1+TXV | Z8ET080C16LMPS1 | 33600 | 17.5 | 8.5 | 32800 | 23200 | 70.73% | 2.08 | 0 | 9.5 |  |  |  | No | R-410A | 2.8 | Residential & Commercial | No
213297786 | Central HP <5.4 tons | CHAMPION HEATING AND COOLING | HRCU-A-CB (Split System: Heat Pump with Remote Outdoor Unit-Air-Source) | HMH72B341 |  |  | XAFC30CXXN1+TXV | Z8ES100C16LMPS1 | 33600 | 18 | 8.5 | 33000 | 23400 | 70.91% | 2.06 | 0 | 9.5 |  |  |  | No | R-410A | 2.8 | Residential & Commercial | No
213297336 | Central HP <5.4 tons | CHAMPION HEATING AND COOLING | HRCU-A-CB (Split System: Heat Pump with Remote Outdoor Unit-Air-Source) | HMH72B341 |  |  | XAFC36DXXN1+TXV | Z8ES100C20SMPS1 | 34000 | 17.5 | 8.5 | 33400 | 24200 | 72.46% | 2.14 | 0 | 9.5 |  |  |  | No | R-410A | 2.8333 | Residential & Commercial | No
213297133 | Central HP <5.4 tons | COLEMAN | HRCU-A-CB (Split System: Heat Pump with Remote Outdoor Unit-Air-Source) | HMH72B341 |  |  | XAUC48FXXN1+TXV | Z8ES120C16LMPS1 | 34000 | 16.5 | 8.5 | 32800 | 23400 | 71.34% | 2.1 | 0 | 9.5 |  |  |  | No | R-410A | 2.8333 | Residential & Commercial | No
211386547 | Central HP <5.4 tons | CHAMPION HEATING AND COOLING | HRCU-A-CB (Split System: Heat Pump with Remote Outdoor Unit-Air-Source) | HMH72B341 |  |  | XAFD48FBCN1 | TL8E080C16UH11 | 34000 | 16.5 | 8.5 | 32600 | 24000 | 73.62% | 2.08 | 0 | 9.5 |  |  |  | No | R-410A | 2.8333 | Residential & Commercial | No
211386572 | Central HP <5.4 tons | CHAMPION HEATING AND COOLING | HRCU-A-CB (Split System: Heat Pump with Remote Outdoor Unit-Air-Source) | HMH72B341 |  |  | XAFC48FBCN1 | TL8E080C16UH11 | 34000 | 16.5 | 8.5 | 33400 | 24600 | 73.65% | 2.08 | 0 | 9 |  |  |  | No | R-410A | 2.8333 | Residential & Commercial | No
211387440 | Central HP <5.4 tons | CHAMPION HEATING AND COOLING | HRCU-A-CB (Split System: Heat Pump with Remote Outdoor Unit-Air-Source) | HMH72B341 |  |  | XAHC36DBCN1 | TM9V100C16MP12 | 33800 | 17 | 8.1 | 33400 | 23600 | 70.66% | 2.06 | 0 | 9.5 |  |  |  | No | R-410A | 2.8167 | Residential & Commercial | No
211386134 | Central HP <5.4 tons | COLEMAN | HRCU-A-CB (Split System: Heat Pump with Remote Outdoor Unit-Air-Source) | HMH72B341 |  |  | XAFC48FXXN1+TXV | TL9E100C20UH11 | 34000 | 15.5 | 8.5 | 32400 | 23800 | 73.46% | 2.08 | 0 | 9.5 |  |  |  | No | R-410A | 2.8333 | Residential & Commercial | No
211387756 | Central HP <5.4 tons | COLEMAN | HRCU-A-CB (Split System: Heat Pump with Remote Outdoor Unit-Air-Source) | HMH72B341 |  |  | XAHB36DXXN1+TXV | CP9C080B12MP13 | 33200 | 16.5 | 8.1 | 33400 | 23600 | 70.66% | 2 | 0 | 9.5 |  |  |  | No | R-410A | 2.7667 | Residential & Commercial | No
211387965 | Central HP <5.4 tons | COLEMAN | HRCU-A-CB (Split System: Heat Pump with Remote Outdoor Unit-Air-Source) | HMH72B341 |  |  | XAFB30CXXN1+TXV | TM9V080B12MP12 | 32800 | 17 | 8.1 | 33600 | 23600 | 70.24% | 2.02 | 0 | 9.5 |  |  |  | No | R-410A | 2.7333 | Residential & Commercial | No
211388022 | Central HP <5.4 tons | COLEMAN | HRCU-A-CB (Split System: Heat Pump with Remote Outdoor Unit-Air-Source) | HMH72B341 |  |  | XAUB30CXXN1+TXV | CP9C080B12MP13 | 32800 | 17 | 8.1 | 33600 | 23600 | 70.24% | 2.02 | 0 | 9.5 |  |  |  | No | R-410A | 2.7333 | Residential & Commercial | No
211719716 | Central HP <5.4 tons | COLEMAN | HRCU-A-CB (Split System: Heat Pump with Remote Outdoor Unit-Air-Source) | HMH72B341 |  |  | XAFB36DBCN1 | CPLC080B12MP13 | 33600 | 17 | 8.1 | 33600 | 23600 | 70.24% | 2.02 | 0 | 9.5 |  |  |  | No | R-410A | 2.8 | Residential & Commercial | No
213297346 | Central HP <5.4 tons | CHAMPION HEATING AND COOLING | HRCU-A-CB (Split System: Heat Pump with Remote Outdoor Unit-Air-Source) | HMH72B341 |  |  | XAFC36DBCN1 | Z8ES100C20SMPS1 | 34000 | 17.5 | 8.5 | 33400 | 24200 | 72.46% | 2.14 | 0 | 9.5 |  |  |  | No | R-410A | 2.8333 | Residential & Commercial | No
213297108 | Central HP <5.4 tons | COLEMAN | HRCU-A-CB (Split System: Heat Pump with Remote Outdoor Unit-Air-Source) | HMH72B341 |  |  | XAFC48FXXN1+TXV | Z8ES120C16SMPS1 | 34000 | 16.5 | 8.5 | 32800 | 23400 | 71.34% | 2.1 | 0 | 9.5 |  |  |  | No | R-410A | 2.8333 | Residential & Commercial | No
213297743 | Central HP <5.4 tons | COLEMAN | HRCU-A-CB (Split System: Heat Pump with Remote Outdoor Unit-Air-Source) | HMH72B341 |  |  | XAFD48FXXN1+TXV | Z8ET080C16LMPS1 | 33600 | 17.5 | 8.5 | 32800 | 23200 | 70.73% | 2.08 | 0 | 9.5 |  |  |  | No | R-410A | 2.8 | Residential & Commercial | No
213297318 | Central HP <5.4 tons | COLEMAN | HRCU-A-CB (Split System: Heat Pump with Remote Outdoor Unit-Air-Source) | HMH72B341 |  |  | XAFC30CXXN1+TXV | Z8ET080B12LMPS1 | 33200 | 18.5 | 8.5 | 33000 | 23400 | 70.91% | 2.04 | 0 | 9.5 |  |  |  | No | R-410A | 2.7667 | Residential & Commercial | No
213297353 | Central HP <5.4 tons | COLEMAN | HRCU-A-CB (Split System: Heat Pump with Remote Outdoor Unit-Air-Source) | HMH72B341 |  |  | XAHC30CXXN1+TXV | Z8ES100B12SMPS1 | 32000 | 17.5 | 8.1 | 32200 | 22600 | 70.19% | 2 | 0 | 9.5 |  |  |  | No | R-410A | 2.6667 | Residential & Commercial | No
213297453 | Central HP <5.4 tons | COLEMAN | HRCU-A-CB (Split System: Heat Pump with Remote Outdoor Unit-Air-Source) | HMH72B341 |  |  | XAFC36DXXN1+TXV | Z9ES080C20SMPS1 | 34000 | 17.5 | 8.5 | 33400 | 24000 | 71.86% | 2.1 | 0 | 9.5 |  |  |  | No | R-410A | 2.8333 | Residential & Commercial | No
213297753 | Central HP <5.4 tons | COLEMAN | HRCU-A-CB (Split System: Heat Pump with Remote Outdoor Unit-Air-Source) | HMH72B341 |  |  | XAHB30CXXN1+TXV | Z8ET080B12LMPS1 | 31800 | 18 | 8.1 | 32200 | 22600 | 70.19% | 2 | 0 | 9.5 |  |  |  | No | R-410A | 2.65 | Residential & Commercial | No
211386252 | Central HP <5.4 tons | COLEMAN | HRCU-A-CB (Split System: Heat Pump with Remote Outdoor Unit-Air-Source) | HMH72B341 |  |  | XAFC48FXXN1+TXV | TL9E080C16UH11 | 34000 | 16.5 | 8.5 | 32800 | 24200 | 73.78% | 2.08 | 0 | 9 |  |  |  | No | R-410A | 2.8333 | Residential & Commercial | No
211386429 | Central HP <5.4 tons | COLEMAN | HRCU-A-CB (Split System: Heat Pump with Remote Outdoor Unit-Air-Source) | HMH72B341 |  |  | XAFC48FXXN1+TXV | TL8E100C20UH11 | 34000 | 16.5 | 8.5 | 32400 | 23800 | 73.46% | 2.1 | 0 | 9.5 |  |  |  | No | R-410A | 2.8333 | Residential & Commercial | No
211387095 | Central HP <5.4 tons | COLEMAN | HRCU-A-CB (Split System: Heat Pump with Remote Outdoor Unit-Air-Source) | HMH72B341 |  |  | XAHC30CXXN1+TXV | TM9Y060B12MP11 | 31800 | 17 | 8.1 | 33000 | 23200 | 70.3% | 1.96 | 0 | 9 |  |  |  | No | R-410A | 2.65 | Residential & Commercial | No
211387263 | Central HP <5.4 tons | COLEMAN | HRCU-A-CB (Split System: Heat Pump with Remote Outdoor Unit-Air-Source) | HMH72B341 |  |  | XAHC30CXXN1+TXV | TM9V100C20MP12 | 32800 | 17 | 8.1 | 33000 | 23200 | 70.3% | 2.02 | 0 | 9 |  |  |  | No | R-410A | 2.7333 | Residential & Commercial | No
213298003 | Central HP <5.4 tons | COLEMAN | HRCU-A-CB (Split System: Heat Pump with Remote Outdoor Unit-Air-Source) | HMH72B341 |  |  | XAHC36DXXN1+TXV | Z8ES080C20LMPS1 | 34000 | 17.5 | 8.1 | 33400 | 23600 | 70.66% | 2.08 | 0 | 9.5 |  |  |  | No | R-410A | 2.8333 | Residential & Commercial | No
211387429 | Central HP <5.4 tons | COLEMAN | HRCU-A-CB (Split System: Heat Pump with Remote Outdoor Unit-Air-Source) | HMH72B341 |  |  | XAHC36DXXN1+TXV | CP9C100C16MP13 | 33800 | 17 | 8.1 | 33400 | 23600 | 70.66% | 2.06 | 0 | 9.5 |  |  |  | No | R-410A | 2.8167 | Residential & Commercial | No
211386972 | Central HP <5.4 tons | COLEMAN | HRCU-A-CB (Split System: Heat Pump with Remote Outdoor Unit-Air-Source) | HMH72B341 |  |  | XAFC36DBCN1 | TM9Y080B12MP11 | 34000 | 18 | 8.1 | 34000 | 24400 | 71.76% | 2.06 | 0 | 9.5 |  |  |  | No | R-410A | 2.8333 | Residential & Commercial | No
211386077 | Central HP <5.4 tons | COLEMAN | HRCU-A-CB (Split System: Heat Pump with Remote Outdoor Unit-Air-Source) | HMH72B341 |  |  | XAHC48FXXN1+TXV | TL9E100C20UH11 | 33400 | 15.5 | 8.5 | 32000 | 23400 | 73.12% | 2.04 | 0 | 9 |  |  |  | No | R-410A | 2.7833 | Residential & Commercial | No
211386204 | Central HP <5.4 tons | COLEMAN | HRCU-A-CB (Split System: Heat Pump with Remote Outdoor Unit-Air-Source) | HMH72B341 |  |  | XAHC48FXXN1+TXV | TL9E080C16UH11 | 33200 | 16 | 8.5 | 32400 | 23600 | 72.84% | 2.04 | 0 | 9 |  |  |  | No | R-410A | 2.7667 | Residential & Commercial | No
213297089 | Central HP <5.4 tons | LUXAIRE | HRCU-A-CB (Split System: Heat Pump with Remote Outdoor Unit-Air-Source) | HMH72B341 |  |  | XAHC36DXXN1+TXV | Z8ET080B12LMPS1 | 33000 | 18 | 8.1 | 32000 | 22400 | 70% | 2 | 0 | 9.5 |  |  |  | No | R-410A | 2.75 | Residential & Commercial | No
213297709 | Central HP <5.4 tons | LUXAIRE | HRCU-A-CB (Split System: Heat Pump with Remote Outdoor Unit-Air-Source) | HMH72B341 |  |  | XAFC36DXXN1+TXV | Z9ES080B12SMPS1 | 34000 | 17.5 | 8.1 | 33400 | 23800 | 71.26% | 2.06 | 0 | 9.5 |  |  |  | No | R-410A | 2.8333 | Residential & Commercial | No
213297764 | Central HP <5.4 tons | LUXAIRE | HRCU-A-CB (Split System: Heat Pump with Remote Outdoor Unit-Air-Source) | HMH72B341 |  |  | XAFC30CXXN1+TXV | Z8ES120C20LMPS1 | 33000 | 17.5 | 8.5 | 33000 | 23400 | 70.91% | 2.04 | 0 | 9.5 |  |  |  | No | R-410A | 2.75 | Residential & Commercial | No
213297884 | Central HP <5.4 tons | LUXAIRE | HRCU-A-CB (Split System: Heat Pump with Remote Outdoor Unit-Air-Source) | HMH72B341 |  |  | XAFB30CXXN1+TXV | Z9ES080B12SMPS1 | 32600 | 17 | 8.1 | 33000 | 23200 | 70.3% | 2.02 | 0 | 9.5 |  |  |  | No | R-410A | 2.7167 | Residential & Commercial | No
213296914 | Central HP <5.4 tons | LUXAIRE | HRCU-A-CB (Split System: Heat Pump with Remote Outdoor Unit-Air-Source) | HMH72B341 |  |  | XAFC36DXXN1+TXV | Z8ES100B12SMPS1 | 34000 | 18.5 | 8.1 | 34000 | 24600 | 72.35% | 2.12 | 0 | 9.5 |  |  |  | No | R-410A | 2.8333 | Residential & Commercial | No
213296889 | Central HP <5.4 tons | LUXAIRE | HRCU-A-CB (Split System: Heat Pump with Remote Outdoor Unit-Air-Source) | HMH72B341 |  |  | XAFC36DBCN1 | Z8ES120C16LMPS1 | 34000 | 18 | 8.5 | 33400 | 24400 | 73.05% | 2.12 | 0 | 9.5 |  |  |  | No | R-410A | 2.8333 | Residential & Commercial | No
211385946 | Central HP <5.4 tons | CHAMPION HEATING AND COOLING | HRCU-A-CB (Split System: Heat Pump with Remote Outdoor Unit-Air-Source) | HMH72B341 |  |  | XAHC48FBCN1 | TM8E080B12MP11 | 32800 | 16.5 | 8.1 | 32400 | 23800 | 73.46% | 2 | 0 | 9 |  |  |  | No | R-410A | 2.7333 | Residential & Commercial | No
215284840 | Central HP <5.4 tons | BRYANT HEATING AND COOLING SYSTEMS | HRCU-A-CB (Split System: Heat Pump with Remote Outdoor Unit-Air-Source) | 38MURAQ24AB3* | ADP |  | H,PG21924 | 916SA48060M17*** | 22200 | 16 | 9.45 | 25000 | 24400 | 97.6% | 2.04 | 0 | 9.5 |  |  |  | No | R-410A | 1.85 | Residential & Commercial | No
213739926 | Central HP <5.4 tons | DAY & NIGHT | HRCU-A-CB (Split System: Heat Pump with Remote Outdoor Unit-Air-Source) | DLCURAH24ABK | ADP |  | PL36H***P039 | *96MSN0401410A* | 22400 | 15.2 | 8.5 | 25400 | 24800 | 97.64% | 2.1 | 0 | 9.5 |  |  |  | No | R-410A | 1.8667 | Residential & Commercial | No
213739841 | Central HP <5.4 tons | DAY & NIGHT | HRCU-A-CB (Split System: Heat Pump with Remote Outdoor Unit-Air-Source) | DLCURAH24ABK | ADP |  | PL36H***P039 | *80MS(N,L)0701412A* | 22200 | 17 | 8.5 | 24600 | 23400 | 95.12% | 2 | 0 | 9.5 |  |  |  | No | R-410A | 1.85 | Residential & Commercial | No
215683183 | Central HP <5.4 tons | CARRIER | HRCU-A-CB (Split System: Heat Pump with Remote Outdoor Unit-Air-Source) | 27VNA060A*030* |  |  | CVAVA6124XMA*+UI | 59TN6C080C21**20 | 57500 | 18.5 | 9 | 64000 | 45000 | 70.31% | 2.08 | 0 | 9 |  |  |  | No | R-454B | 4.7917 | Residential & Commercial | No
215666957 | Central HP <5.4 tons | KENMORE | HRCU-A-CB (Split System: Heat Pump with Remote Outdoor Unit-Air-Source) | (C,H,T)5H0V24*K*AAA* |  |  | EA*5X24M14A*+WALLCON | *96CTN0401410B* | 22400 | 15.5 | 8.5 | 24600 | 17300 | 70.33% | 1.82 | 0 | 9 |  |  |  | No | R-454B | 1.8667 | Residential & Commercial | No
211386029 | Central HP <5.4 tons | CHAMPION HEATING AND COOLING | HRCU-A-CB (Split System: Heat Pump with Remote Outdoor Unit-Air-Source) | HMH72B341 |  |  | XAFC48FBCN1 | TMLE080B12MP11 | 33400 | 17 | 8.5 | 32400 | 23800 | 73.46% | 2.04 | 0 | 9 |  |  |  | No | R-410A | 2.7833 | Residential & Commercial | No
213297344 | Central HP <5.4 tons | LUXAIRE | HRCU-A-CB (Split System: Heat Pump with Remote Outdoor Unit-Air-Source) | HMH72B341 |  |  | XAFC36DBCN1 | Z8ES100C20SMPS1 | 34000 | 17.5 | 8.5 | 33400 | 24200 | 72.46% | 2.14 | 0 | 9.5 |  |  |  | No | R-410A | 2.8333 | Residential & Commercial | No
211397805 | Central HP <5.4 tons | FRASER-JOHNSTON | HRCU-A-CB (Split System: Heat Pump with Remote Outdoor Unit-Air-Source) | HMH72B341 |  |  | XAFC48FBCN1 | TM8V080C16MP12 | 34000 | 16.5 | 8.5 | 33200 | 24400 | 73.49% | 2.1 | 0 | 9 |  |  |  | No | R-410A | 2.8333 | Residential & Commercial | No
213297588 | Central HP <5.4 tons | COLEMAN | HRCU-A-CB (Split System: Heat Pump with Remote Outdoor Unit-Air-Source) | HMH72B341 |  |  | XAFB36DBCN1 | Z8ES100B12SMPS1 | 34000 | 18 | 8.1 | 34000 | 24600 | 72.35% | 2.1 | 0 | 9.5 |  |  |  | No | R-410A | 2.8333 | Residential & Commercial | No
213739939 | Central HP <5.4 tons | DAY & NIGHT | HRCU-A-CB (Split System: Heat Pump with Remote Outdoor Unit-Air-Source) | DLCURAH24ABK | ADP |  | PL36H175P159 | *96MSN0401712A* | 23400 | 16 | 8.5 | 24600 | 23800 | 96.75% | 2 | 0 | 9.5 |  |  |  | No | R-410A | 1.95 | Residential & Commercial | No
213739940 | Central HP <5.4 tons | DAY & NIGHT | HRCU-A-CB (Split System: Heat Pump with Remote Outdoor Unit-Air-Source) | DLCURAH24ABK | ADP |  | V,G36H175P159 | *96MSN0401712A* | 23400 | 16 | 8.5 | 24600 | 23800 | 96.75% | 2 | 0 | 9.5 |  |  |  | No | R-410A | 1.95 | Residential & Commercial | No
213297439 | Central HP <5.4 tons | LUXAIRE | HRCU-A-CB (Split System: Heat Pump with Remote Outdoor Unit-Air-Source) | HMH72B341 |  |  | XAFB36DXXN1+TXV | Z9ET060B12SMPS1 | 34000 | 18.5 | 8.1 | 33400 | 24000 | 71.86% | 2.06 | 0 | 9.5 |  |  |  | No | R-410A | 2.8333 | Residential & Commercial | No
213297514 | Central HP <5.4 tons | LUXAIRE | HRCU-A-CB (Split System: Heat Pump with Remote Outdoor Unit-Air-Source) | HMH72B341 |  |  | XAFC36DBCN1 | Z8ET080B12LMPS1 | 34000 | 18.5 | 8.1 | 33400 | 24000 | 71.86% | 2.08 | 0 | 9.5 |  |  |  | No | R-410A | 2.8333 | Residential & Commercial | No
213297534 | Central HP <5.4 tons | LUXAIRE | HRCU-A-CB (Split System: Heat Pump with Remote Outdoor Unit-Air-Source) | HMH72B341 |  |  | XAHC36DBCN1 | Z8ES120C16LMPS1 | 34000 | 17.5 | 8.1 | 33400 | 24000 | 71.86% | 2.08 | 0 | 9.5 |  |  |  | No | R-410A | 2.8333 | Residential & Commercial | No
212396764 | Central HP <5.4 tons | TRANE | HRCU-A-C (Split System: Heat Pump with Remote Outdoor Unit with No Indoor Fan --Air Source) | 4TXD2060A10NU** | ADP |  | H,TG52960+TD |  | 53000 | 15.2 | 8.5 | 51000 | 37200 | 72.94% | 1.8 | 0 | 9.5 |  |  |  | No | R-410A | 4.4167 | Residential & Commercial | No
213297923 | Central HP <5.4 tons | COLEMAN | HRCU-A-CB (Split System: Heat Pump with Remote Outdoor Unit-Air-Source) | HMH72B341 |  |  | XAFB36DXXN1+TXV | Z8ET080B12LMPS1 | 34000 | 18.5 | 8.1 | 33400 | 24000 | 71.86% | 2.08 | 0 | 9.5 |  |  |  | No | R-410A | 2.8333 | Residential & Commercial | No
213297993 | Central HP <5.4 tons | COLEMAN | HRCU-A-CB (Split System: Heat Pump with Remote Outdoor Unit-Air-Source) | HMH72B341 |  |  | XAHB36DBCN1 | Z8ES100B12LMPS1 | 33400 | 17.5 | 8.1 | 32800 | 23200 | 70.73% | 2.02 | 0 | 9.5 |  |  |  | No | R-410A | 2.7833 | Residential & Commercial | No
213297323 | Central HP <5.4 tons | COLEMAN | HRCU-A-CB (Split System: Heat Pump with Remote Outdoor Unit-Air-Source) | HMH72B341 |  |  | XAHC30CXXN1+TXV | Z8ES120C16SMPS1 | 32600 | 17 | 8.5 | 32000 | 22600 | 70.62% | 2.04 | 0 | 9.5 |  |  |  | No | R-410A | 2.7167 | Residential & Commercial | No
213297698 | Central HP <5.4 tons | COLEMAN | HRCU-A-CB (Split System: Heat Pump with Remote Outdoor Unit-Air-Source) | HMH72B341 |  |  | XAHC36DXXN1+TXV | Z9ES080C20SMPS1 | 34000 | 17 | 8.1 | 33400 | 23600 | 70.66% | 2.06 | 0 | 9.5 |  |  |  | No | R-410A | 2.8333 | Residential & Commercial | No
211394628 | Central HP <5.4 tons | FRASER-JOHNSTON | HRCU-A-CB (Split System: Heat Pump with Remote Outdoor Unit-Air-Source) | HMH72B341 |  |  | XAFC48FBCN1 | TM9V100C20MP12 | 34000 | 16.5 | 8.5 | 33000 | 24200 | 73.33% | 2.1 | 0 | 9 |  |  |  | No | R-410A | 2.8333 | Residential & Commercial | No
211394797 | Central HP <5.4 tons | FRASER-JOHNSTON | HRCU-A-CB (Split System: Heat Pump with Remote Outdoor Unit-Air-Source) | HMH72B341 |  |  | XAHC48FBCN1 | TM9V100C16MP12 | 33000 | 16.5 | 8.5 | 31800 | 23200 | 72.96% | 2.04 | 0 | 9 |  |  |  | No | R-410A | 2.75 | Residential & Commercial | No
211386925 | Central HP <5.4 tons | CHAMPION HEATING AND COOLING | HRCU-A-CB (Split System: Heat Pump with Remote Outdoor Unit-Air-Source) | HMH72B341 |  |  | XAHB36DXXN1+TXV | TM9Y080B12MP11 | 33000 | 17 | 8.1 | 32800 | 23200 | 70.73% | 2 | 0 | 9.5 |  |  |  | No | R-410A | 2.75 | Residential & Commercial | No
211387228 | Central HP <5.4 tons | CHAMPION HEATING AND COOLING | HRCU-A-CB (Split System: Heat Pump with Remote Outdoor Unit-Air-Source) | HMH72B341 |  |  | XAUB36DXXN1+TXV | TM9Y060B12MP11 | 33600 | 16.5 | 8.5 | 33400 | 23600 | 70.66% | 2.04 | 0 | 9.5 |  |  |  | No | R-410A | 2.8 | Residential & Commercial | No
213297818 | Central HP <5.4 tons | COLEMAN | HRCU-A-CB (Split System: Heat Pump with Remote Outdoor Unit-Air-Source) | HMH72B341 |  |  | XAFB30CXXN1+TXV | Z8ES080B12SMPS1 | 33000 | 18 | 8.5 | 33000 | 23400 | 70.91% | 2.04 | 0 | 9.5 |  |  |  | No | R-410A | 2.75 | Residential & Commercial | No
213297898 | Central HP <5.4 tons | COLEMAN | HRCU-A-CB (Split System: Heat Pump with Remote Outdoor Unit-Air-Source) | HMH72B341 |  |  | XAFB36DBCN1 | Z9ES060A10SMPS1 | 33400 | 18.5 | 8.1 | 32800 | 23200 | 70.73% | 2.02 | 0 | 9.5 |  |  |  | No | R-410A | 2.7833 | Residential & Commercial | No
213297918 | Central HP <5.4 tons | COLEMAN | HRCU-A-CB (Split System: Heat Pump with Remote Outdoor Unit-Air-Source) | HMH72B341 |  |  | XAFC30CXXN1+TXV | Z8ET080C16LMPS1 | 33600 | 18.5 | 8.5 | 33000 | 23200 | 70.3% | 2.08 | 0 | 9.5 |  |  |  | No | R-410A | 2.8 | Residential & Commercial | No
211386071 | Central HP <5.4 tons | CHAMPION HEATING AND COOLING | HRCU-A-CB (Split System: Heat Pump with Remote Outdoor Unit-Air-Source) | HMH72B341 |  |  | XAHD48FBCN1 | TL9E100C20UH11 | 33400 | 15.5 | 8.5 | 32000 | 23400 | 73.12% | 2.04 | 0 | 9 |  |  |  | No | R-410A | 2.7833 | Residential & Commercial | No
211386274 | Central HP <5.4 tons | CHAMPION HEATING AND COOLING | HRCU-A-CB (Split System: Heat Pump with Remote Outdoor Unit-Air-Source) | HMH72B341 |  |  | XAFC48FBCN1 | TL9E080C16UH11 | 34000 | 16.5 | 8.5 | 32800 | 24200 | 73.78% | 2.08 | 0 | 9 |  |  |  | No | R-410A | 2.8333 | Residential & Commercial | No
211386339 | Central HP <5.4 tons | CHAMPION HEATING AND COOLING | HRCU-A-CB (Split System: Heat Pump with Remote Outdoor Unit-Air-Source) | HMH72B341 |  |  | XAFC48FBCN1 | TL9E060B12UH11 | 33200 | 17 | 8.1 | 32600 | 24000 | 73.62% | 2.02 | 0 | 9 |  |  |  | No | R-410A | 2.7667 | Residential & Commercial | No
212520284 | Central HP <5.4 tons | CARRIER | HRCU-A-CB (Split System: Heat Pump with Remote Outdoor Unit-Air-Source) | 38MURAQ24AB3* | ADP |  | H,PG24936 | 58TP*A090V21**20 | 23600 | 17 | 8.5 | 24400 | 22400 | 91.8% | 1.88 | 0 | 9.5 |  |  |  | No | R-410A | 1.9667 | Residential & Commercial | No
214625014 | Central HP <5.4 tons | CARRIER | HRCU-A-CB (Split System: Heat Pump with Remote Outdoor Unit-Air-Source) | 38MURAQ48AB3* | ADP |  | V,C60H210P179 | 58SU*B100M21**20 | 46500 | 15.2 | 8.1 | 48000 | 34000 | 70.83% | 1.92 | 0 | 9.5 |  |  |  | No | R-410A | 3.875 | Residential & Commercial | No
214625015 | Central HP <5.4 tons | CARRIER | HRCU-A-CB (Split System: Heat Pump with Remote Outdoor Unit-Air-Source) | 38MURAQ48AB3* | ADP |  | C60A***L189 | 58SU*B100M21**20 | 46000 | 15.2 | 8.1 | 48000 | 34000 | 70.83% | 1.92 | 0 | 9.5 |  |  |  | No | R-410A | 3.8333 | Residential & Commercial | No
212975254 | Central HP <5.4 tons | CARRIER | HRCU-A-CB (Split System: Heat Pump with Remote Outdoor Unit-Air-Source) | 38MURAQ24AB3* |  |  | CAP**2417AL* | 59TP6C040V17**12 | 23400 | 16 | 8.5 | 27000 | 26200 | 97.04% | 2.18 | 0 | 9.5 |  |  |  | No | R-410A | 1.95 | Residential & Commercial | No
211386424 | Central HP <5.4 tons | CHAMPION HEATING AND COOLING | HRCU-A-CB (Split System: Heat Pump with Remote Outdoor Unit-Air-Source) | HMH72B341 |  |  | XAFD48FBCN1 | TL8E100C20UH11 | 34000 | 16.5 | 8.5 | 32400 | 23800 | 73.46% | 2.1 | 0 | 9.5 |  |  |  | No | R-410A | 2.8333 | Residential & Commercial | No
216411132 | Central HP <5.4 tons | LUXAIRE | HRCU-A-CB (Split System: Heat Pump with Remote Outdoor Unit-Air-Source) | HMH72B341 |  |  | XAHC36DBCN1 | Z9ET080C16SMPS1 | 33800 | 17.5 | 8.5 | 34200 | 24000 | 70.18% | 2.04 | 0 | 9.5 |  |  |  | No | R-410A | 2.8167 | Residential & Commercial | No
215667124 | Central HP <5.4 tons | KENMORE | HRCU-A-CB (Split System: Heat Pump with Remote Outdoor Unit-Air-Source) | (C,H,T)5H0V24*K*AAA* |  |  | EA*5X24M17A*+WALLCON | *96CTN0401410B* | 22400 | 15.5 | 8.5 | 24400 | 17200 | 70.49% | 1.82 | 0 | 9 |  |  |  | No | R-454B | 1.8667 | Residential & Commercial | No
213296841 | Central HP <5.4 tons | CHAMPION HEATING AND COOLING | HRCU-A-CB (Split System: Heat Pump with Remote Outdoor Unit-Air-Source) | HMH72B341 |  |  | XAFC30CXXN1+TXV | Z8ET100C20LMPS1 | 33600 | 18.5 | 8.5 | 33000 | 23200 | 70.3% | 2.08 | 0 | 9.5 |  |  |  | No | R-410A | 2.8 | Residential & Commercial | No
213296876 | Central HP <5.4 tons | CHAMPION HEATING AND COOLING | HRCU-A-CB (Split System: Heat Pump with Remote Outdoor Unit-Air-Source) | HMH72B341 |  |  | XAFC36DXXN1+TXV | Z8ES120C16SMPS1 | 34000 | 18 | 8.5 | 33400 | 24400 | 73.05% | 2.12 | 0 | 9.5 |  |  |  | No | R-410A | 2.8333 | Residential & Commercial | No
213297496 | Central HP <5.4 tons | CHAMPION HEATING AND COOLING | HRCU-A-CB (Split System: Heat Pump with Remote Outdoor Unit-Air-Source) | HMH72B341 |  |  | XAFC48FXXN1+TXV | Z8ET080C16LMPS1 | 33600 | 17.5 | 8.5 | 32800 | 23200 | 70.73% | 2.08 | 0 | 9.5 |  |  |  | No | R-410A | 2.8 | Residential & Commercial | No
213297711 | Central HP <5.4 tons | CHAMPION HEATING AND COOLING | HRCU-A-CB (Split System: Heat Pump with Remote Outdoor Unit-Air-Source) | HMH72B341 |  |  | XAFC36DXXN1+TXV | Z9ES080B12SMPS1 | 34000 | 17.5 | 8.1 | 33400 | 23800 | 71.26% | 2.06 | 0 | 9.5 |  |  |  | No | R-410A | 2.8333 | Residential & Commercial | No
213297796 | Central HP <5.4 tons | CHAMPION HEATING AND COOLING | HRCU-A-CB (Split System: Heat Pump with Remote Outdoor Unit-Air-Source) | HMH72B341 |  |  | XAFC30CXXN1+TXV | Z8ES100B12LMPS1 | 33000 | 18 | 8.5 | 33000 | 23200 | 70.3% | 2.04 | 0 | 9.5 |  |  |  | No | R-410A | 2.75 | Residential & Commercial | No
213297026 | Central HP <5.4 tons | CHAMPION HEATING AND COOLING | HRCU-A-CB (Split System: Heat Pump with Remote Outdoor Unit-Air-Source) | HMH72B341 |  |  | XAUB36DXXN1+TXV | Z9ET080B12SMPS1 | 34000 | 18.5 | 8.1 | 33400 | 24200 | 72.46% | 2.08 | 0 | 9.5 |  |  |  | No | R-410A | 2.8333 | Residential & Commercial | No
213297061 | Central HP <5.4 tons | CHAMPION HEATING AND COOLING | HRCU-A-CB (Split System: Heat Pump with Remote Outdoor Unit-Air-Source) | HMH72B341 |  |  | XAFB30CXXN1+TXV | Z9ES060A10SMPS1 | 32400 | 18.5 | 8.1 | 33000 | 23200 | 70.3% | 2.02 | 0 | 9.5 |  |  |  | No | R-410A | 2.7 | Residential & Commercial | No
213297934 | Central HP <5.4 tons | LUXAIRE | HRCU-A-CB (Split System: Heat Pump with Remote Outdoor Unit-Air-Source) | HMH72B341 |  |  | XAUB36DXXN1+TXV | Z8ET080B12LMPS1 | 34000 | 18.5 | 8.1 | 33400 | 24000 | 71.86% | 2.08 | 0 | 9.5 |  |  |  | No | R-410A | 2.8333 | Residential & Commercial | No
214301900 | Central HP <5.4 tons | CHAMPION HEATING AND COOLING | HRCU-A-CB (Split System: Heat Pump with Remote Outdoor Unit-Air-Source) | HMH72B341 | ADP |  | H,YE9J(1,2)36+TXV | Z8ES120C16LMPS1 | 34000 | 18 | 8.5 | 31800 | 24000 | 75.47% | 2.12 | 0 | 9.5 |  |  |  | No | R-410A | 2.8333 | Residential & Commercial | No
215674442 | Central HP <5.4 tons | KENMORE | HRCU-A-CB (Split System: Heat Pump with Remote Outdoor Unit-Air-Source) | (C,H,T)5H0V48*K*AAA* |  |  | EA*5X61M21A*+WALLCON | *96CTN0801714B* | 45500 | 17.5 | 9 | 48000 | 33600 | 70% | 2.08 | 0 | 9.5 |  |  |  | No | R-454B | 3.7917 | Residential & Commercial | No
215674022 | Central HP <5.4 tons | KENMORE | HRCU-A-CB (Split System: Heat Pump with Remote Outdoor Unit-Air-Source) | (C,H,T)5H0V48*K*AAA* |  |  | EA*5X48M21A*+WALLCON | *80CTL0451712B* | 43500 | 17 | 9 | 49000 | 35000 | 71.43% | 2.02 | 0 | 9 |  |  |  | No | R-454B | 3.625 | Residential & Commercial | No
214848944 | Central HP <5.4 tons | BRYANT HEATING AND COOLING SYSTEMS | HRCU-A-CB (Split System: Heat Pump with Remote Outdoor Unit-Air-Source) | 38MURAQ36AB3* | ADP |  | PL36H175P149 | 83*SB36040M17*** | 34600 | 16 | 8.5 | 36200 | 34200 | 94.48% | 2.04 | 0 | 9.5 |  |  |  | No | R-410A | 2.8833 | Residential & Commercial | No
213312785 | Central HP <5.4 tons | CARRIER | HRCU-A-CB (Split System: Heat Pump with Remote Outdoor Unit-Air-Source) | 38MURAQ36AB3* | ADP |  | V36H175P139+CBPE4B* |  | 36200 | 16 | 8.1 | 36800 | 34400 | 93.48% | 2 | 0 | 9.5 |  |  |  | No | R-410A | 3.0167 | Residential & Commercial | No
213613866 | Central HP <5.4 tons | CARRIER | HRCU-A-C (Split System: Heat Pump with Remote Outdoor Unit with No Indoor Fan --Air Source) | 38MURAQ36AB3 | ADP |  | CDP36A15P+TD |  | 34800 | 15.2 | 8.2 | 36200 | 31200 | 86.19% | 1.78 | 0 | 9.5 |  |  |  | No | R-410A | 2.9 | Residential & Commercial | No
213297326 | Central HP <5.4 tons | CHAMPION HEATING AND COOLING | HRCU-A-CB (Split System: Heat Pump with Remote Outdoor Unit-Air-Source) | HMH72B341 |  |  | XAHC30CXXN1+TXV | Z8ES120C16SMPS1 | 32600 | 17 | 8.5 | 32000 | 22600 | 70.62% | 2.04 | 0 | 9.5 |  |  |  | No | R-410A | 2.7167 | Residential & Commercial | No
213297511 | Central HP <5.4 tons | CHAMPION HEATING AND COOLING | HRCU-A-CB (Split System: Heat Pump with Remote Outdoor Unit-Air-Source) | HMH72B341 |  |  | XAFC36DXXN1+TXV | Z8ET080B12LMPS1 | 34000 | 18.5 | 8.1 | 33400 | 24000 | 71.86% | 2.08 | 0 | 9.5 |  |  |  | No | R-410A | 2.8333 | Residential & Commercial | No
213297596 | Central HP <5.4 tons | CHAMPION HEATING AND COOLING | HRCU-A-CB (Split System: Heat Pump with Remote Outdoor Unit-Air-Source) | HMH72B341 |  |  | XAUB36DXXN1+TXV | Z8ES100B12SMPS1 | 34000 | 18 | 8.1 | 34000 | 24600 | 72.35% | 2.1 | 0 | 9.5 |  |  |  | No | R-410A | 2.8333 | Residential & Commercial | No
212603261 | Central HP <5.4 tons | DAY & NIGHT | HRCU-A-CB (Split System: Heat Pump with Remote Outdoor Unit-Air-Source) | DLCURAH36ABK | ADP |  | FG80936 | *95ESN0801716A* | 35400 | 15.2 | 8.1 | 36200 | 34400 | 95.03% | 2.02 | 0 | 9.5 |  |  |  | No | R-410A | 2.95 | Residential & Commercial | No
213296911 | Central HP <5.4 tons | CHAMPION HEATING AND COOLING | HRCU-A-CB (Split System: Heat Pump with Remote Outdoor Unit-Air-Source) | HMH72B341 |  |  | XAFC36DBCN1 | Z8ES100C16LMPS1 | 34000 | 18 | 8.5 | 33400 | 24400 | 73.05% | 2.12 | 0 | 9.5 |  |  |  | No | R-410A | 2.8333 | Residential & Commercial | No
213298013 | Central HP <5.4 tons | COLEMAN | HRCU-A-CB (Split System: Heat Pump with Remote Outdoor Unit-Air-Source) | HMH72B341 |  |  | XAHC36DBCN1 | Z8ES080C20LMPS1 | 34000 | 17.5 | 8.1 | 33400 | 23600 | 70.66% | 2.08 | 0 | 9.5 |  |  |  | No | R-410A | 2.8333 | Residential & Commercial | No
213296868 | Central HP <5.4 tons | COLEMAN | HRCU-A-CB (Split System: Heat Pump with Remote Outdoor Unit-Air-Source) | HMH72B341 |  |  | XAFC36DBCN1 | Z8ES120C20LMPS1 | 34000 | 17.5 | 8.5 | 34000 | 24600 | 72.35% | 2.12 | 0 | 9.5 |  |  |  | No | R-410A | 2.8333 | Residential & Commercial | No
213297083 | Central HP <5.4 tons | COLEMAN | HRCU-A-CB (Split System: Heat Pump with Remote Outdoor Unit-Air-Source) | HMH72B341 |  |  | XAHC36DBCN1 | Z8ET080C16LMPS1 | 34000 | 18.5 | 8.5 | 33400 | 24000 | 71.86% | 2.1 | 0 | 9.5 |  |  |  | No | R-410A | 2.8333 | Residential & Commercial | No
211386332 | Central HP <5.4 tons | COLEMAN | HRCU-A-CB (Split System: Heat Pump with Remote Outdoor Unit-Air-Source) | HMH72B341 |  |  | XAFC48FBCN1 | TL9E060B12UH11 | 33200 | 17 | 8.1 | 32600 | 24000 | 73.62% | 2.02 | 0 | 9 |  |  |  | No | R-410A | 2.7667 | Residential & Commercial | No
211387083 | Central HP <5.4 tons | COLEMAN | HRCU-A-CB (Split System: Heat Pump with Remote Outdoor Unit-Air-Source) | HMH72B341 |  |  | XAHC36DBCN1 | TM9Y060B12MP11 | 33200 | 17.5 | 8.1 | 33400 | 23600 | 70.66% | 2 | 0 | 9.5 |  |  |  | No | R-410A | 2.7667 | Residential & Commercial | No
213297763 | Central HP <5.4 tons | COLEMAN | HRCU-A-CB (Split System: Heat Pump with Remote Outdoor Unit-Air-Source) | HMH72B341 |  |  | XAFC30CXXN1+TXV | Z8ES120C20LMPS1 | 33000 | 17.5 | 8.5 | 33000 | 23400 | 70.91% | 2.04 | 0 | 9.5 |  |  |  | No | R-410A | 2.75 | Residential & Commercial | No
213608465 | Central HP <5.4 tons | CARRIER | HRCU-A-C (Split System: Heat Pump with Remote Outdoor Unit with No Indoor Fan --Air Source) | 38MURAQ36AB3 | ADP |  | H,PG8J936+TD |  | 35600 | 15.2 | 8.45 | 36400 | 31200 | 85.71% | 1.82 | 0 | 9.5 |  |  |  | No | R-410A | 2.9667 | Residential & Commercial | No
213797145 | Central HP <5.4 tons | CARRIER | HRCU-A-C (Split System: Heat Pump with Remote Outdoor Unit with No Indoor Fan --Air Source) | 38MURAQ36AB3 | ADP |  | V,C36H***P429+CBPE3A* |  | 34400 | 15.2 | 8.6 | 37400 | 31600 | 84.49% | 1.92 | 0 | 9.5 |  |  |  | No | R-410A | 2.8667 | Residential & Commercial | No
211386392 | Central HP <5.4 tons | COLEMAN | HRCU-A-CB (Split System: Heat Pump with Remote Outdoor Unit-Air-Source) | HMH72B341 |  |  | XAHC48FBCN1 | TL8E100C20UH11 | 33400 | 16 | 8.5 | 32000 | 23200 | 72.5% | 2.06 | 0 | 9.5 |  |  |  | No | R-410A | 2.7833 | Residential & Commercial | No
211386540 | Central HP <5.4 tons | COLEMAN | HRCU-A-CB (Split System: Heat Pump with Remote Outdoor Unit-Air-Source) | HMH72B341 |  |  | XAFD48FBCN1 | TL8E080C16UH11 | 34000 | 16.5 | 8.5 | 32600 | 24000 | 73.62% | 2.08 | 0 | 9.5 |  |  |  | No | R-410A | 2.8333 | Residential & Commercial | No
211386641 | Central HP <5.4 tons | COLEMAN | HRCU-A-CB (Split System: Heat Pump with Remote Outdoor Unit-Air-Source) | HMH72B341 |  |  | XAUC48FXXN1+JMET12CS2N1+TXV |  | 34000 | 17.5 | 8.5 | 32600 | 23800 | 73.01% | 2.12 | 0 | 9.5 |  |  |  | No | R-410A | 2.8333 | Residential & Commercial | No
211386577 | Central HP <5.4 tons | COLEMAN | HRCU-A-CB (Split System: Heat Pump with Remote Outdoor Unit-Air-Source) | HMH72B341 |  |  | XAUC48FXXN1+TXV | TL8E080C16UH11 | 34000 | 16.5 | 8.5 | 33400 | 24600 | 73.65% | 2.08 | 0 | 9 |  |  |  | No | R-410A | 2.8333 | Residential & Commercial | No
211387817 | Central HP <5.4 tons | COLEMAN | HRCU-A-CB (Split System: Heat Pump with Remote Outdoor Unit-Air-Source) | HMH72B341 |  |  | XAFC36DXXN1+TXV | CP9C080B12MP13 | 34000 | 17 | 8.1 | 34000 | 24400 | 71.76% | 2.06 | 0 | 9.5 |  |  |  | No | R-410A | 2.8333 | Residential & Commercial | No
214588263 | Central HP <5.4 tons | BRYANT HEATING AND COOLING SYSTEMS | HRCU-A-CB (Split System: Heat Pump with Remote Outdoor Unit-Air-Source) | 38MURAQ24AB3* | ADP |  | V,C36H***P429 | 926TC30040V14*** | 23000 | 16 | 8.5 | 25400 | 26600 | 104.7% | 2.28 | 0 | 9.5 |  |  |  | No | R-410A | 1.9167 | Residential & Commercial | No
212479921 | Central HP <5.4 tons | CARRIER | HRCU-A-CB (Split System: Heat Pump with Remote Outdoor Unit-Air-Source) | 38MURAQ24AB3* | ADP |  | C36A***L129 | 58SP*A070V17**16 | 23400 | 17 | 8.5 | 24400 | 22400 | 91.8% | 1.9 | 0 | 9.5 |  |  |  | No | R-410A | 1.95 | Residential & Commercial | No
211387865 | Central HP <5.4 tons | COLEMAN | HRCU-A-CB (Split System: Heat Pump with Remote Outdoor Unit-Air-Source) | HMH72B341 |  |  | XAFC30CXXN1+TXV | CP9C080B12MP13 | 32800 | 17 | 8.1 | 33600 | 23600 | 70.24% | 2.02 | 0 | 9.5 |  |  |  | No | R-410A | 2.7333 | Residential & Commercial | No
211387740 | Central HP <5.4 tons | COLEMAN | HRCU-A-CB (Split System: Heat Pump with Remote Outdoor Unit-Air-Source) | HMH72B341 |  |  | XAHB36DXXN1+TXV | TM9V080B12MP12 | 33200 | 16.5 | 8.1 | 33400 | 23600 | 70.66% | 2 | 0 | 9.5 |  |  |  | No | R-410A | 2.7667 | Residential & Commercial | No
211385881 | Central HP <5.4 tons | COLEMAN | HRCU-A-CB (Split System: Heat Pump with Remote Outdoor Unit-Air-Source) | HMH72B341 |  |  | XAFC48FBCN1 | TMLE080C16MP11 | 33400 | 17 | 8.5 | 32200 | 23400 | 72.67% | 2.06 | 0 | 9.5 |  |  |  | No | R-410A | 2.7833 | Residential & Commercial | No
211386615 | Central HP <5.4 tons | COLEMAN | HRCU-A-CB (Split System: Heat Pump with Remote Outdoor Unit-Air-Source) | HMH72B341 |  |  | XAFC48FXXN1+JMET12CS2N1+TXV |  | 34000 | 17.5 | 8.5 | 32600 | 23800 | 73.01% | 2.12 | 0 | 9.5 |  |  |  | No | R-410A | 2.8333 | Residential & Commercial | No
211387135 | Central HP <5.4 tons | COLEMAN | HRCU-A-CB (Split System: Heat Pump with Remote Outdoor Unit-Air-Source) | HMH72B341 |  |  | XAHB30CXXN1+TXV | TM9Y060B12MP11 | 31800 | 17 | 8.1 | 33000 | 23200 | 70.3% | 1.96 | 0 | 9 |  |  |  | No | R-410A | 2.65 | Residential & Commercial | No
211387600 | Central HP <5.4 tons | COLEMAN | HRCU-A-CB (Split System: Heat Pump with Remote Outdoor Unit-Air-Source) | HMH72B341 |  |  | XAHC36DBCN1 | CP9C080C16MP13 | 33400 | 17 | 8.1 | 33200 | 23400 | 70.48% | 2.04 | 0 | 9.5 |  |  |  | No | R-410A | 2.7833 | Residential & Commercial | No
216410922 | Central HP <5.4 tons | LUXAIRE | HRCU-A-CB (Split System: Heat Pump with Remote Outdoor Unit-Air-Source) | HMH72B361 |  |  | XAHB36DBCN1 | Z9ET060B12SMPS1 | 34200 | 16.5 | 8.5 | 33800 | 23800 | 70.41% | 1.98 | 0 | 8.5 |  |  |  | No | R-410A | 2.85 | Residential & Commercial | No
211387821 | Central HP <5.4 tons | COLEMAN | HRCU-A-CB (Split System: Heat Pump with Remote Outdoor Unit-Air-Source) | HMH72B341 |  |  | XAFC36DBCN1 | TM9V080B12MP12 | 34000 | 17 | 8.1 | 34000 | 24400 | 71.76% | 2.06 | 0 | 9.5 |  |  |  | No | R-410A | 2.8333 | Residential & Commercial | No
211388012 | Central HP <5.4 tons | COLEMAN | HRCU-A-CB (Split System: Heat Pump with Remote Outdoor Unit-Air-Source) | HMH72B341 |  |  | XAUB30CXXN1+TXV | TP9C080B12MP13 | 32800 | 17 | 8.1 | 33600 | 23600 | 70.24% | 2.02 | 0 | 9.5 |  |  |  | No | R-410A | 2.7333 | Residential & Commercial | No
213608464 | Central HP <5.4 tons | CARRIER | HRCU-A-C (Split System: Heat Pump with Remote Outdoor Unit with No Indoor Fan --Air Source) | 38MURAQ36AB3 | ADP |  | CDP36J15P+TD |  | 35400 | 15.2 | 8.35 | 36200 | 31200 | 86.19% | 1.8 | 0 | 9.5 |  |  |  | No | R-410A | 2.95 | Residential & Commercial | No
211388394 | Central HP <5.4 tons | COLEMAN | HRCU-A-CB (Split System: Heat Pump with Remote Outdoor Unit-Air-Source) | HMH72B341 |  |  | XAFB30CXXN1+TXV | TM9V060B12MP12 | 32600 | 17 | 8.1 | 33600 | 23600 | 70.24% | 2.02 | 0 | 9.5 |  |  |  | No | R-410A | 2.7167 | Residential & Commercial | No
211386458 | Central HP <5.4 tons | COLEMAN | HRCU-A-CB (Split System: Heat Pump with Remote Outdoor Unit-Air-Source) | HMH72B341 |  |  | XAUC48FXXN1+TXV | TL8E100C20UH11 | 34000 | 16.5 | 8.5 | 32400 | 23800 | 73.46% | 2.1 | 0 | 9.5 |  |  |  | No | R-410A | 2.8333 | Residential & Commercial | No
213297071 | Central HP <5.4 tons | CHAMPION HEATING AND COOLING | HRCU-A-CB (Split System: Heat Pump with Remote Outdoor Unit-Air-Source) | HMH72B341 |  |  | XAFC36DXXN1+TXV | Z8ET100C20LMPS1 | 34000 | 18.5 | 8.5 | 33400 | 24200 | 72.46% | 2.14 | 0 | 9.5 |  |  |  | No | R-410A | 2.8333 | Residential & Commercial | No
213297091 | Central HP <5.4 tons | CHAMPION HEATING AND COOLING | HRCU-A-CB (Split System: Heat Pump with Remote Outdoor Unit-Air-Source) | HMH72B341 |  |  | XAHC36DXXN1+TXV | Z8ET080B12LMPS1 | 33000 | 18 | 8.1 | 32000 | 22400 | 70% | 2 | 0 | 9.5 |  |  |  | No | R-410A | 2.75 | Residential & Commercial | No
213296898 | Central HP <5.4 tons | COLEMAN | HRCU-A-CB (Split System: Heat Pump with Remote Outdoor Unit-Air-Source) | HMH72B341 |  |  | XAFC36DXXN1+TXV | Z8ES100C16LMPS1 | 34000 | 18 | 8.5 | 33400 | 24400 | 73.05% | 2.12 | 0 | 9.5 |  |  |  | No | R-410A | 2.8333 | Residential & Commercial | No
213297098 | Central HP <5.4 tons | COLEMAN | HRCU-A-CB (Split System: Heat Pump with Remote Outdoor Unit-Air-Source) | HMH72B341 |  |  | XAFB30CXXN1+TXV | Z8ET080B12LMPS1 | 33000 | 18.5 | 8.1 | 33000 | 23400 | 70.91% | 2.04 | 0 | 9.5 |  |  |  | No | R-410A | 2.75 | Residential & Commercial | No
216051857 | Central HP <5.4 tons | CARRIER | HRCU-A-CB (Split System: Heat Pump with Remote Outdoor Unit-Air-Source) | 38MURAQ36AB3* | ADP |  | C36A***L719 | 59TP6C080V17**16 | 34200 | 16 | 8.1 | 36200 | 34400 | 95.03% | 2 | 0 | 9.5 |  |  |  | No | R-410A | 2.85 | Residential & Commercial | No
214588335 | Central HP <5.4 tons | BRYANT HEATING AND COOLING SYSTEMS | HRCU-A-CB (Split System: Heat Pump with Remote Outdoor Unit-Air-Source) | 38MURAQ36AB3* | ADP |  | PL36H210P749 | 926TC48080V17*** | 34400 | 16 | 8.1 | 36200 | 34400 | 95.03% | 2 | 0 | 9.5 |  |  |  | No | R-410A | 2.8667 | Residential & Commercial | No
212980930 | Central HP <5.4 tons | KEEPRITE | HRCU-A-CB (Split System: Heat Pump with Remote Outdoor Unit-Air-Source) | DLCURAH30ABK |  |  | EA*4X42L21A* | *80MS(N,L)1102120A* | 30400 | 15.2 | 8.1 | 34400 | 27400 | 79.65% | 1.82 | 0 | 9 |  |  |  | No | R-410A | 2.5333 | Residential & Commercial | No
214624802 | Central HP <5.4 tons | CARRIER | HRCU-A-CB (Split System: Heat Pump with Remote Outdoor Unit-Air-Source) | 38MURAQ30AB3* | ADP |  | PL36H210P299 | 58SU*B040M17**12 | 30000 | 15.2 | 8.5 | 32200 | 27000 | 83.85% | 1.78 | 0 | 9 |  |  |  | No | R-410A | 2.5 | Residential & Commercial | No
213297298 | Central HP <5.4 tons | COLEMAN | HRCU-A-CB (Split System: Heat Pump with Remote Outdoor Unit-Air-Source) | HMH72B341 |  |  | XAFC36DXXN1+TXV | Z8ET100C16LMPS1 | 34000 | 18 | 8.5 | 33400 | 24200 | 72.46% | 2.12 | 0 | 9.5 |  |  |  | No | R-410A | 2.8333 | Residential & Commercial | No
211385828 | Central HP <5.4 tons | COLEMAN | HRCU-A-CB (Split System: Heat Pump with Remote Outdoor Unit-Air-Source) | HMH72B341 |  |  | XAFC48FXXN1+TXV | TM8E080C16MP11 | 33400 | 17 | 8.5 | 32200 | 23400 | 72.67% | 2.06 | 0 | 9.5 |  |  |  | No | R-410A | 2.7833 | Residential & Commercial | No
211385851 | Central HP <5.4 tons | COLEMAN | HRCU-A-CB (Split System: Heat Pump with Remote Outdoor Unit-Air-Source) | HMH72B341 |  |  | XAFC48FBCN1 | TM8E080C16MP11 | 33400 | 17 | 8.5 | 32200 | 23400 | 72.67% | 2.06 | 0 | 9.5 |  |  |  | No | R-410A | 2.7833 | Residential & Commercial | No
213297248 | Central HP <5.4 tons | COLEMAN | HRCU-A-CB (Split System: Heat Pump with Remote Outdoor Unit-Air-Source) | HMH72B341 |  |  | XAFB36DBCN1 | Z9ET040A10SMPS1 | 33400 | 17.5 | 8.5 | 33000 | 23200 | 70.3% | 1.98 | 0 | 9.5 |  |  |  | No | R-410A | 2.7833 | Residential & Commercial | No
211386119 | Central HP <5.4 tons | COLEMAN | HRCU-A-CB (Split System: Heat Pump with Remote Outdoor Unit-Air-Source) | HMH72B341 |  |  | XAFD48FBCN1 | TL9E100C20UH11 | 34000 | 16 | 8.5 | 32400 | 23800 | 73.46% | 2.08 | 0 | 9.5 |  |  |  | No | R-410A | 2.8333 | Residential & Commercial | No
211386321 | Central HP <5.4 tons | COLEMAN | HRCU-A-CB (Split System: Heat Pump with Remote Outdoor Unit-Air-Source) | HMH72B341 |  |  | XAFC48FXXN1+TXV | TL9E060B12UH11 | 33200 | 17 | 8.1 | 32600 | 24000 | 73.62% | 2.02 | 0 | 9 |  |  |  | No | R-410A | 2.7667 | Residential & Commercial | No
211385990 | Central HP <5.4 tons | COLEMAN | HRCU-A-CB (Split System: Heat Pump with Remote Outdoor Unit-Air-Source) | HMH72B341 |  |  | XAFC48FBCN1 | TM8E080B12MP11 | 33400 | 17 | 8.5 | 32400 | 23800 | 73.46% | 2.04 | 0 | 9 |  |  |  | No | R-410A | 2.7833 | Residential & Commercial | No
213163587 | Central HP <5.4 tons | DAY & NIGHT | HRCU-A-CB (Split System: Heat Pump with Remote Outdoor Unit-Air-Source) | DLCURAH30ABK | ADP |  | H,FG80936+AEFE4B* |  | 31200 | 15.2 | 8.5 | 33800 | 26400 | 78.11% | 1.86 | 0 | 9 |  |  |  | No | R-410A | 2.6 | Residential & Commercial | No
212614361 | Central HP <5.4 tons | DAY & NIGHT | HRCU-A-CB (Split System: Heat Pump with Remote Outdoor Unit-Air-Source) | DLCURAH30ABK | ADP |  | F,PE*BB8937 |  | 30200 | 15.2 | 8.1 | 32400 | 27000 | 83.33% | 1.78 | 0 | 9 |  |  |  | No | R-410A | 2.5167 | Residential & Commercial | No
212614366 | Central HP <5.4 tons | DAY & NIGHT | HRCU-A-CB (Split System: Heat Pump with Remote Outdoor Unit-Air-Source) | DLCURAH30ABK | ADP |  | F,PE*E34936 |  | 30200 | 15.2 | 8.4 | 33400 | 27000 | 80.84% | 1.8 | 0 | 9 |  |  |  | No | R-410A | 2.5167 | Residential & Commercial | No
213160939 | Central HP <5.4 tons | DAY & NIGHT | HRCU-A-CB (Split System: Heat Pump with Remote Outdoor Unit-Air-Source) | DLCURAH30ABK | ADP |  | PL36H175P159+AEFE4B* |  | 31200 | 15.2 | 8.5 | 33800 | 26400 | 78.11% | 1.86 | 0 | 9 |  |  |  | No | R-410A | 2.6 | Residential & Commercial | No
212982620 | Central HP <5.4 tons | KEEPRITE | HRCU-A-CB (Split System: Heat Pump with Remote Outdoor Unit-Air-Source) | DLCURAH30ABK |  |  | EA*4X36L21A* | *80MSU0601716A* | 29600 | 15.2 | 8.1 | 34000 | 27800 | 81.76% | 1.78 | 0 | 9 |  |  |  | No | R-410A | 2.4667 | Residential & Commercial | No
212982152 | Central HP <5.4 tons | KEEPRITE | HRCU-A-CB (Split System: Heat Pump with Remote Outdoor Unit-Air-Source) | DLCURAH30ABK |  |  | EA*4X37L21A* | *80MSU0401712A* | 30400 | 15.2 | 8.1 | 33400 | 26200 | 78.44% | 1.86 | 0 | 9 |  |  |  | No | R-410A | 2.5333 | Residential & Commercial | No
214624833 | Central HP <5.4 tons | CARRIER | HRCU-A-CB (Split System: Heat Pump with Remote Outdoor Unit-Air-Source) | 38MURAQ30AB3* | ADP |  | PL36H210P299 | 58SU*B060M17**16 | 30800 | 15.2 | 8.5 | 31400 | 25800 | 82.17% | 1.84 | 0 | 9 |  |  |  | No | R-410A | 2.5667 | Residential & Commercial | No
212480256 | Central HP <5.4 tons | CARRIER | HRCU-A-CB (Split System: Heat Pump with Remote Outdoor Unit-Air-Source) | 38MURAQ30AB3* | ADP |  | C36A***L159 | 59SC2D080E21**20 | 30600 | 15.2 | 8.1 | 32600 | 26600 | 81.6% | 1.82 | 0 | 9 |  |  |  | No | R-410A | 2.55 | Residential & Commercial | No
212480340 | Central HP <5.4 tons | CARRIER | HRCU-A-CB (Split System: Heat Pump with Remote Outdoor Unit-Air-Source) | 38MURAQ30AB3* | ADP |  | PL36H210P299 | 59TP6B080V21**20 | 30400 | 15.2 | 8.1 | 31400 | 25800 | 82.17% | 1.84 | 0 | 9 |  |  |  | No | R-410A | 2.5333 | Residential & Commercial | No
212480354 | Central HP <5.4 tons | CARRIER | HRCU-A-CB (Split System: Heat Pump with Remote Outdoor Unit-Air-Source) | 38MURAQ30AB3* | ADP |  | PL36H210P299 | 59TP6B100V21**22 | 30600 | 15.2 | 8.1 | 31400 | 25600 | 81.53% | 1.84 | 0 | 9 |  |  |  | No | R-410A | 2.55 | Residential & Commercial | No
214624811 | Central HP <5.4 tons | CARRIER | HRCU-A-CB (Split System: Heat Pump with Remote Outdoor Unit-Air-Source) | 38MURAQ30AB3* | ADP |  | C36A***L139 | 58SU*B040M17**12 | 29600 | 15.2 | 8.5 | 32200 | 27400 | 85.09% | 1.76 | 0 | 9 |  |  |  | No | R-410A | 2.4667 | Residential & Commercial | No
212982668 | Central HP <5.4 tons | KEEPRITE | HRCU-A-CB (Split System: Heat Pump with Remote Outdoor Unit-Air-Source) | DLCURAH30ABK |  |  | EA*4X43L21A* | *80MSU0601716A* | 30800 | 15.2 | 8.5 | 33000 | 26200 | 79.39% | 1.86 | 0 | 9 |  |  |  | No | R-410A | 2.5667 | Residential & Commercial | No
212544208 | Central HP <5.4 tons | DAY & NIGHT | HRCU-A-CB (Split System: Heat Pump with Remote Outdoor Unit-Air-Source) | DLCURAH30ABK | ADP |  | PL36H210P179 | *80ESU0802120A | 29800 | 15.2 | 8.1 | 32200 | 26800 | 83.23% | 1.78 | 0 | 9 |  |  |  | No | R-410A | 2.4833 | Residential & Commercial | No
211387777 | Central HP <5.4 tons | COLEMAN | HRCU-A-CB (Split System: Heat Pump with Remote Outdoor Unit-Air-Source) | HMH72B341 |  |  | XAHB36DBCN1 | CP9C080B12MP13 | 33200 | 16.5 | 8.1 | 33400 | 23600 | 70.66% | 2 | 0 | 9.5 |  |  |  | No | R-410A | 2.7667 | Residential & Commercial | No
211386957 | Central HP <5.4 tons | COLEMAN | HRCU-A-CB (Split System: Heat Pump with Remote Outdoor Unit-Air-Source) | HMH72B341 |  |  | XAFC36DXXN1+TXV | TM9Y080B12MP11 | 34000 | 18 | 8.1 | 34000 | 24400 | 71.76% | 2.06 | 0 | 9.5 |  |  |  | No | R-410A | 2.8333 | Residential & Commercial | No
211387276 | Central HP <5.4 tons | COLEMAN | HRCU-A-CB (Split System: Heat Pump with Remote Outdoor Unit-Air-Source) | HMH72B341 |  |  | XAHC30CXXN1+TXV | TP9C100C20MP13 | 32800 | 17 | 8.1 | 33000 | 23200 | 70.3% | 2.02 | 0 | 9 |  |  |  | No | R-410A | 2.7333 | Residential & Commercial | No
211387478 | Central HP <5.4 tons | COLEMAN | HRCU-A-CB (Split System: Heat Pump with Remote Outdoor Unit-Air-Source) | HMH72B341 |  |  | XAHC30CXXN1+TXV | TP9C100C16MP13 | 32400 | 17 | 8.1 | 32800 | 23000 | 70.12% | 2 | 0 | 9.5 |  |  |  | No | R-410A | 2.7 | Residential & Commercial | No
211387728 | Central HP <5.4 tons | COLEMAN | HRCU-A-CB (Split System: Heat Pump with Remote Outdoor Unit-Air-Source) | HMH72B341 |  |  | XAHC30CXXN1+TXV | TP9C080B12MP13 | 32000 | 16.5 | 8.1 | 33000 | 23200 | 70.3% | 1.98 | 0 | 9 |  |  |  | No | R-410A | 2.6667 | Residential & Commercial | No
211387603 | Central HP <5.4 tons | COLEMAN | HRCU-A-CB (Split System: Heat Pump with Remote Outdoor Unit-Air-Source) | HMH72B341 |  |  | XAHC30CXXN1+TXV | TM9V080C16MP12 | 32200 | 16.5 | 8.1 | 32800 | 23000 | 70.12% | 2 | 0 | 9.5 |  |  |  | No | R-410A | 2.6833 | Residential & Commercial | No
211387852 | Central HP <5.4 tons | COLEMAN | HRCU-A-CB (Split System: Heat Pump with Remote Outdoor Unit-Air-Source) | HMH72B341 |  |  | XAFC30CXXN1+TXV | TP9C080B12MP13 | 32800 | 17 | 8.1 | 33600 | 23600 | 70.24% | 2.02 | 0 | 9.5 |  |  |  | No | R-410A | 2.7333 | Residential & Commercial | No
212480121 | Central HP <5.4 tons | CARRIER | HRCU-A-CB (Split System: Heat Pump with Remote Outdoor Unit-Air-Source) | 38MURAQ24AB3* | ADP |  | C36A***L129 | 59SU5A060E17**16 | 24000 | 17 | 8.5 | 24600 | 22000 | 89.43% | 1.86 | 0 | 9.5 |  |  |  | No | R-410A | 2 | Residential & Commercial | No
212520499 | Central HP <5.4 tons | CARRIER | HRCU-A-CB (Split System: Heat Pump with Remote Outdoor Unit-Air-Source) | 38MURAQ36AB3* | ADP |  | H,PG34936 | 58SU*A060E17**16 | 35800 | 15.2 | 8.1 | 36800 | 28000 | 76.09% | 1.8 | 0 | 9.5 |  |  |  | No | R-410A | 2.9833 | Residential & Commercial | No
212614367 | Central HP <5.4 tons | DAY & NIGHT | HRCU-A-CB (Split System: Heat Pump with Remote Outdoor Unit-Air-Source) | DLCURAH30ABK | ADP |  | F,PE*E34930 |  | 30200 | 15.2 | 8.4 | 33400 | 27000 | 80.84% | 1.8 | 0 | 9 |  |  |  | No | R-410A | 2.5167 | Residential & Commercial | No
213163582 | Central HP <5.4 tons | DAY & NIGHT | HRCU-A-CB (Split System: Heat Pump with Remote Outdoor Unit-Air-Source) | DLCURAH30ABK | ADP |  | H,FG32936+AEFE3A* |  | 29400 | 15.2 | 8.15 | 33200 | 27000 | 81.33% | 1.76 | 0 | 8.5 |  |  |  | No | R-410A | 2.45 | Residential & Commercial | No
213160940 | Central HP <5.4 tons | DAY & NIGHT | HRCU-A-CB (Split System: Heat Pump with Remote Outdoor Unit-Air-Source) | DLCURAH30ABK | ADP |  | V,G36H175P159+AEFE4B* |  | 31200 | 15.2 | 8.5 | 33800 | 26400 | 78.11% | 1.86 | 0 | 9 |  |  |  | No | R-410A | 2.6 | Residential & Commercial | No
211387831 | Central HP <5.4 tons | COLEMAN | HRCU-A-CB (Split System: Heat Pump with Remote Outdoor Unit-Air-Source) | HMH72B341 |  |  | XAFC36DBCN1 | TP9C080B12MP13 | 34000 | 17 | 8.1 | 34000 | 24400 | 71.76% | 2.06 | 0 | 9.5 |  |  |  | No | R-410A | 2.8333 | Residential & Commercial | No
211388315 | Central HP <5.4 tons | COLEMAN | HRCU-A-CB (Split System: Heat Pump with Remote Outdoor Unit-Air-Source) | HMH72B341 |  |  | XAFB36DXXN1+TXV | TP9C060B12MP13 | 33800 | 17 | 8.5 | 33400 | 23800 | 71.26% | 2.04 | 0 | 9.5 |  |  |  | No | R-410A | 2.8167 | Residential & Commercial | No
211388335 | Central HP <5.4 tons | COLEMAN | HRCU-A-CB (Split System: Heat Pump with Remote Outdoor Unit-Air-Source) | HMH72B341 |  |  | XAFB36DBCN1 | TM9V060B12MP12 | 33800 | 17 | 8.5 | 33400 | 23800 | 71.26% | 2.04 | 0 | 9.5 |  |  |  | No | R-410A | 2.8167 | Residential & Commercial | No
213297563 | Central HP <5.4 tons | COLEMAN | HRCU-A-CB (Split System: Heat Pump with Remote Outdoor Unit-Air-Source) | HMH72B341 |  |  | XAHC36DXXN1+TXV | Z8ES100B12LMPS1 | 33400 | 17.5 | 8.1 | 32800 | 23200 | 70.73% | 2.02 | 0 | 9.5 |  |  |  | No | R-410A | 2.7833 | Residential & Commercial | No
215289833 | Central HP <5.4 tons | AIRQUEST | HRCU-A-CB (Split System: Heat Pump with Remote Outdoor Unit-Air-Source) | DLCURAH18ABK | ADP |  | HG31930 | *96MSN0401712A* | 16600 | 15.2 | 8.5 | 16700 | 19000 | 113.8% | 2.32 | 0 | 9.5 |  |  |  | No | R-410A | 1.3833 | Residential & Commercial | No
215289901 | Central HP <5.4 tons | AIRQUEST | HRCU-A-CB (Split System: Heat Pump with Remote Outdoor Unit-Air-Source) | DLCURAH18ABK | ADP |  | H,GG30924 | *96MSN0601412A* | 16200 | 16 | 8.5 | 16500 | 18300 | 110.9% | 2.26 | 0 | 9.5 |  |  |  | No | R-410A | 1.35 | Residential & Commercial | No
212544224 | Central HP <5.4 tons | DAY & NIGHT | HRCU-A-CB (Split System: Heat Pump with Remote Outdoor Unit-Air-Source) | DLCURAH30ABK | ADP |  | FG80936 | *92ESN0801716A* | 29600 | 15.2 | 8.1 | 32200 | 27000 | 83.85% | 1.78 | 0 | 9 |  |  |  | No | R-410A | 2.4667 | Residential & Commercial | No
212544226 | Central HP <5.4 tons | DAY & NIGHT | HRCU-A-CB (Split System: Heat Pump with Remote Outdoor Unit-Air-Source) | DLCURAH30ABK | ADP |  | PL36H210P179 | *92ESN0802120A* | 30600 | 15.2 | 8.1 | 32600 | 26600 | 81.6% | 1.82 | 0 | 9 |  |  |  | No | R-410A | 2.55 | Residential & Commercial | No
212981116 | Central HP <5.4 tons | KEEPRITE | HRCU-A-CB (Split System: Heat Pump with Remote Outdoor Unit-Air-Source) | DLCURAH30ABK |  |  | EA*4X42L24A* | *80MS(N,L)1102420A* | 30000 | 15.5 | 8.1 | 34200 | 27600 | 80.7% | 1.8 | 0 | 9 |  |  |  | No | R-410A | 2.5 | Residential & Commercial | No
212980219 | Central HP <5.4 tons | KEEPRITE | HRCU-A-CB (Split System: Heat Pump with Remote Outdoor Unit-Air-Source) | DLCURAH30ABK |  |  | EA*4X42L24A* | *80MS(N,L)0902116A* | 29600 | 15.2 | 8.1 | 33800 | 27600 | 81.66% | 1.78 | 0 | 9 |  |  |  | No | R-410A | 2.4667 | Residential & Commercial | No
212603246 | Central HP <5.4 tons | DAY & NIGHT | HRCU-A-CB (Split System: Heat Pump with Remote Outdoor Unit-Air-Source) | DLCURAH30ABK | ADP |  | PL36H210P179 | *96VTN1002122A* | 30000 | 15.2 | 8.1 | 32400 | 26800 | 82.72% | 1.8 | 0 | 9 |  |  |  | No | R-410A | 2.5 | Residential & Commercial | No
213297828 | Central HP <5.4 tons | COLEMAN | HRCU-A-CB (Split System: Heat Pump with Remote Outdoor Unit-Air-Source) | HMH72B341 |  |  | XAUB30CXXN1+TXV | Z8ES080B12SMPS1 | 33000 | 18 | 8.5 | 33000 | 23400 | 70.91% | 2.04 | 0 | 9.5 |  |  |  | No | R-410A | 2.75 | Residential & Commercial | No
213296808 | Central HP <5.4 tons | COLEMAN | HRCU-A-CB (Split System: Heat Pump with Remote Outdoor Unit-Air-Source) | HMH72B341 |  |  | XAFC36DBCN1 | Z9ES100C16SMPS1 | 34000 | 16.5 | 8.1 | 33400 | 24000 | 71.86% | 2.08 | 0 | 9.5 |  |  |  | No | R-410A | 2.8333 | Residential & Commercial | No
213296858 | Central HP <5.4 tons | COLEMAN | HRCU-A-CB (Split System: Heat Pump with Remote Outdoor Unit-Air-Source) | HMH72B341 |  |  | XAFC36DXXN1+TXV | Z8ES120C20LMPS1 | 34000 | 17.5 | 8.5 | 34000 | 24600 | 72.35% | 2.12 | 0 | 9.5 |  |  |  | No | R-410A | 2.8333 | Residential & Commercial | No
213297128 | Central HP <5.4 tons | COLEMAN | HRCU-A-CB (Split System: Heat Pump with Remote Outdoor Unit-Air-Source) | HMH72B341 |  |  | XAFC48FBCN1 | Z8ES120C16LMPS1 | 34000 | 16.5 | 8.5 | 32800 | 23400 | 71.34% | 2.1 | 0 | 9.5 |  |  |  | No | R-410A | 2.8333 | Residential & Commercial | No
213297493 | Central HP <5.4 tons | COLEMAN | HRCU-A-CB (Split System: Heat Pump with Remote Outdoor Unit-Air-Source) | HMH72B341 |  |  | XAFC48FXXN1+TXV | Z8ET080C16LMPS1 | 33600 | 17.5 | 8.5 | 32800 | 23200 | 70.73% | 2.08 | 0 | 9.5 |  |  |  | No | R-410A | 2.8 | Residential & Commercial | No
213297513 | Central HP <5.4 tons | COLEMAN | HRCU-A-CB (Split System: Heat Pump with Remote Outdoor Unit-Air-Source) | HMH72B341 |  |  | XAFC36DBCN1 | Z8ET080B12LMPS1 | 34000 | 18.5 | 8.1 | 33400 | 24000 | 71.86% | 2.08 | 0 | 9.5 |  |  |  | No | R-410A | 2.8333 | Residential & Commercial | No
213297528 | Central HP <5.4 tons | COLEMAN | HRCU-A-CB (Split System: Heat Pump with Remote Outdoor Unit-Air-Source) | HMH72B341 |  |  | XAHC36DBCN1 | Z8ES120C16SMPS1 | 34000 | 17.5 | 8.1 | 33400 | 24000 | 71.86% | 2.08 | 0 | 9.5 |  |  |  | No | R-410A | 2.8333 | Residential & Commercial | No
215290049 | Central HP <5.4 tons | AIRQUEST | HRCU-A-CB (Split System: Heat Pump with Remote Outdoor Unit-Air-Source) | DLCURAH18ABK | ADP |  | H,GE23936 | *96VTN0401410B* | 17000 | 16 | 8.5 | 16600 | 19000 | 114.5% | 2.34 | 0 | 9.5 |  |  |  | No | R-410A | 1.4167 | Residential & Commercial | No
215290058 | Central HP <5.4 tons | AIRQUEST | HRCU-A-CB (Split System: Heat Pump with Remote Outdoor Unit-Air-Source) | DLCURAH18ABK | ADP |  | HE31930 | *96VTN0401410B* | 16600 | 16 | 8.5 | 16600 | 19000 | 114.5% | 2.34 | 0 | 9.5 |  |  |  | No | R-410A | 1.3833 | Residential & Commercial | No
215290060 | Central HP <5.4 tons | AIRQUEST | HRCU-A-CB (Split System: Heat Pump with Remote Outdoor Unit-Air-Source) | DLCURAH18ABK | ADP |  | H,GG32936 | *96VTN0401410B* | 16800 | 16 | 8.5 | 16600 | 19000 | 114.5% | 2.34 | 0 | 9.5 |  |  |  | No | R-410A | 1.4 | Residential & Commercial | No
215682113 | Central HP <5.4 tons | CARRIER | HRCU-A-CB (Split System: Heat Pump with Remote Outdoor Unit-Air-Source) | 27VNA048A*030* |  |  | CVAVA4821XMA*+UI | 58CU*B060C17**16 | 47000 | 18 | 9 | 50000 | 36400 | 72.8% | 2 | 0 | 9.5 |  |  |  | No | R-454B | 3.9167 | Residential & Commercial | No
213367370 | Central HP <5.4 tons | CARRIER | HRCU-A-CB (Split System: Heat Pump with Remote Outdoor Unit-Air-Source) | 38MURAQ24AB3* | ADP |  | H,PG31930 | 59TP6C040V17**12 | 22200 | 16 | 8.5 | 24600 | 23800 | 96.75% | 2 | 0 | 9.5 |  |  |  | No | R-410A | 1.85 | Residential & Commercial | No
214588282 | Central HP <5.4 tons | BRYANT HEATING AND COOLING SYSTEMS | HRCU-A-CB (Split System: Heat Pump with Remote Outdoor Unit-Air-Source) | 38MURAQ24AB3* | ADP |  | V,C36H***P429 | 926TC36060V14*** | 23000 | 17 | 8.5 | 24600 | 23600 | 95.93% | 2 | 0 | 9.5 |  |  |  | No | R-410A | 1.9167 | Residential & Commercial | No
214320239 | Central HP <5.4 tons | RUUD | HRCU-A-CB (Split System: Heat Pump with Remote Outdoor Unit-Air-Source) | RD17AZ36AJ3N | ADP |  | PL36H175P389 | R802V0504A17UHS | 33200 | 18 | 8.1 | 32600 | 29400 | 90.18% | 1.9 | 0 | 9.5 |  |  |  | No | R-410A | 2.7667 | Residential & Commercial | No
213160941 | Central HP <5.4 tons | DAY & NIGHT | HRCU-A-CB (Split System: Heat Pump with Remote Outdoor Unit-Air-Source) | DLCURAH30ABK | ADP |  | PL36H175P789+AEFE4B* |  | 31200 | 15.2 | 8.5 | 33800 | 26400 | 78.11% | 1.86 | 0 | 9 |  |  |  | No | R-410A | 2.6 | Residential & Commercial | No
213296878 | Central HP <5.4 tons | COLEMAN | HRCU-A-CB (Split System: Heat Pump with Remote Outdoor Unit-Air-Source) | HMH72B341 |  |  | XAFC36DXXN1+TXV | Z8ES120C16LMPS1 | 34000 | 18 | 8.5 | 33400 | 24400 | 73.05% | 2.12 | 0 | 9.5 |  |  |  | No | R-410A | 2.8333 | Residential & Commercial | No
213296908 | Central HP <5.4 tons | COLEMAN | HRCU-A-CB (Split System: Heat Pump with Remote Outdoor Unit-Air-Source) | HMH72B341 |  |  | XAFC36DBCN1 | Z8ES100C16LMPS1 | 34000 | 18 | 8.5 | 33400 | 24400 | 73.05% | 2.12 | 0 | 9.5 |  |  |  | No | R-410A | 2.8333 | Residential & Commercial | No
213367408 | Central HP <5.4 tons | CARRIER | HRCU-A-CB (Split System: Heat Pump with Remote Outdoor Unit-Air-Source) | 38MURAQ36AB3* | ADP |  | H,PG9J936 | 59TP6C120V24**22 | 34800 | 16 | 8.5 | 36200 | 34200 | 94.48% | 2.02 | 0 | 9.5 |  |  |  | No | R-410A | 2.9 | Residential & Commercial | No
212608497 | Central HP <5.4 tons | DAY & NIGHT | HRCU-A-CB (Split System: Heat Pump with Remote Outdoor Unit-Air-Source) | DLCURAH30ABK | ADP |  | F,PE*SS9931 |  | 31000 | 15.2 | 8.5 | 33800 | 26400 | 78.11% | 1.86 | 0 | 9 |  |  |  | No | R-410A | 2.5833 | Residential & Commercial | No
212614362 | Central HP <5.4 tons | DAY & NIGHT | HRCU-A-CB (Split System: Heat Pump with Remote Outdoor Unit-Air-Source) | DLCURAH30ABK | ADP |  | F,PE*BB9937 |  | 31200 | 15.2 | 8.5 | 33800 | 26400 | 78.11% | 1.86 | 0 | 9 |  |  |  | No | R-410A | 2.6 | Residential & Commercial | No
213163581 | Central HP <5.4 tons | DAY & NIGHT | HRCU-A-CB (Split System: Heat Pump with Remote Outdoor Unit-Air-Source) | DLCURAH30ABK | ADP |  | H,FG32936+AEFE4B* |  | 29600 | 15.2 | 8.15 | 33200 | 27000 | 81.33% | 1.76 | 0 | 8.5 |  |  |  | No | R-410A | 2.4667 | Residential & Commercial | No
213160938 | Central HP <5.4 tons | DAY & NIGHT | HRCU-A-CB (Split System: Heat Pump with Remote Outdoor Unit-Air-Source) | DLCURAH30ABK | ADP |  | PL36H175P069+AEFE4B* |  | 29800 | 15.2 | 8.2 | 33200 | 27000 | 81.33% | 1.78 | 0 | 8.5 |  |  |  | No | R-410A | 2.4833 | Residential & Commercial | No
212614365 | Central HP <5.4 tons | DAY & NIGHT | HRCU-A-CB (Split System: Heat Pump with Remote Outdoor Unit-Air-Source) | DLCURAH30ABK | ADP |  | F,PE*G34936 |  | 30200 | 15.2 | 8.4 | 33400 | 27000 | 80.84% | 1.8 | 0 | 9 |  |  |  | No | R-410A | 2.5167 | Residential & Commercial | No
213286706 | Central HP <5.4 tons | DAY & NIGHT | HRCU-A-CB (Split System: Heat Pump with Remote Outdoor Unit-Air-Source) | DLCURAH30ABK | ADP |  | CE2903C+TXV |  | 29400 | 15.2 | 8.15 | 33200 | 27000 | 81.33% | 1.76 | 0 | 8.5 |  |  |  | No | R-410A | 2.45 | Residential & Commercial | No
213286707 | Central HP <5.4 tons | DAY & NIGHT | HRCU-A-CB (Split System: Heat Pump with Remote Outdoor Unit-Air-Source) | DLCURAH30ABK | ADP |  | CE3005A+TXV |  | 29800 | 15.2 | 8.2 | 33200 | 27000 | 81.33% | 1.78 | 0 | 8.5 |  |  |  | No | R-410A | 2.4833 | Residential & Commercial | No
213163583 | Central HP <5.4 tons | DAY & NIGHT | HRCU-A-CB (Split System: Heat Pump with Remote Outdoor Unit-Air-Source) | DLCURAH30ABK | ADP |  | H,FG33936+AEFE4B* |  | 30000 | 15.2 | 8.3 | 33400 | 27000 | 80.84% | 1.78 | 0 | 8.5 |  |  |  | No | R-410A | 2.5 | Residential & Commercial | No
213163588 | Central HP <5.4 tons | DAY & NIGHT | HRCU-A-CB (Split System: Heat Pump with Remote Outdoor Unit-Air-Source) | DLCURAH30ABK | ADP |  | H,FG80936+AEFE3A* |  | 30400 | 15.2 | 8.5 | 33400 | 27000 | 80.84% | 1.82 | 0 | 9 |  |  |  | No | R-410A | 2.5333 | Residential & Commercial | No
214628146 | Central HP <5.4 tons | CARRIER | HRCU-A-CB (Split System: Heat Pump with Remote Outdoor Unit-Air-Source) | 38MURAQ24AB3* | ADP |  | V,C36H***P039 | 58S(B,C)*B045M14**12 | 22600 | 16 | 9 | 25400 | 25800 | 101.6% | 2.2 | 0 | 9.5 |  |  |  | No | R-410A | 1.8833 | Residential & Commercial | No
214629058 | Central HP <5.4 tons | CARRIER | HRCU-A-CB (Split System: Heat Pump with Remote Outdoor Unit-Air-Source) | 38MURAQ36AB3* | ADP |  | V,C36H175P159 | 58S(B,C)*B070M17**16 | 35200 | 16 | 8.1 | 36200 | 34200 | 94.48% | 2 | 0 | 9.5 |  |  |  | No | R-410A | 2.9333 | Residential & Commercial | No
212676710 | Central HP <5.4 tons | YORK | HRCU-A-CB (Split System: Heat Pump with Remote Outdoor Unit-Air-Source) | HMH72B341 | ADP |  | AD-36(P,U)*****9 | TM9E080B12MP12 | 32800 | 17 | 8.5 | 32400 | 23200 | 71.6% | 2.02 | 0 | 9.5 |  |  |  | No | R-410A | 2.7333 | Residential & Commercial | No
213296811 | Central HP <5.4 tons | CHAMPION HEATING AND COOLING | HRCU-A-CB (Split System: Heat Pump with Remote Outdoor Unit-Air-Source) | HMH72B341 |  |  | XAFC36DBCN1 | Z9ES100C16SMPS1 | 34000 | 16.5 | 8.1 | 33400 | 24000 | 71.86% | 2.08 | 0 | 9.5 |  |  |  | No | R-410A | 2.8333 | Residential & Commercial | No
213296861 | Central HP <5.4 tons | CHAMPION HEATING AND COOLING | HRCU-A-CB (Split System: Heat Pump with Remote Outdoor Unit-Air-Source) | HMH72B341 |  |  | XAFC36DXXN1+TXV | Z8ES120C20LMPS1 | 34000 | 17.5 | 8.5 | 34000 | 24600 | 72.35% | 2.12 | 0 | 9.5 |  |  |  | No | R-410A | 2.8333 | Residential & Commercial | No
214629215 | Central HP <5.4 tons | CARRIER | HRCU-A-CB (Split System: Heat Pump with Remote Outdoor Unit-Air-Source) | 38MURAQ36AB3* | ADP |  | C36A***L129 | 59SC6A080M17**16 | 34000 | 15.2 | 8.5 | 36400 | 34400 | 94.51% | 2.02 | 0 | 9.5 |  |  |  | No | R-410A | 2.8333 | Residential & Commercial | No
214629290 | Central HP <5.4 tons | CARRIER | HRCU-A-CB (Split System: Heat Pump with Remote Outdoor Unit-Air-Source) | 38MURAQ36AB3* | ADP |  | PL36H210P749 | 59SU5B040M17**12 | 35200 | 15.2 | 8.1 | 37400 | 34800 | 93.05% | 1.88 | 0 | 9.5 |  |  |  | No | R-410A | 2.9333 | Residential & Commercial | No
214628973 | Central HP <5.4 tons | CARRIER | HRCU-A-CB (Split System: Heat Pump with Remote Outdoor Unit-Air-Source) | 38MURAQ36AB3* | ADP |  | C36A***L159 | 58S(B,C)*B045M14**12 | 35200 | 15.2 | 8.5 | 36800 | 34800 | 94.57% | 2 | 0 | 9.5 |  |  |  | No | R-410A | 2.9333 | Residential & Commercial | No
214629205 | Central HP <5.4 tons | CARRIER | HRCU-A-CB (Split System: Heat Pump with Remote Outdoor Unit-Air-Source) | 38MURAQ36AB3* | ADP |  | V,C36H175P159 | 59SC6A060M17**16 | 35200 | 15.2 | 8.5 | 36800 | 34800 | 94.57% | 1.88 | 0 | 9.5 |  |  |  | No | R-410A | 2.9333 | Residential & Commercial | No
213296891 | Central HP <5.4 tons | CHAMPION HEATING AND COOLING | HRCU-A-CB (Split System: Heat Pump with Remote Outdoor Unit-Air-Source) | HMH72B341 |  |  | XAFC36DBCN1 | Z8ES120C16LMPS1 | 34000 | 18 | 8.5 | 33400 | 24400 | 73.05% | 2.12 | 0 | 9.5 |  |  |  | No | R-410A | 2.8333 | Residential & Commercial | No
213163590 | Central HP <5.4 tons | DAY & NIGHT | HRCU-A-CB (Split System: Heat Pump with Remote Outdoor Unit-Air-Source) | DLCURAH30ABK | ADP |  | H,FG82936+AEFE4B* |  | 31200 | 15.2 | 8.5 | 33800 | 26400 | 78.11% | 1.86 | 0 | 9 |  |  |  | No | R-410A | 2.6 | Residential & Commercial | No
213163589 | Central HP <5.4 tons | DAY & NIGHT | HRCU-A-CB (Split System: Heat Pump with Remote Outdoor Unit-Air-Source) | DLCURAH30ABK | ADP |  | H,FG81936+AEFE4B* |  | 31200 | 15.2 | 8.5 | 33800 | 26400 | 78.11% | 1.86 | 0 | 9 |  |  |  | No | R-410A | 2.6 | Residential & Commercial | No
215669452 | Central HP <5.4 tons | CARRIER | HRCU-A-CB (Split System: Heat Pump with Remote Outdoor Unit-Air-Source) | 27VNA036A*030* |  |  | CAA**6121AM*+UI | 58TN*B045C17**12 | 34400 | 17.5 | 9 | 34600 | 25200 | 72.83% | 1.9 | 0 | 9.5 |  |  |  | No | R-454B | 2.8667 | Residential & Commercial | No
215670406 | Central HP <5.4 tons | CARRIER | HRCU-A-CB (Split System: Heat Pump with Remote Outdoor Unit-Air-Source) | 27VNA036A*030* |  |  | CSAH*6012AM*+UI | 58TN*B070C14**12 | 34400 | 16.5 | 8.5 | 34800 | 25000 | 71.84% | 1.78 | 0 | 9.5 |  |  |  | No | R-454B | 2.8667 | Residential & Commercial | No
213163586 | Central HP <5.4 tons | DAY & NIGHT | HRCU-A-CB (Split System: Heat Pump with Remote Outdoor Unit-Air-Source) | DLCURAH30ABK | ADP |  | H,FG35936+AEFE3A* |  | 30400 | 15.2 | 8.5 | 33400 | 27000 | 80.84% | 1.82 | 0 | 9 |  |  |  | No | R-410A | 2.5333 | Residential & Commercial | No
213305983 | Central HP <5.4 tons | TEMPSTAR | HRCU-A-CB (Split System: Heat Pump with Remote Outdoor Unit-Air-Source) | DLCURAH30ABK | ADP |  | CE2903A+TXV |  | 29400 | 15.2 | 8.15 | 33200 | 27000 | 81.33% | 1.76 | 0 | 8.5 |  |  |  | No | R-410A | 2.45 | Residential & Commercial | No
212386788 | Central HP <5.4 tons | AIRTEMP | HRCU-A-C (Split System: Heat Pump with Remote Outdoor Unit with No Indoor Fan --Air Source) | GXH24-36MSK4DH |  |  | UE36X4AB |  | 32000 | 15.2 | 8.5 | 34000 | 24000 | 70.59% | 1.8 | 0 | 9.5 |  |  |  | No | R-410A | 2.6667 | Residential & Commercial | No
214628989 | Central HP <5.4 tons | CARRIER | HRCU-A-CB (Split System: Heat Pump with Remote Outdoor Unit-Air-Source) | 38MURAQ36AB3* | ADP |  | PL36H175P149 | 58S(B,C)*B070M14**12 | 34600 | 16 | 8.1 | 36800 | 34600 | 94.02% | 1.94 | 0 | 9.5 |  |  |  | No | R-410A | 2.8833 | Residential & Commercial | No
213160942 | Central HP <5.4 tons | DAY & NIGHT | HRCU-A-CB (Split System: Heat Pump with Remote Outdoor Unit-Air-Source) | DLCURAH30ABK | ADP |  | V,G36H***P449+AEFE3A* |  | 30400 | 15.2 | 8.5 | 33400 | 27000 | 80.84% | 1.82 | 0 | 9 |  |  |  | No | R-410A | 2.5333 | Residential & Commercial | No
214624934 | Central HP <5.4 tons | CARRIER | HRCU-A-CB (Split System: Heat Pump with Remote Outdoor Unit-Air-Source) | 38MURAQ36AB3* | ADP |  | C36A***L159 | 58SU*B100M21**20 | 35200 | 16 | 8.5 | 36800 | 34600 | 94.02% | 1.88 | 0 | 9.5 |  |  |  | No | R-410A | 2.9333 | Residential & Commercial | No
213885880 | Central HP <5.4 tons | CARRIER | HRCU-A-C (Split System: Heat Pump with Remote Outdoor Unit with No Indoor Fan --Air Source) | 38MURAQ36AB3 | ADP |  | H,PE32936+TD |  | 34800 | 15.2 | 8.2 | 36200 | 31200 | 86.19% | 1.78 | 0 | 9.5 |  |  |  | No | R-410A | 2.9 | Residential & Commercial | No
215674222 | Central HP <5.4 tons | KENMORE | HRCU-A-CB (Split System: Heat Pump with Remote Outdoor Unit-Air-Source) | (C,H,T)5H0V48*K*AAA* |  |  | EA*5X60M24A*+WALLCON | *95CSU0802120B* | 45000 | 17.5 | 9 | 47500 | 33600 | 70.74% | 2.08 | 0 | 9.5 |  |  |  | No | R-454B | 3.75 | Residential & Commercial | No
215683877 | Central HP <5.4 tons | CARRIER | HRCU-A-CB (Split System: Heat Pump with Remote Outdoor Unit-Air-Source) | 27VNA036A*030* |  |  | CAA**3717AM*+UI | 58TN*B090C17**16 | 34000 | 17.5 | 9 | 35800 | 25400 | 70.95% | 1.88 | 0 | 9.5 |  |  |  | No | R-454B | 2.8333 | Residential & Commercial | No
215683893 | Central HP <5.4 tons | CARRIER | HRCU-A-CB (Split System: Heat Pump with Remote Outdoor Unit-Air-Source) | 27VNA036A*030* |  |  | CAA**3721AM*+UI | 58CU*A060C17**16 | 34400 | 18 | 9 | 35400 | 25200 | 71.19% | 1.9 | 0 | 9.5 |  |  |  | No | R-454B | 2.8667 | Residential & Commercial | No
215684027 | Central HP <5.4 tons | CARRIER | HRCU-A-CB (Split System: Heat Pump with Remote Outdoor Unit-Air-Source) | 27VNA036A*030* |  |  | CSAH*3612AM*+UI | 58TN*B135C24**22 | 33800 | 16 | 8.5 | 35600 | 25400 | 71.35% | 1.76 | 0 | 9.5 |  |  |  | No | R-454B | 2.8167 | Residential & Commercial | No
215684043 | Central HP <5.4 tons | CARRIER | HRCU-A-CB (Split System: Heat Pump with Remote Outdoor Unit-Air-Source) | 27VNA036A*030* |  |  | CSAH*3612AM*+UI | 59MN7C100C21**22 | 33800 | 16.5 | 8.5 | 35800 | 25400 | 70.95% | 1.76 | 0 | 9.5 |  |  |  | No | R-454B | 2.8167 | Residential & Commercial | No
215674014 | Central HP <5.4 tons | CARRIER | HRCU-A-CB (Split System: Heat Pump with Remote Outdoor Unit-Air-Source) | 27VNA048A*030* |  |  | CAA**4821AM*+UI | 58TN*B045C17**12 | 43500 | 17 | 9 | 49000 | 35000 | 71.43% | 2.02 | 0 | 9 |  |  |  | No | R-454B | 3.625 | Residential & Commercial | No
215674064 | Central HP <5.4 tons | CARRIER | HRCU-A-CB (Split System: Heat Pump with Remote Outdoor Unit-Air-Source) | 27VNA048A*030* |  |  | CAA**4821AM*+UI | 58TN*B110C21**20 | 44500 | 18 | 9 | 48500 | 34000 | 70.1% | 2.06 | 0 | 9.5 |  |  |  | No | R-454B | 3.7083 | Residential & Commercial | No
216411137 | Central HP <5.4 tons | LUXAIRE | HRCU-A-CB (Split System: Heat Pump with Remote Outdoor Unit-Air-Source) | HMH72B341 |  |  | XAFC36DBCN1 | Z9ET080C16SMPS1 | 34800 | 17.5 | 8.5 | 35000 | 24600 | 70.29% | 2.04 | 0 | 9.5 |  |  |  | No | R-410A | 2.9 | Residential & Commercial | No
213164373 | Central HP <5.4 tons | YORK | HRCU-A-CB (Split System: Heat Pump with Remote Outdoor Unit-Air-Source) | HMH72B341 | ADP |  | CV363A9+AEF36AXP* |  | 33000 | 18 | 8.2 | 32000 | 23400 | 73.12% | 2.06 | 0 | 9.5 |  |  |  | No | R-410A | 2.75 | Residential & Commercial | No
214628385 | Central HP <5.4 tons | CARRIER | HRCU-A-CB (Split System: Heat Pump with Remote Outdoor Unit-Air-Source) | 38MURAQ24AB3* | ADP |  | V,C36H175P139 | 59SC6A040M17**12 | 23000 | 16 | 8.5 | 24800 | 24600 | 99.19% | 2.08 | 0 | 9.5 |  |  |  | No | R-410A | 1.9167 | Residential & Commercial | No
213163584 | Central HP <5.4 tons | DAY & NIGHT | HRCU-A-CB (Split System: Heat Pump with Remote Outdoor Unit-Air-Source) | DLCURAH30ABK | ADP |  | H,FG33936+AEFE3A* |  | 29800 | 15.2 | 8.3 | 33400 | 27000 | 80.84% | 1.78 | 0 | 8.5 |  |  |  | No | R-410A | 2.4833 | Residential & Commercial | No
212976741 | Central HP <5.4 tons | CARRIER | HRCU-A-CB (Split System: Heat Pump with Remote Outdoor Unit-Air-Source) | 38MURAQ30AB3* |  |  | CAP**4224AL* | GG96VTAB60100C** | 30200 | 15.2 | 8.1 | 34200 | 27400 | 80.12% | 1.8 | 0 | 9 |  |  |  | No | R-410A | 2.5167 | Residential & Commercial | No
212979431 | Central HP <5.4 tons | CARRIER | HRCU-A-CB (Split System: Heat Pump with Remote Outdoor Unit-Air-Source) | 38MURAQ30AB3* |  |  | CAP**3721AL* | 58S(B,C)*B070M21**16 | 30400 | 15.2 | 8.1 | 33400 | 26400 | 79.04% | 1.84 | 0 | 9 |  |  |  | No | R-410A | 2.5333 | Residential & Commercial | No
214624836 | Central HP <5.4 tons | CARRIER | HRCU-A-CB (Split System: Heat Pump with Remote Outdoor Unit-Air-Source) | 38MURAQ30AB3* | ADP |  | A36VCA+TXV | 58SU*B060M17**16 | 29600 | 15.2 | 8.1 | 32400 | 27400 | 84.57% | 1.78 | 0 | 9 |  |  |  | No | R-410A | 2.4667 | Residential & Commercial | No
211295828 | Central HP <5.4 tons | BRYANT HEATING AND COOLING SYSTEMS | HRCU-A-CB (Split System: Heat Pump with Remote Outdoor Unit-Air-Source) | 38MURAQ30AB3* |  |  | CAP**3721AL* | 912SD60080E21*** | 31200 | 15.2 | 8.5 | 33400 | 26000 | 77.84% | 1.88 | 0 | 9 |  |  |  | No | R-410A | 2.6 | Residential & Commercial | No
212982968 | Central HP <5.4 tons | KEEPRITE | HRCU-A-CB (Split System: Heat Pump with Remote Outdoor Unit-Air-Source) | DLCURAH30ABK |  |  | EA*4X42L24A* | *80MSU0802120A* | 29600 | 15.5 | 8.5 | 33600 | 27400 | 81.55% | 1.78 | 0 | 9 |  |  |  | No | R-410A | 2.4667 | Residential & Commercial | No
212981318 | Central HP <5.4 tons | CARRIER | HRCU-A-CB (Split System: Heat Pump with Remote Outdoor Unit-Air-Source) | 38MURAQ30AB3* |  |  | CAP**4224AL* | 58S(B,C)*B155M24**20 | 29800 | 15.2 | 8.1 | 34200 | 27600 | 80.7% | 1.8 | 0 | 9 |  |  |  | No | R-410A | 2.4833 | Residential & Commercial | No
214628638 | Central HP <5.4 tons | CARRIER | HRCU-A-CB (Split System: Heat Pump with Remote Outdoor Unit-Air-Source) | 38MURAQ30AB3* | ADP |  | PL36H210P299 | 58S(B,C)*B090M17**14 | 30400 | 15.2 | 8.1 | 31400 | 26000 | 82.8% | 1.84 | 0 | 9 |  |  |  | No | R-410A | 2.5333 | Residential & Commercial | No
214628681 | Central HP <5.4 tons | CARRIER | HRCU-A-CB (Split System: Heat Pump with Remote Outdoor Unit-Air-Source) | 38MURAQ30AB3* | ADP |  | PL36H210P749 | 58S(B,C)*B090M21**20 | 30000 | 15.2 | 8.1 | 32800 | 27000 | 82.32% | 1.8 | 0 | 9 |  |  |  | No | R-410A | 2.5 | Residential & Commercial | No
214628722 | Central HP <5.4 tons | CARRIER | HRCU-A-CB (Split System: Heat Pump with Remote Outdoor Unit-Air-Source) | 38MURAQ30AB3* | ADP |  | PL36H175P149 | 58TP*B070V14**12 | 29000 | 15.2 | 8.1 | 32400 | 26800 | 82.72% | 1.82 | 0 | 8.5 |  |  |  | No | R-410A | 2.4167 | Residential & Commercial | No
214628840 | Central HP <5.4 tons | CARRIER | HRCU-A-CB (Split System: Heat Pump with Remote Outdoor Unit-Air-Source) | 38MURAQ30AB3* | ADP |  | PL36H210P749 | 59SC6A080M21**20 | 29600 | 15.2 | 8.1 | 32600 | 27200 | 83.44% | 1.8 | 0 | 9 |  |  |  | No | R-410A | 2.4667 | Residential & Commercial | No
212480356 | Central HP <5.4 tons | CARRIER | HRCU-A-CB (Split System: Heat Pump with Remote Outdoor Unit-Air-Source) | 38MURAQ30AB3* | ADP |  | PL36H210P749 | 59TP6B100V21**22 | 29600 | 15.2 | 8.1 | 32200 | 27400 | 85.09% | 1.76 | 0 | 9 |  |  |  | No | R-410A | 2.4667 | Residential & Commercial | No
212498521 | Central HP <5.4 tons | CARRIER | HRCU-A-CB (Split System: Heat Pump with Remote Outdoor Unit-Air-Source) | 38MURAQ30AB3* | ADP |  | CE3005C+TXV |  | 29800 | 15.2 | 8.2 | 33200 | 27000 | 81.33% | 1.78 | 0 | 8.5 |  |  |  | No | R-410A | 2.4833 | Residential & Commercial | No
212982164 | Central HP <5.4 tons | KEEPRITE | HRCU-A-CB (Split System: Heat Pump with Remote Outdoor Unit-Air-Source) | DLCURAH30ABK |  |  | EA*4X42L21A* | *80MSU0401712A* | 30000 | 15.2 | 8.5 | 33800 | 27400 | 81.07% | 1.78 | 0 | 9 |  |  |  | No | R-410A | 2.5 | Residential & Commercial | No
212386790 | Central HP <5.4 tons | AIRTEMP | HRCU-A-C (Split System: Heat Pump with Remote Outdoor Unit with No Indoor Fan --Air Source) | GXH48-60MSK4DH |  |  | UE60X4AD |  | 50500 | 15.2 | 8.5 | 53000 | 37200 | 70.19% | 1.8 | 0 | 9.5 |  |  |  | No | R-410A | 4.2083 | Residential & Commercial | No
215318816 | Central HP <5.4 tons | PAYNE | HRCU-A-CB (Split System: Heat Pump with Remote Outdoor Unit-Air-Source) | 37MURAQ60AA3 |  |  | 45MUAAQ60XX3 |  | 54000 | 15.2 | 8.4 | 54000 | 38000 | 70.37% | 1.8 | 0 | 8.7 |  |  |  | No | R-454B | 4.5 | Residential & Commercial | No
213739937 | Central HP <5.4 tons | DAY & NIGHT | HRCU-A-CB (Split System: Heat Pump with Remote Outdoor Unit-Air-Source) | DLCURAH24ABK | ADP |  | FG32936 | *96MSN0401712A* | 22600 | 16 | 8.5 | 24800 | 24600 | 99.19% | 2.08 | 0 | 9 |  |  |  | No | R-410A | 1.8833 | Residential & Commercial | No
212614363 | Central HP <5.4 tons | DAY & NIGHT | HRCU-A-CB (Split System: Heat Pump with Remote Outdoor Unit-Air-Source) | DLCURAH30ABK | ADP |  | F,PE*E32936 |  | 29400 | 15.2 | 8.15 | 33200 | 27000 | 81.33% | 1.76 | 0 | 8.5 |  |  |  | No | R-410A | 2.45 | Residential & Commercial | No
214320251 | Central HP <5.4 tons | RUUD | HRCU-A-CB (Split System: Heat Pump with Remote Outdoor Unit-Air-Source) | RD17AZ36AJ3N | ADP |  | PL36H175P389 | R951V0703A17M4S | 33200 | 18 | 8.1 | 32600 | 29200 | 89.57% | 1.9 | 0 | 9.5 |  |  |  | No | R-410A | 2.7667 | Residential & Commercial | No
214629039 | Central HP <5.4 tons | CARRIER | HRCU-A-CB (Split System: Heat Pump with Remote Outdoor Unit-Air-Source) | 38MURAQ36AB3* | ADP |  | A36VCA+TXV | 58S(B,C)*B070M17**16 | 35000 | 16 | 8.1 | 36800 | 34600 | 94.02% | 1.88 | 0 | 9.5 |  |  |  | No | R-410A | 2.9167 | Residential & Commercial | No
214629148 | Central HP <5.4 tons | CARRIER | HRCU-A-CB (Split System: Heat Pump with Remote Outdoor Unit-Air-Source) | 38MURAQ36AB3* | ADP |  | C36A***L159 | 58TP*B045V14**12 | 35000 | 16 | 8.1 | 36800 | 34600 | 94.02% | 1.94 | 0 | 9.5 |  |  |  | No | R-410A | 2.9167 | Residential & Commercial | No
214303017 | Central HP <5.4 tons | RUUD | HRCU-A-CB (Split System: Heat Pump with Remote Outdoor Unit-Air-Source) | RD17AZ36AJ3N | ADP |  | H,RG82936 | R951V0703A17M4S | 33600 | 18 | 8.1 | 32600 | 29200 | 89.57% | 1.9 | 0 | 9.5 |  |  |  | No | R-410A | 2.8 | Residential & Commercial | No
214320246 | Central HP <5.4 tons | RUUD | HRCU-A-CB (Split System: Heat Pump with Remote Outdoor Unit-Air-Source) | RD17AZ36AJ3N | ADP |  | PL36H175P389 | R921V0703A17M4S | 33200 | 18 | 8.1 | 32600 | 29200 | 89.57% | 1.9 | 0 | 9.5 |  |  |  | No | R-410A | 2.7667 | Residential & Commercial | No
214320248 | Central HP <5.4 tons | RUUD | HRCU-A-CB (Split System: Heat Pump with Remote Outdoor Unit-Air-Source) | RD17AZ36AJ3N | ADP |  | PL36H175P389 | R951V0403A17UHU | 33200 | 18 | 8.1 | 32600 | 29400 | 90.18% | 1.9 | 0 | 9.5 |  |  |  | No | R-410A | 2.7667 | Residential & Commercial | No
215677343 | Central HP <5.4 tons | CARRIER | HRCU-A-CB (Split System: Heat Pump with Remote Outdoor Unit-Air-Source) | 27VNA060A*030* |  |  | CVAVA6021XMA*+UI | 58TN*B070C21**20 | 56500 | 18 | 9 | 64000 | 45000 | 70.31% | 2.06 | 0 | 9 |  |  |  | No | R-454B | 4.7083 | Residential & Commercial | No
215677543 | Central HP <5.4 tons | CARRIER | HRCU-A-CB (Split System: Heat Pump with Remote Outdoor Unit-Air-Source) | 27VNA060A*030* |  |  | CVAVA6024XMA*+UI | 59TN6C100C21**22 | 56500 | 18.5 | 9 | 63000 | 44500 | 70.63% | 2.08 | 0 | 9 |  |  |  | No | R-454B | 4.7083 | Residential & Commercial | No
214320244 | Central HP <5.4 tons | RUUD | HRCU-A-CB (Split System: Heat Pump with Remote Outdoor Unit-Air-Source) | RD17AZ36AJ3N | ADP |  | PL36H175P389 | R921V0403A17M4S | 33200 | 18 | 8.1 | 32600 | 29200 | 89.57% | 1.9 | 0 | 9.5 |  |  |  | No | R-410A | 2.7667 | Residential & Commercial | No
212614364 | Central HP <5.4 tons | DAY & NIGHT | HRCU-A-CB (Split System: Heat Pump with Remote Outdoor Unit-Air-Source) | DLCURAH30ABK | ADP |  | F,PE*E33936 |  | 29800 | 15.2 | 8.3 | 33400 | 27000 | 80.84% | 1.78 | 0 | 8.5 |  |  |  | No | R-410A | 2.4833 | Residential & Commercial | No
215679913 | Central HP <5.4 tons | CARRIER | HRCU-A-CB (Split System: Heat Pump with Remote Outdoor Unit-Air-Source) | 27VNA036A*030* |  |  | CSAH*4812AM*+UI | 59TN7A100C21**22 | 34200 | 16.5 | 8.5 | 35400 | 25200 | 71.19% | 1.9 | 0 | 9.5 |  |  |  | No | R-454B | 2.85 | Residential & Commercial | No
215679983 | Central HP <5.4 tons | CARRIER | HRCU-A-CB (Split System: Heat Pump with Remote Outdoor Unit-Air-Source) | 27VNA036A*030* |  |  | CSAH*6012AM*+UI | 59TN7A080C21**20 | 34600 | 16.5 | 8.5 | 34600 | 24800 | 71.68% | 1.8 | 0 | 9.5 |  |  |  | No | R-454B | 2.8833 | Residential & Commercial | No
216411127 | Central HP <5.4 tons | LUXAIRE | HRCU-A-CB (Split System: Heat Pump with Remote Outdoor Unit-Air-Source) | HMH72B341 |  |  | XAHB36DBCN1 | Z9ET060B12SMPS1 | 33000 | 17 | 8.5 | 33400 | 23400 | 70.06% | 2 | 0 | 9.5 |  |  |  | No | R-410A | 2.75 | Residential & Commercial | No
214861399 | Central HP <5.4 tons | RUUD | HRCU-A-CB (Split System: Heat Pump with Remote Outdoor Unit-Air-Source) | RD17AZ60AJ3N | ADP |  | H,RE84960 | R951V1155A24M4S | 53500 | 17 | 8.1 | 52000 | 48500 | 93.27% | 1.75 | 0 | 9.5 |  |  |  | No | R-410A | 4.4583 | Residential & Commercial | No
214861403 | Central HP <5.4 tons | RUUD | HRCU-A-CB (Split System: Heat Pump with Remote Outdoor Unit-Air-Source) | RD17AZ60AJ3N | ADP |  | H,RE84960 | R962V1155A24M4S | 53500 | 17 | 8.1 | 52000 | 48500 | 93.27% | 1.75 | 0 | 9.5 |  |  |  | No | R-410A | 4.4583 | Residential & Commercial | No
215677593 | Central HP <5.4 tons | CARRIER | HRCU-A-CB (Split System: Heat Pump with Remote Outdoor Unit-Air-Source) | 27VNA060A*030* |  |  | CVAVA6121XMA*+UI | 59CU5B080C21**20 | 57000 | 18 | 9 | 64000 | 45000 | 70.31% | 2.08 | 0 | 9 |  |  |  | No | R-454B | 4.75 | Residential & Commercial | No
215677693 | Central HP <5.4 tons | CARRIER | HRCU-A-CB (Split System: Heat Pump with Remote Outdoor Unit-Air-Source) | 27VNA060A*030* |  |  | CVAVA6124XMA*+UI | 59MN7C080C21**20 | 57500 | 18.5 | 9 | 64000 | 45000 | 70.31% | 2.06 | 0 | 9 |  |  |  | No | R-454B | 4.7917 | Residential & Commercial | No
215683023 | Central HP <5.4 tons | CARRIER | HRCU-A-CB (Split System: Heat Pump with Remote Outdoor Unit-Air-Source) | 27VNA060A*030* |  |  | CVAVA6021XMA*+UI | 58CU*B100C21**20 | 57000 | 18 | 9 | 63500 | 44500 | 70.08% | 2.08 | 0 | 9 |  |  |  | No | R-454B | 4.75 | Residential & Commercial | No
215683123 | Central HP <5.4 tons | CARRIER | HRCU-A-CB (Split System: Heat Pump with Remote Outdoor Unit-Air-Source) | 27VNA060A*030* |  |  | CVAVA6121XMA*+UI | 58CU*B040C17**12 | 56500 | 18 | 9 | 61500 | 43500 | 70.73% | 2.12 | 0 | 9.5 |  |  |  | No | R-454B | 4.7083 | Residential & Commercial | No
209852072 | Central HP <5.4 tons | HEIL | HRCU-A-CB (Split System: Heat Pump with Remote Outdoor Unit-Air-Source) | DLCURAH48ABK |  |  | DLFUAAH48XAK |  | 47000 | 15.6 | 9.4 | 50000 | 46000 | 92% | 1.9 | 8.5 | 8.2 |  |  |  | No | R-410A | 3.9167 | Residential & Commercial | No
214628450 | Central HP <5.4 tons | CARRIER | HRCU-A-CB (Split System: Heat Pump with Remote Outdoor Unit-Air-Source) | 38MURAQ24AB3* | ADP |  | V,C36H175P139 | 59SC6A060M17**16 | 23200 | 17 | 9 | 24200 | 23200 | 95.87% | 1.96 | 0 | 9.5 |  |  |  | No | R-410A | 1.9333 | Residential & Commercial | No
215679713 | Central HP <5.4 tons | CARRIER | HRCU-A-CB (Split System: Heat Pump with Remote Outdoor Unit-Air-Source) | 27VNA036A*030* |  |  | CSAH*3612AM*+UI | 58CU*B040C17**12 | 33800 | 16 | 8.5 | 35600 | 25400 | 71.35% | 1.78 | 0 | 9.5 |  |  |  | No | R-454B | 2.8167 | Residential & Commercial | No
215679833 | Central HP <5.4 tons | CARRIER | HRCU-A-CB (Split System: Heat Pump with Remote Outdoor Unit-Air-Source) | 27VNA036A*030* |  |  | CSAH*4212AM*+UI | 59TN7A080C21**20 | 34000 | 16 | 8.5 | 35600 | 25200 | 70.79% | 1.76 | 0 | 9.5 |  |  |  | No | R-454B | 2.8333 | Residential & Commercial | No
215679883 | Central HP <5.4 tons | CARRIER | HRCU-A-CB (Split System: Heat Pump with Remote Outdoor Unit-Air-Source) | 27VNA036A*030* |  |  | CSAH*4812AM*+UI | 58CU*B060C17**16 | 34200 | 17 | 8.5 | 35400 | 25200 | 71.19% | 1.9 | 0 | 9.5 |  |  |  | No | R-454B | 2.85 | Residential & Commercial | No
214731164 | Central HP <5.4 tons | BRYANT HEATING AND COOLING SYSTEMS | HRCU-A-CB (Split System: Heat Pump with Remote Outdoor Unit-Air-Source) | 38MURAQ24AB3* | ADP |  | H,PG7J936 | 926TC30040V14*** | 23000 | 16 | 8.5 | 25400 | 26800 | 105.5% | 2.3 | 0 | 9.5 |  |  |  | No | R-410A | 1.9167 | Residential & Commercial | No
211398583 | Central HP <5.4 tons | COLEMAN | HRCU-A-CB (Split System: Heat Pump with Remote Outdoor Unit-Air-Source) | HMH72B341 |  |  | XAUC48FXXN1+TXV | TMLE100C16MP11 | 33600 | 17 | 8.5 | 32400 | 23600 | 72.84% | 2.06 | 0 | 9.5 |  |  |  | No | R-410A | 2.8 | Residential & Commercial | No
211719800 | Central HP <5.4 tons | COLEMAN | HRCU-A-CB (Split System: Heat Pump with Remote Outdoor Unit-Air-Source) | HMH72B341 |  |  | XAUC48FXXN1+TXV | CPLC080B12MP13 | 33000 | 16 | 8.1 | 32600 | 24000 | 73.62% | 2.02 | 0 | 9 |  |  |  | No | R-410A | 2.75 | Residential & Commercial | No
214861400 | Central HP <5.4 tons | RUUD | HRCU-A-CB (Split System: Heat Pump with Remote Outdoor Unit-Air-Source) | RD17AZ60AJ3N | ADP |  | H,RE84960 | R962V0705A21M4S | 53000 | 17 | 8.1 | 52000 | 49000 | 94.23% | 1.75 | 0 | 9.5 |  |  |  | No | R-410A | 4.4167 | Residential & Commercial | No
215678043 | Central HP <5.4 tons | CARRIER | HRCU-A-CB (Split System: Heat Pump with Remote Outdoor Unit-Air-Source) | 27VNA060A*030* |  |  | CSAH*6012AM*+UI | 58CU*A100C21**20 | 55500 | 17 | 8.5 | 60000 | 42000 | 70% | 1.9 | 0 | 8.5 |  |  |  | No | R-454B | 4.625 | Residential & Commercial | No